## Sheet1
| 0 | 1 | 2
0 | 9002190000 | KT-F 36 | Cutting tools, Front cutter
1 | 7789221010 | PAC-S300-HE20-V1-1M | Pre-assembled cable, PAC, Cable LiYY, 8.6 ± 1 mm
2 | 7789237010 | PAC-S300-HE20-V5-1M | Pre-assembled cable, PAC, Cable LiYY, 8.6 ± 1 mm
3 | 2786240000 | PRO DC BUFFER 24V 20A | Buffer module, 24 V
4 | 2827750000 | SL 5.08HC/02/180 3.2SN BL BX | PCB plug-in connector, male header, open side, THT solder connection, 5.08 mm, Number of poles: 2, 180°, Solder pin length (l): 3.2 mm, tinned, Light Blue, Box
5 | 2674520000 | UC20-SL2000-EC | Controller, IP20, u-control 2000 studio, Automation Controller with EtherCAT interface
6 | 2668450000 | VPU AC I 0 N-PE 305/50 LCF | Spare arrester, Surge protection
7 | 2710660100 | CH-HEAA-HEAB-06-0100-AH | Heavy duty connector assemblies, Pin, Socket connector, Lapp ÖLFLEX® CLASSIC 110 BK 7G1.5 or similar, Shielded: No, Number of poles: 6
8 | 2719800000 | APG 1.5/7-6BG-GN | Plug, 1.5 mm², 500, 17.5 A, Number of poles: 7, dark beige, green
9 | 2697900000 | A2C 10 OR | Feed-through terminal, PUSH IN, 10 mm², 1000 V, 57 A, orange
10 | 2709720000 | HDC MXCC3 4X | Cross-connector bridge, Heavy duty connector assemblies
11 | 2709730000 | HDC MXCC4 4X | Cross-connector bridge, Heavy duty connector assemblies
12 | 2709750000 | HDC MXCC6 4X | Cross-connector bridge, Heavy duty connector assemblies
13 | 2709740000 | HDC MXCC5 4X | Cross-connector bridge, Heavy duty connector assemblies
14 | 2709770000 | HDC MXCC7 4X | Cross-connector bridge, Heavy duty connector assemblies
15 | 2709780000 | HDC MXCC8 4X | Cross-connector bridge, Heavy duty connector assemblies
16 | 2709790000 | HDC MXCC9 4X | Cross-connector bridge, Heavy duty connector assemblies
17 | 2709800000 | HDC MXCC10 4X | Cross-connector bridge, Heavy duty connector assemblies
18 | 2709820000 | HDC MXCC12 4X | Cross-connector bridge, Heavy duty connector assemblies
19 | 2709810000 | HDC MXCC11 4X | Cross-connector bridge, Heavy duty connector assemblies
20 | 2717110000 | WGK 25 VP IK3 BLOCK 3P BK BX | OMNIMATE Power - series WGK, Feed-through terminal, Rated cross-section: 25 mm², Wemid (PA)
21 | 2717800075 | IE-C5DE4UP0075PCAPCA-E | Dragline cable, M8 P-code - IP67 angeled pin, M8 P-code - IP67 angeled pin, Cat. 5e, PUR, 7.5 m
22 | 2717810030 | IE-C5DE4UP0030PCAPSA-E | Dragline cable, M8 P-code - IP67 angeled pin, M8 P-code - IP67 angeled socket, Cat. 5e, PUR, 3 m
23 | 2717810075 | IE-C5DE4UP0075PCAPSA-E | Dragline cable, M8 P-code - IP67 angeled pin, M8 P-code - IP67 angeled socket, Cat. 5e, PUR, 7.5 m
24 | 2717800050 | IE-C5DE4UP0050PCAPCA-E | Dragline cable, M8 P-code - IP67 angeled pin, M8 P-code - IP67 angeled pin, Cat. 5e, PUR, 5 m
25 | 2717800030 | IE-C5DE4UP0030PCAPCA-E | Dragline cable, M8 P-code - IP67 angeled pin, M8 P-code - IP67 angeled pin, Cat. 5e, PUR, 3 m
26 | 2717800100 | IE-C5DE4UP0100PCAPCA-E | Dragline cable, M8 P-code - IP67 angeled pin, M8 P-code - IP67 angeled pin, Cat. 5e, PUR
27 | 2717780300 | IE-C5DE4UP0300PCSPCS-E | Dragline cable, M8 P-code - IP67 straight pin, M8 P-code - IP67 straight pin, Cat. 5e, PUR, 30 m
28 | 2717760300 | IE-C5DE4UP0300PSAXXX-E | Dragline cable, M8 P-code - IP67 angeled socket, Open, Cat. 5e, PUR, 30 m
29 | 2717750050 | IE-C5DE4UP0050PCSXXX-E | Dragline cable, M8 P-code - IP67 straight pin, Open, Cat. 5e, PUR, 5 m
30 | 2717780030 | IE-C5DE4UP0030PCSPCS-E | Dragline cable, M8 P-code - IP67 straight pin, M8 P-code - IP67 straight pin, Cat. 5e, PUR, 3 m
31 | 2717760030 | IE-C5DE4UP0030PSAXXX-E | Dragline cable, M8 P-code - IP67 angeled socket, Open, Cat. 5e, PUR, 3 m
32 | 2717780075 | IE-C5DE4UP0075PCSPCS-E | Dragline cable, M8 P-code - IP67 straight pin, M8 P-code - IP67 straight pin, Cat. 5e, PUR, 7.5 m
33 | 2717780100 | IE-C5DE4UP0100PCSPCS-E | Dragline cable, M8 P-code - IP67 straight pin, M8 P-code - IP67 straight pin, Cat. 5e, PUR
34 | 2717740050 | IE-C5DE4UP0050PSSXXX-E | Dragline cable, M8 P-code - IP67 straight socket, Open, Cat. 5e, PUR, 5 m
35 | 2717760200 | IE-C5DE4UP0200PSAXXX-E | Dragline cable, M8 P-code - IP67 angeled socket, Open, Cat. 5e, PUR, 20 m
36 | 2717780050 | IE-C5DE4UP0050PCSPCS-E | Dragline cable, M8 P-code - IP67 straight pin, M8 P-code - IP67 straight pin, Cat. 5e, PUR, 5 m
37 | 2717740075 | IE-C5DE4UP0075PSSXXX-E | Dragline cable, M8 P-code - IP67 straight socket, Open, Cat. 5e, PUR, 7.5 m
38 | 2717750030 | IE-C5DE4UP0030PCSXXX-E | Dragline cable, M8 P-code - IP67 straight pin, Open, Cat. 5e, PUR, 3 m
39 | 2717760100 | IE-C5DE4UP0100PSAXXX-E | Dragline cable, M8 P-code - IP67 angeled socket, Open, Cat. 5e, PUR, 10 m
40 | 2717760075 | IE-C5DE4UP0075PSAXXX-E | Dragline cable, M8 P-code - IP67 angeled socket, Open, Cat. 5e, PUR, 7.5 m
41 | 2717740200 | IE-C5DE4UP0200PSSXXX-E | Dragline cable, M8 P-code - IP67 straight socket, Open, Cat. 5e, PUR, 20 m
42 | 2717750200 | IE-C5DE4UP0200PCSXXX-E | Dragline cable, M8 P-code - IP67 straight pin, Open, Cat. 5e, PUR, 20 m
43 | 2717740100 | IE-C5DE4UP0100PSSXXX-E | Dragline cable, M8 P-code - IP67 straight socket, Open, Cat. 5e, PUR
44 | 2717760050 | IE-C5DE4UP0050PSAXXX-E | Dragline cable, M8 P-code - IP67 angeled socket, Open, Cat. 5e, PUR, 5 m
45 | 2717780200 | IE-C5DE4UP0200PCSPCS-E | Dragline cable, M8 P-code - IP67 straight pin, M8 P-code - IP67 straight pin, Cat. 5e, PUR, 20 m
46 | 2723040010 | IE-C6HD8UG0010XCSXCS-E | Dragline cable, M12 X-type IP 67 straight male, M12 X-type IP 67 straight male, Cat.6A / Class EA (ISO/IEC 11801 2010), PUR, 1 m
47 | 2744130000 | A2T 2.5 DT/FT | 2.5 mm², 400 V, 16 A, dark beige
48 | 2744140000 | A2T 2.5 DT/FT BL | 2.5 mm², 400 V, 16 A, blue
49 | 2744110000 | A2T 2.5 DT/DT | 2.5 mm², 400 V, 16 A, dark beige
50 | 2744120000 | A2T 2.5 DT/DT BL | 2.5 mm², 400 V, 16 A, blue
51 | 2744150000 | AEP DT 2.5 2T | A-series, End plate
52 | 2744160000 | AEP DT 2.5 2T BL | A-series, End plate
53 | 2818750000 | LMF 5.08/03/180 3.5SN OR BX SO | Printed circuit board terminals, 5.08 mm, Number of poles: 3, 180°, Solder pin length (l): 3.5 mm, tinned, orange, PUSH IN with actuator, Clamping range, max. : 2.5 mm², Box
54 | 2774650000 | LMFS 7.50/02/180 3.5SN BK BX | Printed circuit board terminals, 7.50 mm, Number of poles: 2, 180°, Solder pin length (l): 3.5 mm, tinned, black, PUSH IN without actuator, Box
55 | 2774660000 | LMFS 7.50/03/180 3.5SN BK BX | Printed circuit board terminals, 7.50 mm, Number of poles: 3, 180°, Solder pin length (l): 3.5 mm, tinned, black, PUSH IN without actuator, Box
56 | 2774670000 | LMFS 7.50/04/180 3.5SN BK BX | Printed circuit board terminals, 7.50 mm, Number of poles: 4, 180°, Solder pin length (l): 3.5 mm, tinned, black, PUSH IN without actuator, Box
57 | 2774690000 | LMFS 7.50/06/180 3.5SN BK BX | Printed circuit board terminals, 7.50 mm, Number of poles: 6, 180°, Solder pin length (l): 3.5 mm, tinned, black, PUSH IN without actuator, Box
58 | 2774680000 | LMFS 7.50/05/180 3.5SN BK BX | Printed circuit board terminals, 7.50 mm, Number of poles: 5, 180°, Solder pin length (l): 3.5 mm, tinned, black, PUSH IN without actuator, Box
59 | 2774710000 | LMFS 7.50/08/180 3.5SN BK BX | Printed circuit board terminals, 7.50 mm, Number of poles: 8, 180°, Solder pin length (l): 3.5 mm, tinned, black, PUSH IN without actuator, Box
60 | 2774700000 | LMFS 7.50/07/180 3.5SN BK BX | Printed circuit board terminals, 7.50 mm, Number of poles: 7, 180°, Solder pin length (l): 3.5 mm, tinned, black, PUSH IN without actuator, Box
61 | 2774720000 | LMFS 7.50/09/180 3.5SN BK BX | Printed circuit board terminals, 7.50 mm, Number of poles: 9, 180°, Solder pin length (l): 3.5 mm, tinned, black, PUSH IN without actuator, Box
62 | 2774730000 | LMFS 7.50/10/180 3.5SN BK BX | Printed circuit board terminals, 7.50 mm, Number of poles: 10, 180°, Solder pin length (l): 3.5 mm, tinned, black, PUSH IN without actuator, Box
63 | 2774760000 | LMFS 7.50/02/180 3.5SN OR BX | Printed circuit board terminals, 7.50 mm, Number of poles: 2, 180°, Solder pin length (l): 3.5 mm, tinned, orange, PUSH IN without actuator, Box
64 | 2774770000 | LMFS 7.50/03/180 3.5SN OR BX | Printed circuit board terminals, 7.50 mm, Number of poles: 3, 180°, Solder pin length (l): 3.5 mm, tinned, orange, PUSH IN without actuator, Box
65 | 2774740000 | LMFS 7.50/11/180 3.5SN BK BX | Printed circuit board terminals, 7.50 mm, Number of poles: 11, 180°, Solder pin length (l): 3.5 mm, tinned, black, PUSH IN without actuator, Box
66 | 2774750000 | LMFS 7.50/12/180 3.5SN BK BX | Printed circuit board terminals, 7.50 mm, Number of poles: 12, 180°, Solder pin length (l): 3.5 mm, tinned, black, PUSH IN without actuator, Box
67 | 2774780000 | LMFS 7.50/04/180 3.5SN OR BX | Printed circuit board terminals, 7.50 mm, Number of poles: 4, 180°, Solder pin length (l): 3.5 mm, tinned, orange, PUSH IN without actuator, Box
68 | 2774790000 | LMFS 7.50/05/180 3.5SN OR BX | Printed circuit board terminals, 7.50 mm, Number of poles: 5, 180°, Solder pin length (l): 3.5 mm, tinned, orange, PUSH IN without actuator, Box
69 | 2774800000 | LMFS 7.50/06/180 3.5SN OR BX | Printed circuit board terminals, 7.50 mm, Number of poles: 6, 180°, Solder pin length (l): 3.5 mm, tinned, orange, PUSH IN without actuator, Box
70 | 2774810000 | LMFS 7.50/07/180 3.5SN OR BX | Printed circuit board terminals, 7.50 mm, Number of poles: 7, 180°, Solder pin length (l): 3.5 mm, tinned, orange, PUSH IN without actuator, Box
71 | 2774820000 | LMFS 7.50/08/180 3.5SN OR BX | Printed circuit board terminals, 7.50 mm, Number of poles: 8, 180°, Solder pin length (l): 3.5 mm, tinned, orange, PUSH IN without actuator, Box
72 | 2774830000 | LMFS 7.50/09/180 3.5SN OR BX | Printed circuit board terminals, 7.50 mm, Number of poles: 9, 180°, Solder pin length (l): 3.5 mm, tinned, orange, PUSH IN without actuator, Box
73 | 2774850000 | LMFS 7.50/11/180 3.5SN OR BX | Printed circuit board terminals, 7.50 mm, Number of poles: 11, 180°, Solder pin length (l): 3.5 mm, tinned, orange, PUSH IN without actuator, Box
74 | 2774840000 | LMFS 7.50/10/180 3.5SN OR BX | Printed circuit board terminals, 7.50 mm, Number of poles: 10, 180°, Solder pin length (l): 3.5 mm, tinned, orange, PUSH IN without actuator, Box
75 | 2774540000 | LMF 7.50/02/180 3.5SN OR BX | Printed circuit board terminals, 7.50 mm, Number of poles: 2, 180°, Solder pin length (l): 3.5 mm, tinned, orange, PUSH IN with actuator, Box
76 | 2774590000 | LMF 7.50/07/180 3.5SN OR BX | Printed circuit board terminals, 7.50 mm, Number of poles: 7, 180°, Solder pin length (l): 3.5 mm, tinned, orange, PUSH IN with actuator, Box
77 | 2774620000 | LMF 7.50/10/180 3.5SN OR BX | Printed circuit board terminals, 7.50 mm, Number of poles: 10, 180°, Solder pin length (l): 3.5 mm, tinned, orange, PUSH IN with actuator, Box
78 | 2774580000 | LMF 7.50/06/180 3.5SN OR BX | Printed circuit board terminals, 7.50 mm, Number of poles: 6, 180°, Solder pin length (l): 3.5 mm, tinned, orange, PUSH IN with actuator, Box
79 | 2774600000 | LMF 7.50/08/180 3.5SN OR BX | Printed circuit board terminals, 7.50 mm, Number of poles: 8, 180°, Solder pin length (l): 3.5 mm, tinned, orange, PUSH IN with actuator, Box
80 | 2774610000 | LMF 7.50/09/180 3.5SN OR BX | Printed circuit board terminals, 7.50 mm, Number of poles: 9, 180°, Solder pin length (l): 3.5 mm, tinned, orange, PUSH IN with actuator, Box
81 | 2774640000 | LMF 7.50/12/180 3.5SN OR BX | Printed circuit board terminals, 7.50 mm, Number of poles: 12, 180°, Solder pin length (l): 3.5 mm, tinned, orange, PUSH IN with actuator, Box
82 | 2774550000 | LMF 7.50/03/180 3.5SN OR BX | Printed circuit board terminals, 7.50 mm, Number of poles: 3, 180°, Solder pin length (l): 3.5 mm, tinned, orange, PUSH IN with actuator, Box
83 | 2774560000 | LMF 7.50/04/180 3.5SN OR BX | Printed circuit board terminals, 7.50 mm, Number of poles: 4, 180°, Solder pin length (l): 3.5 mm, tinned, orange, PUSH IN with actuator, Box
84 | 2774570000 | LMF 7.50/05/180 3.5SN OR BX | Printed circuit board terminals, 7.50 mm, Number of poles: 5, 180°, Solder pin length (l): 3.5 mm, tinned, orange, PUSH IN with actuator, Box
85 | 2774630000 | LMF 7.50/11/180 3.5SN OR BX | Printed circuit board terminals, 7.50 mm, Number of poles: 11, 180°, Solder pin length (l): 3.5 mm, tinned, orange, PUSH IN with actuator, Box
86 | 2774430000 | LMF 7.50/02/180 3.5SN BK BX | Printed circuit board terminals, 7.50 mm, Number of poles: 2, 180°, Solder pin length (l): 3.5 mm, tinned, black, PUSH IN with actuator, Box
87 | 2774440000 | LMF 7.50/03/180 3.5SN BK BX | Printed circuit board terminals, 7.50 mm, Number of poles: 2, 180°, Solder pin length (l): 3.5 mm, tinned, black, PUSH IN with actuator, Box
88 | 2774450000 | LMF 7.50/04/180 3.5SN BK BX | Printed circuit board terminals, 7.50 mm, Number of poles: 2, 180°, Solder pin length (l): 3.5 mm, tinned, black, PUSH IN with actuator, Box
89 | 2774460000 | LMF 7.50/05/180 3.5SN BK BX | Printed circuit board terminals, 7.50 mm, Number of poles: 2, 180°, Solder pin length (l): 3.5 mm, tinned, black, PUSH IN with actuator, Box
90 | 2774470000 | LMF 7.50/06/180 3.5SN BK BX | Printed circuit board terminals, 7.50 mm, Number of poles: 2, 180°, Solder pin length (l): 3.5 mm, tinned, black, PUSH IN with actuator, Box
91 | 2774480000 | LMF 7.50/07/180 3.5SN BK BX | Printed circuit board terminals, 7.50 mm, Number of poles: 2, 180°, Solder pin length (l): 3.5 mm, tinned, black, PUSH IN with actuator, Box
92 | 2774490000 | LMF 7.50/08/180 3.5SN BK BX | Printed circuit board terminals, 7.50 mm, Number of poles: 2, 180°, Solder pin length (l): 3.5 mm, tinned, black, PUSH IN with actuator, Box
93 | 2774500000 | LMF 7.50/09/180 3.5SN BK BX | Printed circuit board terminals, 7.50 mm, Number of poles: 2, 180°, Solder pin length (l): 3.5 mm, tinned, black, PUSH IN with actuator, Box
94 | 2774510000 | LMF 7.50/10/180 3.5SN BK BX | Printed circuit board terminals, 7.50 mm, Number of poles: 10, 180°, Solder pin length (l): 3.5 mm, tinned, black, PUSH IN with actuator, Box
95 | 2774520000 | LMF 7.50/11/180 3.5SN BK BX | Printed circuit board terminals, 7.50 mm, Number of poles: 11, 180°, Solder pin length (l): 3.5 mm, tinned, black, PUSH IN with actuator, Box
96 | 2774530000 | LMF 7.50/12/180 3.5SN BK BX | Printed circuit board terminals, 7.50 mm, Number of poles: 12, 180°, Solder pin length (l): 3.5 mm, tinned, black, PUSH IN with actuator, Box
97 | 1535470200 | SAIL-M8WM8G-4-2.0U | Sensor/actuator line, Connecting line, Number of poles : 4, 2 m, Shielded: No, LED: No, Sheath material: PUR, Halogen: No
98 | 1173030002 | IE-C5DD4UG0002A20A20-E | Dragline cable, PROFINET, RJ45 IP 20, RJ45 IP 20, Cat.5 (ISO/IEC 11801) / Cat.5e (TIA T568-B), PUR, 0.2 m
99 | 2630880000 | LL 5.08/03/90 3.2SN BK BX SO | Printed circuit board terminals, 5.08 mm, Number of poles: 3, 90°, tinned, Clamping yoke connection, Clamping range, max. : 6 mm², Box
100 | 2632600000 | LL 5.08/04/90 3.2SN BK BX SO | Printed circuit board terminals, 5.08 mm, Number of poles: 4, 90°, tinned, Clamping yoke connection, Clamping range, max. : 6 mm², Box
101 | 2639980000 | CH20M22 FC TP BK | Modular housing, OMNIMATE Housing - series CH20M black, Transparent, Width: 67.5 mm
102 | 1561900000 | WQB WPD X08-09/2 | W-Series, Cross-connector, Number of poles: 2
103 | 1561940000 | WQB WPD X06/2 | W-Series, Cross-connector, Number of poles: 2
104 | 2674620000 | UC20-SL2000-EC-CAN | Controller, IP20, u-control 2000 studio, Automation Controller with EtherCAT and CAN interface
105 | 7789049005 | PAC-CTLX-HE20-V4-0M5 | Pre-assembled cable, PAC, Cable LiYY, 0.25 mm²
106 | 7789059005 | PAC-CTLX-HE20-V6-0M5 | Pre-assembled cable, PAC, Cable LiYY, 0.25 mm²
107 | 7789030005 | PAC-CTLX-RV36-V0-0M5 | Pre-assembled cable, PAC, Cable LiYY, 0.25 mm²
108 | 7789049015 | PAC-CTLX-HE20-V4-1M5 | Pre-assembled cable, PAC, Cable LiYY, 0.25 mm²
109 | 7789059015 | PAC-CTLX-HE20-V6-1M5 | Pre-assembled cable, PAC, Cable LiYY, 0.25 mm²
110 | 2639520000 | LSF-SMT 3.50/05/90PN 3.5SN BK TU SO | Printed circuit board terminals, 3.50 mm, Number of poles: 4, 90°, black, PUSH IN with actuator, Clamping range, max. : 1.5 mm², Tube
111 | 2639530000 | LSF-SMT 3.81/04/90PN 3.5SN BK TU | Printed circuit board terminals, 3.81 mm, Number of poles: 4, 90°, black, PUSH IN with actuator, Clamping range, max. : 1.5 mm², Tube
112 | 1166000250 | IE-C5ES8UG0250M40M40-G | System cable, RJ45 IP 20, RJ45 IP 20, Cat.5 (ISO/IEC 11801), PUR, 25 m
113 | 1373940060 | PAC-C300-32-F-50-6M | Pre-assembled cable, PAC, Cable LiYCY, 0.50 mm²
114 | 1373940080 | PAC-C300-32-F-50-8M | Pre-assembled cable, PAC, Cable LiYCY, 0.50 mm²
115 | 1373940050 | PAC-C300-32-F-50-5M | Pre-assembled cable, PAC, Cable LiYCY, 0.50 mm²
116 | 1373950050 | PAC-C300-36-F-50-5M | Pre-assembled cable, PAC, Cable LiYCY, 0.50 mm²
117 | 1373950060 | PAC-C300-36-F-50-6M | Pre-assembled cable, PAC, Cable LiYCY, 0.50 mm²
118 | 1373950080 | PAC-C300-36-F-50-8M | Pre-assembled cable, PAC, Cable LiYCY, 0.50 mm²
119 | 2680150000 | CMA-41-1000-5A-5VA-1 | Primary current: 1000 A, Secondary current max.: 5 A, Load: 5 VA, Tolerance class: 1, closed current transformer
120 | 2680160000 | CMA-51-1250-5A-5VA-1 | Primary current: 1250 A, Secondary current max.: 5 A, Load: 5 VA, Tolerance class: 1, closed current transformer
121 | 2680190000 | CMA-101-2500-5A-10VA-1 | Primary current: 2500 A, Secondary current max.: 5 A, Load: 10 VA, Tolerance class: 1, closed current transformer
122 | 2680180000 | CMA-81-2000-5A-10VA-1 | Primary current: 2000 A, Secondary current max.: 5 A, Load: 10 VA, Tolerance class: 1, closed current transformer
123 | 2680220000 | CMA-51-1250-5A-5VA-0,5 | Primary current: 1250 A, Secondary current max.: 5 A, Load: 5 VA, Tolerance class: 0,5, closed current transformer
124 | 2680210000 | CMA-41-1000-5A-5VA-0,5 | Primary current: 1000 A, Secondary current max.: 5 A, Load: 5 VA, Tolerance class: 0,5, closed current transformer
125 | 2680170000 | CMA-61-1500-5A-5VA-1 | Primary current: 1500 A, Secondary current max.: 5 A, Load: 5 VA, Tolerance class: 1, closed current transformer
126 | 2680200000 | CMA-31-125-5A-2,5VA-0,5 | Primary current: 125 A, Secondary current max.: 5 A, Load: 2.5 VA, Tolerance class: 0,5, closed current transformer
127 | 2680250000 | CMA-101-2500-5A-10VA-0,5 | Primary current: 2500 A, Secondary current max.: 5 A, Load: 10 VA, Tolerance class: 0,5, closed current transformer
128 | 2680230000 | CMA-61-1500-5A-5VA-0,5 | Primary current: 1500 A, Secondary current max.: 5 A, Load: 5 VA, Tolerance class: 0,5, closed current transformer
129 | 2680240000 | CMA-81-2000-5A-10VA-0,5 | Primary current: 2000 A, Secondary current max.: 5 A, Load: 10 VA, Tolerance class: 0,5, closed current transformer
130 | 2690230030 | IE-C6EL8UG0030XCAU40-4X | System cable, RJ45 IP 20, M12 x-type IP67 male, angled 180°, Cat.6A / Class EA (ISO/IEC 11801 2010), PUR, 3 m
131 | 2690230050 | IE-C6EL8UG0050XCAU40-4X | System cable, RJ45 IP 20, M12 x-type IP67 male, angled 180°, Cat.6A / Class EA (ISO/IEC 11801 2010), PUR, 5 m
132 | 2690230100 | IE-C6EL8UG0100XCAU40-4X | System cable, RJ45 IP 20, M12 x-type IP67 male, angled 180°, Cat.6A / Class EA (ISO/IEC 11801 2010), PUR, 10 m
133 | 2690230200 | IE-C6EL8UG0200XCAU40-4X | System cable, RJ45 IP 20, M12 x-type IP67 male, angled 180°, Cat.6A / Class EA (ISO/IEC 11801 2010), PUR, 20 m
134 | 2690230150 | IE-C6EL8UG0150XCAU40-4X | System cable, RJ45 IP 20, M12 x-type IP67 male, angled 180°, Cat.6A / Class EA (ISO/IEC 11801 2010), PUR, 15 m
135 | 2690230300 | IE-C6EL8UG0300XCAU40-4X | System cable, RJ45 IP 20, M12 x-type IP67 male, angled 180°, Cat.6A / Class EA (ISO/IEC 11801 2010), PUR, 30 m
136 | 2690230250 | IE-C6EL8UG0250XCAU40-4X | System cable, RJ45 IP 20, M12 x-type IP67 male, angled 180°, Cat.6A / Class EA (ISO/IEC 11801 2010), PUR, 25 m
137 | 7789121060 | PAC-QTUM-HE20-V2-6M | Pre-assembled cable, PAC, Cable LiYY, 0.25 mm²
138 | 7789043025 | PAC-CMLX-SD15-V3-2M5 | Pre-assembled cable, PAC, Cable LiYCY, 0.25 mm²
139 | 7789028025 | PAC-CMLX-SD25-V0-2M5 | Pre-assembled cable, PAC, Cable LiYCY, 0.25 mm²
140 | 2466960000 | PRO COM DISPLAY 7S | Communication module
141 | 2694510100 | IE-C6EL8UG0100XCAU40-2X | System cable, RJ45 IP 20, M12 x-type IP67 male, angled 90°, Cat.6A / Class EA (ISO/IEC 11801 2010), PUR, 10 m
142 | 2694510200 | IE-C6EL8UG0200XCAU40-2X | System cable, RJ45 IP 20, M12 x-type IP67 male, angled 90°, Cat.6A / Class EA (ISO/IEC 11801 2010), PUR, 20 m
143 | 2694510150 | IE-C6EL8UG0150XCAU40-2X | System cable, RJ45 IP 20, M12 x-type IP67 male, angled 90°, Cat.6A / Class EA (ISO/IEC 11801 2010), PUR, 15 m
144 | 2694510250 | IE-C6EL8UG0250XCAU40-2X | System cable, RJ45 IP 20, M12 x-type IP67 male, angled 90°, Cat.6A / Class EA (ISO/IEC 11801 2010), PUR, 25 m
145 | 2694510030 | IE-C6EL8UG0030XCAU40-2X | System cable, RJ45 IP 20, M12 x-type IP67 male, angled 90°, Cat.6A / Class EA (ISO/IEC 11801 2010), PUR, 3 m
146 | 2694510300 | IE-C6EL8UG0300XCAU40-2X | System cable, RJ45 IP 20, M12 x-type IP67 male, angled 90°, Cat.6A / Class EA (ISO/IEC 11801 2010), PUR, 30 m
147 | 2694510050 | IE-C6EL8UG0050XCAU40-2X | System cable, RJ45 IP 20, M12 x-type IP67 male, angled 90°, Cat.6A / Class EA (ISO/IEC 11801 2010), PUR, 5 m
148 | 2634070000 | SM-FO 18/9.5 MM GE | SwitchMark, Device markers, 9 x 18 mm, yellow
149 | 1349820020 | PAC-UNIV-HE26-F-2M | Pre-assembled cable, PAC
150 | 2674500000 | VPU ZPA I 3+1 A 300/7,5 | Surge voltage arrester, Low voltage, Leakage-current-free, TN-C-S, TN-S, TT
151 | 2674510000 | VPU ZPA I 3+1 RA 300/7,5 | Surge voltage arrester, Low voltage, Leakage-current-free, TN-C-S, TN-S, TT
152 | 2674470000 | VPU ZPA I 3+1 R 300/7,5 | Surge voltage arrester, Low voltage, Leakage-current-free, TN-C-S, TN-S, TT
153 | 2674460000 | VPU ZPA I 3+1 300/7,5 | Surge voltage arrester, Low voltage, Leakage-current-free, TN-C-S, TN-S, TT
154 | 2674440000 | VPU ZPA I 3 A 300/7,5 | Surge voltage arrester, Low voltage, Leakage-current-free, TN-C
155 | 2674360000 | VPU ZPA I 3 A 300/12,5 | Surge voltage arrester, Low voltage, Leakage-current-free, TN-C
156 | 2674380000 | VPU ZPA I 3+1 300/12,5 | Surge voltage arrester, Low voltage, Leakage-current-free, TN-C-S, TN-S, TT
157 | 2674310000 | VPU ZPA I 3 R 300/12,5 | Surge voltage arrester, Low voltage, Leakage-current-free, TN-C
158 | 2674450000 | VPU ZPA I 3 RA 300/7,5 | Surge voltage arrester, Low voltage, Leakage-current-free, TN-C
159 | 2674370000 | VPU ZPA I 3 RA 300/12,5 | Surge voltage arrester, Low voltage, Leakage-current-free, TN-C
160 | 2674420000 | VPU ZPA I 3 300/7,5 | Surge voltage arrester, Low voltage, Leakage-current-free, TN-C
161 | 2674410000 | VPU ZPA I 3+1 RA 300/12,5 | Surge voltage arrester, Low voltage, Leakage-current-free, TN-C-S, TN-S, TT
162 | 2674350000 | VPU ZPA I 3 300/12,5 | Surge voltage arrester, Low voltage, Leakage-current-free, TN-C
163 | 1405060040 | PAC-UNIV-FJ20-1:1-4M | Pre-assembled cable, PAC
164 | 2674430000 | VPU ZPA I 3 R 300/7,5 | Surge voltage arrester, Low voltage, Leakage-current-free, TN-C
165 | 1166020250 | IE-C5ES8VG0250M40M40-G | System cable, RJ45 IP 20, RJ45 IP 20, Cat.5 (ISO/IEC 11801), PVC, 25 m
166 | 2682090000 | IE-PS-VAPM-5P-2.5-50 | Power connector, Plug, PROFINET, Set of connectors
167 | 2703320020 | IE-C6FP8LD0020M40L40-D | Patch cable, RJ45 IP 20, RJ45 IP 20, Angled 90° left, Cat.6A / Class EA (ISO/IEC 11801 2010), LSZH, 2 m
168 | 2703330030 | IE-C6FP8LD0030M40R40-D | Patch cable, RJ45 IP 20, RJ45 IP 20, Angled 90° right, Cat.6A / Class EA (ISO/IEC 11801 2010), LSZH, 3 m
169 | 2703330050 | IE-C6FP8LD0050M40R40-D | Patch cable, RJ45 IP 20, RJ45 IP 20, Angled 90° right, Cat.6A / Class EA (ISO/IEC 11801 2010), LSZH, 5 m
170 | 2703330200 | IE-C6FP8LD0200M40R40-D | Patch cable, RJ45 IP 20, RJ45 IP 20, Angled 90° right, Cat.6A / Class EA (ISO/IEC 11801 2010), LSZH, 20 m
171 | 2703320200 | IE-C6FP8LD0200M40L40-D | Patch cable, RJ45 IP 20, RJ45 IP 20, Angled 90° left, Cat.6A / Class EA (ISO/IEC 11801 2010), LSZH, 20 m
172 | 2703320010 | IE-C6FP8LD0010M40L40-D | Patch cable, RJ45 IP 20, RJ45 IP 20, Angled 90° left, Cat.6A / Class EA (ISO/IEC 11801 2010), LSZH, 1 m
173 | 2703320005 | IE-C6FP8LD0005M40L40-D | Patch cable, RJ45 IP 20, RJ45 IP 20, Angled 90° left, Cat.6A / Class EA (ISO/IEC 11801 2010), LSZH, 0.5 m
174 | 2703320012 | IE-C6FP8LD0012M40L40-D | Patch cable, RJ45 IP 20, RJ45 IP 20, Angled 90° left, Cat.6A / Class EA (ISO/IEC 11801 2010), LSZH, 1.2 m
175 | 2703330012 | IE-C6FP8LD0012M40R40-D | Patch cable, RJ45 IP 20, RJ45 IP 20, Angled 90° right, Cat.6A / Class EA (ISO/IEC 11801 2010), LSZH, 1.2 m
176 | 2703330010 | IE-C6FP8LD0010M40R40-D | Patch cable, RJ45 IP 20, RJ45 IP 20, Angled 90° right, Cat.6A / Class EA (ISO/IEC 11801 2010), LSZH, 1 m
177 | 2703330015 | IE-C6FP8LD0015M40R40-D | Patch cable, RJ45 IP 20, RJ45 IP 20, Angled 90° right, Cat.6A / Class EA (ISO/IEC 11801 2010), LSZH, 1.5 m
178 | 2703320030 | IE-C6FP8LD0030M40L40-D | Patch cable, RJ45 IP 20, RJ45 IP 20, Angled 90° left, Cat.6A / Class EA (ISO/IEC 11801 2010), LSZH, 3 m
179 | 2703320015 | IE-C6FP8LD0015M40L40-D | Patch cable, RJ45 IP 20, RJ45 IP 20, Angled 90° left, Cat.6A / Class EA (ISO/IEC 11801 2010), LSZH, 1.5 m
180 | 2703320050 | IE-C6FP8LD0050M40L40-D | Patch cable, RJ45 IP 20, RJ45 IP 20, Angled 90° left, Cat.6A / Class EA (ISO/IEC 11801 2010), LSZH, 5 m
181 | 2703330100 | IE-C6FP8LD0100M40R40-D | Patch cable, RJ45 IP 20, RJ45 IP 20, Angled 90° right, Cat.6A / Class EA (ISO/IEC 11801 2010), LSZH, 10 m
182 | 2703320100 | IE-C6FP8LD0100M40L40-D | Patch cable, RJ45 IP 20, RJ45 IP 20, Angled 90° left, Cat.6A / Class EA (ISO/IEC 11801 2010), LSZH, 10 m
183 | 2703330003 | IE-C6FP8LD0003M40R40-D | Patch cable, RJ45 IP 20, RJ45 IP 20, Angled 90° right, Cat.6A / Class EA (ISO/IEC 11801 2010), LSZH, 0.3 m
184 | 2703330005 | IE-C6FP8LD0005M40R40-D | Patch cable, RJ45 IP 20, RJ45 IP 20, Angled 90° right, Cat.6A / Class EA (ISO/IEC 11801 2010), LSZH, 0.5 m
185 | 2703330020 | IE-C6FP8LD0020M40R40-D | Patch cable, RJ45 IP 20, RJ45 IP 20, Angled 90° right, Cat.6A / Class EA (ISO/IEC 11801 2010), LSZH, 2 m
186 | 2703320150 | IE-C6FP8LD0150M40L40-D | Patch cable, RJ45 IP 20, RJ45 IP 20, Angled 90° left, Cat.6A / Class EA (ISO/IEC 11801 2010), LSZH, 15 m
187 | 2703330150 | IE-C6FP8LD0150M40R40-D | Patch cable, RJ45 IP 20, RJ45 IP 20, Angled 90° right, Cat.6A / Class EA (ISO/IEC 11801 2010), LSZH, 15 m
188 | 2703320003 | IE-C6FP8LD0003M40L40-D | Patch cable, RJ45 IP 20, RJ45 IP 20, Angled 90° left, Cat.6A / Class EA (ISO/IEC 11801 2010), LSZH, 0.3 m
189 | 1173030075 | IE-C5DD4UG0075A20A20-E | Dragline cable, PROFINET, RJ45 IP 20, RJ45 IP 20, Cat.5 (ISO/IEC 11801) / Cat.5e (TIA T568-B), PUR, 7.5 m
190 | 2698610000 | USB2.0B T1H 2.8N4 TY BK | OMNIMATE Data - USB jack, female header, 480 Mbps, THT solder connection, 90°, Pitch in mm (P): 2.50 mm, Number of poles: 4, PBT, black, Tray (manual assembly)
191 | 2695980010 | IE-USB-A-A-1.0M-ML | USB cable, USB A, with mechanical locking, USB A, with mechanical locking, PVC, 1 m
192 | 2695980018 | IE-USB-A-A-1.8M-ML | USB cable, USB A, with mechanical locking, USB A, with mechanical locking, PVC, 1.8 m
193 | 2697870000 | LL1N 5.00/03/90 4.5SN BK BX | Printed circuit board terminals, 5.00 mm, Number of poles: 3, 90°, Solder pin length (l): 4.5 mm, tinned, black, Clamping yoke connection, Clamping range, max. : 6 mm², Box
194 | 2637400000 | HDC MPN 6.0 SOF | Pneumatic contact, Contact with valve: Yes
195 | 2637450000 | HDC MPN 3.0 F | Pneumatic contact, Contact with valve: No
196 | 2637490000 | HDC MPN 1.6 SOF | Pneumatic contact, Contact with valve: Yes
197 | 2701550100 | IE-C6FP8LV0100M40M40-V | Patch cable, RJ45 IP 20, RJ45 IP 20, Cat.6A / Class EA (ISO/IEC 11801 2010), LSZH, 10 m
198 | 2701550005 | IE-C6FP8LV0005M40M40-V | Patch cable, RJ45 IP 20, RJ45 IP 20, Cat.6A / Class EA (ISO/IEC 11801 2010), LSZH, 0.5 m
199 | 2701550150 | IE-C6FP8LV0150M40M40-V | Patch cable, RJ45 IP 20, RJ45 IP 20, Cat.6A / Class EA (ISO/IEC 11801 2010), LSZH, 15 m
200 | 2701550003 | IE-C6FP8LV0003M40M40-V | Patch cable, RJ45 IP 20, RJ45 IP 20, Cat.6A / Class EA (ISO/IEC 11801 2010), LSZH, 0.3 m
201 | 2701550002 | IE-C6FP8LV0002M40M40-V | Patch cable, RJ45 IP 20, RJ45 IP 20, Cat.6A / Class EA (ISO/IEC 11801 2010), LSZH, 0.2 m
202 | 2637340000 | HDC MPN 3 | Pneumatic module
203 | 7789193040 | PAC-S300-SD15-V0-4M | Pre-assembled cable, PAC, Cable LiYCY, 0.25 mm²
204 | 1989290000 | HDC MBUS 2 MCLIP | Fixing clip
205 | 2681670000 | SAIBWP-M-5B-4/8-M12 | Sockets prefabricated to customer spec., M12, Socket, angled
206 | 2681640000 | SAISP-M-5B-4/8-M12 | Plugs prefabricated to customer spec., M12, pin, straight
207 | 2681650000 | SAISWP-M-5B-4/8-M12 | Plugs prefabricated to customer spec., M12, pin, 90°
208 | 2681660000 | SAIBP-M-5B-4/8-M12 | Sockets prefabricated to customer spec., M12, Female socket, straight
209 | 2681610000 | SAISWP-M-5A-4/8-M12 | Plugs prefabricated to customer spec., M12, pin, 90°
210 | 2681630000 | SAIBWP-M-5A-4/8-M12 | Sockets prefabricated to customer spec., M12, Socket, angled
211 | 2681550000 | SAIBWP-M-4A-4/8-M12 | Sockets prefabricated to customer spec., M12, Socket, angled
212 | 2681690000 | SAISWP-M-4D-4/8-M12 | Plugs prefabricated to customer spec., M12, pin, 90°
213 | 2681530000 | SAISWP-M-4A-4/8-M12 | Plugs prefabricated to customer spec., M12, pin, 90°
214 | 2681600000 | SAISP-M-5A-4/8-M12 | Plugs prefabricated to customer spec., M12, pin, straight
215 | 2681710000 | SAIBWP-M-4D-4/8-M12 | Sockets prefabricated to customer spec., M12, Socket, angled
216 | 2681620000 | SAIBP-M-5A-4/8-M12 | Sockets prefabricated to customer spec., M12, Female socket, straight
217 | 7789036015 | PAC-CTLX-SD25-V1-1M5 | Pre-assembled cable, PAC, Cable LiYCY, 0.25 mm²
218 | 2703410000 | IE-PS-RJ45-FH-180-B-1.6-CG | RJ45 plug with piercing contacts, straight, Cable gland, Cat.6A / Class EA (ISO/IEC 11801 2010), EIA/TIA T568 B
219 | 2703420000 | IE-PS-RJ45-FH-180-P-1.6-CG | RJ45 plug with piercing contacts, straight, Cable gland, Cat.5 (ISO/IEC 11801), PROFINET
220 | 2703440000 | IE-PS-RJ45-FH-180-A-1.1-CG | RJ45 plug with piercing contacts, straight, Cable gland, Cat.6A / Class EA (ISO/IEC 11801 2010), EIA/TIA T568 A
221 | 2703460000 | IE-PS-RJ45-FH-180-B-1.1-CG | RJ45 plug with piercing contacts, straight, Cable gland, Cat.6A / Class EA (ISO/IEC 11801 2010), EIA/TIA T568 B
222 | 2639740000 | TRP T 24VDC 1CO M3 EMPTY | TERMSERIES, Multifunction timing relay, Empty socket, Number of contacts: 1, CO contact, Rated control voltage: 24 V DC ±20 %, Continuous current: 10 A, PUSH IN
223 | 2681880000 | ZS 30/5 MC NE WS | ZS, Terminal marker, 30 x 5 mm, Weidmueller, Allen-Bradley, white
224 | 2682070000 | ZS 30/5 MC SDR | ZS, Terminal marker, 30 x 5 mm, Weidmueller, Allen-Bradley, To customer specification
225 | 2681960000 | ESG-FI 9/15 MC SDR | ESG, Device markers x 15 mm, PA 66, Colour: To customer specification, pluggable
226 | 2682010000 | ESG-FI 9/25 MC SDR | ESG, Device markers x 25 mm, PA 66, Colour: To customer specification, pluggable
227 | 2681910000 | ESG-FI 12/6 MC SDR | ESG, Device markers x 6 mm, PA 66, Colour: To customer specification, pluggable
228 | 2682060000 | ESG 8/17 OF MC SDR | ESG, Device markers x 17 mm, PA 66, Colour: To customer specification, pluggable
229 | 2712270100 | CH-HGAA-HGAB-10-0100-AE | Heavy duty connector assemblies, Pin, Socket connector, Lapp ÖLFLEX® CLASSIC 110 BK 12G1.5 or similar, Shielded: No, Number of poles: 10
230 | 2712270200 | CH-HGAA-HGAB-10-0200-AE | Heavy duty connector assemblies, Pin, Socket connector, Lapp ÖLFLEX® CLASSIC 110 BK 12G1.5 or similar, Shielded: No, Number of poles: 10
231 | 2712270500 | CH-HGAA-HGAB-10-0500-AE | Heavy duty connector assemblies, Pin, Socket connector, Lapp ÖLFLEX® CLASSIC 110 BK 12G1.5 or similar, Shielded: No, Number of poles: 10
232 | 2712280500 | CH-HHAA-HHAB-10-0500-AE | Heavy duty connector assemblies, Pin, Socket connector, Lapp ÖLFLEX® CLASSIC 110 BK 12G1.5 or similar, Shielded: No, Number of poles: 10
233 | 2712280200 | CH-HHAA-HHAB-10-0200-AE | Heavy duty connector assemblies, Pin, Socket connector, Lapp ÖLFLEX® CLASSIC 110 BK 12G1.5 or similar, Shielded: No, Number of poles: 10
234 | 2712280100 | CH-HHAA-HHAB-10-0100-AE | Heavy duty connector assemblies, Pin, Socket connector, Lapp ÖLFLEX® CLASSIC 110 BK 12G1.5 or similar, Shielded: No, Number of poles: 10
235 | 2712290500 | CH-HGAB-XXXX-10-0500-AE | Heavy duty connector assemblies, Socket connector, Lapp ÖLFLEX® CLASSIC 110 BK 12G1.5 or similar, Shielded: No, Number of poles: 10
236 | 2712290100 | CH-HGAB-XXXX-10-0100-AE | Heavy duty connector assemblies, Socket connector, Lapp ÖLFLEX® CLASSIC 110 BK 12G1.5 or similar, Shielded: No, Number of poles: 10
237 | 2712290200 | CH-HGAB-XXXX-10-0200-AE | Heavy duty connector assemblies, Socket connector, Lapp ÖLFLEX® CLASSIC 110 BK 12G1.5 or similar, Shielded: No, Number of poles: 10
238 | 2712300500 | CH-HHAB-XXXX-10-0500-AE | Heavy duty connector assemblies, Socket connector, Lapp ÖLFLEX® CLASSIC 110 BK 12G1.5 or similar, Shielded: No, Number of poles: 10
239 | 2712300200 | CH-HHAB-XXXX-10-0200-AE | Heavy duty connector assemblies, Socket connector, Lapp ÖLFLEX® CLASSIC 110 BK 12G1.5 or similar, Shielded: No, Number of poles: 10
240 | 2712300100 | CH-HHAB-XXXX-10-0100-AE | Heavy duty connector assemblies, Socket connector, Lapp ÖLFLEX® CLASSIC 110 BK 12G1.5 or similar, Shielded: No, Number of poles: 10
241 | 1349840015 | PAC-UNIV-HE34-F-1M5 | Pre-assembled cable, PAC
242 | 2000520000 | UR20-PK-1315440000-SP | Replacement part
243 | 2566970000 | UR20-2AO-UI-ISO-16-DIAG | Remote I/O module, IP20, Analog signals, Output, 2-channel, Current/Voltage
244 | 2682620000 | IOT-GW30 | IoT Gateway, Fast Ethernet, IP20, -20 °C...60 °C
245 | 2638320000 | TRS 24VDC 1CO | TERMSERIES, Relay module, Number of contacts: 1, CO contact AgNi, Rated control voltage: 24 V DC, Continuous current: 6 A, Screw connection, Test button available: No
246 | 2638330000 | TRZ 24VDC 1CO | TERMSERIES, Relay module, Number of contacts: 1, CO contact AgNi, Rated control voltage: 24 V DC ±20 %, Continuous current: 6 A, Tension-clamp connection, Test button available: No
247 | 7760054359 | ACT20P-VMR-1PH-H-P | Analogue signal converter, Input: single-phase voltage, Relay output
248 | 7760054361 | ACT20P-VMR-3PH-ILP-H-P | Analogue signal converter, Input: 3-phase voltage, Relay output
249 | 1373780050 | C300-36B-F-2S-M34-5M | Pre-assembled cable, PAC, Cable LiYCY, 0.34 mm²
250 | 7789221025 | PAC-S300-HE20-V1-2M5 | Pre-assembled cable, PAC, Cable LiYY, 8.6 ± 1 mm
251 | 7789237005 | PAC-S300-HE20-V5-0M5 | Pre-assembled cable, PAC, Cable LiYY, 8.6 ± 1 mm
252 | 2698400000 | KTBLQL1005030S4B1 LL1 | Enclosures, Height: 1000 mm, Width: 500 mm, Depth: 300 mm, Gland plates: Bottom, Material: Stainless steel 1.4404 (316L), Brushed
253 | 2698420000 | KTBLQL1258040S4B1 LL1 | Enclosures, Height: 1250 mm, Width: 800 mm, Depth: 400 mm, Gland plates: Bottom, Material: Stainless steel 1.4404 (316L), Brushed
254 | 2698430000 | KTBLQL15010050S4B1 LL1 | Enclosures, Height: 1500 mm, Width: 1000 mm, Depth: 500 mm, Gland plates: Bottom, Material: Stainless steel 1.4404 (316L), Brushed
255 | 2756940000 | EBB 25-50/16 AM | Rated cross-section: Screw connection
256 | 2797370000 | S2L 3.50/08/180RF 3.5SN OR BX | PCB plug-in connector, male header, Flange, THT solder connection, 3.50 mm, Number of poles: 8, 180°, Solder pin length (l): 3.5 mm, tinned, orange, Box
257 | 2797360000 | S2L 3.50/12/180RF 3.5SN OR BX | PCB plug-in connector, male header, Flange, THT solder connection, 3.50 mm, Number of poles: 12, 180°, Solder pin length (l): 3.5 mm, tinned, orange, Box
258 | 2797350000 | S2L 3.50/10/180RF 3.5SN OR BX | PCB plug-in connector, male header, Flange, THT solder connection, 3.50 mm, Number of poles: 10, 180°, Solder pin length (l): 3.5 mm, tinned, orange, Box
259 | 2797300000 | S2L 3.50/18/180RF 3.5SN OR BX | PCB plug-in connector, male header, Flange, THT solder connection, 3.50 mm, Number of poles: 18, 180°, Solder pin length (l): 3.5 mm, tinned, orange, Box
260 | 2765010000 | DRR273012L | D-SERIES DRR, Relay, Number of contacts: 2, CO contact AgSnO, Rated control voltage: 12 V DC, Continuous current: 10 A, Plug-in connection, Test button available: No
261 | 2765680000 | DRW373220LT | D-SERIES DRW / DRH, Relay, Number of contacts: 3, CO contact AgSnO, Rated control voltage: 220 V DC, Continuous current: 16 A, Flat blade connections (4.8 mm x 0.5 mm), Test button available: Yes
262 | 2765670000 | DRW373110LT | D-SERIES DRW / DRH, Relay, Number of contacts: 3, CO contact AgSnO, Rated control voltage: 110 V DC, Continuous current: 16 A, Flat blade connections (4.8 mm x 0.5 mm), Test button available: Yes
263 | 2765660000 | DRW373048LT | D-SERIES DRW / DRH, Relay, Number of contacts: 3, CO contact AgSnO, Rated control voltage: 48 V DC, Continuous current: 16 A, Flat blade connections (4.8 mm x 0.5 mm), Test button available: Yes
264 | 2765650000 | DRW373024LT | D-SERIES DRW / DRH, Relay, Number of contacts: 3, CO contact AgSnO, Rated control voltage: 24 V DC, Continuous current: 16 A, Flat blade connections (4.8 mm x 0.5 mm), Test button available: Yes
265 | 2765640000 | DRW373012LT | D-SERIES DRW / DRH, Relay, Number of contacts: 3, CO contact AgSnO, Rated control voltage: 12 V DC, Continuous current: 16 A, Flat blade connections (4.8 mm x 0.5 mm), Test button available: Yes
266 | 2765630000 | DRW273220LT | D-SERIES DRW / DRH, Relay, Number of contacts: 2, CO contact AgSnO, Rated control voltage: 220 V DC, Continuous current: 16 A, Flat blade connections (4.8 mm x 0.5 mm), Test button available: Yes
267 | 2765620000 | DRW273110LT | D-SERIES DRW / DRH, Relay, Number of contacts: 2, CO contact AgSnO, Rated control voltage: 110 V DC, Continuous current: 16 A, Flat blade connections (4.8 mm x 0.5 mm), Test button available: Yes
268 | 2765610000 | DRW273048LT | D-SERIES DRW / DRH, Relay, Number of contacts: 2, CO contact AgSnO, Rated control voltage: 48 V DC, Continuous current: 16 A, Flat blade connections (4.8 mm x 0.5 mm), Test button available: Yes
269 | 2765600000 | DRW273024LT | D-SERIES DRW / DRH, Relay, Number of contacts: 2, CO contact AgSnO, Rated control voltage: 24 V DC, Continuous current: 16 A, Flat blade connections (4.8 mm x 0.5 mm), Test button available: Yes
270 | 2765590000 | DRW273012LT | D-SERIES DRW / DRH, Relay, Number of contacts: 2, CO contact AgSnO, Rated control voltage: 12 V DC, Continuous current: 16 A, Flat blade connections (4.8 mm x 0.5 mm), Test button available: Yes
271 | 2765580000 | DRW373900LT | D-SERIES DRW / DRH, Relay, Number of contacts: 3, CO contact AgSnO, Rated control voltage: 400 V AC, Continuous current: 16 A, Flat blade connections (4.8 mm x 0.5 mm), Test button available: Yes
272 | 2765570000 | DRW373730LT | D-SERIES DRW / DRH, Relay, Number of contacts: 3, CO contact AgSnO, Rated control voltage: 230 V AC, Continuous current: 16 A, Flat blade connections (4.8 mm x 0.5 mm), Test button available: Yes
273 | 2765560000 | DRW373615LT | D-SERIES DRW / DRH, Relay, Number of contacts: 3, CO contact AgSnO, Rated control voltage: 115 V AC, Continuous current: 16 A, Flat blade connections (4.8 mm x 0.5 mm), Test button available: Yes
274 | 2765550000 | DRW373548LT | D-SERIES DRW / DRH, Relay, Number of contacts: 3, CO contact AgSnO, Rated control voltage: 48 V AC, Continuous current: 16 A, Flat blade connections (4.8 mm x 0.5 mm), Test button available: Yes
275 | 2765540000 | DRW373524LT | D-SERIES DRW / DRH, Relay, Number of contacts: 3, CO contact AgSnO, Rated control voltage: 24 V AC, Continuous current: 16 A, Flat blade connections (4.8 mm x 0.5 mm), Test button available: Yes
276 | 2765530000 | DRW273900LT | D-SERIES DRW / DRH, Relay, Number of contacts: 2, CO contact AgSnO, Rated control voltage: 400 V AC, Continuous current: 16 A, Flat blade connections (4.8 mm x 0.5 mm), Test button available: Yes
277 | 2765520000 | DRW273730LT | D-SERIES DRW / DRH, Relay, Number of contacts: 2, CO contact AgSnO, Rated control voltage: 230 V AC, Continuous current: 16 A, Flat blade connections (4.8 mm x 0.5 mm), Test button available: Yes
278 | 2765510000 | DRW273615LT | D-SERIES DRW / DRH, Relay, Number of contacts: 2, CO contact AgSnO, Rated control voltage: 115 V AC, Continuous current: 16 A, Flat blade connections (4.8 mm x 0.5 mm), Test button available: Yes
279 | 2765500000 | DRW273548LT | D-SERIES DRW / DRH, Relay, Number of contacts: 2, CO contact AgSnO, Rated control voltage: 48 V AC, Continuous current: 16 A, Flat blade connections (4.8 mm x 0.5 mm), Test button available: Yes
280 | 2765490000 | DRW273524LT | D-SERIES DRW / DRH, Relay, Number of contacts: 2, CO contact AgSnO, Rated control voltage: 24 V AC, Continuous current: 16 A, Flat blade connections (4.8 mm x 0.5 mm), Test button available: Yes
281 | 2765480000 | DRL573730L | D-SERIES DRL, Relay, Number of contacts: 4, CO contact AgSnO, Rated control voltage: 230 V AC, Continuous current: 10 A, Flat blade connections (4.8 mm x 0.5 mm), Test button available: No
282 | 2765470000 | DRL573615L | D-SERIES DRL, Relay, Number of contacts: 4, CO contact AgSnO, Rated control voltage: 115 V AC, Continuous current: 10 A, Flat blade connections (4.8 mm x 0.5 mm), Test button available: No
283 | 2765460000 | DRL573524L | D-SERIES DRL, Relay, Number of contacts: 4, CO contact AgSnO, Rated control voltage: 24 V AC, Continuous current: 10 A, Flat blade connections (4.8 mm x 0.5 mm), Test button available: No
284 | 2765450000 | DRL373730L | D-SERIES DRL, Relay, Number of contacts: 3, CO contact AgSnO, Rated control voltage: 230 V AC, Continuous current: 10 A, Flat blade connections (4.8 mm x 0.5 mm), Test button available: No
285 | 2765440000 | DRL373615L | D-SERIES DRL, Relay, Number of contacts: 3, CO contact AgSnO, Rated control voltage: 115 V AC, Continuous current: 10 A, Flat blade connections (4.8 mm x 0.5 mm), Test button available: No
286 | 2765430000 | DRL373524L | D-SERIES DRL, Relay, Number of contacts: 3, CO contact AgSnO, Rated control voltage: 24 V AC, Continuous current: 10 A, Flat blade connections (4.8 mm x 0.5 mm), Test button available: No
287 | 2765420000 | DRL273730L | D-SERIES DRL, Relay, Number of contacts: 2, CO contact AgSnO, Rated control voltage: 230 V AC, Continuous current: 10 A, Flat blade connections (4.8 mm x 0.5 mm), Test button available: No
288 | 2765410000 | DRL273615L | D-SERIES DRL, Relay, Number of contacts: 2, CO contact AgSnO, Rated control voltage: 115 V AC, Continuous current: 10 A, Flat blade connections (4.8 mm x 0.5 mm), Test button available: No
289 | 2765400000 | DRL273524L | D-SERIES DRL, Relay, Number of contacts: 2, CO contact AgSnO, Rated control voltage: 24 V AC, Continuous current: 10 A, Flat blade connections (4.8 mm x 0.5 mm), Test button available: No
290 | 2765390000 | DRL173730L | D-SERIES DRL, Relay, Number of contacts: 1, CO contact AgSnO, Rated control voltage: 230 V AC, Continuous current: 16 A, Flat blade connections (4.8 mm x 0.5 mm), Test button available: No
291 | 2765380000 | DRL173615L | D-SERIES DRL, Relay, Number of contacts: 1, CO contact AgSnO, Rated control voltage: 115 V AC, Continuous current: 16 A, Flat blade connections (4.8 mm x 0.5 mm), Test button available: No
292 | 2765370000 | DRL173524L | D-SERIES DRL, Relay, Number of contacts: 1, CO contact AgSnO, Rated control voltage: 24 V AC, Continuous current: 16 A, Flat blade connections (4.8 mm x 0.5 mm), Test button available: No
293 | 2765070000 | DRR373024L | D-SERIES DRR, Relay, Number of contacts: 3, CO contact AgSnO, Rated control voltage: 24 V DC, Continuous current: 10 A, Plug-in connection, Test button available: No
294 | 2765240000 | DRL373110L | D-SERIES DRL, Relay, Number of contacts: 3, CO contact AgSnO, Rated control voltage: 110 V DC, Continuous current: 10 A, Flat blade connections (4.8 mm x 0.5 mm), Test button available: No
295 | 2765350000 | DRR373615L | D-SERIES DRR, Relay, Number of contacts: 3, CO contact AgSnO, Rated control voltage: 115 V AC, Continuous current: 10 A, Plug-in connection, Test button available: No
296 | 2765020000 | DRR273024L | D-SERIES DRR, Relay, Number of contacts: 2, CO contact AgSnO, Rated control voltage: 24 V DC, Continuous current: 10 A, Plug-in connection, Test button available: No
297 | 2765090000 | DRR373110L | D-SERIES DRR, Relay, Number of contacts: 3, CO contact AgSnO, Rated control voltage: 110 V DC, Continuous current: 10 A, Plug-in connection, Test button available: No
298 | 2765060000 | DRR373012L | D-SERIES DRR, Relay, Number of contacts: 3, CO contact AgSnO, Rated control voltage: 12 V DC, Continuous current: 10 A, Plug-in connection, Test button available: No
299 | 2765220000 | DRL373024L | D-SERIES DRL, Relay, Number of contacts: 3, CO contact AgSnO, Rated control voltage: 24 V DC, Continuous current: 10 A, Flat blade connections (4.8 mm x 0.5 mm), Test button available: No
300 | 2765260000 | DRL573012L | D-SERIES DRL, Relay, Number of contacts: 4, CO contact AgSnO, Rated control voltage: 12 V DC, Continuous current: 10 A, Flat blade connections (4.8 mm x 0.5 mm), Test button available: No
301 | 2765140000 | DRL173220L | D-SERIES DRL, Relay, Number of contacts: 1, CO contact AgSnO, Rated control voltage: 220 V DC, Continuous current: 16 A, Flat blade connections (4.8 mm x 0.5 mm), Test button available: No
302 | 2765310000 | DRR273524L | D-SERIES DRR, Relay, Number of contacts: 2, CO contact AgSnO, Rated control voltage: 24 V AC, Continuous current: 10 A, Plug-in connection, Test button available: No
303 | 2765300000 | DRL573220L | D-SERIES DRL, Relay, Number of contacts: 4, CO contact AgSnO, Rated control voltage: 220 V DC, Continuous current: 10 A, Flat blade connections (4.8 mm x 0.5 mm), Test button available: No
304 | 2765130000 | DRL173110L | D-SERIES DRL, Relay, Number of contacts: 1, CO contact AgSnO, Rated control voltage: 110 V DC, Continuous current: 16 A, Flat blade connections (4.8 mm x 0.5 mm), Test button available: No
305 | 2765050000 | DRR273220L | D-SERIES DRR, Relay, Number of contacts: 2, CO contact AgSnO, Rated control voltage: 220 V DC, Continuous current: 10 A, Plug-in connection, Test button available: No
306 | 2765080000 | DRR373048L | D-SERIES DRR, Relay, Number of contacts: 3, CO contact AgSnO, Rated control voltage: 48 V DC, Continuous current: 10 A, Plug-in connection, Test button available: No
307 | 2765100000 | DRL173012L | D-SERIES DRL, Relay, Number of contacts: 1, CO contact AgSnO, Rated control voltage: 12 V DC, Continuous current: 16 A, Flat blade connections (4.8 mm x 0.5 mm), Test button available: No
308 | 2765320000 | DRR273615L | D-SERIES DRR, Relay, Number of contacts: 2, CO contact AgSnO, Rated control voltage: 115 V AC, Continuous current: 10 A, Plug-in connection, Test button available: No
309 | 2765340000 | DRR373524L | D-SERIES DRR, Relay, Number of contacts: 3, CO contact AgSnO, Rated control voltage: 24 V AC, Continuous current: 10 A, Plug-in connection, Test button available: No
310 | 2765230000 | DRL373048L | D-SERIES DRL, Relay, Number of contacts: 3, CO contact AgSnO, Rated control voltage: 48 V DC, Continuous current: 10 A, Flat blade connections (4.8 mm x 0.5 mm), Test button available: No
311 | 2765360000 | DRR373730L | D-SERIES DRR, Relay, Number of contacts: 3, CO contact AgSnO, Rated control voltage: 230 V AC, Continuous current: 10 A, Plug-in connection, Test button available: No
312 | 2765250000 | DRL373220L | D-SERIES DRL, Relay, Number of contacts: 3, CO contact AgSnO, Rated control voltage: 220 V DC, Continuous current: 10 A, Flat blade connections (4.8 mm x 0.5 mm), Test button available: No
313 | 2765040000 | DRR273110L | D-SERIES DRR, Relay, Number of contacts: 2, CO contact AgSnO, Rated control voltage: 110 V DC, Continuous current: 10 A, Plug-in connection, Test button available: No
314 | 2765030000 | DRR273048L | D-SERIES DRR, Relay, Number of contacts: 2, CO contact AgSnO, Rated control voltage: 48 V DC, Continuous current: 10 A, Plug-in connection, Test button available: No
315 | 2765120000 | DRL173048L | D-SERIES DRL, Relay, Number of contacts: 1, CO contact AgSnO, Rated control voltage: 48 V DC, Continuous current: 16 A, Flat blade connections (4.8 mm x 0.5 mm), Test button available: No
316 | 2765110000 | DRL173024L | D-SERIES DRL, Relay, Number of contacts: 1, CO contact AgSnO, Rated control voltage: 24 V DC, Continuous current: 16 A, Flat blade connections (4.8 mm x 0.5 mm), Test button available: No
317 | 2765330000 | DRR273730L | D-SERIES DRR, Relay, Number of contacts: 2, CO contact AgSnO, Rated control voltage: 230 V AC, Continuous current: 10 A, Plug-in connection, Test button available: No
318 | 2765210000 | DRL373012L | D-SERIES DRL, Relay, Number of contacts: 3, CO contact AgSnO, Rated control voltage: 12 V DC, Continuous current: 10 A, Flat blade connections (4.8 mm x 0.5 mm), Test button available: No
319 | 2765180000 | DRL273110L | D-SERIES DRL, Relay, Number of contacts: 2, CO contact AgSnO, Rated control voltage: 110 V DC, Continuous current: 10 A, Flat blade connections (4.8 mm x 0.5 mm), Test button available: No
320 | 2765150000 | DRL273012L | D-SERIES DRL, Relay, Number of contacts: 2, CO contact AgSnO, Rated control voltage: 12 V DC, Continuous current: 10 A, Flat blade connections (4.8 mm x 0.5 mm), Test button available: No
321 | 2765200000 | DRR373220L | D-SERIES DRR, Relay, Number of contacts: 3, CO contact AgSnO, Rated control voltage: 220 V DC, Continuous current: 10 A, Plug-in connection, Test button available: No
322 | 2765280000 | DRL573048L | D-SERIES DRL, Relay, Number of contacts: 4, CO contact AgSnO, Rated control voltage: 48 V DC, Continuous current: 10 A, Flat blade connections (4.8 mm x 0.5 mm), Test button available: No
323 | 2765190000 | DRL273220L | D-SERIES DRL, Relay, Number of contacts: 2, CO contact AgSnO, Rated control voltage: 220 V DC, Continuous current: 10 A, Flat blade connections (4.8 mm x 0.5 mm), Test button available: No
324 | 2765290000 | DRL573110L | D-SERIES DRL, Relay, Number of contacts: 4, CO contact AgSnO, Rated control voltage: 110 V DC, Continuous current: 10 A, Flat blade connections (4.8 mm x 0.5 mm), Test button available: No
325 | 2770520000 | PVN PCBA 1KV 3I3O SPD T1+2 NF | Photovoltaics, PCB, Combiner Box, 1000 V, 1 MPPT, 3 Inputs / 3 Outputs per MPPT, Surge protection I / II
326 | 2770540000 | PVN PCBA 1KV 6I6O SPD T1+2 F | Photovoltaics, PCB, Combiner Box, 1000 V, 1 MPPT, 6 Inputs / 6 Outputs per MPPT, With fuse holder, Surge protection I / II
327 | 2770550000 | PVN PCBA 1KV 6I6O SPD T2 F | Photovoltaics, PCB, Combiner Box, 1000 V, 1 MPPT, 6 Inputs / 6 Outputs per MPPT, With fuse holder, Surge protection II
328 | 2770530000 | PVN PCBA 1KV 3I3O SPD T2 NF | Photovoltaics, PCB, Combiner Box, 1000 V, 1 MPPT, 3 Inputs / 3 Outputs per MPPT, Surge protection II
329 | 2770510000 | PVN PCBA 1KV 2X2I1O SPD T1+2 NF | Photovoltaics, PCB, Combiner Box, 1000 V, 2 MPPT's, 2 Inputs / 1 Output per MPPT, Surge protection I / II
330 | 2765170000 | DRL273048L | D-SERIES DRL, Relay, Number of contacts: 2, CO contact AgSnO, Rated control voltage: 48 V DC, Continuous current: 10 A, Flat blade connections (4.8 mm x 0.5 mm), Test button available: No
331 | 2694080000 | A2C 95/120 FE | Feed-through terminal, PUSH IN, 95 mm², 1000 V, 232 A, black, yellow
332 | 2694070000 | A2C 95/120 BL | Feed-through terminal, PUSH IN, 95 mm², 1000 V, 232 A, blue
333 | 2694060000 | A2C 95/120 | Feed-through terminal, PUSH IN, 95 mm², 1000 V, 232 A, dark beige
334 | 2694090000 | A2C 95/120 PE | 95 mm², 1000 V, Green/yellow
335 | 2694160000 | A2C 95/120 BL-DM | Feed-through terminal, PUSH IN, 95 mm², 1000 V, 232 A, blue
336 | 2694170000 | A2C 95/120 FE-DM | Feed-through terminal, PUSH IN, 95 mm², 1000 V, 232 A, black, yellow
337 | 2694150000 | A2C 95/120-DM | Feed-through terminal, PUSH IN, 95 mm², 1000 V, 232 A, dark beige
338 | 2818770000 | LMF 5.08/03/90 3.5SN OR BX SO | Printed circuit board terminals, 5.08 mm, Number of poles: 3, 90°, Solder pin length (l): 3.5 mm, tinned, orange, PUSH IN, PUSH IN with actuator, Clamping range, max. : 2.5 mm², Box
339 | 2694100000 | A2C 95/120 3FT-N-FE | Feed-through terminal, PUSH IN, 95 mm², 1000 V, 232 A, dark beige, blue, black, yellow
340 | 2694230000 | A2C 95/120 3FT-DM | Feed-through terminal, PUSH IN, 95 mm², 1000 V, 232 A, dark beige
341 | 2694120000 | A2C 95/120 3FT-N | Feed-through terminal, PUSH IN, 95 mm², 1000 V, 232 A, dark beige, blue
342 | 2694140000 | A2C 95/120 3FT | Feed-through terminal, PUSH IN, 95 mm², 1000 V, 232 A, dark beige
343 | 2694180000 | A2C 95/120 3FT-N-FE-DM | Feed-through terminal, PUSH IN, 95 mm², 1000 V, 232 A, dark beige, blue, black, yellow
344 | 2694130000 | A2C 95/120 3FT-FE | Feed-through terminal, PUSH IN, 95 mm², 1000 V, 232 A, dark beige, black, yellow
345 | 2694200000 | A2C 95/120 3FT-N-DM | Feed-through terminal, PUSH IN, 95 mm², 1000 V, 232 A, dark beige, blue
346 | 2694220000 | A2C 95/120 3FT-FE-DM | Feed-through terminal, PUSH IN, 95 mm², 1000 V, 232 A, dark beige, black, yellow
347 | 2682630000 | IOT-GW30-4G-EU | IoT Gateway, Fast Ethernet, IP20, -20 °C...60 °C
348 | 2774860000 | LMFS 7.50/12/180 3.5SN OR BX | Printed circuit board terminals, 7.50 mm, Number of poles: 12, 180°, Solder pin length (l): 3.5 mm, tinned, orange, PUSH IN without actuator, Box
349 | 7760054352 | ACT20P-TMR-RTI-P | Limit value monitoring, Input: temperature (RTD), Relay output, Input : Temperature, PT100, Output : 2 x relays
350 | 1463640005 | IE-C6EL8UG0005XCSXCS-E | System cable, Cat.6A / Class EA (ISO/IEC 11801 2010), PUR, 0.5 m
351 | 1470940000 | SET PZ 6 ROTO L RC | Assortment crimping tool, Crimping tool: PZ 6 Roto L, Crimping range, min.: 0.5, Colour code: Weidmüller
352 | 1457581000 | IE-C6EL8UG1000U40XCS-E | System cable, RJ45 IP 20, M12 X-type IP 67 straight male, Cat.6A / Class EA (ISO/IEC 11801 2010), PUR, 100 m
353 | 1512220020 | PAC-YOKO-4X10-V2-2M | Pre-assembled cable, PAC, Cable LiYY, 5.4 ± 1 mm
354 | 1512190020 | PAC-YOKO-4X10-V0-2M | Pre-assembled cable, PAC, Cable LiYY, 5.4 ± 1 mm
355 | 1511370020 | PAC-CJ1W-4X10-V5-2M | Pre-assembled cable, PAC, Cable LiYY, 5.4 ± 1 mm
356 | 1511370010 | PAC-CJ1W-4X10-V5-1M | Pre-assembled cable, PAC, Cable LiYY, 5.4 ± 1 mm
357 | 2661080000 | IE-C7FS8LO-305M | System cable, Cat.7 (ISO/IEC 11801), LSZH, 305 m
358 | 1466230030 | PAC-S1500-UNIU-V0-3M | Pre-assembled cable, PAC, Cable LiYY, 0.25 mm²
359 | 2655590000 | UC20-SL2000-OLAC-EC-CAN | Controller, IP20, u-control 2000 studio, OpenLinux Automation Controller with EtherCAT and CAN interface
360 | 2657140000 | THM WO VIN 25.4/31.8 WS | THM, Conductor and cable markers, 3 - 7 mm, 25.4 x 31.8 mm, white
361 | 2657110000 | THM WO VIN 12.7/38.1 WS | THM, Conductor and cable markers, 4 - 8 mm, 12.7 x 38.1 mm, white
362 | 2657120000 | THM WO VIN 25.4/19 WS | THM, Conductor and cable markers, 2 - 4 mm, 25.4 x 19 mm, white
363 | 2657150000 | THM WO VIN 25.4/31.8 SP WS | THM, Conductor and cable markers, 3 - 7 mm, 25.4 x 31.8 mm, white
364 | 2657190000 | THM WO VIN 25.4/57.2 SP WS | THM, Conductor and cable markers, 6 - 12 mm, 25.4 x 57.2 mm, white
365 | 2657210000 | THM WO VIN 25.4/63.5 SP WS | THM, Conductor and cable markers, 8 - 12 mm, 25.4 x 63.5 mm, white
366 | 2657160000 | THM WO VIN 25.4/38.1 WS | THM, Conductor and cable markers, 4 - 8 mm, 25.4 x 38.1 mm, white
367 | 2657200000 | THM WO VIN 25.4/63.5 WS | THM, Conductor and cable markers, 8 - 12 mm, 25.4 x 63.5 mm, white
368 | 2657130000 | THM WO VIN 25.4/19 SP WS | THM, Conductor and cable markers, 2 - 4 mm, 25.4 x 19 mm, white
369 | 2657170000 | THM WO VIN 25.4/38.1 SP WS | THM, Conductor and cable markers, 4 - 8 mm, 25.4 x 38.1 mm, white
370 | 2657100000 | THM WO VIN 12.7/19 WS | THM, Conductor and cable markers, 2 - 4 mm, 12.7 x 19.1 mm, white
371 | 2655000000 | AMR 1.5/50 | Accessories, Terminal marker, 10.5 x 175 mm, Pitch in mm (P): 3.50 Weidmueller Klippon Connect, white
372 | 1512590025 | PAC-S1500-4X10-V0-2M5 | Pre-assembled cable, PAC, Cable LiYY, 5.4 ± 1 mm
373 | 2655030000 | AMR 6/50 | Accessories, Terminal marker, 10.5 x 405 mm, Pitch in mm (P): 8.10 Weidmueller Klippon Connect, white
374 | 2655020000 | AMR 4/50 | Accessories, Terminal marker, 10.5 x 305 mm, Pitch in mm (P): 6.10 Weidmueller Klippon Connect, white
375 | 2655010000 | AMR 2.5/50 | Accessories, Terminal marker, 10.5 x 255 mm, Pitch in mm (P): 5.10 Weidmueller Klippon Connect, white
376 | 2655040000 | AMR 10/50 | Accessories, Terminal marker, 10.5 x 500 mm, Pitch in mm (P): 10.00 Weidmueller Klippon Connect, white
377 | 1201212000 | SAIL-M8GRJ45-4S20UIE | Bus line, Number of poles: 4, pin, straight, RJ45, Shielded: Yes, LED: No, Sheath material: PUR, Halogen: No
378 | 1201214000 | SAIL-M8GRJ45-4S40UIE | Bus line, Number of poles: 4, pin, straight, RJ45, Shielded: Yes, LED: No, Sheath material: PUR, Halogen: No
379 | 1201212500 | SAIL-M8GRJ45-4S25UIE | Bus line, Number of poles: 4, pin, straight, RJ45, Shielded: Yes, LED: No, Sheath material: PUR, Halogen: No
380 | 1201213500 | SAIL-M8GRJ45-4S35UIE | Bus line, Number of poles: 4, pin, straight, RJ45, Shielded: Yes, LED: No, Sheath material: PUR, Halogen: No
381 | 2659310000 | CB-UVR 98/2.5 BK | Cable ties, 2.5 x 98 mm, Polyamide 66, 80 N
382 | 2659370000 | CB-HTR 98/2.5 BK | Cable ties, 2.5 x 98 mm, Polyamide 66, 80 N
383 | 2659380000 | CB-HTR 140/3.6 BK | Cable ties, 3.5 x 140 mm, Polyamide 66, 180 N
384 | 2659320000 | CB-UVR 140/3.6 BK | Cable ties, 3.6 x 140 mm, Polyamide 66, 150 N
385 | 2659340000 | CB-UVR 200/4.8 BK | Cable ties, 4.8 x 200 mm, Polyamide 66, 220 N
386 | 2659400000 | CB-HTR 200/4.8 BK | Cable ties, 4.8 x 200 mm, Polyamide 66, 220 N
387 | 2659390000 | CB-HTR 200/3.6 BK | Cable ties, 3.5 x 200 mm, Polyamide 66, 180 N
388 | 2659420000 | CB-HTR 365/7.5 BK | Cable ties, 7.5 x 365 mm, Polyamide 66, 540 N
389 | 2659440000 | CB-HTR 140/3.6 NC | Cable ties, 3.5 x 140 mm, Polyamide 66, 180 N
390 | 2659430000 | CB-HTR 98/2.5 NC | Cable ties, 2.5 x 98 mm, Polyamide 66, 80 N
391 | 2659470000 | CB-HTR 290/4.8 NC | Cable ties, 4.5 x 290 mm, Polyamide 66, 220 N
392 | 2659460000 | CB-HTR 200/4.8 NC | Cable ties, 4.8 x 200 mm, Polyamide 66, 220 N
393 | 2659450000 | CB-HTR 200/3.6 NC | Cable ties, 3.5 x 200 mm, Polyamide 66, 180 N
394 | 2659480000 | CB-HTR 365/7.5 NC | Cable ties, 7.5 x 365 mm, Polyamide 66, 540 N
395 | 1462170010 | PAC-S1500-SD25-V0-1M | Pre-assembled cable, PAC, Cable LiYCY, 0.25 mm²
396 | 2659950000 | VPU AC II 0 N-PE 305/65 Y | Spare arrester, Surge protection, TT nur für N-PE
397 | 1433950200 | IE-FSMZ2LY0020MLD0LD0-X | Pre-assembled patch cable, crossover, LC-Duplex IP 20, LC-Duplex IP 20, LSZH, 20 m
398 | 1433950150 | IE-FSMZ2LY0015MLD0LD0-X | Pre-assembled patch cable, crossover, LC-Duplex IP 20, LC-Duplex IP 20, LSZH, 15 m
399 | 2672960000 | LMF 5.08/04/90PN 3.5SN BX | Printed circuit board terminals, 5.08 mm, Number of poles: 4, 90°, tinned, coloured, PUSH IN with actuator, Clamping range, max. : 2.5 mm², Box
400 | 2662540000 | CD 80X40 4/6 BL | 80 mm x 40 mm, 4.00 mm x 6.00 mm, 2000 mm
401 | 2662620000 | CD 100X25 4/6 BL | 100 mm x 25 mm, 4.00 mm x 6.00 mm, 2000 mm
402 | 2662530000 | CD 60X100 4/6 BL | 60 mm x 100 mm, 4.00 mm x 6.00 mm, 2000 mm
403 | 2662660000 | CD 40X25 4/6 BL | 40 mm x 25 mm, 4.00 mm x 6.00 mm, 2000 mm
404 | 2662640000 | CD 100X60 4/6 BL | 100 mm x 60 mm, 4.00 mm x 6.00 mm, 2000 mm
405 | 2662550000 | CD 80X60 4/6 BL | 80 mm x 60 mm, 4.00 mm x 6.00 mm, 2000 mm
406 | 2662580000 | CD-BO 100X80 4/6 BL | 100 mm x 80 mm, 4.00 mm x 6.00 mm, 2000 mm
407 | 2662650000 | CD 40X40 4/6 BL | 40 mm x 40 mm, 4.00 mm x 6.00 mm, 2000 mm
408 | 2662560000 | CD 80X80 4/6 BL | 80 mm x 80 mm, 4.00 mm x 6.00 mm, 2000 mm
409 | 2662490000 | CD 60X60 4/6 BL | 60 mm x 60 mm, 4.00 mm x 6.00 mm, 2000 mm
410 | 2662520000 | CD 60X80 4/6 BL | 60 mm x 80 mm, 4.00 mm x 6.00 mm, 2000 mm
411 | 2662460000 | CD 40X60 4/6 BL | 40 mm x 60 mm, 4.00 mm x 6.00 mm, 2000 mm
412 | 2662480000 | CD 60X40 4/6 BL | 60 mm x 40 mm, 4.00 mm x 6.00 mm, 2000 mm
413 | 1201210600 | SAIL-M8GRJ45-4S6.0UIE | Bus line, Number of poles: 4, pin, straight, RJ45, Shielded: Yes, LED: No, Sheath material: PUR, Halogen: No
414 | 2661050000 | V-TEST II ADP | Lightning and surge protection, Adapter
415 | 2659740000 | FP ENC AS 178 2C | FieldPower® enclosures, IP65, in closed state
416 | 1481720050 | C300-16B-160B-2S-M50-5M | Pre-assembled cable, PAC, Cable LiYCY, 0.50 mm²
417 | 1481750200 | C300-16B-F-2S-M34-20M | Pre-assembled cable, PAC, Cable LiYCY, 0.34 mm²
418 | 1512240100 | PAC-YOKO-HE20-V2-10M | Pre-assembled cable, PAC, Cable LiYY, 0.25 mm²
419 | 1512270100 | PAC-YOKO-HE20-V2-10M | Pre-assembled cable, PAC, Cable LiYY, 0.25 mm²
420 | 2659490000 | CB-VT 98/2.5 HF/V0 WT | Cable ties, 2.5 x 98 mm, Polyamide 66, 80 N
421 | 2659510000 | CB-VT 200/3.6 HF/V0 WT | Cable ties, 3.6 x 200 mm, Polyamide 66, 150 N
422 | 2659500000 | CB-VT 140/3.6 HF/V0 WT | Cable ties, 3.6 x 140 mm, Polyamide 66, 150 N
423 | 2659520000 | CB-VT 200/4.8 HF/V0 WT | Cable ties, 4.8 x 200 mm, Polyamide 66, 220 N
424 | 2673070000 | CH20M45 FC TP BK 1819 | Modular housing, OMNIMATE Housing - series CH20M black, Transparent, Width: 45 mm
425 | 1512240010 | PAC-YOKO-HE20-V2-1M | Pre-assembled cable, PAC, Cable LiYY, 0.25 mm²
426 | 2663190000 | IE-FC-SFP-CAB-DB | FrontCom, Single frame, Plastic cover, Lockable with cabinet key (Daimler lock)
427 | 1522100090 | IE-C5DS4VG0090A60A60-E | System cable, RJ45 IP 20, RJ45 IP 20, Cat.5 (ISO/IEC 11801) / Cat.5e (TIA T568-B), PVC, 9 m
428 | 1512570025 | PAC-S1500-1X10-V0-2M5 | Pre-assembled cable, PAC, Cable LiYY, 5.4 ± 1 mm
429 | 1512570010 | PAC-S1500-1X10-V0-1M | Pre-assembled cable, PAC, Cable LiYY, 5.4 ± 1 mm
430 | 2668190000 | HDC MHP 70 MC | Power module
431 | 1512530025 | PAC-S1500-2X10-V0-2M5 | Pre-assembled cable, PAC, Cable LiYY, 5.4 ± 1 mm
432 | 1481690500 | C300-16B-160B-2S-M25-50M | Pre-assembled cable, PAC, Cable LiYCY, 0.25 mm²
433 | 1512190070 | PAC-YOKO-4X10-V0-7M | Pre-assembled cable, PAC, Cable LiYY, 5.4 ± 1 mm
434 | 1512190040 | PAC-YOKO-4X10-V0-4M | Pre-assembled cable, PAC, Cable LiYY, 5.4 ± 1 mm
435 | 2668370000 | HDC MHP70 M 25 | Male, silver
436 | 1462170015 | PAC-S1500-SD25-V0-1M5 | Pre-assembled cable, PAC, Cable LiYCY, 0.25 mm²
437 | 1466230015 | PAC-S1500-UNIU-V0-1M5 | Pre-assembled cable, PAC, Cable LiYY, 0.25 mm²
438 | 1512590030 | PAC-S1500-4X10-V0-3M | Pre-assembled cable, PAC, Cable LiYY, 5.4 ± 1 mm
439 | 1512010050 | PAC-CTLX-4X10-V0-5M | Pre-assembled cable, PAC, Cable LiYY, 5.4 ± 1 mm
440 | 2667420000 | LMFS 7.50/02/90 3.5SN OR BX | Printed circuit board terminals, 7.50 mm, Number of poles: 2, 90°, Solder pin length (l): 3.5 mm, orange, PUSH IN without actuator, Clamping range, max. : 2.5 mm², Box
441 | 2667430000 | LMFS 7.50/03/90 3.5SN OR BX | Printed circuit board terminals, 7.50 mm, Number of poles: 3, 90°, Solder pin length (l): 3.5 mm, orange, PUSH IN without actuator, Clamping range, max. : 2.5 mm², Box
442 | 2667440000 | LMFS 7.50/04/90 3.5SN OR BX | Printed circuit board terminals, 7.50 mm, Number of poles: 4, 90°, Solder pin length (l): 3.5 mm, orange, PUSH IN without actuator, Clamping range, max. : 2.5 mm², Box
443 | 2667460000 | LMFS 7.50/06/90 3.5SN OR BX | Printed circuit board terminals, 7.50 mm, Number of poles: 6, 90°, Solder pin length (l): 3.5 mm, orange, PUSH IN without actuator, Clamping range, max. : 2.5 mm², Box
444 | 2667470000 | LMFS 7.50/07/90 3.5SN OR BX | Printed circuit board terminals, 7.50 mm, Number of poles: 7, 90°, Solder pin length (l): 3.5 mm, orange, PUSH IN without actuator, Clamping range, max. : 2.5 mm², Box
445 | 2667480000 | LMFS 7.50/08/90 3.5SN OR BX | Printed circuit board terminals, 7.50 mm, Number of poles: 8, 90°, Solder pin length (l): 3.5 mm, orange, PUSH IN without actuator, Clamping range, max. : 2.5 mm², Box
446 | 2667490000 | LMFS 7.50/09/90 3.5SN OR BX | Printed circuit board terminals, 7.50 mm, Number of poles: 9, 90°, Solder pin length (l): 3.5 mm, orange, PUSH IN without actuator, Clamping range, max. : 2.5 mm², Box
447 | 2667500000 | LMFS 7.50/10/90 3.5SN OR BX | Printed circuit board terminals, 7.50 mm, Number of poles: 10, 90°, Solder pin length (l): 3.5 mm, orange, PUSH IN without actuator, Clamping range, max. : 2.5 mm², Box
448 | 2667510000 | LMFS 7.50/11/90 3.5SN OR BX | Printed circuit board terminals, 7.50 mm, Number of poles: 11, 90°, Solder pin length (l): 3.5 mm, orange, PUSH IN without actuator, Clamping range, max. : 2.5 mm², Box
449 | 2667520000 | LMFS 7.50/12/90 3.5SN OR BX | Printed circuit board terminals, 7.50 mm, Number of poles: 12, 90°, Solder pin length (l): 3.5 mm, orange, PUSH IN without actuator, Clamping range, max. : 2.5 mm², Box
450 | 2667830000 | LMF 7.50/04/90 3.5SN OR BX | Printed circuit board terminals, 7.50 mm, Number of poles: 4, 90°, Solder pin length (l): 3.5 mm, tinned, orange, PUSH IN with actuator, Clamping range, max. : 2.5 mm², Box
451 | 2667840000 | LMF 7.50/05/90 3.5SN OR BX | Printed circuit board terminals, 7.50 mm, Number of poles: 5, 90°, Solder pin length (l): 3.5 mm, tinned, orange, PUSH IN with actuator, Clamping range, max. : 2.5 mm², Box
452 | 2667850000 | LMF 7.50/06/90 3.5SN OR BX | Printed circuit board terminals, 7.50 mm, Number of poles: 6, 90°, Solder pin length (l): 3.5 mm, tinned, orange, PUSH IN with actuator, Clamping range, max. : 2.5 mm², Box
453 | 2667860000 | LMF 7.50/07/90 3.5SN OR BX | Printed circuit board terminals, 7.50 mm, Number of poles: 7, 90°, Solder pin length (l): 3.5 mm, tinned, orange, PUSH IN with actuator, Clamping range, max. : 2.5 mm², Box
454 | 2667870000 | LMF 7.50/08/90 3.5SN OR BX | Printed circuit board terminals, 7.50 mm, Number of poles: 8, 90°, Solder pin length (l): 3.5 mm, tinned, orange, PUSH IN with actuator, Clamping range, max. : 2.5 mm², Box
455 | 2667910000 | LMF 7.50/02/90 3.5SN OR BX | Printed circuit board terminals, 7.50 mm, Number of poles: 2, 90°, Solder pin length (l): 3.5 mm, tinned, orange, PUSH IN with actuator, Clamping range, max. : 2.5 mm², Box
456 | 2667920000 | LMF 7.50/03/90 3.5SN OR BX | Printed circuit board terminals, 7.50 mm, Number of poles: 3, 90°, Solder pin length (l): 3.5 mm, tinned, orange, PUSH IN with actuator, Clamping range, max. : 2.5 mm², Box
457 | 2667930000 | LMF 7.50/10/90 3.5SN OR BX | Printed circuit board terminals, 7.50 mm, Number of poles: 10, 90°, Solder pin length (l): 3.5 mm, tinned, orange, PUSH IN with actuator, Clamping range, max. : 2.5 mm², Box
458 | 2668150000 | LMF 7.50/12/90 3.5SN OR BX | Printed circuit board terminals, 7.50 mm, Number of poles: 12, 90°, Solder pin length (l): 3.5 mm, tinned, orange, PUSH IN with actuator, Clamping range, max. : 2.5 mm², Box
459 | 2668140000 | LMF 7.50/11/90 3.5SN OR BX | Printed circuit board terminals, 7.50 mm, Number of poles: 11, 90°, Solder pin length (l): 3.5 mm, tinned, orange, PUSH IN with actuator, Clamping range, max. : 2.5 mm², Box
460 | 1481690200 | C300-16B-160B-2S-M25-20M | Pre-assembled cable, PAC, Cable LiYCY, 0.25 mm²
461 | 2663340000 | A2C 50/70 BL-DM | Feed-through terminal, PUSH IN, 50 mm², 1000 V, 150 A, blue
462 | 2663350000 | A2C 50/70 FE-DM | Feed-through terminal, PUSH IN, 50 mm², 1000 V, 150 A, black, yellow
463 | 2663260000 | A2C 50/70 BL | Feed-through terminal, PUSH IN, 50 mm², 1000 V, 150 A, blue
464 | 2663250000 | A2C 50/70 | Feed-through terminal, PUSH IN, 50 mm², 1000 V, 150 A, dark beige
465 | 2663330000 | A2C 50/70-DM | Feed-through terminal, PUSH IN, 50 mm², 1000 V, 150 A, dark beige
466 | 2663270000 | A2C 50/70 FE | Feed-through terminal, PUSH IN, 50 mm², 1000 V, 150 A, black, yellow
467 | 2663280000 | A2C 50/70 PE | PE terminal, PUSH IN, 50 mm², Green/yellow
468 | 2663300000 | A2C 50/70 3FT-N | Feed-through terminal, PUSH IN, 50 mm², 1000 V, 150 A, dark beige, blue
469 | 2663370000 | A2C 50/70 3FT-N-DM | Feed-through terminal, PUSH IN, 50 mm², 1000 V, 150 A, dark beige, blue
470 | 2663310000 | A2C 50/70 3FT-FE | Feed-through terminal, PUSH IN, 50 mm², 1000 V, 150 A, dark beige, black, yellow
471 | 2663290000 | A2C 50/70 3FT-N-FE | Feed-through terminal, PUSH IN, 50 mm², 1000 V, 150 A, dark beige, blue, black, yellow
472 | 2663380000 | A2C 50/70 3FT-FE-DM | Feed-through terminal, PUSH IN, 50 mm², 1000 V, 150 A, dark beige, black, yellow
473 | 2663360000 | A2C 50/70 3FT-N-FE-DM | Feed-through terminal, PUSH IN, 50 mm², 1000 V, 150 A, dark beige, blue, black, yellow
474 | 2663390000 | A2C 50/70 3FT-DM | Feed-through terminal, PUSH IN, 50 mm², 1000 V, 150 A, dark beige
475 | 2663320000 | A2C 50/70 3FT | Feed-through terminal, PUSH IN, 50 mm², 1000 V, 150 A, dark beige
476 | 2666910000 | HDC HE 6 MQT | HDC insert, Male, 500 V, 24 A, Number of poles: 6, SNAP IN, Size: 3
477 | 2666930000 | HDC HE 10 FQT | HDC insert, 500 V, 16 A, Number of poles: 10, SNAP IN, Size:
478 | 2666940000 | HDC HE 10 MQT | HDC insert, 500 V, 16 A, Number of poles: 10, SNAP IN, Size:
479 | 2666950000 | HDC HE 16 FQT | HDC insert, 500 V, 16 A, Number of poles: 16, SNAP IN, Size:
480 | 2666970000 | HDC HE 16 MQT | HDC insert, 500 V, 16 A, Number of poles: 16, SNAP IN, Size:
481 | 2666990000 | HDC HE 24 FQT | HDC insert, Female, 500 V, 16 A, Number of poles: 24, SNAP IN, Size: 12, 8
482 | 2667010000 | HDC HE 24 MQT | HDC insert, 500 V, 16 A, Number of poles: 24, SNAP IN, Size: 8
483 | 2666920000 | HDC HE 06 FQT | HDC insert, Female, 500 V, 24 A, Number of poles: 6, SNAP IN, Size: 3
484 | 1512640030 | PAC-S300-4X10-V0-3M | Pre-assembled cable, PAC, Cable LiYY, 5.4 ± 1 mm
485 | 1481740060 | C300-16B-F-2S-M25-6M | Pre-assembled cable, PAC, Cable LiYCY, 0.25 mm²
486 | 1512640040 | PAC-S300-4X10-V0-4M | Pre-assembled cable, PAC, Cable LiYY, 5.4 ± 1 mm
487 | 2779910000 | IE-C7FP8LV-305M | System cable, Cat.7 (ISO/IEC 11801), LSZH, 305 m
488 | 1522100025 | IE-C5DS4VG0025A60A60-E | System cable, RJ45 IP 20, RJ45 IP 20, Cat.5 (ISO/IEC 11801) / Cat.5e (TIA T568-B), PVC, 2.5 m
489 | 1522100060 | IE-C5DS4VG0060A60A60-E | System cable, RJ45 IP 20, RJ45 IP 20, Cat.5 (ISO/IEC 11801) / Cat.5e (TIA T568-B), PVC, 6 m
490 | 1522100040 | IE-C5DS4VG0040A60A60-E | System cable, RJ45 IP 20, RJ45 IP 20, Cat.5 (ISO/IEC 11801) / Cat.5e (TIA T568-B), PVC, 4 m
491 | 1522100075 | IE-C5DS4VG0075A60A60-E | System cable, RJ45 IP 20, RJ45 IP 20, Cat.5 (ISO/IEC 11801) / Cat.5e (TIA T568-B), PVC, 7.5 m
492 | 2781950000 | IE-FPOB2EG-500 | System cable, 980 µm, Polyethylene
493 | 2749950000 | SDIPM PZ2 X 100 | Screwdriver, Blade length: 100 mm
494 | 2749940000 | SDIPM PZ1 X 80 | Screwdriver, Blade length: 80 mm
495 | 2789920000 | DURA ECO LA-BAT 24V 12AH | UPS control unit
496 | 2789890000 | DURA ECO LA-BAT 24V 1.2AH | Battery
497 | 2789900000 | DURA ECO LA-BAT 24V 3.4AH | UPS control unit
498 | 2789930000 | DURA ECO LA-BAT 24V 17AH | UPS control unit
499 | 2782980000 | HDC GRIP PANEL 8 COM | Heavy-duty connectors, Accessories, Grip panel
500 | 2782940000 | HDC GRIP PANEL 3 COM | Heavy-duty connectors, Accessories, Grip panel
501 | 1481710150 | C300-16B-160B-2S-M34-15M | Pre-assembled cable, PAC, Cable LiYCY, 0.34 mm²
502 | 2797340000 | S2L 3.50/16/180RF 3.5SN OR BX | PCB plug-in connector, male header, Flange, THT solder connection, 3.50 mm, Number of poles: 16, 180°, Solder pin length (l): 3.5 mm, tinned, orange, Box
503 | 2671900015 | IE-C5DB4BB0015MCAXXX-X | System cable, M12 D-code ? IP 67 angled pin, Open, Cat.5 (ISO/IEC 11801) / Cat.5e (TIA T568-B), Polyolefine, 1.5 m
504 | 2671900100 | IE-C5DB4BB0100MCAXXX-X | System cable, M12 D-code ? IP 67 angled pin, Open, Cat.5 (ISO/IEC 11801) / Cat.5e (TIA T568-B), Polyolefine, 10 m
505 | 2671900050 | IE-C5DB4BB0050MCAXXX-X | System cable, M12 D-code ? IP 67 angled pin, Open, Cat.5 (ISO/IEC 11801) / Cat.5e (TIA T568-B), Polyolefine, 5 m
506 | 2671900030 | IE-C5DB4BB0030MCAXXX-X | System cable, M12 D-code ? IP 67 angled pin, Open, Cat.5 (ISO/IEC 11801) / Cat.5e (TIA T568-B), Polyolefine, 3 m
507 | 2672350030 | IE-C5DB4BB0030MCSMSS-X | System cable, M12 D-code ? IP 67 straight pin, M12 D-code ? IP 67 straight socket, Cat.5 (ISO/IEC 11801) / Cat.5e (TIA T568-B), Polyolefine, 3 m
508 | 2672350015 | IE-C5DB4BB0015MCSMSS-X | System cable, M12 D-code ? IP 67 straight pin, M12 D-code ? IP 67 straight socket, Cat.5 (ISO/IEC 11801) / Cat.5e (TIA T568-B), Polyolefine, 1.5 m
509 | 2672350100 | IE-C5DB4BB0100MCSMSS-X | System cable, M12 D-code ? IP 67 straight pin, M12 D-code ? IP 67 straight socket, Cat.5 (ISO/IEC 11801) / Cat.5e (TIA T568-B), Polyolefine, 10 m
510 | 2672350050 | IE-C5DB4BB0050MCSMSS-X | System cable, M12 D-code ? IP 67 straight pin, M12 D-code ? IP 67 straight socket, Cat.5 (ISO/IEC 11801) / Cat.5e (TIA T568-B), Polyolefine, 5 m
511 | 2672340100 | IE-C5DB4BB0100MCAMCA-X | System cable, M12 D-code ? IP 67 angled pin, M12 D-code ? IP 67 angled pin, Cat.5 (ISO/IEC 11801) / Cat.5e (TIA T568-B), Polyolefine, 10 m
512 | 2672340050 | IE-C5DB4BB0050MCAMCA-X | System cable, M12 D-code ? IP 67 angled pin, M12 D-code ? IP 67 angled pin, Cat.5 (ISO/IEC 11801) / Cat.5e (TIA T568-B), Polyolefine, 5 m
513 | 2672340030 | IE-C5DB4BB0030MCAMCA-X | System cable, M12 D-code ? IP 67 angled pin, M12 D-code ? IP 67 angled pin, Cat.5 (ISO/IEC 11801) / Cat.5e (TIA T568-B), Polyolefine, 3 m
514 | 2672340015 | IE-C5DB4BB0015MCAMCA-X | System cable, M12 D-code ? IP 67 angled pin, M12 D-code ? IP 67 angled pin, Cat.5 (ISO/IEC 11801) / Cat.5e (TIA T568-B), Polyolefine, 1.5 m
515 | 2672330015 | IE-C5DB4BB0015MCSMCA-X | System cable, M12 D-code ? IP 67 straight pin, M12 D-code ? IP 67 angled pin, Cat.5 (ISO/IEC 11801) / Cat.5e (TIA T568-B), Polyolefine, 1.5 m
516 | 2672330050 | IE-C5DB4BB0050MCSMCA-X | System cable, M12 D-code ? IP 67 straight pin, M12 D-code ? IP 67 angled pin, Cat.5 (ISO/IEC 11801) / Cat.5e (TIA T568-B), Polyolefine, 5 m
517 | 2672330030 | IE-C5DB4BB0030MCSMCA-X | System cable, M12 D-code ? IP 67 straight pin, M12 D-code ? IP 67 angled pin, Cat.5 (ISO/IEC 11801) / Cat.5e (TIA T568-B), Polyolefine, 3 m
518 | 2672330100 | IE-C5DB4BB0100MCSMCA-X | System cable, M12 D-code ? IP 67 straight pin, M12 D-code ? IP 67 angled pin, Cat.5 (ISO/IEC 11801) / Cat.5e (TIA T568-B), Polyolefine, 10 m
519 | 2672320015 | IE-C5DB4BB0015MCSMCS-X | System cable, M12 D-code ? IP 67 straight pin, M12 D-code ? IP 67 straight pin, Cat.5 (ISO/IEC 11801) / Cat.5e (TIA T568-B), Polyolefine, 1.5 m
520 | 2672320030 | IE-C5DB4BB0030MCSMCS-X | System cable, M12 D-code ? IP 67 straight pin, M12 D-code ? IP 67 straight pin, Cat.5 (ISO/IEC 11801) / Cat.5e (TIA T568-B), Polyolefine, 3 m
521 | 2671890030 | IE-C5DB4BB0030MCSXXX-X | System cable, M12 D-code ? IP 67 straight pin, Open, Cat.5 (ISO/IEC 11801) / Cat.5e (TIA T568-B), Polyolefine, 3 m
522 | 2671890015 | IE-C5DB4BB0015MCSXXX-X | System cable, M12 D-code ? IP 67 straight pin, Open, Cat.5 (ISO/IEC 11801) / Cat.5e (TIA T568-B), Polyolefine, 1.5 m
523 | 2770560000 | PVN PCBA 1KV 3I3O SPD T2 F | Photovoltaics, PCB, Combiner Box, 1000 V, 1 MPPT, 3 Inputs / 3 Outputs per MPPT, With fuse holder, Surge protection II
524 | 2770570000 | PVN PCBA 1KV 3I3O SPD T1+2 F | Photovoltaics, PCB, Combiner Box, 1000 V, 1 MPPT, 3 Inputs / 3 Outputs per MPPT, With fuse holder, Surge protection I / II
525 | 2796780000 | WFS 4 DI | W-Series, Fuse terminal, Rated cross-section: 4 mm²
526 | 2814780000 | VG 21 HQ MS68 17-20.5 | Heavy-duty connectors, Accessories, Cable glands, Brass, nickel-plated
527 | 2663070000 | TOP 24-230VUC 48VDC0,1A ED2 | TERMSERIES, Solid-state relay, 1 NO contact (Bipolar transistor), Rated control voltage: 24?230 V UC ±10 % , Rated switching voltage: 3... 48 V DC, Continuous current: 100 mA, PUSH IN
528 | 2663080000 | TOP 24-230VUC 24VDC2A ED2 | TERMSERIES, Solid-state relay, 1 NO contact (MOS-FET), Rated control voltage: 24?230 V UC ±10 % , Rated switching voltage: 3...33 V DC, Continuous current: 2 A, PUSH IN
529 | 2663100000 | TOP 24-230VUC 24VDC3,5A ED2 | TERMSERIES, Solid-state relay, 1 NO contact (MOS-FET), Rated control voltage: 24?230 V UC ±10 % , Rated switching voltage: 3...33 V DC, Continuous current: 3.5 A, PUSH IN
530 | 2663110000 | TOP 24-230VUC EMPTY ED2 | TERMSERIES, Relay socket, 1 CO contact (), Rated control voltage: 24?230 V UC ±10 % , Rated switching voltage: 250 V AC, Continuous current: 16 A, PUSH IN
531 | 2663090000 | TOP 24-230VUC 230VAC1A ED2 | TERMSERIES, Solid-state relay, 1 NO contact (Triac (zero-cross switch)), Rated control voltage: 24?230 V UC ±10 % , Rated switching voltage: 24...240 V AC, Continuous current: 1 A, PUSH IN
532 | 2663150000 | TOP 24-230VUC 24VDC5A ED2 | TERMSERIES, Solid-state relay, 1 NO contact (MOS-FET), Rated control voltage: 24?230 V UC ±10 % , Rated switching voltage: 3...33 V DC, Continuous current: 5 A, PUSH IN
533 | 2662920000 | TOS 24-230VUC 24VDC2A ED2 | TERMSERIES, Solid-state relay, 1 NO contact (MOS-FET), Rated control voltage: 24?230 V UC ±10 % , Rated switching voltage: 3...33 V DC, Continuous current: 2 A, Screw connection
534 | 2662930000 | TOS 24-230VUC 230VAC1A ED2 | TERMSERIES, Solid-state relay, 1 NO contact (Triac (zero-cross switch)), Rated control voltage: 24?230 V UC ±10 % , Rated switching voltage: 24...240 V AC, Continuous current: 1 A, Screw connection
535 | 2662940000 | TOS 24-230VUC 24VDC3,5A ED2 | TERMSERIES, Solid-state relay, 1 NO contact (MOS-FET), Rated control voltage: 24?230 V UC ±10 % , Rated switching voltage: 3...33 V DC, Continuous current: 3.5 A, Screw connection
536 | 2662950000 | TOS 24-230VUC EMPTY ED2 | TERMSERIES, Relay socket, 1 CO contact (), Rated control voltage: 24?230 V UC ±10 % , Rated switching voltage: 250 V AC, Continuous current: 16 A, Screw connection
537 | 2662910000 | TOS 24-230VUC 48VDC0,1A ED2 | TERMSERIES, Solid-state relay, 1 NO contact (Bipolar transistor), Rated control voltage: 24?230 V UC ±10 % , Rated switching voltage: 3... 48 V DC, Continuous current: 100 mA, Screw connection
538 | 2662990000 | TOS 24-230VUC 24VDC5A ED2 | TERMSERIES, Solid-state relay, 1 NO contact (MOS-FET), Rated control voltage: 24?230 V UC ±10 % , Rated switching voltage: 3...33 V DC, Continuous current: 5 A, Screw connection
539 | 2667180000 | HDC MBUS 2 F MCLIP | Data module
540 | 2667190000 | HDC MBUS 2 M MCLIP | Data module
541 | 2779360000 | CABTITE EP 24/20 GY | Cable entry plate, Cabtite (cable entry system), TPE, grey, Height: 58 mm, Width: 149.6 mm, Depth: 20.2 mm, -40 °C?90 °C, IP66
542 | 2779320000 | CABTITE EP 24/14 GY | Cable entry plate, Cabtite (cable entry system), TPE, grey, Height: 58 mm, Width: 149.6 mm, Depth: 29.2 mm, -40 °C?90 °C, IP66
543 | 2779330000 | CABTITE EP 24/16 GY | Cable entry plate, Cabtite (cable entry system), TPE, grey, Height: 58 mm, Width: 149.6 mm, Depth: 21.2 mm, -40 °C?90 °C, IP66
544 | 2779350000 | CABTITE EP 24/17 GY | Cable entry plate, Cabtite (cable entry system), TPE, grey, Height: 58 mm, Width: 149.6 mm, Depth: 20.2 mm, -40 °C?90 °C, IP66
545 | 2779340000 | CABTITE EP 24/16-1 GY | Cable entry plate, Cabtite (cable entry system), TPE, grey, Height: 58 mm, Width: 149.6 mm, Depth: 29.2 mm, -40 °C?90 °C, IP66
546 | 2779370000 | CABTITE EP 24/21 GY | Cable entry plate, Cabtite (cable entry system), TPE, grey, Height: 58 mm, Width: 149.6 mm, Depth: 20.2 mm, -40 °C?90 °C, IP66
547 | 2779310000 | CABTITE EP 24/13 GY | Cable entry plate, Cabtite (cable entry system), TPE, grey, Height: 58 mm, Width: 149.6 mm, Depth: 29.2 mm, -40 °C?90 °C, IP66
548 | 2779380000 | CABTITE EP 24/32 GY | Cable entry plate, Cabtite (cable entry system), TPE, grey, Height: 58 mm, Width: 149.6 mm, Depth: 17.3 mm, -40 °C?90 °C, IP66
549 | 1466240005 | PAC-S1500-UNIS-V0-0M5 | Pre-assembled cable, PAC, Cable LiYCY, 0.25 mm²
550 | 2816250000 | DEK-AI 5/5 MM WS | Dekafix, Terminal marker, 5 x 5 mm, Weidmueller, white
551 | 2816240000 | DEK-AI 5/8 MM WS | Dekafix, Terminal marker, 5 x 8.1 mm, Weidmueller, white
552 | 2797190000 | CUTFIX PRO | Automatic machines, Cutting machine
553 | 2797200000 | CUTFIX PRO FEEDER | Automatic machines, Cutting machine
554 | 2795590000 | VPU PV I+II 0 1500 E | Surge voltage arrester, Low voltage, Accessories, Spare arrester
555 | 2795570000 | VPU PV I+II 3 1500 E | Surge voltage arrester, Low voltage
556 | 2811930000 | VPU II 1 R 1000V/40KA AC | Surge voltage arrester, Low voltage, with remote contact, Single-phase
557 | 2795580000 | VPU PV I+II 3 R 1500 E | Surge voltage arrester, Low voltage, with remote contact
558 | 2816690000 | ACT20P-PRO DCDC II-24-S | Analogue signal converter, 24 V DC power supply, Input : I/U universal, Output : I/U universal
559 | 2816700000 | ACT20P-PRO DCDC II-24-P | Analogue signal converter, 24 V DC power supply, Input : I/U universal, Output : I/U universal
560 | 2796950100 | IE-CSPD5UD0100LCSVAP-X | System cable, M12 L-code ? IP 67 straight pin, PushPull Power, PUR, 10 m
561 | 2796950050 | IE-CSPD5UD0050LCSVAP-X | System cable, M12 L-code ? IP 67 straight pin, PushPull Power, PUR, 5 m
562 | 2796950030 | IE-CSPD5UD0030LCSVAP-X | System cable, M12 L-code ? IP 67 straight pin, PushPull Power, PUR, 3 m
563 | 2796950015 | IE-CSPD5UD0015LCSVAP-X | System cable, M12 L-code ? IP 67 straight pin, PushPull Power, PUR, 1.5 m
564 | 2569000000 | PRO TOP1 120W 12V 10A F | Power supply, switch-mode power supply unit, 12 V
565 | 2585370005 | IE-C5DD4UG0005A60XXX-E | Dragline cable, PROFINET, RJ45 IP 20, Open, Cat.5 (ISO/IEC 11801) / Cat.5e (TIA T568-B), PUR, 0.5 m
566 | 2585370010 | IE-C5DD4UG0010A60XXX-E | Dragline cable, PROFINET, RJ45 IP 20, Open, Cat.5 (ISO/IEC 11801) / Cat.5e (TIA T568-B), PUR, 1 m
567 | 2585370015 | IE-C5DD4UG0015A60XXX-E | Dragline cable, PROFINET, RJ45 IP 20, Open, Cat.5 (ISO/IEC 11801) / Cat.5e (TIA T568-B), PUR, 1.5 m
568 | 2585370030 | IE-C5DD4UG0030A60XXX-E | Dragline cable, PROFINET, RJ45 IP 20, Open, Cat.5 (ISO/IEC 11801) / Cat.5e (TIA T568-B), PUR, 3 m
569 | 2585370050 | IE-C5DD4UG0050A60XXX-E | Dragline cable, PROFINET, RJ45 IP 20, Open, Cat.5 (ISO/IEC 11801) / Cat.5e (TIA T568-B), PUR, 5 m
570 | 2585370100 | IE-C5DD4UG0100A60XXX-E | Dragline cable, PROFINET, RJ45 IP 20, Open, Cat.5 (ISO/IEC 11801) / Cat.5e (TIA T568-B), PUR, 10 m
571 | 2485600200 | IE-C6EL8UG0200XCAU40-E | System cable, RJ45 IP 20, M12 x-type IP67 male, angled 0°, Cat.6A / Class EA (ISO/IEC 11801 2010), PUR, 20 m
572 | 2485600150 | IE-C6EL8UG0150XCAU40-E | System cable, RJ45 IP 20, M12 x-type IP67 male, angled 0°, Cat.6A / Class EA (ISO/IEC 11801 2010), PUR, 15 m
573 | 2485600250 | IE-C6EL8UG0250XCAU40-E | System cable, RJ45 IP 20, M12 x-type IP67 male, angled 0°, Cat.6A / Class EA (ISO/IEC 11801 2010), PUR, 25 m
574 | 2485600300 | IE-C6EL8UG0300XCAU40-E | System cable, RJ45 IP 20, M12 x-type IP67 male, angled 0°, Cat.6A / Class EA (ISO/IEC 11801 2010), PUR, 30 m
575 | 2592680000 | HDC MBUS CL X/D 0.6/1.0 | Locator for crimping tool
576 | 2559320000 | HDC 06B ADLU N | HDC enclosures, Size: 3, Protection degree: IP65 (in plugged condition), Bulkhead housing, End-locking clamp, lower side, Standard
577 | 2564440000 | RJ45G1 R1D 3.2E4N RL | PCB plug-in connector, RJ45 jacks transformer, 1000 Mbps , THT/THR solder connection, 90°, Latch option: bottom, Shield tabs: 6 tabs, 30...80 µ" Ni / ? 30 µ" Au , LED: No, Number of poles: 10, Tape
578 | 2564450000 | RJ45M S1D DE4N RL | PCB plug-in connector, RJ45 jacks transformer, 10/100 MBit/s , SMD solder connection, 90°, Shield tabs: 6 tabs, 30...80 µ" Ni / ? 30 µ" Au , LED: No, Number of poles: 8, Tape
579 | 2564410000 | RJ45M R1D 3.3E4G/Y RL | PCB plug-in connector, RJ45 jacks transformer, 10/100 MBit/s , THT/THR solder connection, 90°, Latch option: bottom, Shield tabs: 6 tabs, 30...80 µ" Ni / ? 30 µ" Au , LED: Yes, green, yellow, Number of poles: 8, Tape
580 | 2564420000 | RJ45G1 T1D 3.3E4N TY | PCB plug-in connector, RJ45 jacks transformer, 1000 Mbps , THT solder connection, 90°, Latch option: bottom, Shield tabs: 6 tabs, 30...80 µ" Ni / ? 30 µ" Au , LED: No, Number of poles: 10, Tray (manual assembly)
581 | 2564430000 | RJ45M R1D 3.2E4N RL | PCB plug-in connector, RJ45 jacks transformer, 10/100 MBit/s , THT/THR solder connection, 90°, Latch option: bottom, Shield tabs: 6 tabs, 30...80 µ" Ni / ? 30 µ" Au , LED: No, Number of poles: 8, Tape
582 | 2473420000 | LLFS 7.50/01/90 5.0SN BK BX | Printed circuit board terminals, 7.50 mm, Number of poles: 1, 90°, Solder pin length (l): 5 mm, tinned, black, PUSH IN without actuator, Clamping range, max. : 6 mm², Box
583 | 2559470000 | S2L 3.50/40/90F 3.5SN BK BX | PCB plug-in connector, male header, Flange, THT solder connection, 3.50 mm, Number of poles: 40, 90°, Solder pin length (l): 3.5 mm, tinned, black, Box
584 | 2559460000 | S2L 3.50/38/90F 3.5SN BK BX | PCB plug-in connector, male header, Flange, THT solder connection, 3.50 mm, Number of poles: 38, 90°, Solder pin length (l): 3.5 mm, tinned, black, Box
585 | 2499750000 | SV-SMT 7.62IT/04/90MF3 2.6SN BK BX | PCB plug-in connector, male header, Middle flange, THT/THR solder connection, 7.62 mm, Number of poles: 4, 90°, Solder pin length (l): 2.6 mm, tinned, black, Box
586 | 2499800000 | SV-SMT 7.62IT/02/90MSF2 2.6SN BK BX | PCB plug-in connector, male header, Middle screw flange, THT/THR solder connection, 7.62 mm, Number of poles: 2, 90°, Solder pin length (l): 2.6 mm, tinned, black, Box
587 | 2499870000 | SV-SMT 7.62IT/05/90MSF3 2.6SN BK BX | PCB plug-in connector, male header, Middle screw flange, THT/THR solder connection, 7.62 mm, Number of poles: 5, 90°, Solder pin length (l): 2.6 mm, tinned, black, Box
588 | 2500360000 | SV-SMT 7.62IT/04/270MSF4 2.6SN BK BX | PCB plug-in connector, male header, Middle screw flange, THT/THR solder connection, 7.62 mm, Number of poles: 4, 270°, Solder pin length (l): 2.6 mm, tinned, black, Box
589 | 2500400000 | SV-SMT 7.62IT/05/270MSF5 2.6SN BK BX | PCB plug-in connector, male header, Middle screw flange, THT/THR solder connection, 7.62 mm, Number of poles: 5, 270°, Solder pin length (l): 2.6 mm, tinned, black, Box
590 | 2500370000 | SV-SMT 7.62IT/05/270MSF2 2.6SN BK BX | PCB plug-in connector, male header, Middle screw flange, THT/THR solder connection, 7.62 mm, Number of poles: 5, 270°, Solder pin length (l): 2.6 mm, tinned, black, Box
591 | 2500340000 | SV-SMT 7.62IT/04/270MSF2 2.6SN BK BX | PCB plug-in connector, male header, Middle screw flange, THT/THR solder connection, 7.62 mm, Number of poles: 4, 270°, Solder pin length (l): 2.6 mm, tinned, black, Box
592 | 2500310000 | SV-SMT 7.62IT/02/270MSF2 2.6SN BK BX | PCB plug-in connector, male header, Middle screw flange, THT/THR solder connection, 7.62 mm, Number of poles: 2, 270°, Solder pin length (l): 2.6 mm, tinned, black, Box
593 | 2500300000 | SV-SMT 7.62IT/05/270MF5 2.6SN BK BX | PCB plug-in connector, male header, Middle flange, THT/THR solder connection, 7.62 mm, Number of poles: 5, 270°, Solder pin length (l): 2.6 mm, tinned, black, Box
594 | 2500330000 | SV-SMT 7.62IT/03/270MSF3 2.6SN BK BX | PCB plug-in connector, male header, Middle screw flange, THT/THR solder connection, 7.62 mm, Number of poles: 3, 270°, Solder pin length (l): 2.6 mm, tinned, black, Box
595 | 2500320000 | SV-SMT 7.62IT/03/270MSF2 2.6SN BK BX | PCB plug-in connector, male header, Middle screw flange, THT/THR solder connection, 7.62 mm, Number of poles: 3, 270°, Solder pin length (l): 2.6 mm, tinned, black, Box
596 | 2500230000 | SV-SMT 7.62IT/03/270MF3 2.6SN BK BX | PCB plug-in connector, male header, Middle flange, THT/THR solder connection, 7.62 mm, Number of poles: 3, 270°, Solder pin length (l): 2.6 mm, tinned, black, Box
597 | 2500240000 | SV-SMT 7.62IT/04/270MF2 2.6SN BK BX | PCB plug-in connector, male header, Middle flange, THT/THR solder connection, 7.62 mm, Number of poles: 4, 270°, Solder pin length (l): 2.6 mm, tinned, black, Box
598 | 2500290000 | SV-SMT 7.62IT/05/270MF4 2.6SN BK BX | PCB plug-in connector, male header, Middle flange, THT/THR solder connection, 7.62 mm, Number of poles: 5, 270°, Solder pin length (l): 2.6 mm, tinned, black, Box
599 | 2500250000 | SV-SMT 7.62IT/04/270MF3 2.6SN BK BX | PCB plug-in connector, male header, Middle flange, THT/THR solder connection, 7.62 mm, Number of poles: 4, 270°, Solder pin length (l): 2.6 mm, tinned, black, Box
600 | 2500280000 | SV-SMT 7.62IT/05/270MF3 2.6SN BK BX | PCB plug-in connector, male header, Middle flange, THT/THR solder connection, 7.62 mm, Number of poles: 5, 270°, Solder pin length (l): 2.6 mm, tinned, black, Box
601 | 2500260000 | SV-SMT 7.62IT/04/270MF4 2.6SN BK BX | PCB plug-in connector, male header, Middle flange, THT/THR solder connection, 7.62 mm, Number of poles: 4, 270°, Solder pin length (l): 2.6 mm, tinned, black, Box
602 | 2500270000 | SV-SMT 7.62IT/05/270MF2 2.6SN BK BX | PCB plug-in connector, male header, Middle flange, THT/THR solder connection, 7.62 mm, Number of poles: 5, 270°, Solder pin length (l): 2.6 mm, tinned, black, Box
603 | 2500220000 | SV-SMT 7.62IT/03/270MF2 2.6SN BK BX | PCB plug-in connector, male header, Middle flange, THT/THR solder connection, 7.62 mm, Number of poles: 3, 270°, Solder pin length (l): 2.6 mm, tinned, black, Box
604 | 2499770000 | SV-SMT 7.62IT/05/90MF3 2.6SN BK BX | PCB plug-in connector, male header, Middle flange, THT/THR solder connection, 7.62 mm, Number of poles: 5, 90°, Solder pin length (l): 2.6 mm, tinned, black, Box
605 | 2499790000 | SV-SMT 7.62IT/05/90MF5 2.6SN BK BX | PCB plug-in connector, male header, Middle flange, THT/THR solder connection, 7.62 mm, Number of poles: 5, 90°, Solder pin length (l): 2.6 mm, tinned, black, Box
606 | 2499780000 | SV-SMT 7.62IT/05/90MF4 2.6SN BK BX | PCB plug-in connector, male header, Middle flange, THT/THR solder connection, 7.62 mm, Number of poles: 5, 90°, Solder pin length (l): 2.6 mm, tinned, black, Box
607 | 2500180000 | SV-SMT 7.62IT/02/270MF2 2.6SN BK BX | PCB plug-in connector, male header, Middle flange, THT/THR solder connection, 7.62 mm, Number of poles: 2, 270°, Solder pin length (l): 2.6 mm, tinned, black, Box
608 | 2499760000 | SV-SMT 7.62IT/05/90MF2 2.6SN BK BX | PCB plug-in connector, male header, Middle flange, THT/THR solder connection, 7.62 mm, Number of poles: 5, 90°, Solder pin length (l): 2.6 mm, tinned, black, Box
609 | 2499740000 | SV-SMT 7.62IT/04/90MF2 2.6SN BK BX | PCB plug-in connector, male header, Middle flange, THT/THR solder connection, 7.62 mm, Number of poles: 4, 90°, Solder pin length (l): 2.6 mm, tinned, black, Box
610 | 2499730000 | SV-SMT 7.62IT/03/90MF3 2.6SN BK BX | PCB plug-in connector, male header, Middle flange, THT/THR solder connection, 7.62 mm, Number of poles: 3, 90°, Solder pin length (l): 2.6 mm, tinned, black, Box
611 | 2499530000 | SV-SMT 7.62IT/02/90MF2 2.6SN BK BX | PCB plug-in connector, male header, Middle flange, THT/THR solder connection, 7.62 mm, Number of poles: 2, 90°, Solder pin length (l): 2.6 mm, tinned, black, Box
612 | 2499720000 | SV-SMT 7.62IT/03/90MF2 2.6SN BK BX | PCB plug-in connector, male header, Middle flange, THT/THR solder connection, 7.62 mm, Number of poles: 3, 90°, Solder pin length (l): 2.6 mm, tinned, black, Box
613 | 2499810000 | SV-SMT 7.62IT/03/90MSF2 2.6SN BK BX | PCB plug-in connector, male header, Middle screw flange, THT/THR solder connection, 7.62 mm, Number of poles: 3, 90°, Solder pin length (l): 2.6 mm, tinned, black, Box
614 | 2499820000 | SV-SMT 7.62IT/03/90MSF3 2.6SN BK BX | PCB plug-in connector, male header, Middle screw flange, THT/THR solder connection, 7.62 mm, Number of poles: 3, 90°, Solder pin length (l): 2.6 mm, tinned, black, Box
615 | 2499840000 | SV-SMT 7.62IT/04/90MSF3 2.6SN BK BX | PCB plug-in connector, male header, Middle screw flange, THT/THR solder connection, 7.62 mm, Number of poles: 4, 90°, Solder pin length (l): 2.6 mm, tinned, black, Box
616 | 2499830000 | SV-SMT 7.62IT/04/90MSF2 2.6SN BK BX | PCB plug-in connector, male header, Middle screw flange, THT/THR solder connection, 7.62 mm, Number of poles: 4, 90°, Solder pin length (l): 2.6 mm, tinned, black, Box
617 | 2499850000 | SV-SMT 7.62IT/04/90MSF4 2.6SN BK BX | PCB plug-in connector, male header, Middle screw flange, THT/THR solder connection, 7.62 mm, Number of poles: 4, 90°, Solder pin length (l): 2.6 mm, tinned, black, Box
618 | 2499860000 | SV-SMT 7.62IT/05/90MSF2 2.6SN BK BX | PCB plug-in connector, male header, Middle screw flange, THT/THR solder connection, 7.62 mm, Number of poles: 5, 90°, Solder pin length (l): 2.6 mm, tinned, black, Box
619 | 2499890000 | SV-SMT 7.62IT/05/90MSF5 2.6SN BK BX | PCB plug-in connector, male header, Middle screw flange, THT/THR solder connection, 7.62 mm, Number of poles: 5, 90°, Solder pin length (l): 2.6 mm, tinned, black, Box
620 | 2499880000 | SV-SMT 7.62IT/05/90MSF4 2.6SN BK BX | PCB plug-in connector, male header, Middle screw flange, THT/THR solder connection, 7.62 mm, Number of poles: 5, 90°, Solder pin length (l): 2.6 mm, tinned, black, Box
621 | 2499360000 | SV-SMT 7.62HP/05/270G 2.6SN BK BX | PCB plug-in connector, male header, closed side, THT/THR solder connection, 7.62 mm, Number of poles: 5, 270°, Solder pin length (l): 2.6 mm, tinned, black, Box
622 | 2499330000 | SV-SMT 7.62HP/02/270G 2.6SN BK BX | PCB plug-in connector, male header, closed side, THT/THR solder connection, 7.62 mm, Number of poles: 2, 270°, Solder pin length (l): 2.6 mm, tinned, black, Box
623 | 2499350000 | SV-SMT 7.62HP/04/270G 2.6SN BK BX | PCB plug-in connector, male header, closed side, THT/THR solder connection, 7.62 mm, Number of poles: 4, 270°, Solder pin length (l): 2.6 mm, tinned, black, Box
624 | 2499590000 | SV-SMT 7.62HP/05/90F 2.6SN BK BX | PCB plug-in connector, male header, Flange, THT/THR solder connection, 7.62 mm, Number of poles: 5, 90°, Solder pin length (l): 2.6 mm, tinned, black, Box
625 | 2499580000 | SV-SMT 7.62HP/04/90F 2.6SN BK BX | PCB plug-in connector, male header, Flange, THT/THR solder connection, 7.62 mm, Number of poles: 4, 90°, Solder pin length (l): 2.6 mm, tinned, black, Box
626 | 2499540000 | SV-SMT 7.62HP/02/270F 2.6SN BK BX | PCB plug-in connector, male header, Flange, THT/THR solder connection, 7.62 mm, Number of poles: 2, 270°, Solder pin length (l): 2.6 mm, tinned, black, Box
627 | 2499520000 | SV-SMT 7.62HP/02/90F 2.6SN BK BX | PCB plug-in connector, male header, Flange, THT/THR solder connection, 7.62 mm, Number of poles: 2, 90°, Solder pin length (l): 2.6 mm, tinned, black, Box
628 | 2499640000 | SV-SMT 7.62HP/02/90LF 2.6SN BK BX | PCB plug-in connector, male header, Solder flange, THT/THR solder connection, 7.62 mm, Number of poles: 2, 90°, Solder pin length (l): 2.6 mm, tinned, black, Box
629 | 2499570000 | SV-SMT 7.62HP/03/90F 2.6SN BK BX | PCB plug-in connector, male header, Flange, THT/THR solder connection, 7.62 mm, Number of poles: 3, 90°, Solder pin length (l): 2.6 mm, tinned, black, Box
630 | 2499660000 | SV-SMT 7.62HP/04/90LF 2.6SN BK BX | PCB plug-in connector, male header, Solder flange, THT/THR solder connection, 7.62 mm, Number of poles: 4, 90°, Solder pin length (l): 2.6 mm, tinned, black, Box
631 | 2499650000 | SV-SMT 7.62HP/03/90LF 2.6SN BK BX | PCB plug-in connector, male header, Solder flange, THT/THR solder connection, 7.62 mm, Number of poles: 3, 90°, Solder pin length (l): 2.6 mm, tinned, black, Box
632 | 2499690000 | SV-SMT 7.62HP/03/90LSF 2.6SN BK BX | PCB plug-in connector, male header, Solder screw flange, THT/THR solder connection, 7.62 mm, Number of poles: 3, 90°, Solder pin length (l): 2.6 mm, tinned, black, Box
633 | 2499920000 | SV-SMT 7.62HP/04/270F 2.6SN BK BX | PCB plug-in connector, male header, Flange, THT/THR solder connection, 7.62 mm, Number of poles: 4, 270°, Solder pin length (l): 2.6 mm, tinned, black, Box
634 | 2499680000 | SV-SMT 7.62HP/02/90LSF 2.6SN BK BX | PCB plug-in connector, male header, Solder screw flange, THT/THR solder connection, 7.62 mm, Number of poles: 2, 90°, Solder pin length (l): 2.6 mm, tinned, black, Box
635 | 2499670000 | SV-SMT 7.62HP/05/90LF 2.6SN BK BX | PCB plug-in connector, male header, Solder flange, THT/THR solder connection, 7.62 mm, Number of poles: 5, 90°, Solder pin length (l): 2.6 mm, tinned, black, Box
636 | 2499930000 | SV-SMT 7.62HP/05/270F 2.6SN BK BX | PCB plug-in connector, male header, Flange, THT/THR solder connection, 7.62 mm, Number of poles: 5, 270°, Solder pin length (l): 2.6 mm, tinned, black, Box
637 | 2499700000 | SV-SMT 7.62HP/04/90LSF 2.6SN BK BX | PCB plug-in connector, male header, Solder screw flange, THT/THR solder connection, 7.62 mm, Number of poles: 4, 90°, Solder pin length (l): 2.6 mm, tinned, black, Box
638 | 2499710000 | SV-SMT 7.62HP/05/90LSF 2.6SN BK BX | PCB plug-in connector, male header, Solder screw flange, THT/THR solder connection, 7.62 mm, Number of poles: 5, 90°, Solder pin length (l): 2.6 mm, tinned, black, Box
639 | 2499910000 | SV-SMT 7.62HP/03/270F 2.6SN BK BX | PCB plug-in connector, male header, Flange, THT/THR solder connection, 7.62 mm, Number of poles: 3, 270°, Solder pin length (l): 2.6 mm, tinned, black, Box
640 | 2499600000 | SV-SMT 7.62HP/02/90SF 2.6SN BK BX | PCB plug-in connector, male header, Screw flange, THT/THR solder connection, 7.62 mm, Number of poles: 2, 90°, Solder pin length (l): 2.6 mm, tinned, black, Box
641 | 2499610000 | SV-SMT 7.62HP/03/90SF 2.6SN BK BX | PCB plug-in connector, male header, Screw flange, THT/THR solder connection, 7.62 mm, Number of poles: 3, 90°, Solder pin length (l): 2.6 mm, tinned, black, Box
642 | 2499620000 | SV-SMT 7.62HP/04/90SF 2.6SN BK BX | PCB plug-in connector, male header, Screw flange, THT/THR solder connection, 7.62 mm, Number of poles: 4, 90°, Solder pin length (l): 2.6 mm, tinned, black, Box
643 | 2499960000 | SV-SMT 7.62HP/04/270SF 2.6SN BK BX | PCB plug-in connector, male header, Screw flange, THT/THR solder connection, 7.62 mm, Number of poles: 4, 270°, Solder pin length (l): 2.6 mm, tinned, black, Box
644 | 2499950000 | SV-SMT 7.62HP/03/270SF 2.6SN BK BX | PCB plug-in connector, male header, Screw flange, THT/THR solder connection, 7.62 mm, Number of poles: 3, 270°, Solder pin length (l): 2.6 mm, tinned, black, Box
645 | 2499970000 | SV-SMT 7.62HP/05/270SF 2.6SN BK BX | PCB plug-in connector, male header, Middle screw flange, THT/THR solder connection, 7.62 mm, Number of poles: 5, 270°, Solder pin length (l): 2.6 mm, tinned, black, Box
646 | 2499340000 | SV-SMT 7.62HP/03/270G 2.6SN BK BX | PCB plug-in connector, male header, closed side, THT/THR solder connection, 7.62 mm, Number of poles: 3, 270°, Solder pin length (l): 2.6 mm, tinned, black, Box
647 | 2560930000 | HDC 16B SBU 2M25G N | HDC enclosures, Size: 6, Protection degree: IP65 (in plugged condition), Base housing, Side-locking clamp on lower side, Standard, Size of cable entries: M 25
648 | 2559900000 | HDC 40D KBU 1M32G N | HDC enclosures, Size: 6, Protection degree: IP65 (in plugged condition), Coupling housing, Side-locking clamp on lower side, high, Size of cable entries: PG 29
649 | 2561020000 | HDC 40D SBU 2M25G N | HDC enclosures, Size: 6, Protection degree: IP65 (in plugged condition), Base housing, Side-locking clamp on lower side, high, Size of cable entries: PG 21
650 | 2560950000 | HDC 16B SBU 2PG21G N | HDC enclosures, Size: 6, Protection degree: IP65 (in plugged condition), Base housing, Side-locking clamp on lower side, Standard, Size of cable entries: PG 21
651 | 2560940000 | HDC 16B SBU 1PG21G N | HDC enclosures, Size: 6, Protection degree: IP65 (in plugged condition), Base housing, Side-locking clamp on lower side, Standard, Size of cable entries: PG 21
652 | 2560750000 | HDC 24B SBU 1PG21G N | HDC enclosures, Size: 8, Protection degree: IP65 (in plugged condition), Base housing, Side-locking clamp on lower side, Standard, Size of cable entries: M 25
653 | 2560970000 | HDC 24B SBU 2M25G N | HDC enclosures, Size: 8, Protection degree: IP65 (in plugged condition), Base housing, Side-locking clamp on lower side, Standard, Size of cable entries: M 25
654 | 2499630000 | SV-SMT 7.62HP/05/90SF 2.6SN BK BX | PCB plug-in connector, male header, Screw flange, THT/THR solder connection, 7.62 mm, Number of poles: 5, 90°, Solder pin length (l): 2.6 mm, tinned, black, Box
655 | 2500390000 | SV-SMT 7.62IT/05/270MSF4 2.6SN BK BX | PCB plug-in connector, male header, Middle screw flange, THT/THR solder connection, 7.62 mm, Number of poles: 5, 270°, Solder pin length (l): 2.6 mm, tinned, black, Box
656 | 2500350000 | SV-SMT 7.62IT/04/270MSF3 2.6SN BK BX | PCB plug-in connector, male header, Middle screw flange, THT/THR solder connection, 7.62 mm, Number of poles: 4, 270°, Solder pin length (l): 2.6 mm, tinned, black, Box
657 | 2500380000 | SV-SMT 7.62IT/05/270MSF3 2.6SN BK BX | PCB plug-in connector, male header, Middle screw flange, THT/THR solder connection, 7.62 mm, Number of poles: 5, 270°, Solder pin length (l): 2.6 mm, tinned, black, Box
658 | 2559480000 | S2L 3.50/42/90F 3.5SN BK BX | PCB plug-in connector, male header, Flange, THT solder connection, 3.50 mm, Number of poles: 42, 90°, Solder pin length (l): 3.5 mm, tinned, black, Box
659 | 2559790000 | S2L 3.50/44/90G 3.5SN OR BX | PCB plug-in connector, male header, closed side, THT solder connection, 3.50 mm, Number of poles: 44, 90°, Solder pin length (l): 3.5 mm, tinned, orange, Box
660 | 2559800000 | S2L 3.50/38/90G 3.5SN BK BX | PCB plug-in connector, male header, closed side, THT solder connection, 3.50 mm, Number of poles: 38, 90°, Solder pin length (l): 3.5 mm, tinned, black, Box
661 | 2559490000 | S2L 3.50/44/90F 3.5SN BK BX | PCB plug-in connector, male header, Flange, THT solder connection, 3.50 mm, Number of poles: 44, 90°, Solder pin length (l): 3.5 mm, tinned, black, Box
662 | 2559430000 | S2L 3.50/42/90F 3.5SN OR BX | PCB plug-in connector, male header, Flange, THT solder connection, 3.50 mm, Number of poles: 42, 90°, Solder pin length (l): 3.5 mm, tinned, orange, Box
663 | 2559440000 | S2L 3.50/44/90F 3.5SN OR BX | PCB plug-in connector, male header, Flange, THT solder connection, 3.50 mm, Number of poles: 44, 90°, Solder pin length (l): 3.5 mm, tinned, orange, Box
664 | 2559500000 | S2L 3.50/46/90F 3.5SN BK BX | PCB plug-in connector, male header, Flange, THT solder connection, 3.50 mm, Number of poles: 46, 90°, Solder pin length (l): 3.5 mm, tinned, black, Box
665 | 2559770000 | S2L 3.50/40/90G 3.5SN OR BX | PCB plug-in connector, male header, closed side, THT solder connection, 3.50 mm, Number of poles: 40, 90°, Solder pin length (l): 3.5 mm, tinned, orange, Box
666 | 2559810000 | S2L 3.50/40/90G 3.5SN BK BX | PCB plug-in connector, male header, closed side, THT solder connection, 3.50 mm, Number of poles: 40, 90°, Solder pin length (l): 3.5 mm, tinned, black, Box
667 | 2559840000 | S2L 3.50/46/90G 3.5SN BK BX | PCB plug-in connector, male header, closed side, THT solder connection, 3.50 mm, Number of poles: 46, 90°, Solder pin length (l): 3.5 mm, tinned, black, Box
668 | 2559780000 | S2L 3.50/42/90G 3.5SN OR BX | PCB plug-in connector, male header, closed side, THT solder connection, 3.50 mm, Number of poles: 42, 90°, Solder pin length (l): 3.5 mm, tinned, orange, Box
669 | 2559450000 | S2L 3.50/46/90F 3.5SN OR BX | PCB plug-in connector, male header, Flange, THT solder connection, 3.50 mm, Number of poles: 46, 90°, Solder pin length (l): 3.5 mm, tinned, orange, Box
670 | 2559850000 | S2L 3.50/46/90G 3.5SN OR BX | PCB plug-in connector, male header, closed side, THT solder connection, 3.50 mm, Number of poles: 46, 90°, Solder pin length (l): 3.5 mm, tinned, orange, Box
671 | 2559820000 | S2L 3.50/42/90G 3.5SN BK BX | PCB plug-in connector, male header, closed side, THT solder connection, 3.50 mm, Number of poles: 42, 90°, Solder pin length (l): 3.5 mm, tinned, black, Box
672 | 2559830000 | S2L 3.50/44/90G 3.5SN BK BX | PCB plug-in connector, male header, closed side, THT solder connection, 3.50 mm, Number of poles: 44, 90°, Solder pin length (l): 3.5 mm, tinned, black, Box
673 | 7789891030 | C300-36B-324B-2S-M34-3M | Pre-assembled cable, PAC, Cable LiYCY, 0.34 mm²
674 | 2561060000 | HDC 64D SBU 2M25G N | HDC enclosures, Size: 8, Protection degree: IP65 (in plugged condition), Base housing, Side-locking clamp on lower side, high, Size of cable entries: M 32
675 | 2561050000 | HDC 64D SBU 1M32G N | HDC enclosures, Size: 8, Protection degree: IP65 (in plugged condition), Base housing, Side-locking clamp on lower side, high, Size of cable entries: M 32
676 | 2561040000 | HDC 40D SBU 2M32G N | HDC enclosures, Size: 6, Protection degree: IP65 (in plugged condition), Base housing, Side-locking clamp on lower side, high, Size of cable entries: PG 21
677 | 2561030000 | HDC 40D SBU 1M32G N | HDC enclosures, Size: 6, Protection degree: IP65 (in plugged condition), Base housing, Side-locking clamp on lower side, high, Size of cable entries: PG 21
678 | 2559890000 | HDC 40D KBU 1M25G N | HDC enclosures, Size: 6, Protection degree: IP65 (in plugged condition), Coupling housing, Side-locking clamp on lower side, high, Size of cable entries: PG 29
679 | 2587730000 | DAE M20 PA BK 9005 | DAE (ventilation element), Compensating element, M 20, 6 mm, IP66, IP68, IP69K, Polyamide 6
680 | 8941350002 | IE-C6FS8UG0002A40A40-G | System cable, RJ45 IP 20, RJ45 IP 20, Cat.6A / Class EA (ISO/IEC 11801 2010), PUR, 0.2 m
681 | 8941350008 | IE-C6FS8UG0008A40A40-G | System cable, RJ45 IP 20, RJ45 IP 20, Cat.6A / Class EA (ISO/IEC 11801 2010), PUR, 0.8 m
682 | 8876443500 | IE-FM6D2UE0350MSD0SD0X | Dragline cable, SC duplex IP 20, SC duplex IP 20, 62.5 µm, PUR, 350 m
683 | 2494450020 | IE-C6ES8UG0020A45A45-X | System cable, RJ45 IP 67 RockStar V05 metal, RJ45 IP 67 RockStar V05 metal, Cat.6A / Class EA (ISO/IEC 11801 2010), PUR, 2 m
684 | 2714590000 | IE-C6ES8UG0020A45XXX-X | System cable, RJ45 IP 67 RockStar V05 metal, Open, Cat.6A / Class EA (ISO/IEC 11801 2010), PUR, 2 m
685 | 2716710000 | IE-C5ES8UG0150A40XXX-X | System cable, RJ45 IP 20, Open, Cat.5 (ISO/IEC 11801) / Cat.5e (TIA T568-B), PUR, 15 m
686 | 2716900000 | IE-FM5D2UE0005MSD0SDSX | Dragline cable, SC duplex IP 20, SC IP 67 bayonet V01 plastic, 50 µm, PUR, 5 m
687 | 2716910000 | IE-C5ES8VG0050A40S41-X | System cable, RJ45 IP 20, RJ45 IP 67 bayonet V01 plastic, Cat.5 (ISO/IEC 11801) / Cat.5e (TIA T568-B), PVC, 5 m
688 | 2712760000 | APG 2.5/5-4BG-GN | Plug, 2.5 mm², 800, 24 A, Number of poles: 5, beige, green
689 | 2712810000 | APG 2.5/10-9BG-GN | Plug, 2.5 mm², 800, 24 A, Number of poles: 10, beige, green
690 | 2712800000 | APG 2.5/9-8BG-GN | Plug, 2.5 mm², 800, 24 A, Number of poles: 9, beige, green
691 | 2712740000 | APG 2.5/3-2BG-GN | Plug, 2.5 mm², 800, 24 A, Number of poles: 3, beige, green
692 | 2712780000 | APG 2.5/7-6BG-GN | Plug, 2.5 mm², 800, 24 A, Number of poles: 7, beige, green
693 | 2712790000 | APG 2.5/8-7BG-GN | Plug, 2.5 mm², 800, 24 A, Number of poles: 8, beige, green
694 | 2712770000 | APG 2.5/6-5BG-GN | Plug, 2.5 mm², 800, 24 A, Number of poles: 6, beige, green
695 | 2718760000 | IE-C6ES8VG0050A40A45-X | System cable, RJ45 IP 20, RJ45 IP 20, Cat.6A / Class EA (ISO/IEC 11801 2010), PVC, 5 m
696 | 2718730000 | IE-C6ES8VG0020A40A45-X | System cable, RJ45 IP 20, RJ45 IP 67 RockStar V05 metal, Cat.6A / Class EA (ISO/IEC 11801 2010), PVC, 2 m
697 | 2718750000 | IE-C6ES8VG0030A40A45-X | System cable, RJ45 IP 20, RJ45 IP 67 RockStar V05 metal, Cat.6A / Class EA (ISO/IEC 11801 2010), PVC, 3 m
698 | 2715530000 | STB 21.6/IH/BR WTL6/3 | Accessories, Socket
699 | 2713810000 | THM MT30X 18/6.5 SI | THM, Device markers, 6.5 x 18 mm, silver
700 | 2576460150 | IE-C5DD4UG0150A2EA20-X | Dragline cable, PROFINET
701 | 2729230000 | SL SET PV NEXT | Photovoltaics
702 | 2728210000 | KCMA-8-5000-5A-15VA1 | Primary current: 5000 A, Secondary current max.: 5 A, Load: 15 VA, Tolerance class: 1, detachable current transformer
703 | 2728190000 | KCMA-8-4000-5A-15VA1 | Primary current: 4000 A, Secondary current max.: 5 A, Load: 15 VA, Tolerance class: 1, detachable current transformer
704 | 2728170000 | KCMA-8-2500-5A-15VA1 | Primary current: 2500 A, Secondary current max.: 5 A, Load: 15 VA, Tolerance class: 1, detachable current transformer
705 | 2728180000 | KCMA-8-3000-5A-15VA1 | Primary current: 3000 A, Secondary current max.: 5 A, Load: 15 VA, Tolerance class: 1, detachable current transformer
706 | 2719780000 | APG 1.5/6-5BG-GN | Plug, 1.5 mm², 500, 17.5 A, Number of poles: 6, dark beige, green
707 | 2719810000 | APG 1.5/8-7BG-GN | Plug, 1.5 mm², 500, 17.5 A, Number of poles: 8, dark beige, green
708 | 2719830000 | APG 1.5/10-9BG-GN | Plug, 1.5 mm², 500, 17.5 A, Number of poles: 10, dark beige, green
709 | 2719770000 | APG 1.5/5-4BG-GN | Plug, 1.5 mm², 500, 17.5 A, Number of poles: 5, dark beige, green
710 | 2719820000 | APG 1.5/9-8BG-GN | Plug, 1.5 mm², 500, 17.5 A, Number of poles: 9, dark beige, green
711 | 2719740000 | APG 1.5/3-2BG-GN | Plug, 1.5 mm², 500, 17.5 A, Number of poles: 3, dark beige, green
712 | 2715740000 | VP HEX M16 PA6 GY | Blanking plugs, M 16 x 1.5, 15 mm, Polyamide 6 (PA 6)
713 | 2715790000 | VP HEX M50 PA6 GY | Blanking plugs, M 50 x 1.5, 18 mm, Polyamide 6 (PA 6)
714 | 2715760000 | VP HEX M25 PA6 GY | Blanking plugs, M 25 x 1.5, 15 mm, Polyamide 6 (PA 6)
715 | 2715780000 | VP HEX M40 PA6 GY | Blanking plugs, M 40 x 1.5, 18 mm, Polyamide 6 (PA 6)
716 | 2722020000 | VG M32 EXE 19-25 CR7J G4 | VG Exe 7J (Ex plastic cable gland 7J Exe), Cable glands, M 32, 15 mm, OD min. 19 - OD max. 25 mm, IP54, IP66, IP67, IP68 - 5 bar (30 min.), Polyamide 6
717 | 2722000000 | VG M25 EXE 14-18 CR7J G4 | VG Exe 7J (Ex plastic cable gland 7J Exe), Cable glands, M 25, 10 mm, OD min. 14 - OD max. 18 mm, IP54, IP66, IP67, IP68 - 5 bar (30 min.), Polyamide 6
718 | 2721980000 | VG M20 EXE 11-14 CR7J G4 | VG Exe 7J (Ex plastic cable gland 7J Exe), Cable glands, M 20, 10 mm, OD min. 11 - OD max. 14 mm, IP54, IP66, IP67, IP68 - 5 bar (30 min.), Polyamide 6
719 | 2722010000 | VG M32 EXE 16-21 CR7J G4 | VG Exe 7J (Ex plastic cable gland 7J Exe), Cable glands, M 32, 10 mm, OD min. 16 - OD max. 21 mm, IP54, IP66, IP67, IP68 - 5 bar (30 min.), Polyamide 6
720 | 2721970000 | VG M20 EXE 7-13 CR7J G4 | VG Exe 7J (Ex plastic cable gland 7J Exe), Cable glands, M 20, 10 mm, OD min. 7 - OD max. 13 mm, IP54, IP66, IP67, IP68 - 5 bar (30 min.), Polyamide 6
721 | 2721960000 | VG M20 EXE 7-12 CR7J G4 | VG Exe 7J (Ex plastic cable gland 7J Exe), Cable glands, M 20, 10 mm, OD min. 7 - OD max. 12 mm, IP54, IP66, IP67, IP68 - 5 bar (30 min.), Polyamide 6
722 | 2721940000 | VG M16 EXE 5-8 CR7J G4 | VG Exe 7J (Ex plastic cable gland 7J Exe), Cable glands, M 16, 10 mm, OD min. 5 - OD max. 8 mm, IP54, IP66, IP67, IP68 - 5 bar (30 min.), Polyamide 6
723 | 2721950000 | VG M16 EXE 6-10 CR7J G4 | VG Exe 7J (Ex plastic cable gland 7J Exe), Cable glands, M 16, 10 mm, OD min. 6 - OD max. 10 mm, IP54, IP66, IP67, IP68 - 5 bar (30 min.), Polyamide 6
724 | 2729520000 | DAE M12 PA SHORT UL | DAE (ventilation element), Compensating element, M 12, 6 mm, Polyamide 6
725 | 2729530000 | DAE M12 PA LONG UL | DAE (ventilation element), Compensating element, M 12, 10 mm, Polyamide 6
726 | 2559400000 | S2L 3.50/44/180F 3.5SN BK BX | PCB plug-in connector, male header, Flange, THT solder connection, 3.50 mm, Number of poles: 44, 180°, Solder pin length (l): 3.5 mm, tinned, black, Box
727 | 2559290000 | S2L 3.50/42/180G 3.5SN BK BX | PCB plug-in connector, male header, closed side, THT solder connection, 3.50 mm, Number of poles: 42, 180°, Solder pin length (l): 3.5 mm, tinned, black, Box
728 | 2559260000 | S2L 3.50/46/180G 3.5SN OR BX | PCB plug-in connector, male header, closed side, THT solder connection, 3.50 mm, Number of poles: 46, 180°, Solder pin length (l): 3.5 mm, tinned, orange, Box
729 | 2559310000 | S2L 3.50/46/180G 3.5SN BK BX | PCB plug-in connector, male header, closed side, THT solder connection, 3.50 mm, Number of poles: 46, 180°, Solder pin length (l): 3.5 mm, tinned, black, Box
730 | 2559380000 | S2L 3.50/40/180F 3.5SN BK BX | PCB plug-in connector, male header, Flange, THT solder connection, 3.50 mm, Number of poles: 40, 180°, Solder pin length (l): 3.5 mm, tinned, black, Box
731 | 2559250000 | S2L 3.50/44/180G 3.5SN OR BX | PCB plug-in connector, male header, closed side, THT solder connection, 3.50 mm, Number of poles: 44, 180°, Solder pin length (l): 3.5 mm, tinned, orange, Box
732 | 2559300000 | S2L 3.50/44/180G 3.5SN BK BX | PCB plug-in connector, male header, closed side, THT solder connection, 3.50 mm, Number of poles: 44, 180°, Solder pin length (l): 3.5 mm, tinned, black, Box
733 | 2559370000 | S2L 3.50/38/180F 3.5SN BK BX | PCB plug-in connector, male header, Flange, THT solder connection, 3.50 mm, Number of poles: 38, 180°, Solder pin length (l): 3.5 mm, tinned, black, Box
734 | 2559390000 | S2L 3.50/42/180F 3.5SN BK BX | PCB plug-in connector, male header, Flange, THT solder connection, 3.50 mm, Number of poles: 42, 180°, Solder pin length (l): 3.5 mm, tinned, black, Box
735 | 2559340000 | S2L 3.50/42/180F 3.5SN OR BX | PCB plug-in connector, male header, Flange, THT solder connection, 3.50 mm, Number of poles: 42, 180°, Solder pin length (l): 3.5 mm, tinned, orange, Box
736 | 2559280000 | S2L 3.50/40/180G 3.5SN BK BX | PCB plug-in connector, male header, closed side, THT solder connection, 3.50 mm, Number of poles: 40, 180°, Solder pin length (l): 3.5 mm, tinned, black, Box
737 | 2559270000 | S2L 3.50/38/180G 3.5SN BK BX | PCB plug-in connector, male header, closed side, THT solder connection, 3.50 mm, Number of poles: 38, 180°, Solder pin length (l): 3.5 mm, tinned, black, Box
738 | 2559350000 | S2L 3.50/44/180F 3.5SN OR BX | PCB plug-in connector, male header, Flange, THT solder connection, 3.50 mm, Number of poles: 44, 180°, Solder pin length (l): 3.5 mm, tinned, orange, Box
739 | 2559360000 | S2L 3.50/46/180F 3.5SN OR BX | PCB plug-in connector, male header, Flange, THT solder connection, 3.50 mm, Number of poles: 46, 180°, Solder pin length (l): 3.5 mm, tinned, orange, Box
740 | 2559410000 | S2L 3.50/46/180F 3.5SN BK BX | PCB plug-in connector, male header, Flange, THT solder connection, 3.50 mm, Number of poles: 46, 180°, Solder pin length (l): 3.5 mm, tinned, black, Box
741 | 2559240000 | S2L 3.50/42/180G 3.5SN OR BX | PCB plug-in connector, male header, closed side, THT solder connection, 3.50 mm, Number of poles: 42, 180°, Solder pin length (l): 3.5 mm, tinned, orange, Box
742 | 2560790000 | HDC 64D SBU 2PG29G N | HDC enclosures, Size: 8, Protection degree: IP65 (in plugged condition), Base housing, Side-locking clamp on lower side, high, Size of cable entries: M 32
743 | 2560770000 | HDC 40D SBU 1PG29G N | HDC enclosures, Size: 6, Protection degree: IP65 (in plugged condition), Base housing, Side-locking clamp on lower side, high, Size of cable entries: PG 21
744 | 2514630000 | ACT20P-CI-2CO-P-P | Signal converter/isolator, HART®, Input : 0(4)-20 mA, Output : 2 x 0(4) - 20 mA, Voltage supply also via CH20M rail bus
745 | 2514640000 | ACT20P-CI-VO-P-P | Signal converter/isolator, Input : 0(4)-20 mA, Output : 0-10 V, Voltage supply also via CH20M rail bus
746 | 2514620000 | ACT20P-CI-CO-P-P | Signal converter/isolator, HART®, Input : 0(4)-20 mA, Output : 0(4)-20 mA, Voltage supply also via CH20M rail bus
747 | 2514650000 | ACT20P-2CI-2CO-12-P-P | Signal converter/isolator, HART®, Input : 2 x 0(4) - 20 mA, Output : 0(4)-20 mA, Voltage supply also via CH20M rail bus
748 | 2473940000 | HDC IP68 HP 24B 1M63 | HDC enclosures, Size: 8, Protection degree: IP68, IP69K, IP68 (in plugged condition), Cover, Clamping yoke connection
749 | 8000050562 | PV 224S0F0C15V0O3TXPX15PWW | Photovoltaics, Assembled enclosure, Combiner Box, With fuse holder, Surge protection II, Cable gland, for wall mounting, Switch disconnector
750 | 8000050559 | PV 224S0F0C15V0O3T7P015PWW | Photovoltaics, Assembled enclosure, Combiner Box, With fuse holder, Surge protection II, Cable gland, for wall mounting, Switch disconnector, Current monitoring
751 | 8000050556 | PV 216S0F0C15V0O3TXPX15PWW | Photovoltaics, Assembled enclosure, Combiner Box, With fuse holder, Surge protection II, Cable gland, for wall mounting, Switch disconnector
752 | 2717810015 | IE-C5DE4UP0015PCAPSA-E | Dragline cable, M8 P-code - IP67 angeled pin, M8 P-code - IP67 angeled socket, Cat. 5e, PUR, 1.5 m
753 | 2717790015 | IE-C5DE4UP0015PCSPSS-E | Dragline cable, M8 P-code - IP67 straight pin, M8 P-code - IP67 straight socket, Cat. 5e, PUR, 1.5 m
754 | 2717800015 | IE-C5DE4UP0015PCAPCA-E | Dragline cable, M8 P-code - IP67 angeled pin, M8 P-code - IP67 angeled pin, Cat. 5e, PUR, 1.5 m
755 | 2717740300 | IE-C5DE4UP0300PSSXXX-E | Dragline cable, M8 P-code - IP67 straight socket, Open, Cat. 5e, PUR, 30 m
756 | 2717780015 | IE-C5DE4UP0015PCSPCS-E | Dragline cable, M8 P-code - IP67 straight pin, M8 P-code - IP67 straight pin, Cat. 5e, PUR, 1.5 m
757 | 2717740015 | IE-C5DE4UP0015PSSXXX-E | Dragline cable, M8 P-code - IP67 straight socket, Open, Cat. 5e, PUR, 1.5 m
758 | 2717740030 | IE-C5DE4UP0030PSSXXX-E | Dragline cable, M8 P-code - IP67 straight socket, Open, Cat. 5e, PUR, 3 m
759 | 2717760015 | IE-C5DE4UP0015PSAXXX-E | Dragline cable, M8 P-code - IP67 angeled socket, Open, Cat. 5e, PUR, 1.5 m
760 | 2717750100 | IE-C5DE4UP0100PCSXXX-E | Dragline cable, M8 P-code - IP67 straight pin, Open, Cat. 5e, PUR
761 | 2717750075 | IE-C5DE4UP0075PCSXXX-E | Dragline cable, M8 P-code - IP67 straight pin, Open, Cat. 5e, PUR, 7.5 m
762 | 2717750300 | IE-C5DE4UP0300PCSXXX-E | Dragline cable, M8 P-code - IP67 straight pin, Open, Cat. 5e, PUR, 30 m
763 | 2717750015 | IE-C5DE4UP0015PCSXXX-E | Dragline cable, M8 P-code - IP67 straight pin, Open, Cat. 5e, PUR, 1.5 m
764 | 2717790200 | IE-C5DE4UP0200PCSPSS-E | Dragline cable, M8 P-code - IP67 straight pin, M8 P-code - IP67 straight socket, Cat. 5e, PUR, 20 m
765 | 2717810050 | IE-C5DE4UP0050PCAPSA-E | Dragline cable, M8 P-code - IP67 angeled pin, M8 P-code - IP67 angeled socket, Cat. 5e, PUR, 5 m
766 | 2717790100 | IE-C5DE4UP0100PCSPSS-E | Dragline cable, M8 P-code - IP67 straight pin, M8 P-code - IP67 straight socket, Cat. 5e, PUR
767 | 2717790300 | IE-C5DE4UP0300PCSPSS-E | Dragline cable, M8 P-code - IP67 straight pin, M8 P-code - IP67 straight socket, Cat. 5e, PUR, 30 m
768 | 2717810100 | IE-C5DE4UP0100PCAPSA-E | Dragline cable, M8 P-code - IP67 angeled pin, M8 P-code - IP67 angeled socket, Cat. 5e, PUR
769 | 2717790075 | IE-C5DE4UP0075PCSPSS-E | Dragline cable, M8 P-code - IP67 straight pin, M8 P-code - IP67 straight socket, Cat. 5e, PUR, 7.5 m
770 | 2717790050 | IE-C5DE4UP0050PCSPSS-E | Dragline cable, M8 P-code - IP67 straight pin, M8 P-code - IP67 straight socket, Cat. 5e, PUR, 5 m
771 | 2717790030 | IE-C5DE4UP0030PCSPSS-E | Dragline cable, M8 P-code - IP67 straight pin, M8 P-code - IP67 straight socket, Cat. 5e, PUR, 3 m
772 | 2729580000 | HDC HEEE 64 MC | HDC insert, Pin, Male, 500 V, 16 A, Number of poles: 64, Crimp connection, Size: 8
773 | 2729590000 | HDC HEEE 64 FC | HDC insert, Female, 500 V, 16 A, Number of poles: 64, Crimp connection, Size: 8
774 | 2717770030 | IE-C5DE4UP0030PCAXXX-E | Dragline cable, M8 P-code - IP67 angeled pin, Open, Cat. 5e, PUR, 3 m
775 | 2717770100 | IE-C5DE4UP0100PCAXXX-E | Dragline cable, M8 P-code - IP67 angeled pin, Open, Cat. 5e, PUR
776 | 2717770075 | IE-C5DE4UP0075PCAXXX-E | Dragline cable, M8 P-code - IP67 angeled pin, Open, Cat. 5e, PUR, 7.5 m
777 | 2717770050 | IE-C5DE4UP0050PCAXXX-E | Dragline cable, M8 P-code - IP67 angeled pin, Open, Cat. 5e, PUR, 5 m
778 | 2717770015 | IE-C5DE4UP0015PCAXXX-E | Dragline cable, M8 P-code - IP67 angeled pin, Open, Cat. 5e, PUR, 1.5 m
779 | 2739610000 | WDK 2.5V ZQV BL | Feed-through terminal, Double-tier terminal, 2.5 mm², 400 V, 24 A, blue
780 | 2739600000 | WDK 2.5V ZQV | Feed-through terminal, Double-tier terminal, 2.5 mm², 400 V, 24 A, dark beige
781 | 2743540000 | CABTITE EP A 24/12 GY | Cable entry plate, Cabtite (cable entry system), TPE, grey, Height: 44 mm, Width: 142 mm, Depth: 12 mm, -40 °C?90 °C, IP54
782 | 2743620000 | CABTITE EP A 24/50 GY | Cable entry plate, Cabtite (cable entry system), TPE, grey, Height: 44 mm, Width: 142 mm, Depth: 12 mm, -40 °C?90 °C, IP54
783 | 2743550000 | CABTITE EP A 24/14 GY | Cable entry plate, Cabtite (cable entry system), TPE, grey, Height: 44 mm, Width: 142 mm, Depth: 12 mm, -40 °C?90 °C, IP54
784 | 2743590000 | CABTITE EP A 24/26 GY | Cable entry plate, Cabtite (cable entry system), TPE, grey, Height: 44 mm, Width: 142 mm, Depth: 12 mm, -40 °C?90 °C, IP54
785 | 2743560000 | CABTITE EP A 24/17 GY | Cable entry plate, Cabtite (cable entry system), TPE, grey, Height: 44 mm, Width: 142 mm, Depth: 12 mm, -40 °C?90 °C, IP54
786 | 2743580000 | CABTITE EP A 24/19 GY | Cable entry plate, Cabtite (cable entry system), TPE, grey, Height: 44 mm, Width: 142 mm, Depth: 12 mm, -40 °C?90 °C, IP54
787 | 2743570000 | CABTITE EP A 24/18 GY | Cable entry plate, Cabtite (cable entry system), TPE, grey, Height: 44 mm, Width: 142 mm, Depth: 12 mm, -40 °C?90 °C, IP54
788 | 2743600000 | CABTITE EP A 24/42 GY | Cable entry plate, Cabtite (cable entry system), TPE, grey, Height: 44 mm, Width: 142 mm, Depth: 12 mm, -40 °C?90 °C, IP54
789 | 2743610000 | CABTITE EP A 24/48 GY | Cable entry plate, Cabtite (cable entry system), TPE, grey, Height: 44 mm, Width: 142 mm, Depth: 12 mm, -40 °C?90 °C, IP54
790 | 2743680000 | CABTITE EP B 24/26 GY | Cable entry plate, Cabtite (cable entry system), TPE, grey, Height: 44 mm, Width: 142 mm, Depth: 12 mm, -40 °C?90 °C, IP54
791 | 2743670000 | CABTITE EP B 24/19 GY | Cable entry plate, Cabtite (cable entry system), TPE, grey, Height: 44 mm, Width: 142 mm, Depth: 12 mm, -40 °C?90 °C, IP54
792 | 2743710000 | CABTITE EP B 24/50 GY | Cable entry plate, Cabtite (cable entry system), TPE, grey, Height: 44 mm, Width: 142 mm, Depth: 12 mm, -40 °C?90 °C, IP54
793 | 2743660000 | CABTITE EP B 24/18 GY | Cable entry plate, Cabtite (cable entry system), TPE, grey, Height: 44 mm, Width: 142 mm, Depth: 12 mm, -40 °C?90 °C, IP54
794 | 2743630000 | CABTITE EP B 24/12 GY | Cable entry plate, Cabtite (cable entry system), TPE, grey, Height: 44 mm, Width: 142 mm, Depth: 12 mm, -40 °C?90 °C, IP54
795 | 2743640000 | CABTITE EP B 24/14 GY | Cable entry plate, Cabtite (cable entry system), TPE, grey, Height: 44 mm, Width: 142 mm, Depth: 12 mm, -40 °C?90 °C, IP54
796 | 2743690000 | CABTITE EP B 24/42 GY | Cable entry plate, Cabtite (cable entry system), TPE, grey, Height: 44 mm, Width: 142 mm, Depth: 12 mm, -40 °C?90 °C, IP54
797 | 2743650000 | CABTITE EP B 24/17 GY | Cable entry plate, Cabtite (cable entry system), TPE, grey, Height: 44 mm, Width: 142 mm, Depth: 12 mm, -40 °C?90 °C, IP54
798 | 2743700000 | CABTITE EP B 24/48 GY | Cable entry plate, Cabtite (cable entry system), TPE, grey, Height: 44 mm, Width: 142 mm, Depth: 12 mm, -40 °C?90 °C, IP54
799 | 7789891020 | C300-36B-324B-2S-M34-2M | Pre-assembled cable, PAC, Cable LiYCY, 0.34 mm²
800 | 2728480000 | WPC WAGON 115V | Automatic machines
801 | 2728490000 | WIRE PROCESSING CENTER 115V | Automatic machines, Cutting machine, Automatic stripper and crimper, Thermotransfer printer, Software
802 | 2735900000 | VPU IOT AC II 3+1 300/50 | Surge voltage arrester, Low voltage, Surge protection, TN-S, TN-C-S, TT, IT with N, UP(L/N-PE) ? 1.5 kV
803 | 2719060000 | SFM 1/12 1.2-1.8 MM GE | Conductor and cable markers, 1.2 - 1.8 mm, 12 x 3.8 mm, yellow
804 | 2719050000 | SFM 1/24 1.2-1.8 MM WS | Conductor and cable markers, 1.2 - 1.8 mm, 24 x 3.8 mm, white
805 | 2719080000 | SFM 1/24 1.2-1.8 MM GE | Conductor and cable markers, 1.2 - 1.8 mm, 24 x 3.8 mm, yellow
806 | 2719040000 | SFM 1/18 1.2-1.8 MM WS | Conductor and cable markers, 1.2 - 1.8 mm, 18 x 3.8 mm, white
807 | 2719030000 | SFM 1/12 1.2-1.8 MM WS | Conductor and cable markers, 1.2 - 1.8 mm, 12 x 3.8 mm, white
808 | 2719070000 | SFM 1/18 1.2-1.8 MM GE | Conductor and cable markers, 1.2 - 1.8 mm, yellow
809 | 2023930000 | KTB GP 624520 CD S4 PE | Klippon TB (Terminal Box), flange plate, Height: 564 mm, Width: 167 mm, Depth: 3 mm, Gland plates: left, right, Material: Stainless steel 1.4404, electropolished, silver
810 | 2050060700 | SAIL-M12GM12G-S3-7.0P | Power cable, Connecting line, Number of poles : 3 (2 + PE), 7 m, Shielded: No, LED: No, Sheath material: PUR, Halogen: No
811 | 2616350000 | SAI-H4-M12-S | Y connector
812 | 2616410000 | SAI-H3-M12-S | Y connector
813 | 2616420000 | SAI-H3-M12-T | Y connector
814 | 2616430000 | SAI-T-M12-S | Y connector
815 | 2616440000 | SAI-T-M12-T | Y connector
816 | 2581730050 | IE-USB-3.0-A-A-5M | USB cable, USB A 3.0, USB A 3.0, PVC, 5 m
817 | 2581730030 | IE-USB-3.0-A-A-3M | USB cable, USB A 3.0, USB A 3.0, PVC, 3 m
818 | 2544760000 | SKAI TASCHE | Toolbag
819 | 2581730018 | IE-USB-3.0-A-A-1.8M | USB cable, USB A 3.0, USB A 3.0, PVC, 1.8 m
820 | 2623920000 | AAP13 1.5 LI-LI OR | Modular distribution terminals, 1.5 mm², 250 V, 16 A, orange
821 | 1059760075 | IE-C5DD4UG0075MCAA20-E | Dragline cable, PROFINET, M12 D-code ? IP 67 angled pin, Open, Cat.5 (ISO/IEC 11801) / Cat.5e (TIA T568-B), PUR, 7.5 m
822 | 2456870000 | ACT20-FEED-IN-PRO-P | Supply module, Distributes supply voltage to rail bus, Optional connection of backup supply
823 | 2621560000 | HS-FR 1.2-2.4/25 MM W | Conductor and cable markers, 1.2 - 2.4 mm, 24.9 x 4 mm, white
824 | 2621580000 | HS-FR 1.6-3.2/25 MM W | Conductor and cable markers, 1.6 - 3.2 mm, 24.9 x 5.2 mm, white
825 | 2621600000 | HS-FR 2.4-4.8/25 MM W | Conductor and cable markers, 2.4 - 4.8 mm, 24.9 x 7.7 mm, white
826 | 2621620000 | HS-FR 3.2-6.4/25 MM W | Conductor and cable markers, 3.2 - 6.4 mm, 24.9 x 10.3 mm, white
827 | 2621590000 | HS-FR 1.6-3.2/25 MM Y | Conductor and cable markers, 1.6 - 3.2 mm, 24.9 x 5.2 mm, yellow
828 | 2621570000 | HS-FR 1.2-2.4/25 MM Y | Conductor and cable markers, 1.2 - 2.4 mm, 24.9 x 4 mm, yellow
829 | 2621610000 | HS-FR 2.4-4.8/25 MM Y | Conductor and cable markers, 2.4 - 4.8 mm, 24.9 x 7.7 mm, yellow
830 | 2621780000 | HS-FR 2.4-4.8/50 MM W | Conductor and cable markers, 2.4 - 4.8 mm, 49.8 x 7.7 mm, white
831 | 2621800000 | HS-FR 3.2-6.4/50 MM W | Conductor and cable markers, 3.2 - 6.4 mm, 49.8 x 10.3 mm, white
832 | 2621660000 | HS-FR 6.4-12.7/25 MM W | Conductor and cable markers, 6.4 - 12.7 mm, 24.9 x 19.9 mm, white
833 | 2621700000 | HS-FR 12.7-25.4/25 MM W | Conductor and cable markers, 12.7 - 25.4 mm, 24.9 x 40.5 mm, white
834 | 2621910000 | HS-FR 19.1-38.1/50 MM Y | Conductor and cable markers, 19.1 - 38.1 mm, 49.8 x 60.8 mm, yellow
835 | 2621710000 | HS-FR 12.7-25.4/25 MM Y | Conductor and cable markers, 12.7 - 25.4 mm, 24.9 x 40.5 mm, yellow
836 | 2621670000 | HS-FR 6.4-12.7/25 MM Y | Conductor and cable markers, 6.4 - 12.7 mm, 24.9 x 19.9 mm, yellow
837 | 2621750000 | HS-FR 1.2-2.4/50 MM Y | Conductor and cable markers, 1.2 - 2.4 mm, 49.8 x 4 mm, yellow
838 | 2621640000 | HS-FR 4.8-9.5/25 MM W | Conductor and cable markers, 4.8 - 9.5 mm, 24.9 x 15.1 mm, white
839 | 2621690000 | HS-FR 9.5-19.1/25 MM Y | Conductor and cable markers, 9.5 - 19.1 mm, 24.9 x 30.4 mm, yellow
840 | 2621680000 | HS-FR 9.5-19.1/25 MM W | Conductor and cable markers, 9.5 - 19.1 mm, 24.9 x 30.4 mm, white
841 | 2621860000 | HS-FR 9.5-19.1/50 MM W | Conductor and cable markers, 9.5 - 19.1 mm, 49.8 x 30.4 mm, white
842 | 2621870000 | HS-FR 9.5-19.1/50 MM Y | Conductor and cable markers, 9.5 - 19.1 mm, 49.8 x 30.4 mm, yellow
843 | 2621820000 | HS-FR 4.8-9.5/50 MM W | Conductor and cable markers, 4.8 - 9.5 mm, 49.8 x 15.1 mm, white
844 | 2621810000 | HS-FR 3.2-6.4/50 MM Y | Conductor and cable markers, 3.2 - 6.4 mm, 49.8 x 10.3 mm, yellow
845 | 2621770000 | HS-FR 1.6-3.2/50 MM Y | Conductor and cable markers, 1.6 - 3.2 mm, 49.8 x 5.2 mm, yellow
846 | 2621720000 | HS-FR 19.1-38.1/25 MM W | Conductor and cable markers, 19.1 - 38.1 mm, 24.9 x 60.8 mm, white
847 | 2621890000 | HS-FR 12.7-25.4/50 MM Y | Conductor and cable markers, 12.7 - 25.4 mm, 49.8 x 40.5 mm, yellow
848 | 2621740000 | HS-FR 1.2-2.4/50 MM W | Conductor and cable markers, 1.2 - 2.4 mm, 49.8 x 4 mm, white
849 | 2621830000 | HS-FR 4.8-9.5/50 MM Y | Conductor and cable markers, 4.8 - 9.5 mm, 49.8 x 15.1 mm, yellow
850 | 2621760000 | HS-FR 1.6-3.2/50 MM W | Conductor and cable markers, 1.6 - 3.2 mm, 49.8 x 5.2 mm, white
851 | 2621730000 | HS-FR 19.1-38.1/25 MM Y | Conductor and cable markers, 19.1 - 38.1 mm, 24.9 x 60.8 mm, yellow
852 | 2621900000 | HS-FR 19.1-38.1/50 MM W | Conductor and cable markers, 19.1 - 38.1 mm, 49.8 x 60.8 mm, white
853 | 2621790000 | HS-FR 2.4-4.8/50 MM Y | Conductor and cable markers, 2.4 - 4.8 mm, 49.8 x 7.7 mm, yellow
854 | 2621840000 | HS-FR 6.4-12.7/50 MM W | Conductor and cable markers, 6.4 - 12.7 mm, 49.8 x 19.9 mm, white
855 | 2621880000 | HS-FR 12.7-25.4/50 MM W | Conductor and cable markers, 12.7 - 25.4 mm, 49.8 x 40.5 mm, white
856 | 2621850000 | HS-FR 6.4-12.7/50 MM Y | Conductor and cable markers, 6.4 - 12.7 mm, 49.8 x 19.9 mm, yellow
857 | 2621650000 | HS-FR 4.8-9.5/25 MM Y | Conductor and cable markers, 4.8 - 9.5 mm, 24.9 x 15.1 mm, yellow
858 | 2621420000 | EL 9 MM WS 30M | THM, Device markers, 9 x , white
859 | 2621410000 | EL 6 MM GE 30M | THM, Device markers, 6 x , yellow
860 | 2621550000 | THM MT30X 50/18 WS | THM, Device markers, 18 x 50 mm, white
861 | 7789626020 | PAC-RX3I-SD37-V2-2M | Pre-assembled cable, PAC, Cable LiYCY, 0.25 mm²
862 | 7789696020 | PAC-RX3I-RV36-V3-2M | Pre-assembled cable, PAC, Cable LiYY, 0.25 mm²
863 | 7789619020 | PAC-RX3I-HE20-V1-2M | Pre-assembled cable, PAC, Cable LiYY, 0.25 mm²
864 | 7789625020 | PAC-RX3I-SD25-V0-2M | Pre-assembled cable, PAC, Cable LiYCY, 0.25 mm²
865 | 2050060650 | SAIL-M12GM12G-S3-6.5P | Power cable, Connecting line, Number of poles : 3 (2 + PE), 6.5 m, Shielded: No, LED: No, Sheath material: PUR, Halogen: No
866 | 2050060600 | SAIL-M12GM12G-S3-6.0P | Power cable, Connecting line, Number of poles : 3 (2 + PE), 6 m, Shielded: No, LED: No, Sheath material: PUR, Halogen: No
867 | 2049950990 | SAIL-M12BG-S3-9.9PK16 | Power cable, One end without connector, M12, Number of poles : 3 (2 + PE), 9.9 m, Female socket, straight, Shielded: No, LED: No, Sheath material: PUR, Halogen: No
868 | 2049950700 | SAIL-M12BG-S3-7.0PK16 | Power cable, One end without connector, M12, Number of poles : 3 (2 + PE), 7 m, Female socket, straight, Shielded: No, LED: No, Sheath material: PUR, Halogen: No
869 | 2049950400 | SAIL-M12BG-S3-4.0PK16 | Power cable, One end without connector, M12, Number of poles : 3 (2 + PE), 4 m, Female socket, straight, Shielded: No, LED: No, Sheath material: PUR, Halogen: No
870 | 2049950100 | SAIL-M12BG-S3-1.0PK16 | Power cable, One end without connector, M12, Number of poles : 3 (2 + PE), 1 m, Female socket, straight, Shielded: No, LED: No, Sheath material: PUR, Halogen: No
871 | 2050060350 | SAIL-M12GM12G-S3-3.5P | Power cable, Connecting line, Number of poles : 3 (2 + PE), 3.5 m, Shielded: No, LED: No, Sheath material: PUR, Halogen: No
872 | 2049950900 | SAIL-M12BG-S3-9.0PK16 | Power cable, One end without connector, M12, Number of poles : 3 (2 + PE), 9 m, Female socket, straight, Shielded: No, LED: No, Sheath material: PUR, Halogen: No
873 | 2049950200 | SAIL-M12BG-S3-2.0PK16 | Power cable, One end without connector, M12, Number of poles : 3 (2 + PE), 2 m, Female socket, straight, Shielded: No, LED: No, Sheath material: PUR, Halogen: No
874 | 2050060400 | SAIL-M12GM12G-S3-4.0P | Power cable, Connecting line, Number of poles : 3 (2 + PE), 4 m, Shielded: No, LED: No, Sheath material: PUR, Halogen: No
875 | 2050060450 | SAIL-M12GM12G-S3-4.5P | Power cable, Connecting line, Number of poles : 3 (2 + PE), 4.5 m, Shielded: No, LED: No, Sheath material: PUR, Halogen: No
876 | 2050060800 | SAIL-M12GM12G-S3-8.0P | Power cable, Connecting line, Number of poles : 3 (2 + PE), 8 m, Shielded: No, LED: No, Sheath material: PUR, Halogen: No
877 | 2050060250 | SAIL-M12GM12G-S3-2.5P | Power cable, Connecting line, Number of poles : 3 (2 + PE), 2.5 m, Shielded: No, LED: No, Sheath material: PUR, Halogen: No
878 | 2050060100 | SAIL-M12GM12G-S3-1.0P | Power cable, Connecting line, Number of poles : 3 (2 + PE), 1 m, Shielded: No, LED: No, Sheath material: PUR, Halogen: No
879 | 2050060550 | SAIL-M12GM12G-S3-5.5P | Power cable, Connecting line, Number of poles : 3 (2 + PE), 5.5 m, Shielded: No, LED: No, Sheath material: PUR, Halogen: No
880 | 2619740000 | MF 5/6 MM BP WS | Terminal marker, 5 x 6 mm, white
881 | 2619800000 | WS 8/3.5 MM BP WS | WS, Terminal marker, 8 x 3.5 mm, Weidmueller, white
882 | 2619730000 | MF 5/5 MM BP WS | Terminal marker, 5 x 5 mm, white
883 | 2619820000 | WS 8/6 MM BP WS | WS, Terminal marker, 8 x 6 mm, Weidmueller, white
884 | 2604680000 | H1,0/16S GE BD GSP | Wire-end ferrule, Standard, 12 mm, 10 mm, yellow
885 | 2604710000 | H1,5/16DS SW BD GSP | Wire-end ferrule, Standard, 12 mm, 10 mm, black
886 | 2604690000 | H1,0/16DS R BD GSP | Wire-end ferrule, Standard, 12 mm, 10 mm, red
887 | 7789764090 | PAC-ELCO56-F56-F56-9M | Pre-assembled cable, PAC, Pre-assembled cable, Cable LiYCY, 0.25 mm²
888 | 7789632020 | PAC-RX3I-RV36-V1-2M | Pre-assembled cable, PAC, Cable LiYY, 0.25 mm²
889 | 2613350000 | LL 10.16/02/90 3.2SN OR BX | Printed circuit board terminals, 10.16 mm, Number of poles: 2, 90°, Solder pin length (l): 3.2 mm, tinned, orange, Clamping yoke connection, Box
890 | 2613360000 | LL 10.00/05/90 3.2SN OR BX | Printed circuit board terminals, 10.00 mm, Number of poles: 5, 90°, Solder pin length (l): 3.2 mm, tinned, orange, Clamping yoke connection, Clamping range, max. : 6 mm², Box
891 | 2613330000 | LL 10.00/03/90 4.5SN OR BX | Printed circuit board terminals, 10.00 mm, Number of poles: 3, 90°, Solder pin length (l): 4.5 mm, tinned, orange, Clamping yoke connection, Clamping range, max. : 6 mm², Box
892 | 2613310000 | LL 10.00/07/90 4.5SN OR BX | Printed circuit board terminals, 10.00 mm, Number of poles: 7, 90°, Solder pin length (l): 4.5 mm, tinned, orange, Clamping yoke connection, Clamping range, max. : 6 mm², Box
893 | 2613340000 | LL 10.00/03/90 3.2SN OR BX | Printed circuit board terminals, 10.00 mm, Number of poles: 3, 90°, Solder pin length (l): 3.2 mm, tinned, orange, Clamping yoke connection, Clamping range, max. : 6 mm², Box
894 | 2613320000 | LL 10.00/02/90 4.5SN OR BX | Printed circuit board terminals, 10.00 mm, Number of poles: 2, 90°, tinned, orange, Clamping yoke connection, Clamping range, max. : 6 mm², Box
895 | 2613370000 | LL 10.16/03/90 3.2SN OR BX | Printed circuit board terminals, 10.16 mm, Number of poles: 3, 90°, Solder pin length (l): 3.2 mm, tinned, orange, Clamping yoke connection, Box
896 | 1251610070 | IE-C6FP8LE0070M40M40-E | Patch cable, RJ45 IP 20, RJ45 IP 20, Cat.6A / Class EA (ISO/IEC 11801 2010), LSZH, 7 m
897 | 2617140000 | LL 5.08/18/90 3.2SN OR BX PRT | Printed circuit board terminals, 5.08 mm, Number of poles: 18, 90°, Solder pin length (l): 3.2 mm, tinned, orange, Clamping yoke connection, Clamping range, max. : 6 mm², Box
898 | 2617150000 | LL 5.08/04/180 3.2SN OR BX PRT | Printed circuit board terminals, 5.08 mm, Number of poles: 4, 180°, Solder pin length (l): 3.2 mm, tinned, orange, Clamping yoke connection, Clamping range, max. : 6 mm², Box
899 | 2624950000 | LL 10.16/12/90 3.2SN OR BX | Printed circuit board terminals, 10.16 mm, Number of poles: 12, 90°, Solder pin length (l): 3.2 mm, tinned, orange, Box
900 | 2624460000 | LL 10.00/07/90 3.2SN OR BX | Printed circuit board terminals, 10.00 mm, Number of poles: 7, 90°, Solder pin length (l): 3.2 mm, tinned, orange, Clamping yoke connection, Clamping range, max. : 6 mm², Box
901 | 2613400000 | LL 10.00/04/90 3.2SN OR BX | Printed circuit board terminals, 10.00 mm, Number of poles: 4, 90°, Solder pin length (l): 3.2 mm, tinned, orange, Clamping yoke connection, Clamping range, max. : 6 mm², Box
902 | 2625370000 | LL 5.08/02/90 4.5SN BK BX SO | Printed circuit board terminals, 5.08 mm, Number of poles: 2, 90°, tinned, Clamping yoke connection, Clamping range, max. : 6 mm², Box
903 | 2625540000 | LL 5.08/03/90 4.5SN BK BX SO | Printed circuit board terminals, 5.08 mm, Number of poles: 3, 90°, tinned, Clamping yoke connection, Clamping range, max. : 6 mm², Box
904 | 1346510000 | UR20-PK-1315770000-SP | Replacement part, ,
905 | 2556160000 | S2L 3.50/38/90G 3.5SN OR BX | PCB plug-in connector, male header, closed side, THT solder connection, 3.50 mm, Number of poles: 38, 90°, Solder pin length (l): 3.5 mm, tinned, orange, Box
906 | 2440690000 | WGK 16 VP IK GY BX | OMNIMATE Power - series WGK, Feed-through terminal, Rated cross-section: 16 mm², Wemid (PA)
907 | 2556520000 | ESG-F 9/20 MC SDR | ESG, Device markers x 20 mm, PA 66, Colour: To customer specification
908 | 2621170000 | SM-FO 18/9.5 MM SI | SwitchMark, Device markers, 9 x 18 mm, silver
909 | 2621110000 | SM-FO 27/18 MM GE | SwitchMark, Device markers, 18 x 27 mm, yellow
910 | 2620000000 | ESG-FO 6/17 MM GE | ESG, Device markers, 6 x 17 mm, yellow
911 | 2620920000 | ESG-FO 9/17 MM GE | ESG, Device markers, 9 x 17 mm, yellow
912 | 2620910000 | ESG-FO 6/17 MM SI | ESG, Device markers, 6 x 17 mm, silver
913 | 2620960000 | ESG-FO 8/20 MM GE | ESG, Device markers, 8 x 20 mm, yellow
914 | 2621160000 | SM-FO 18/9.5 MM WS | SwitchMark, Device markers, 9 x 18 mm, white
915 | 2621060000 | ESG-FO 6/15 MM SI | ESG, Device markers, 6 x 15 mm, silver
916 | 2620990000 | ESG-FO 6/15 MM GE | ESG, Device markers, 6 x 15 mm, yellow
917 | 7789888030 | C300-32B-320B-2S-M34-3M | Pre-assembled cable, PAC, Cable LiYCY, 0.34 mm²
918 | 2619920000 | DEK 5/7.5 MM WS | Dekafix, Terminal marker, 5 x 7.5 mm, Weidmueller, white
919 | 2619900000 | WS-A 8/12 MM WS | WS, Terminal marker, 8 x 12 mm, Weidmueller, white
920 | 2621150000 | SM-FO 27/18-22 MM WS | SwitchMark, Device markers, 47.75 x 27 mm, white
921 | 2621210000 | SM-FO 36/18-30 MM SI | SwitchMark, Device markers, 56 x 36 mm, silver
922 | 2621200000 | SM-FO 36/18-30 MM GE | SwitchMark, Device markers, 56 x 36 mm, yellow
923 | 2621140000 | SM-FO 27/18-22 MM GE | SwitchMark, Device markers, 47.75 x 27 mm, yellow
924 | 2540520000 | APG 4/7 | Plug, 4 mm², 690 V, 32 A, dark beige
925 | 2623940000 | IE-CL27V5A-PP-S | Contactless power transmission, Secondary side
926 | 2575900000 | PRO TOP BRACKETS | Mounting foot
927 | 7789763035 | PAC-ELCO38-F38-F-3M5 | Pre-assembled cable, PAC, Pre-assembled cable, Cable LiYCY, 0.25 mm²
928 | 7789761020 | PAC-ELCO20-F20-F-2M | Pre-assembled cable, PAC, Pre-assembled cable, Cable LiYCY, 0.25 mm²
929 | 7789761035 | PAC-ELCO20-F20-F-3M5 | Pre-assembled cable, PAC, Pre-assembled cable, Cable LiYCY, 0.25 mm²
930 | 7789765020 | PAC-ELCO 56-F56-F-2M | Pre-assembled cable, PAC, Pre-assembled cable, Cable LiYCY, 0.25 mm²
931 | 2623550000 | A2T 2.5 3C N-PE | Feed-through terminal, PUSH IN, 2.5 mm², 800 V, 22 A, dark beige
932 | 2625950000 | SAIE-M12SL-0.3VHM16-1.5 | Built-in plugs, M12, pin, straight, Number of poles: 5, 0.3 m, Rear panel mounting
933 | 2625970000 | SAIE-M12BL-0.3VHM16-2.5 | Built-in plugs, M12, Female socket, straight, Number of poles: 5, 0.3 m, Rear panel mounting
934 | 1349730035 | PAC-UNIV-HE10-F-3M5 | Pre-assembled cable, PAC
935 | 2444930850 | IE-FM5Z2VO0085MLD0LD0X | Pre-assembled patch cable, crossover, LC-Duplex IP 20, LC-Duplex IP 20, 50 µm, 85 m
936 | 2444931050 | IE-FM5Z2VO0105MLD0LD0X | Pre-assembled patch cable, crossover, LC-Duplex IP 20, LC-Duplex IP 20, 50 µm, 105 m
937 | 2444930900 | IE-FM5Z2VO0090MLD0LD0X | Pre-assembled patch cable, crossover, LC-Duplex IP 20, LC-Duplex IP 20, 50 µm, 90 m
938 | 2444931850 | IE-FM5Z2VO0185MLD0LD0X | Pre-assembled patch cable, crossover, LC-Duplex IP 20, LC-Duplex IP 20, 50 µm, 185 m
939 | 2444932700 | IE-FM5Z2VO0270MLD0LD0X | Pre-assembled patch cable, crossover, LC-Duplex IP 20, LC-Duplex IP 20, 50 µm, 270 m
940 | 2124020002 | IE-C6EL8UG0002U40XSH-E | System cable, RJ45 IP 20, M12 X-type, flange, socket, back panel mounting, Cat.6A / Class EA (ISO/IEC 11801 2010), PUR, 0.2 m
941 | 7789763100 | PAC-ELCO38-F38-F-10M | Pre-assembled cable, PAC, Pre-assembled cable, Cable LiYCY, 0.25 mm²
942 | 1349670035 | PAC-UNIV-HE20-HE20-3M5 | Pre-assembled cable, PAC
943 | 7789384035 | PAC-M340-RV24-V3-3M5 | Pre-assembled cable, PAC, Cable LiYY, 0.25 mm²
944 | 1254270350 | IE-FM5D2UE0035MST0SD1X | Dragline cable, ST IP 20, SC IP 67 bayonet V01 metal, 50 µm, PUR, 35 m
945 | 2626900000 | SV-SMT 7.62HP/04/90MF3 SC/4 2.6SN BX | PCB plug-in connector, male header, closed side, Middle flange, THT/THR solder connection, 7.62 mm, Number of poles: 4, Solder pin length (l): 2.6 mm, tinned, black, Box
946 | 2626860000 | SV-SMT 7.62HP/04/90MF2 SC/8 2.6SN BX | PCB plug-in connector, male header, closed side, Middle flange, THT/THR solder connection, 7.62 mm, Number of poles: 4, Solder pin length (l): 2.6 mm, tinned, black, Box
947 | 2626850000 | SV-SMT 7.62HP/04/90MF2 SC/6 2.6SN BX | PCB plug-in connector, male header, closed side, Middle flange, THT/THR solder connection, 7.62 mm, Number of poles: 4, Solder pin length (l): 2.6 mm, tinned, black, Box
948 | 2626800000 | SV-SMT 7.62HP/04/90MF2 SC/4 2.6SN BX | PCB plug-in connector, male header, closed side, Middle flange, THT/THR solder connection, 7.62 mm, Number of poles: 4, Solder pin length (l): 2.6 mm, tinned, black, Box
949 | 2626870000 | SV-SMT 7.62HP/05/90MF2 SC/4 2.6SN BX | PCB plug-in connector, male header, closed side, Middle flange, THT/THR solder connection, 7.62 mm, Number of poles: 5, Solder pin length (l): 2.6 mm, tinned, black, Box
950 | 2626880000 | SV-SMT 7.62HP/05/90MF2 SC/6 2.6SN BX | PCB plug-in connector, male header, closed side, Middle flange, THT/THR solder connection, 7.62 mm, Number of poles: 5, Solder pin length (l): 2.6 mm, tinned, black, Box
951 | 2626890000 | SV-SMT 7.62HP/05/90MF2 SC/8 2.6SN BX | PCB plug-in connector, male header, closed side, Middle flange, THT/THR solder connection, 7.62 mm, Number of poles: 5, Solder pin length (l): 2.6 mm, tinned, black, Box
952 | 2626910000 | SV-SMT 7.62HP/04/90MF3 SC/6 2.6SN BX | PCB plug-in connector, male header, closed side, Middle flange, THT/THR solder connection, 7.62 mm, Number of poles: 4, Solder pin length (l): 2.6 mm, tinned, black, Box
953 | 2627060000 | SV-SMT 7.62HP/04/270MF2 SC/4 2.6SN BX | PCB plug-in connector, male header, closed side, Middle flange, THT/THR solder connection, 7.62 mm, Number of poles: 4, Solder pin length (l): 2.6 mm, tinned, black, Box
954 | 2627050000 | SV-SMT 7.62HP/04/90MSF3 SC/8 2.6SN BX | PCB plug-in connector, male header, closed side, Middle screw flange, THT/THR solder connection, 7.62 mm, Number of poles: 4, Solder pin length (l): 2.6 mm, tinned, black, Box
955 | 2626930000 | SV-SMT 7.62HP/04/90MSF2 SC/4 2.6SN BX | PCB plug-in connector, male header, closed side, Middle screw flange, THT/THR solder connection, 7.62 mm, Number of poles: 4, Solder pin length (l): 2.6 mm, tinned, black, Box
956 | 2626970000 | SV-SMT 7.62HP/05/90MSF2 SC/6 2.6SN BX | PCB plug-in connector, male header, closed side, Middle screw flange, THT/THR solder connection, 7.62 mm, Number of poles: 5, Solder pin length (l): 2.6 mm, tinned, black, Box
957 | 2626920000 | SV-SMT 7.62HP/04/90MF3 SC/8 2.6SN BX | PCB plug-in connector, male header, closed side, Middle flange, THT/THR solder connection, 7.62 mm, Number of poles: 4, Solder pin length (l): 2.6 mm, tinned, black, Box
958 | 2626960000 | SV-SMT 7.62HP/05/90MSF2 SC/4 2.6SN BX | PCB plug-in connector, male header, closed side, Middle screw flange, THT/THR solder connection, 7.62 mm, Number of poles: 5, Solder pin length (l): 2.6 mm, tinned, black, Box
959 | 2626990000 | SV-SMT 7.62HP/04/90MSF3 SC/4 2.6SN BX | PCB plug-in connector, male header, closed side, Middle screw flange, THT/THR solder connection, 7.62 mm, Number of poles: 4, Solder pin length (l): 2.6 mm, tinned, black, Box
960 | 2627000000 | SV-SMT 7.62HP/04/90MSF3 SC/6 2.6SN BX | PCB plug-in connector, male header, closed side, Middle screw flange, THT/THR solder connection, 7.62 mm, Number of poles: 4, Solder pin length (l): 2.6 mm, tinned, black, Box
961 | 2627090000 | SV-SMT 7.62HP/04/270MF2 SC/6 2.6SN BX | PCB plug-in connector, male header, closed side, Middle flange, THT/THR solder connection, 7.62 mm, Number of poles: 4, Solder pin length (l): 2.6 mm, tinned, black, Box
962 | 2626940000 | SV-SMT 7.62HP/04/90MSF2 SC/6 2.6SN BX | PCB plug-in connector, male header, closed side, Middle screw flange, THT/THR solder connection, 7.62 mm, Number of poles: 4, Solder pin length (l): 2.6 mm, tinned, black, Box
963 | 2626980000 | SV-SMT 7.62HP/05/90MSF2 SC/8 2.6SN BX | PCB plug-in connector, male header, closed side, Middle screw flange, THT/THR solder connection, 7.62 mm, Number of poles: 5, Solder pin length (l): 2.6 mm, tinned, black, Box
964 | 2626950000 | SV-SMT 7.62HP/04/90MSF2 SC/8 2.6SN BX | PCB plug-in connector, male header, closed side, Middle screw flange, THT/THR solder connection, 7.62 mm, Number of poles: 4, Solder pin length (l): 2.6 mm, tinned, black, Box
965 | 2627210000 | SV-SMT 7.62HP/05/270MSF2 SC/6 2.6SN BX | PCB plug-in connector, male header, closed side, Middle screw flange, THT/THR solder connection, 7.62 mm, Number of poles: 5, Solder pin length (l): 2.6 mm, tinned, black, Box
966 | 2627130000 | SV-SMT 7.62HP/05/270MF2 SC/8 2.6SN BX | PCB plug-in connector, male header, closed side, Middle flange, THT/THR solder connection, 7.62 mm, Number of poles: 5, Solder pin length (l): 2.6 mm, tinned, black, Box
967 | 2627110000 | SV-SMT 7.62HP/05/270MF2 SC/4 2.6SN BX | PCB plug-in connector, male header, closed side, Middle flange, THT/THR solder connection, 7.62 mm, Number of poles: 5, Solder pin length (l): 2.6 mm, tinned, black, Box
968 | 2627140000 | SV-SMT 7.62HP/04/270MF3 SC/4 2.6SN BX | PCB plug-in connector, male header, closed side, Middle flange, THT/THR solder connection, 7.62 mm, Number of poles: 4, Solder pin length (l): 2.6 mm, tinned, black, Box
969 | 2627170000 | SV-SMT 7.62HP/04/270MSF2 SC/4 2.6SN BX | PCB plug-in connector, male header, closed side, Middle screw flange, THT/THR solder connection, 7.62 mm, Number of poles: 4, Solder pin length (l): 2.6 mm, tinned, black, Box
970 | 2627120000 | SV-SMT 7.62HP/05/270MF2 SC/6 2.6SN BX | PCB plug-in connector, male header, closed side, Middle flange, THT/THR solder connection, 7.62 mm, Number of poles: 5, Solder pin length (l): 2.6 mm, tinned, black, Box
971 | 2627100000 | SV-SMT 7.62HP/04/270MF2 SC/8 2.6SN BX | PCB plug-in connector, male header, closed side, Middle flange, THT/THR solder connection, 7.62 mm, Number of poles: 4, Solder pin length (l): 2.6 mm, tinned, black, Box
972 | 2627160000 | SV-SMT 7.62HP/04/270MF3 SC/8 2.6SN BX | PCB plug-in connector, male header, closed side, Middle flange, THT/THR solder connection, 7.62 mm, Number of poles: 4, Solder pin length (l): 2.6 mm, tinned, black, Box
973 | 2627230000 | SV-SMT 7.62HP/04/270MSF3 SC/4 2.6SN BX | PCB plug-in connector, male header, closed side, Middle screw flange, THT/THR solder connection, 7.62 mm, Number of poles: 4, Solder pin length (l): 2.6 mm, tinned, black, Box
974 | 2627190000 | SV-SMT 7.62HP/04/270MSF2 SC/8 2.6SN BX | PCB plug-in connector, male header, closed side, Middle screw flange, THT/THR solder connection, 7.62 mm, Number of poles: 4, Solder pin length (l): 2.6 mm, tinned, black, Box
975 | 2627200000 | SV-SMT 7.62HP/05/270MSF2 SC/4 2.6SN BX | PCB plug-in connector, male header, closed side, Middle screw flange, THT/THR solder connection, 7.62 mm, Number of poles: 5, Solder pin length (l): 2.6 mm, tinned, black, Box
976 | 2627220000 | SV-SMT 7.62HP/05/270MSF2 SC/8 2.6SN BX | PCB plug-in connector, male header, closed side, Middle screw flange, THT/THR solder connection, 7.62 mm, Number of poles: 5, Solder pin length (l): 2.6 mm, tinned, black, Box
977 | 2627150000 | SV-SMT 7.62HP/04/270MF3 SC/6 2.6SN BX | PCB plug-in connector, male header, closed side, Middle flange, THT/THR solder connection, 7.62 mm, Number of poles: 4, Solder pin length (l): 2.6 mm, tinned, black, Box
978 | 2627180000 | SV-SMT 7.62HP/04/270MSF2 SC/6 2.6SN BX | PCB plug-in connector, male header, closed side, Middle screw flange, THT/THR solder connection, 7.62 mm, Number of poles: 4, Solder pin length (l): 2.6 mm, tinned, black, Box
979 | 2629490000 | SL 7.62IT/04/90MF3 3.2SN BK BX SO | PCB plug-in connector, male header, closed side, Middle flange, THT solder connection, 7.62 mm, Number of poles: 4, 90°, Solder pin length (l): 3.2 mm, black
980 | 7789633020 | PAC-M340-RV24-V2-2M | Pre-assembled cable, PAC, Cable LiYY, 0.25 mm²
981 | 7789637025 | PAC-M340-SD15-V0-2M5 | Pre-assembled cable, PAC, Cable LiYCY, 0.25 mm²
982 | 2710740000 | IE-C6ES8VG0030C40C40-E | System cable, RJ45 IP 20, crossover, RJ45 IP 20, crossover, Cat.6A / Class EA (ISO/IEC 11801 2010), PVC, 3 m
983 | 2050160200 | SAIL-M12BG-S-2.0P | Power cable, One end without connector, M12, Number of poles : 4 (3 + PE), 2 m, Shielded: No, LED: No, Sheath material: PUR, Halogen: No
984 | 2050270100 | SAIL-M12GM12G-S-1.0P | Power cable, Connecting line, M12 / M12, Number of poles : 4 (3 + PE), 1 m, Shielded: No, LED: No, Sheath material: PUR, Halogen: No
985 | 2050270250 | SAIL-M12GM12G-S-2.5P | Power cable, Connecting line, M12 / M12, Number of poles : 4 (3 + PE), 2.5 m, Shielded: No, LED: No, Sheath material: PUR, Halogen: No
986 | 2050160250 | SAIL-M12BG-S-2.5P | Power cable, One end without connector, M12, Number of poles : 4 (3 + PE), 2.5 m, Shielded: No, LED: No, Sheath material: PUR, Halogen: No
987 | 2706681000 | SAIL-M12G-S3-10P | Power cable, One end without connector, M12, Number of poles : 3 (2 + PE), 10 m, Shielded: No, LED: No, Sheath material: PUR, Halogen: No
988 | 2706670500 | SAIL-M12BG-S3-5.0P | Power cable, One end without connector, M12, Number of poles : 3 (2 + PE), 5 m, Shielded: No, LED: No, Sheath material: PUR, Halogen: No
989 | 2706680300 | SAIL-M12G-S3-3.0P | Power cable, One end without connector, M12, Number of poles : 3 (2 + PE), 3 m, Shielded: No, LED: No, Sheath material: PUR, Halogen: No
990 | 2706670150 | SAIL-M12BG-S3-1.5P | Power cable, One end without connector, M12, Number of poles : 3 (2 + PE), 1.5 m, Shielded: No, LED: No, Sheath material: PUR, Halogen: No
991 | 2706671000 | SAIL-M12BG-S3-10P | Power cable, One end without connector, M12, Number of poles : 3 (2 + PE), 10 m, Shielded: No, LED: No, Sheath material: PUR, Halogen: No
992 | 2706670300 | SAIL-M12BG-S3-3.0P | Power cable, One end without connector, M12, Number of poles : 3 (2 + PE), 3 m, Shielded: No, LED: No, Sheath material: PUR, Halogen: No
993 | 2706680150 | SAIL-M12G-S3-1.5P | Power cable, One end without connector, M12, Number of poles : 3 (2 + PE), 1.5 m, Shielded: No, LED: No, Sheath material: PUR, Halogen: No
994 | 2706680500 | SAIL-M12G-S3-5.0P | Power cable, One end without connector, M12, Number of poles : 3 (2 + PE), 5 m, Shielded: No, LED: No, Sheath material: PUR, Halogen: No
995 | 2706150015 | IE-C5DD4UG0015DCSXXX-E | Dragline cable, PROFINET, M8 D-code - IP67 straight pin, Open, Cat.5 (ISO/IEC 11801) / Cat.5e (TIA T568-B), PUR, 1.5 m
996 | 2706200015 | IE-C5DD4UG0015DCSDCS-E | Dragline cable, PROFINET, M8 D-code - IP67 straight pin, M8 D-code - IP67 straight pin, Cat.5 (ISO/IEC 11801) / Cat.5e (TIA T568-B), PUR, 1.5 m
997 | 2706190015 | IE-C5DD4UG0015DCAXXX-E | Dragline cable, PROFINET, M8 D-code - IP67 angeled pin, Open, Cat.5 (ISO/IEC 11801) / Cat.5e (TIA T568-B), PUR, 1.5 m
998 | 2706150300 | IE-C5DD4UG0300DCSXXX-E | Dragline cable, PROFINET, M8 D-code - IP67 straight pin, Open, Cat.5 (ISO/IEC 11801) / Cat.5e (TIA T568-B), PUR, 30 m
999 | 2706150100 | IE-C5DD4UG0100DCSXXX-E | Dragline cable, PROFINET, M8 D-code - IP67 straight pin, Open, Cat.5 (ISO/IEC 11801) / Cat.5e (TIA T568-B), PUR, 10 m
1000 | 2706260050 | IE-C5DD4UG0050DSSXXX-E | Dragline cable, PROFINET, M8 D-code - IP67 straight socket, Open, Cat.5 (ISO/IEC 11801) / Cat.5e (TIA T568-B), PUR, 5 m
1001 | 2706260300 | IE-C5DD4UG0300DSSXXX-E | Dragline cable, PROFINET, M8 D-code - IP67 straight socket, Open, Cat.5 (ISO/IEC 11801) / Cat.5e (TIA T568-B), PUR, 30 m
1002 | 2706220100 | IE-C5DD4UG0100DCADCA-E | Dragline cable, PROFINET, M8 D-code - IP67 angeled pin, M8 D-code - IP67 angeled pin, Cat.5 (ISO/IEC 11801) / Cat.5e (TIA T568-B), PUR, 10 m
1003 | 2706250100 | IE-C5DD4UG0100DCSE40-E | Dragline cable, PROFINET, M8 D-code - IP67 straight pin, RJ45 IP 20, Cat.5 (ISO/IEC 11801) / Cat.5e (TIA T568-B), PUR, 10 m
1004 | 2706200075 | IE-C5DD4UG0075DCSDCS-E | Dragline cable, PROFINET, M8 D-code - IP67 straight pin, M8 D-code - IP67 straight pin, Cat.5 (ISO/IEC 11801) / Cat.5e (TIA T568-B), PUR, 7.5 m
1005 | 2706260030 | IE-C5DD4UG0030DSSXXX-E | Dragline cable, PROFINET, M8 D-code - IP67 straight socket, Open, Cat.5 (ISO/IEC 11801) / Cat.5e (TIA T568-B), PUR, 3 m
1006 | 2706150200 | IE-C5DD4UG0200DCSXXX-E | Dragline cable, PROFINET, M8 D-code - IP67 straight pin, Open, Cat.5 (ISO/IEC 11801) / Cat.5e (TIA T568-B), PUR, 20 m
1007 | 2706260015 | IE-C5DD4UG0015DSSXXX-E | Dragline cable, PROFINET, M8 D-code - IP67 straight socket, Open, Cat.5 (ISO/IEC 11801) / Cat.5e (TIA T568-B), PUR, 1.5 m
1008 | 2706210015 | IE-C5DD4UG0015DCSDSS-E | Dragline cable, PROFINET, M8 D-code - IP67 straight pin, M8 D-code - IP67 straight socket, Cat.5 (ISO/IEC 11801) / Cat.5e (TIA T568-B), PUR, 1.5 m
1009 | 2706220015 | IE-C5DD4UG0015DCADCA-E | Dragline cable, PROFINET, M8 D-code - IP67 angeled pin, M8 D-code - IP67 angeled pin, Cat.5 (ISO/IEC 11801) / Cat.5e (TIA T568-B), PUR, 1.5 m
1010 | 2706220050 | IE-C5DD4UG0050DCADCA-E | Dragline cable, PROFINET, M8 D-code - IP67 angeled pin, M8 D-code - IP67 angeled pin, Cat.5 (ISO/IEC 11801) / Cat.5e (TIA T568-B), PUR, 5 m
1011 | 2706190030 | IE-C5DD4UG0030DCAXXX-E | Dragline cable, PROFINET, M8 D-code - IP67 angeled pin, Open, Cat.5 (ISO/IEC 11801) / Cat.5e (TIA T568-B), PUR, 3 m
1012 | 2706210075 | IE-C5DD4UG0075DCSDSS-E | Dragline cable, PROFINET, M8 D-code - IP67 straight pin, M8 D-code - IP67 straight socket, Cat.5 (ISO/IEC 11801) / Cat.5e (TIA T568-B), PUR, 7.5 m
1013 | 2706210300 | IE-C5DD4UG0300DCSDSS-E | Dragline cable, PROFINET, M8 D-code - IP67 straight pin, M8 D-code - IP67 straight socket, Cat.5 (ISO/IEC 11801) / Cat.5e (TIA T568-B), PUR, 30 m
1014 | 2706160300 | IE-C5DD4UG0300DSAXXX-E | Dragline cable, PROFINET, M8 D-code - IP67 angeled socket, Open, Cat.5 (ISO/IEC 11801) / Cat.5e (TIA T568-B), PUR, 30 m
1015 | 2706250050 | IE-C5DD4UG0050DCSE40-E | Dragline cable, PROFINET, M8 D-code - IP67 straight pin, RJ45 IP 20, Cat.5 (ISO/IEC 11801) / Cat.5e (TIA T568-B), PUR, 5 m
1016 | 2706160200 | IE-C5DD4UG0200DSAXXX-E | Dragline cable, PROFINET, M8 D-code - IP67 angeled socket, Open, Cat.5 (ISO/IEC 11801) / Cat.5e (TIA T568-B), PUR, 20 m
1017 | 2706200100 | IE-C5DD4UG0100DCSDCS-E | Dragline cable, PROFINET, M8 D-code - IP67 straight pin, M8 D-code - IP67 straight pin, Cat.5 (ISO/IEC 11801) / Cat.5e (TIA T568-B), PUR, 10 m
1018 | 2706220030 | IE-C5DD4UG0030DCADCA-E | Dragline cable, PROFINET, M8 D-code - IP67 angeled pin, M8 D-code - IP67 angeled pin, Cat.5 (ISO/IEC 11801) / Cat.5e (TIA T568-B), PUR, 3 m
1019 | 2706210050 | IE-C5DD4UG0050DCSDSS-E | Dragline cable, PROFINET, M8 D-code - IP67 straight pin, M8 D-code - IP67 straight socket, Cat.5 (ISO/IEC 11801) / Cat.5e (TIA T568-B), PUR, 5 m
1020 | 2706190100 | IE-C5DD4UG0100DCAXXX-E | Dragline cable, PROFINET, M8 D-code - IP67 angeled pin, Open, Cat.5 (ISO/IEC 11801) / Cat.5e (TIA T568-B), PUR, 10 m
1021 | 2706210030 | IE-C5DD4UG0030DCSDSS-E | Dragline cable, PROFINET, M8 D-code - IP67 straight pin, M8 D-code - IP67 straight socket, Cat.5 (ISO/IEC 11801) / Cat.5e (TIA T568-B), PUR, 3 m
1022 | 2706210100 | IE-C5DD4UG0100DCSDSS-E | Dragline cable, PROFINET, M8 D-code - IP67 straight pin, M8 D-code - IP67 straight socket, Cat.5 (ISO/IEC 11801) / Cat.5e (TIA T568-B), PUR, 10 m
1023 | 2706250030 | IE-C5DD4UG0030DCSE40-E | Dragline cable, PROFINET, M8 D-code - IP67 straight pin, RJ45 IP 20, Cat.5 (ISO/IEC 11801) / Cat.5e (TIA T568-B), PUR, 3 m
1024 | 2706160015 | IE-C5DD4UG0015DSAXXX-E | Dragline cable, PROFINET, M8 D-code - IP67 angeled socket, Open, Cat.5 (ISO/IEC 11801) / Cat.5e (TIA T568-B), PUR, 1.5 m
1025 | 2706260200 | IE-C5DD4UG0200DSSXXX-E | Dragline cable, PROFINET, M8 D-code - IP67 straight socket, Open, Cat.5 (ISO/IEC 11801) / Cat.5e (TIA T568-B), PUR, 20 m
1026 | 2706230015 | IE-C5DD4UG0015DCADSA-E | Dragline cable, PROFINET, M8 D-code - IP67 angeled pin, M8 D-code - IP67 angeled socket, Cat.5 (ISO/IEC 11801) / Cat.5e (TIA T568-B), PUR, 1.5 m
1027 | 2706150075 | IE-C5DD4UG0075DCSXXX-E | Dragline cable, PROFINET, M8 D-code - IP67 straight pin, Open, Cat.5 (ISO/IEC 11801) / Cat.5e (TIA T568-B), PUR, 7.5 m
1028 | 2706160050 | IE-C5DD4UG0050DSAXXX-E | Dragline cable, PROFINET, M8 D-code - IP67 angeled socket, Open, Cat.5 (ISO/IEC 11801) / Cat.5e (TIA T568-B), PUR, 5 m
1029 | 2706160030 | IE-C5DD4UG0030DSAXXX-E | Dragline cable, PROFINET, M8 D-code - IP67 angeled socket, Open, Cat.5 (ISO/IEC 11801) / Cat.5e (TIA T568-B), PUR, 3 m
1030 | 2706250300 | IE-C5DD4UG0300DCSE40-E | Dragline cable, PROFINET, M8 D-code - IP67 straight pin, RJ45 IP 20, Cat.5 (ISO/IEC 11801) / Cat.5e (TIA T568-B), PUR, 30 m
1031 | 2706230050 | IE-C5DD4UG0050DCADSA-E | Dragline cable, PROFINET, M8 P-code - IP67 angeled pin, M8 D-code - IP67 angeled pin, M8 D-code - IP67 angeled socket, Cat.5 (ISO/IEC 11801) / Cat.5e (TIA T568-B), PUR, 5 m
1032 | 2706260075 | IE-C5DD4UG0075DSSXXX-E | Dragline cable, PROFINET, M8 D-code - IP67 straight socket, Open, Cat.5 (ISO/IEC 11801) / Cat.5e (TIA T568-B), PUR, 7.5 m
1033 | 2706200030 | IE-C5DD4UG0030DCSDCS-E | Dragline cable, PROFINET, M8 D-code - IP67 straight pin, M8 D-code - IP67 straight pin, Cat.5 (ISO/IEC 11801) / Cat.5e (TIA T568-B), PUR, 3 m
1034 | 2706200200 | IE-C5DD4UG0200DCSDCS-E | Dragline cable, PROFINET, M8 D-code - IP67 straight pin, M8 D-code - IP67 straight pin, Cat.5 (ISO/IEC 11801) / Cat.5e (TIA T568-B), PUR, 20 m
1035 | 2706200050 | IE-C5DD4UG0050DCSDCS-E | Dragline cable, PROFINET, M8 D-code - IP67 straight pin, M8 D-code - IP67 straight pin, Cat.5 (ISO/IEC 11801) / Cat.5e (TIA T568-B), PUR, 5 m
1036 | 2706250015 | IE-C5DD4UG0015DCSE40-E | Dragline cable, PROFINET, M8 D-code - IP67 straight pin, RJ45 IP 20, Cat.5 (ISO/IEC 11801) / Cat.5e (TIA T568-B), PUR, 1.5 m
1037 | 2706150050 | IE-C5DD4UG0050DCSXXX-E | Dragline cable, PROFINET, M8 D-code - IP67 straight pin, Open, Cat.5 (ISO/IEC 11801) / Cat.5e (TIA T568-B), PUR, 5 m
1038 | 2706220075 | IE-C5DD4UG0075DCADCA-E | Dragline cable, PROFINET, M8 D-code - IP67 angeled pin, M8 D-code - IP67 angeled pin, Cat.5 (ISO/IEC 11801) / Cat.5e (TIA T568-B), PUR, 7.5 m
1039 | 2706230030 | IE-C5DD4UG0030DCADSA-E | Dragline cable, PROFINET, M8 P-code - IP67 angeled pin, M8 D-code - IP67 angeled pin, M8 D-code - IP67 angeled socket, Cat.5 (ISO/IEC 11801) / Cat.5e (TIA T568-B), PUR, 3 m
1040 | 2706210200 | IE-C5DD4UG0200DCSDSS-E | Dragline cable, PROFINET, M8 D-code - IP67 straight pin, M8 D-code - IP67 straight socket, Cat.5 (ISO/IEC 11801) / Cat.5e (TIA T568-B), PUR, 20 m
1041 | 2706230075 | IE-C5DD4UG0075DCADSA-E | Dragline cable, PROFINET, M8 P-code - IP67 angeled pin, M8 D-code - IP67 angeled pin, M8 D-code - IP67 angeled socket, Cat.5 (ISO/IEC 11801) / Cat.5e (TIA T568-B), PUR, 7.5 m
1042 | 2706230100 | IE-C5DD4UG0100DCADSA-E | Dragline cable, PROFINET, M8 P-code - IP67 angeled pin, M8 D-code - IP67 angeled pin, M8 D-code - IP67 angeled socket, Cat.5 (ISO/IEC 11801) / Cat.5e (TIA T568-B), PUR, 10 m
1043 | 2706190050 | IE-C5DD4UG0050DCAXXX-E | Dragline cable, PROFINET, M8 D-code - IP67 angeled pin, Open, Cat.5 (ISO/IEC 11801) / Cat.5e (TIA T568-B), PUR, 5 m
1044 | 2706250200 | IE-C5DD4UG0200DCSE40-E | Dragline cable, PROFINET, M8 D-code - IP67 straight pin, RJ45 IP 20, Cat.5 (ISO/IEC 11801) / Cat.5e (TIA T568-B), PUR, 20 m
1045 | 2706250075 | IE-C5DD4UG0075DCSE40-E | Dragline cable, PROFINET, M8 D-code - IP67 straight pin, RJ45 IP 20, Cat.5 (ISO/IEC 11801) / Cat.5e (TIA T568-B), PUR, 7.5 m
1046 | 2706150030 | IE-C5DD4UG0030DCSXXX-E | Dragline cable, PROFINET, M8 D-code - IP67 straight pin, Open, Cat.5 (ISO/IEC 11801) / Cat.5e (TIA T568-B), PUR, 3 m
1047 | 2706190075 | IE-C5DD4UG0075DCAXXX-E | Dragline cable, PROFINET, M8 D-code - IP67 angeled pin, Open, Cat.5 (ISO/IEC 11801) / Cat.5e (TIA T568-B), PUR, 7.5 m
1048 | 2706160100 | IE-C5DD4UG0100DSAXXX-E | Dragline cable, PROFINET, M8 D-code - IP67 angeled socket, Open, Cat.5 (ISO/IEC 11801) / Cat.5e (TIA T568-B), PUR, 10 m
1049 | 2706160075 | IE-C5DD4UG0075DSAXXX-E | Dragline cable, PROFINET, M8 D-code - IP67 angeled socket, Open, Cat.5 (ISO/IEC 11801) / Cat.5e (TIA T568-B), PUR, 7.5 m
1050 | 2706200300 | IE-C5DD4UG0300DCSDCS-E | Dragline cable, PROFINET, M8 D-code - IP67 straight pin, M8 D-code - IP67 straight pin, Cat.5 (ISO/IEC 11801) / Cat.5e (TIA T568-B), PUR, 30 m
1051 | 2706260100 | IE-C5DD4UG0100DSSXXX-E | Dragline cable, PROFINET, M8 D-code - IP67 straight socket, Open, Cat.5 (ISO/IEC 11801) / Cat.5e (TIA T568-B), PUR, 10 m
1052 | 2425570100 | IE-FM5Z2VO0010MLD0SD0X | Pre-assembled patch cable, crossover, LC-Duplex IP 20, SC duplex IP 20, 50 µm, 10 m
1053 | 2710810000 | USB2.0B T1V 3.0N4 TY BK | OMNIMATE Data - USB jack, female header, 480 Mbps, THT solder connection, 180°, Pitch in mm (P): 2.50 mm, Number of poles: 4, PBT, black, Tray (manual assembly)
1054 | 2712250100 | CH-HEAB-XXXX-06-0100-AH | Heavy duty connector assemblies, Socket connector, Lapp ÖLFLEX® CLASSIC 110 BK 7G1.5 or similar, Shielded: No, Number of poles: 6
1055 | 2712250200 | CH-HEAB-XXXX-06-0200-AH | Heavy duty connector assemblies, Socket connector, Lapp ÖLFLEX® CLASSIC 110 BK 7G1.5 or similar, Shielded: No, Number of poles: 6
1056 | 2712250500 | CH-HEAB-XXXX-06-0500-AH | Heavy duty connector assemblies, Socket connector, Lapp ÖLFLEX® CLASSIC 110 BK 7G1.5 or similar, Shielded: No, Number of poles: 6
1057 | 2712260100 | CH-HFAB-XXXX-06-0100-AH | Heavy duty connector assemblies, Socket connector, Lapp ÖLFLEX® CLASSIC 110 BK 7G1.5 or similar, Shielded: No, Number of poles: 6
1058 | 2712260200 | CH-HFAB-XXXX-06-0200-AH | Heavy duty connector assemblies, Socket connector, Lapp ÖLFLEX® CLASSIC 110 BK 7G1.5 or similar, Shielded: No, Number of poles: 6
1059 | 1349720015 | PAC-UNIV-HE50-HE50-1M5 | Pre-assembled cable, PAC
1060 | 1349350300 | C300-32B-F-2S-M25-30M | Pre-assembled cable, PAC, Cable LiYCY, 0.25 mm²
1061 | 2710660200 | CH-HEAA-HEAB-06-0200-AH | Heavy duty connector assemblies, Pin, Socket connector, Lapp ÖLFLEX® CLASSIC 110 BK 7G1.5 or similar, Shielded: No, Number of poles: 6
1062 | 2710660500 | CH-HEAA-HEAB-06-0500-AH | Heavy duty connector assemblies, Pin, Socket connector, Lapp ÖLFLEX® CLASSIC 110 BK 7G1.5 or similar, Shielded: No, Number of poles: 6
1063 | 2712240100 | CH-HFAA-HFAB-06-0100-AH | Heavy duty connector assemblies, Pin, Socket connector, Lapp ÖLFLEX® CLASSIC 110 BK 7G1.5 or similar, Shielded: No, Number of poles: 6
1064 | 2712240200 | CH-HFAA-HFAB-06-0200-AH | Heavy duty connector assemblies, Pin, Socket connector, Lapp ÖLFLEX® CLASSIC 110 BK 7G1.5 or similar, Shielded: No, Number of poles: 6
1065 | 2712240500 | CH-HFAA-HFAB-06-0500-AH | Heavy duty connector assemblies, Pin, Socket connector, Lapp ÖLFLEX® CLASSIC 110 BK 7G1.5 or similar, Shielded: No, Number of poles: 6
1066 | 2712370100 | CH-HMAA-HMAB-06-0100-AB | Heavy duty connector assemblies, Pin, Socket connector, Helukabel JZ-500-C black 7G2.5 or similar, Shielded: Yes, Number of poles: 6
1067 | 2712370200 | CH-HMAA-HMAB-06-0200-AB | Heavy duty connector assemblies, Pin, Socket connector, Helukabel JZ-500-C black 7G2.5 or similar, Shielded: Yes, Number of poles: 6
1068 | 2712370500 | CH-HMAA-HMAB-06-0500-AB | Heavy duty connector assemblies, Pin, Socket connector, Helukabel JZ-500-C black 7G2.5 or similar, Shielded: Yes, Number of poles: 6
1069 | 2712380500 | CH-HNAA-HNAB-06-0500-AB | Heavy duty connector assemblies, Pin, Socket connector, Helukabel JZ-500-C black 7G2.5 or similar, Shielded: Yes, Number of poles: 6
1070 | 2712380200 | CH-HNAA-HNAB-06-0200-AB | Heavy duty connector assemblies, Pin, Socket connector, Helukabel JZ-500-C black 7G2.5 or similar, Number of poles: 6
1071 | 2712380100 | CH-HNAA-HNAB-06-0100-AB | Heavy duty connector assemblies, Pin, Socket connector, Helukabel JZ-500-C black 7G2.5 or similar, Number of poles: 6
1072 | 2712390100 | CH-HMAB-XXXX-06-0100-AB | Heavy duty connector assemblies, Socket connector, Helukabel JZ-500-C black 7G2.5 or similar, Shielded: Yes, Number of poles: 6
1073 | 2712390200 | CH-HMAB-XXXX-06-0200-AB | Heavy duty connector assemblies, Socket connector, Helukabel JZ-500-C black 7G2.5 or similar, Shielded: Yes, Number of poles: 6
1074 | 2712390500 | CH-HMAB-XXXX-06-0500-AB | Heavy duty connector assemblies, Socket connector, Helukabel JZ-500-C black 7G2.5 or similar, Shielded: Yes, Number of poles: 6
1075 | 2712400100 | CH-HNAB-XXXX-06-0100-AB | Heavy duty connector assemblies, Socket connector, Helukabel JZ-500-C black 7G2.5 or similar, Shielded: Yes, Number of poles: 6
1076 | 2712420100 | CH-HPBB-XXXX-06-0100-AI | Heavy duty connector assemblies, Socket connector, Lapp ÖLFLEX® CLASSIC 110 BK 7G2.5 or similar, Shielded: No, Number of poles: 6
1077 | 2712400500 | CH-HNAB-XXXX-06-0500-AB | Heavy duty connector assemblies, Socket connector, Helukabel JZ-500-C black 7G2.5 or similar, Shielded: Yes, Number of poles: 6
1078 | 2712400200 | CH-HNAB-XXXX-06-0200-AB | Heavy duty connector assemblies, Socket connector, Helukabel JZ-500-C black 7G2.5 or similar, Shielded: Yes, Number of poles: 6
1079 | 2712470200 | CH-HOBD-HOBE-08-0200-AA | Heavy duty connector assemblies, Pin, Socket connector, Helukabel JZ-500 10G2.5 or similar, Shielded: No, Number of poles: 8
1080 | 2712470500 | CH-HOBD-HOBE-08-0500-AA | Heavy duty connector assemblies, Pin, Socket connector, Helukabel JZ-500 10G2.5 or similar, Shielded: No, Number of poles: 8
1081 | 2712450500 | CH-HPBC-HPBD-08-0500-AA | Heavy duty connector assemblies, Pin, Socket connector, Helukabel JZ-500 10G2.5 or similar, Shielded: No, Number of poles: 8
1082 | 2712490100 | CH-HPBC-XXXX-08-0100-AA | Heavy duty connector assemblies, Pin, Helukabel JZ-500 10G2.5 or similar, Shielded: No, Number of poles: 8
1083 | 2712460200 | CH-HMBC-HMBD-08-0200-AD | Heavy duty connector assemblies, Pin, Socket connector, Helukabel MEGAFLEX 500-C 10G2.5 or similar, Shielded: Yes, Number of poles: 8
1084 | 2712460100 | CH-HMBC-HMBD-08-0100-AD | Heavy duty connector assemblies, Pin, Socket connector, Helukabel MEGAFLEX 500-C 10G2.5 or similar, Shielded: Yes, Number of poles: 8
1085 | 2712470100 | CH-HOBD-HOBE-08-0100-AA | Heavy duty connector assemblies, Pin, Socket connector, Helukabel JZ-500 10G2.5 or similar, Shielded: No, Number of poles: 8
1086 | 2712430100 | CH-HOAA-HOBC-06-0100-AI | Heavy duty connector assemblies, Pin, Socket connector, Lapp ÖLFLEX® CLASSIC 110 BK 7G2.5 or similar, Shielded: No, Number of poles: 6
1087 | 2712460500 | CH-HMBC-HMBD-08-0500-AD | Heavy duty connector assemblies, Pin, Socket connector, Helukabel MEGAFLEX 500-C 10G2.5 or similar, Shielded: Yes, Number of poles: 8
1088 | 2712420200 | CH-HPBB-XXXX-06-0200-AI | Heavy duty connector assemblies, Socket connector, Lapp ÖLFLEX® CLASSIC 110 BK 7G2.5 or similar, Shielded: No, Number of poles: 6
1089 | 2712430200 | CH-HOAA-HOBC-06-0200-AI | Heavy duty connector assemblies, Pin, Socket connector, Lapp ÖLFLEX® CLASSIC 110 BK 7G2.5 or similar, Shielded: No, Number of poles: 6
1090 | 2712420500 | CH-HPBB-XXXX-06-0500-AI | Heavy duty connector assemblies, Socket connector, Lapp ÖLFLEX® CLASSIC 110 BK 7G2.5 or similar, Shielded: No, Number of poles: 6
1091 | 2712490500 | CH-HPBC-XXXX-08-0500-AA | Heavy duty connector assemblies, Pin, Helukabel JZ-500 10G2.5 or similar, Shielded: No, Number of poles: 8
1092 | 2712490200 | CH-HPBC-XXXX-08-0200-AA | Heavy duty connector assemblies, Pin, Helukabel JZ-500 10G2.5 or similar, Shielded: No, Number of poles: 8
1093 | 2712500500 | CH-HMBC-XXXX-08-0500-AD | Heavy duty connector assemblies, Pin, Helukabel MEGAFLEX 500-C 10G2.5 or similar, Shielded: Yes, Number of poles: 8
1094 | 2712500200 | CH-HMBC-XXXX-08-0200-AD | Heavy duty connector assemblies, Pin, Helukabel MEGAFLEX 500-C 10G2.5 or similar, Shielded: Yes, Number of poles: 8
1095 | 2712500100 | CH-HMBC-XXXX-08-0100-AD | Heavy duty connector assemblies, Pin, Helukabel MEGAFLEX 500-C 10G2.5 or similar, Shielded: Yes, Number of poles: 8
1096 | 2712050000 | THM MT30X 17/8 WS | THM, Device markers, 8 x 17 mm, white
1097 | 7789880200 | PAC-C300-3232-25-20M | Pre-assembled cable, PAC, Cable LiYCY, 0.25 mm²
1098 | 7789838300 | C300-32B-320B-2S-M50-30M | Pre-assembled cable, PAC, Cable LiYCY, 0.50 mm²
1099 | 2555790000 | UV66-ECO-10-RES-W | web-compatible touch panel, Display size 10.1", resistive, Front protection IP66
1100 | 1349340150 | PAC-C300-36-F-25-15M | Pre-assembled cable, PAC, Cable LiYCY, 0.25 mm²
1101 | 1349340200 | PAC-C300-36-F-25-20M | Pre-assembled cable, PAC, Cable LiYCY, 0.25 mm²
1102 | 1349330150 | PAC-C300-32-F-25-15M | Pre-assembled cable, PAC, Cable LiYCY, 0.25 mm²
1103 | 2712130000 | WS 10/5 MM WS | WS, Terminal marker, 10 x 5 mm, Weidmueller, white
1104 | 2712090000 | SFX 9/24 MM BP WS | SlimFix, Conductor and cable markers, 7 - 40 mm, 26 x 15 mm, white
1105 | 2712160000 | MF 10/6 MM BP WS | Terminal marker, 10 x 6 mm, white
1106 | 2712140000 | WS 10/6 MM WS | WS, Terminal marker, 10 x 6 mm, Weidmueller, white
1107 | 2712010000 | HSS 12.7-38.1 EL OR30M | Conductor and cable markers, 12.7 - 38.1 mm, orange
1108 | 2711980000 | THM WO-QX VIN 25/38.1 WS | THM, Conductor and cable markers, 4.9 - 9.8 mm, 25 x 38.1 mm, white
1109 | 2712000000 | HSS 8.5-25.4 EL OR30M | Conductor and cable markers, 8.5 - 25.4 mm, orange
1110 | 2712070000 | SM-FO 22/22 MM SI | SwitchMark, Device markers, 22 x 22 mm, silver
1111 | 2711960000 | THM WO-QX 25/38.1WS | THM, Conductor and cable markers, 4.9 - 9.8 mm, 25 x 38.1 mm, white
1112 | 2711970000 | THM WO-QX VIN 25/100 WS | THM, Conductor and cable markers, 12.2 - 24.4 mm, 25 x 100 mm, white
1113 | 2712030000 | THM GEW 20/10 GE | THM, Device markers, 10 x 20 mm, yellow
1114 | 2712080000 | SM-FO 22/22 MM GE | SwitchMark, Device markers, 22 x 22 mm, yellow
1115 | 2712040000 | THM MT30X DIA 30 GE | THM, Device markers, yellow
1116 | 2712020000 | THM GEW 20/10 WS | THM, Device markers, 10 x 20 mm, white
1117 | 2711920000 | THM WO-Q VIN 25/31.8 WS | THM, Conductor and cable markers, 3.9 - 7.8 mm, 25 x 31.8 mm, white
1118 | 2711940000 | THM WO-Q VIN 25/51.4 WS | THM, Conductor and cable markers, 4.5 - 9 mm, 25 x 51.4 mm, white
1119 | 2711880000 | THM WO-Q 25/31.8 WS | THM, Conductor and cable markers, 3.9 - 7.8 mm, 25 x 31.8 mm, white
1120 | 2711930000 | THM WO-Q VIN 25/38.1 WS | THM, Conductor and cable markers, 4.9 - 9.8 mm, 25 x 38.1 mm, white
1121 | 2711950000 | THM WO-QX 25/100 WS | THM, Conductor and cable markers, 12.2 - 24.4 mm, 25 x 100 mm, white
1122 | 2711900000 | THM WO-Q 25/51.4 WS | THM, Conductor and cable markers, 4.5 - 9 mm, 25 x 51.4 mm, white
1123 | 2711890000 | THM WO-Q 25/38.1 WS | THM, Conductor and cable markers, 4.9 - 9.8 mm, 25 x 38.1 mm, white
1124 | 2723360000 | RCH424024FG | TERMSERIES, Relay with positively driven contacts, Number of contacts: 2, CO contacts forcibily guided (EN 61810-3 type B) AgNi, Rated control voltage: 24 V DC, Continuous current: 6 A, Test button available: No
1125 | 1251580900 | IE-C6FP8LY0900M40M40-Y | Patch cable, RJ45 IP 20, RJ45 IP 20, Cat.6A / Class EA (ISO/IEC 11801 2010), LSZH, 90 m
1126 | 2728160000 | KCMA-8-2000-5A-15VA1 | Primary current: 2000 A, Secondary current max.: 5 A, Load: 15 VA, Tolerance class: 1, detachable current transformer
1127 | 2728110000 | KCMA-8-750-5A-2VA1 | Primary current: 750 A, Secondary current max.: 5 A, Load: 2 VA, Tolerance class: 1, detachable current transformer
1128 | 2728150000 | KCMA-8-1500-5A-15VA1 | Primary current: 1500 A, Secondary current max.: 5 A, Load: 15 VA, Tolerance class: 1, detachable current transformer
1129 | 2728140000 | KCMA-8-1200-5A-10VA1 | Primary current: 1200 A, Secondary current max.: 5 A, Load: 10 VA, Tolerance class: 1, detachable current transformer
1130 | 2728100000 | KCMA-8-500-5A-5VA1 | Primary current: 500 A, Secondary current max.: 5 A, Load: 5 VA, Tolerance class: 1, detachable current transformer
1131 | 2722470000 | VG M50 EXI 31-38 SI7J G4 | VG Exi 7J (Ex plastic cable gland 7J Exi), Cable glands, M 50, 18 mm, OD min. 31 - OD max. 38 mm, IP54, IP66, IP67, IP68 - 5 bar (30 min.), Polyamide 6
1132 | 2722460000 | VG M40 EXI 23-32 SI7J G4 | VG Exi 7J (Ex plastic cable gland 7J Exi), Cable glands, M 40, 18 mm, OD min. 23 - OD max. 32 mm, IP54, IP66, IP67, IP68 - 5 bar (30 min.), Polyamide 6
1133 | 2722420000 | VG M25 EXI 14-18 SI7J G4 | VG Exi 7J (Ex plastic cable gland 7J Exi), Cable glands, M 25, 10 mm, OD min. 14 - OD max. 18 mm, IP54, IP66, IP67, IP68 - 5 bar (30 min.), Polyamide 6
1134 | 2722440000 | VG M32 EXI 19-25 SI7J G4 | VG Exi 7J (Ex plastic cable gland 7J Exi), Cable glands, M 32, 15 mm, OD min. 19 - OD max. 25 mm, IP54, IP66, IP67, IP68 - 5 bar (30 min.), Polyamide 6
1135 | 2722430000 | VG M32 EXI 16-21 SI7J G4 | VG Exi 7J (Ex plastic cable gland 7J Exi), Cable glands, M 32, 10 mm, OD min. 16 - OD max. 21 mm, IP54, IP66, IP67, IP68 - 5 bar (30 min.), Polyamide 6
1136 | 2722410000 | VG M25 EXI 12-17 SI7J G4 | VG Exi 7J (Ex plastic cable gland 7J Exi), Cable glands, M 25, 10 mm, OD min. 12 - OD max. 17 mm, IP54, IP66, IP67, IP68 - 5 bar (30 min.), Polyamide 6
1137 | 2722400000 | VG M20 EXI 11-14 SI7J G4 | VG Exi 7J (Ex plastic cable gland 7J Exi), Cable glands, M 20, 10 mm, OD min. 11 - OD max. 14 mm, IP54, IP66, IP67, IP68 - 5 bar (30 min.), Polyamide 6
1138 | 2722380000 | VG M20 EXI 7-12 SI7J G4 | VG Exi 7J (Ex plastic cable gland 7J Exi), Cable glands, M 20, 10 mm, OD min. 7 - OD max. 12 mm, IP54, IP66, IP67, IP68 - 5 bar (30 min.), Polyamide 6
1139 | 2722390000 | VG M20 EXI 7-13 SI7J G4 | VG Exi 7J (Ex plastic cable gland 7J Exi), Cable glands, M 20, 10 mm, OD min. 7 - OD max. 13 mm, IP54, IP66, IP67, IP68 - 5 bar (30 min.), Polyamide 6
1140 | 2722350000 | VG M12 EXI 4-6.5 SI7J G4 | VG Exi 7J (Ex plastic cable gland 7J Exi), Cable glands, M 12, 10 mm, OD min. 4 - OD max. 6.5 mm, IP54, IP66, IP67, IP68 - 5 bar (30 min.), Polyamide 6
1141 | 2722370000 | VG M16 EXI 6-10 SI7J G4 | VG Exi 7J (Ex plastic cable gland 7J Exi), Cable glands, M 16, 10 mm, OD min. 6 - OD max. 10 mm, IP54, IP66, IP67, IP68 - 5 bar (30 min.), Polyamide 6
1142 | 2722360000 | VG M16 EXI 5-8 SI7J G4 | VG Exi 7J (Ex plastic cable gland 7J Exi), Cable glands, M 16, 10 mm, OD min. 5 - OD max. 8 mm, IP54, IP66, IP67, IP68 - 5 bar (30 min.), Polyamide 6
1143 | 2722340000 | VG M63 EXI 35-44 CR7J G4 | VG Exi 7J (Ex plastic cable gland 7J Exi), Cable glands, M 63, 18 mm, OD min. 35 - OD max. 44 mm, IP54, IP66, IP67, IP68 - 5 bar (30 min.), Polyamide 6
1144 | 2722290000 | VG M32 EXI 16-21 CR7J G4 | VG Exi 7J (Ex plastic cable gland 7J Exi), Cable glands, M 32, 10 mm, OD min. 16 - OD max. 21 mm, IP54, IP66, IP67, IP68 - 5 bar (30 min.), Polyamide 6
1145 | 2722300000 | VG M32 EXI 19-25 CR7J G4 | VG Exi 7J (Ex plastic cable gland 7J Exi), Cable glands, M 32, 15 mm, OD min. 19 - OD max. 25 mm, IP54, IP66, IP67, IP68 - 5 bar (30 min.), Polyamide 6
1146 | 2722330000 | VG M50 EXI 31-38 CR7J G4 | VG Exi 7J (Ex plastic cable gland 7J Exi), Cable glands, M 50, 18 mm, OD min. 31 - OD max. 38 mm, IP54, IP66, IP67, IP68 - 5 bar (30 min.), Polyamide 6
1147 | 2722310000 | VG M40 EXI 20-28 CR7J G4 | VG Exi 7J (Ex plastic cable gland 7J Exi), Cable glands, M 40, 10 mm, OD min. 20 - OD max. 28 mm, IP54, IP66, IP67, IP68 - 5 bar (30 min.), Polyamide 6
1148 | 2722320000 | VG M40 EXI 23-32 CR7J G4 | VG Exi 7J (Ex plastic cable gland 7J Exi), Cable glands, M 40, 18 mm, OD min. 23 - OD max. 32 mm, IP54, IP66, IP67, IP68 - 5 bar (30 min.), Polyamide 6
1149 | 2722280000 | VG M25 EXI 14-18 CR7J G4 | VG Exi 7J (Ex plastic cable gland 7J Exi), Cable glands, M 25, 10 mm, OD min. 14 - OD max. 18 mm, IP54, IP66, IP67, IP68 - 5 bar (30 min.), Polyamide 6
1150 | 2722260000 | VG M20 EXI 11-14 CR7J G4 | VG Exi 7J (Ex plastic cable gland 7J Exi), Cable glands, M 20, 10 mm, OD min. 11 - OD max. 14 mm, IP54, IP66, IP67, IP68 - 5 bar (30 min.), Polyamide 6
1151 | 2722240000 | VG M20 EXI 7-12 CR7J G4 | VG Exi 7J (Ex plastic cable gland 7J Exi), Cable glands, M 20, 10 mm, OD min. 7 - OD max. 12 mm, IP54, IP66, IP67, IP68 - 5 bar (30 min.), Polyamide 6
1152 | 2722220000 | VG M16 EXI 5-8 CR7J G4 | VG Exi 7J (Ex plastic cable gland 7J Exi), Cable glands, M 16, 10 mm, OD min. 5 - OD max. 8 mm, IP54, IP66, IP67, IP68 - 5 bar (30 min.), Polyamide 6
1153 | 2722270000 | VG M25 EXI 12-17 CR7J G4 | VG Exi 7J (Ex plastic cable gland 7J Exi), Cable glands, M 25, 10 mm, OD min. 12 - OD max. 17 mm, IP54, IP66, IP67, IP68 - 5 bar (30 min.), Polyamide 6
1154 | 2722230000 | VG M16 EXI 6-10 CR7J G4 | VG Exi 7J (Ex plastic cable gland 7J Exi), Cable glands, M 16, 10 mm, OD min. 6 - OD max. 10 mm, IP54, IP66, IP67, IP68 - 5 bar (30 min.), Polyamide 6
1155 | 2722250000 | VG M20 EXI 7-13 CR7J G4 | VG Exi 7J (Ex plastic cable gland 7J Exi), Cable glands, M 20, 10 mm, OD min. 7 - OD max. 13 mm, IP54, IP66, IP67, IP68 - 5 bar (30 min.), Polyamide 6
1156 | 2722210000 | VG M12 EXI 4-6.5 CR7J G4 | VG Exi 7J (Ex plastic cable gland 7J Exi), Cable glands, M 12, 10 mm, OD min. 4 - OD max. 6.5 mm, IP54, IP66, IP67, IP68 - 5 bar (30 min.), Polyamide 6
1157 | 2722200000 | VG M63 EXE 35-44 SI7J G4 | VG Exe 7J (Ex plastic cable gland 7J Exe), Cable glands, M 63, 18 mm, OD min. 35 - OD max. 44 mm, IP54, IP66, IP67, IP68 - 5 bar (30 min.), Polyamide 6
1158 | 2722190000 | VG M50 EXE 31-38 SI7J G4 | VG Exe 7J (Ex plastic cable gland 7J Exe), Cable glands, M 50, 18 mm, OD min. 31 - OD max. 38 mm, IP54, IP66, IP67, IP68 - 5 bar (30 min.), Polyamide 6
1159 | 2722140000 | VG M25 EXE 14-18 SI7J G4 | VG Exe 7J (Ex plastic cable gland 7J Exe), Cable glands, M 25, 10 mm, OD min. 14 - OD max. 18 mm, IP54, IP66, IP67, IP68 - 5 bar (30 min.), Polyamide 6
1160 | 2722170000 | VG M40 EXE 20-28 SI7J G4 | VG Exe 7J (Ex plastic cable gland 7J Exe), Cable glands, M 40, 10 mm, OD min. 20 - OD max. 28 mm, IP54, IP66, IP67, IP68 - 5 bar (30 min.), Polyamide 6
1161 | 2722150000 | VG M32 EXE 16-21 SI7J G4 | VG Exe 7J (Ex plastic cable gland 7J Exe), Cable glands, M 32, 10 mm, OD min. 16 - OD max. 21 mm, IP54, IP66, IP67, IP68 - 5 bar (30 min.), Polyamide 6
1162 | 2722180000 | VG M40 EXE 23-32 SI7J G4 | VG Exe 7J (Ex plastic cable gland 7J Exe), Cable glands, M 40, 18 mm, OD min. 23 - OD max. 32 mm, IP54, IP66, IP67, IP68 - 5 bar (30 min.), Polyamide 6
1163 | 2722160000 | VG M32 EXE 19-25 SI7J G4 | VG Exe 7J (Ex plastic cable gland 7J Exe), Cable glands, M 32, 15 mm, OD min. 19 - OD max. 25 mm, IP54, IP66, IP67, IP68 - 5 bar (30 min.), Polyamide 6
1164 | 2722130000 | VG M25 EXE 12-17 SI7J G4 | VG Exe 7J (Ex plastic cable gland 7J Exe), Cable glands, M 25, 10 mm, OD min. 12 - OD max. 17 mm, IP54, IP66, IP67, IP68 - 5 bar (30 min.), Polyamide 6
1165 | 2722090000 | VG M16 EXE 6-10 SI7J G4 | VG Exe 7J (Ex plastic cable gland 7J Exe), Cable glands, M 16, 10 mm, OD min. 6 - OD max. 10 mm, IP54, IP66, IP67, IP68 - 5 bar (30 min.), Polyamide 6
1166 | 2722070000 | VG M12 EXE 4-6.5 SI7J G4 | VG Exe 7J (Ex plastic cable gland 7J Exe), Cable glands, M 12, 10 mm, OD min. 4 - OD max. 6.5 mm, IP54, IP66, IP67, IP68 - 5 bar (30 min.), Polyamide 6
1167 | 2722080000 | VG M16 EXE 5-8 SI7J G4 | VG Exe 7J (Ex plastic cable gland 7J Exe), Cable glands, M 16, 10 mm, OD min. 5 - OD max. 8 mm, IP54, IP66, IP67, IP68 - 5 bar (30 min.), Polyamide 6
1168 | 2722120000 | VG M20 EXE 11-14 SI7J G4 | VG Exe 7J (Ex plastic cable gland 7J Exe), Cable glands, M 20, 10 mm, OD min. 11 - OD max. 14 mm, IP54, IP66, IP67, IP68 - 5 bar (30 min.), Polyamide 6
1169 | 2722110000 | VG M20 EXE 7-13 SI7J G4 | VG Exe 7J (Ex plastic cable gland 7J Exe), Cable glands, M 20, 10 mm, OD min. 7 - OD max. 13 mm, IP54, IP66, IP67, IP68 - 5 bar (30 min.), Polyamide 6
1170 | 2722100000 | VG M20 EXE 7-12 SI7J G4 | VG Exe 7J (Ex plastic cable gland 7J Exe), Cable glands, M 20, 10 mm, OD min. 7 - OD max. 12 mm, IP54, IP66, IP67, IP68 - 5 bar (30 min.), Polyamide 6
1171 | 2722060000 | VG M63 EXE 35-44 CR7J G4 | VG Exe 7J (Ex plastic cable gland 7J Exe), Cable glands, M 63, 18 mm, OD min. 35 - OD max. 44 mm, IP54, IP66, IP67, IP68 - 5 bar (30 min.), Polyamide 6
1172 | 2722050000 | VG M50 EXE 31-38 CR7J G4 | VG Exe 7J (Ex plastic cable gland 7J Exe), Cable glands, M 50, 18 mm, OD min. 31 - OD max. 38 mm, IP54, IP66, IP67, IP68 - 5 bar (30 min.), Polyamide 6
1173 | 2722040000 | VG M40 EXE 23-32 CR7J G4 | VG Exe 7J (Ex plastic cable gland 7J Exe), Cable glands, M 40, 18 mm, OD min. 23 - OD max. 32 mm, IP54, IP66, IP67, IP68 - 5 bar (30 min.), Polyamide 6
1174 | 2722030000 | VG M40 EXE 20-28 CR7J G4 | VG Exe 7J (Ex plastic cable gland 7J Exe), Cable glands, M 40, 10 mm, OD min. 20 - OD max. 28 mm, IP54, IP66, IP67, IP68 - 5 bar (30 min.), Polyamide 6
1175 | 2722450000 | VG M40 EXI 20-28 SI7J G4 | VG Exi 7J (Ex plastic cable gland 7J Exi), Cable glands, M 40, 10 mm, OD min. 20 - OD max. 28 mm, IP54, IP66, IP67, IP68 - 5 bar (30 min.), Polyamide 6
1176 | 2710590000 | HDC MMARK 4 | Marking tags, Heavy duty connector assemblies
1177 | 7789301035 | PAC-UNIV-HE20-1:1-3M5 | Pre-assembled cable, PAC, Cable LiYY, 0.25 mm²
1178 | 2722480000 | VG M63 EXI 35-44 SI7J G4 | VG Exi 7J (Ex plastic cable gland 7J Exi), Cable glands, M 63, 18 mm, OD min. 35 - OD max. 44 mm, IP54, IP66, IP67, IP68 - 5 bar (30 min.), Polyamide 6
1179 | 2726800000 | VPU AC I 1 N-PE 305/100 S | Surge voltage arrester, Low voltage, Surge protection, TT nur für N-PE, UP(L/N-PE) ? 1.5 kV
1180 | 2736940000 | HDC MFGS 16B DA | Frame
1181 | 2736930000 | HDC MFGS 16B AD | Frame
1182 | 2709710000 | HDC MXCC2 4X | Cross-connector bridge, Heavy duty connector assemblies
1183 | 2556170000 | S2L 3.50/38/180F 3.5SN OR BX | PCB plug-in connector, male header, Flange, THT solder connection, 3.50 mm, Number of poles: 38, 180°, Solder pin length (l): 3.5 mm, tinned, orange, Box
1184 | 2559230000 | S2L 3.50/40/180G 3.5SN OR BX | PCB plug-in connector, male header, closed side, THT solder connection, 3.50 mm, Number of poles: 40, 180°, Solder pin length (l): 3.5 mm, tinned, orange, Box
1185 | 2556150000 | S2L 3.50/38/180G 3.5SN OR BX | PCB plug-in connector, male header, closed side, THT solder connection, 3.50 mm, Number of poles: 38, 180°, Solder pin length (l): 3.5 mm, tinned, orange, Box
1186 | 1329170005 | PAC-S1200-HE20-V3-0.5M | Pre-assembled cable, PAC, Cable LiYY, 0.25 mm²
1187 | 7789657100 | PAC-ABS8-SD25-V0-10M | Pre-assembled cable, PAC, Cable LiYCY, 0.25 mm²
1188 | 2550540000 | HDC 64D SBU 2M32G N | HDC enclosures, Size: 8, Protection degree: IP65 (in plugged condition), Base housing, Side-locking clamp on lower side, high, Size of cable entries: M 32
1189 | 1349650035 | PAC-UNIV-HE16-HE16-3M5 | Pre-assembled cable, PAC
1190 | 7789704100 | PAC-EMDV-SD25-V0-10M | Pre-assembled cable, PAC, Cable LiYCY, 0.25 mm²
1191 | 1329110015 | PAC-S1200-HE20-V0-1M5 | Pre-assembled cable, PAC, Cable LiYY, 0.25 mm²
1192 | 1329200015 | PAC-S1200-HE20-V5-1M5 | Pre-assembled cable, PAC, Cable LiYY, 0.25 mm²
1193 | 1329240015 | PAC-S1200-HE20-V7-1M5 | Pre-assembled cable, PAC, Cable LiYY, 0.25 mm²
1194 | 2629690000 | BLZ 7.62IT/05/180MF2 SN BK BX | PCB plug-in connector, female plug, 7.62 mm, Number of poles: 5, Clamping yoke connection, Clamping range, max. : 4 mm², Box
1195 | 1349350200 | C300-32B-F-2S-M25-20M | Pre-assembled cable, PAC, Cable LiYCY, 0.25 mm²
1196 | 2736830000 | A2T 2.5 3C N-FT | 2.5 mm², 800 V, 22 A, dark beige
1197 | 2723040030 | IE-C6HD8UG0030XCSXCS-E | Dragline cable, M12 X-type IP 67 straight male, M12 X-type IP 67 straight male, Cat.6A / Class EA (ISO/IEC 11801 2010), PUR, 3 m
1198 | 2723040050 | IE-C6HD8UG0050XCSXCS-E | Dragline cable, M12 X-type IP 67 straight male, M12 X-type IP 67 straight male, Cat.6A / Class EA (ISO/IEC 11801 2010), PUR, 5 m
1199 | 2723040075 | IE-C6HD8UG0075XCSXCS-E | Dragline cable, M12 X-type IP 67 straight male, M12 X-type IP 67 straight male, Cat.6A / Class EA (ISO/IEC 11801 2010), PUR, 7.5 m
1200 | 2723040100 | IE-C6HD8UG0100XCSXCS-E | Dragline cable, M12 X-type IP 67 straight male, M12 X-type IP 67 straight male, Cat.6A / Class EA (ISO/IEC 11801 2010), PUR, 10 m
1201 | 2047310150 | IE-C5DD4UG0150A60A60-E | Dragline cable, PROFINET, RJ45 IP 20, RJ45 IP 20, Cat.5 (ISO/IEC 11801) / Cat.5e (TIA T568-B), PUR, 15 m
1202 | 2047310050 | IE-C5DD4UG0050A60A60-E | Dragline cable, PROFINET, RJ45 IP 20, RJ45 IP 20, Cat.5 (ISO/IEC 11801) / Cat.5e (TIA T568-B), PUR, 5 m
1203 | 2047310075 | IE-C5DD4UG0075A60A60-E | Dragline cable, PROFINET, RJ45 IP 20, RJ45 IP 20, Cat.5 (ISO/IEC 11801) / Cat.5e (TIA T568-B), PUR, 7.5 m
1204 | 2047310200 | IE-C5DD4UG0200A60A60-E | Dragline cable, PROFINET, RJ45 IP 20, RJ45 IP 20, Cat.5 (ISO/IEC 11801) / Cat.5e (TIA T568-B), PUR, 20 m
1205 | 2047310005 | IE-C5DD4UG0005A60A60-E | Dragline cable, PROFINET, RJ45 IP 20, RJ45 IP 20, Cat.5 (ISO/IEC 11801) / Cat.5e (TIA T568-B), PUR, 0.5 m
1206 | 2047310040 | IE-C5DD4UG0040A60A60-E | Dragline cable, PROFINET, RJ45 IP 20, RJ45 IP 20, Cat.5 (ISO/IEC 11801) / Cat.5e (TIA T568-B), PUR, 4 m
1207 | 2047310030 | IE-C5DD4UG0030A60A60-E | Dragline cable, PROFINET, RJ45 IP 20, RJ45 IP 20, Cat.5 (ISO/IEC 11801) / Cat.5e (TIA T568-B), PUR, 3 m
1208 | 2047310020 | IE-C5DD4UG0020A60A60-E | Dragline cable, PROFINET, RJ45 IP 20, RJ45 IP 20, Cat.5 (ISO/IEC 11801) / Cat.5e (TIA T568-B), PUR, 2 m
1209 | 2047310015 | IE-C5DD4UG0015A60A60-E | Dragline cable, PROFINET, RJ45 IP 20, RJ45 IP 20, Cat.5 (ISO/IEC 11801) / Cat.5e (TIA T568-B), PUR, 1.5 m
1210 | 2723040150 | IE-C6HD8UG0150XCSXCS-E | Dragline cable, M12 X-type IP 67 straight male, M12 X-type IP 67 straight male, Cat.6A / Class EA (ISO/IEC 11801 2010), PUR, 15 m
1211 | 2047310100 | IE-C5DD4UG0100A60A60-E | Dragline cable, PROFINET, RJ45 IP 20, RJ45 IP 20, Cat.5 (ISO/IEC 11801) / Cat.5e (TIA T568-B), PUR, 10 m
1212 | 2629630000 | SL 7.62IT/05/90MSF4 3.2SN BK BX SO | PCB plug-in connector, male header, THT solder connection, 7.62 mm, Number of poles: 5, Solder pin length (l): 3.2 mm, black
1213 | 2629590000 | SL 7.62IT/04/90MSF3 3.2SN BK BX SO | PCB plug-in connector, male header, THT solder connection, 7.62 mm, Number of poles: 4, Solder pin length (l): 3.2 mm, black
1214 | 2629640000 | SL 7.62IT/06/90MSF4 3.2SN BK BX SO | PCB plug-in connector, male header, THT solder connection, 7.62 mm, Number of poles: 6, Solder pin length (l): 3.2 mm, black
1215 | 2629500000 | SL 7.62IT/06/90MF4 3.2SN BK BX SO | PCB plug-in connector, male header, closed side, Middle flange, THT solder connection, 7.62 mm, Number of poles: 6, 90°, Solder pin length (l): 3.2 mm, black
1216 | 2629660000 | SL 7.62IT/06/90MSF5 3.2SN BK BX SO | PCB plug-in connector, male header, THT solder connection, 7.62 mm, Number of poles: 6, Solder pin length (l): 3.2 mm, black
1217 | 2629530000 | SL 7.62IT/02/90MSF2 3.2SN BK BX SO | PCB plug-in connector, male header, THT solder connection, 7.62 mm, Number of poles: 2, Solder pin length (l): 3.2 mm, black
1218 | 2629540000 | SL 7.62IT/03/90MSF2 3.2SN BK BX | PCB plug-in connector, male header, THT solder connection, 7.62 mm, Number of poles: 3, Solder pin length (l): 3.2 mm, black
1219 | 2629600000 | SL 7.62IT/05/90MSF3 3.2SN BK BX SO | PCB plug-in connector, male header, THT solder connection, 7.62 mm, Number of poles: 5, Solder pin length (l): 3.2 mm, black
1220 | 2629520000 | SL 7.62IT/06/90MF6 3.2SN BK BX | PCB plug-in connector, male header, closed side, Middle flange, THT solder connection, 7.62 mm, Number of poles: 6, 90°, Solder pin length (l): 3.2 mm, black
1221 | 2629620000 | SL 7.62IT/04/90MSF4 3.2SN BK BX | PCB plug-in connector, male header, THT solder connection, 7.62 mm, Number of poles: 4, Solder pin length (l): 3.2 mm, black
1222 | 2629580000 | SL 7.62IT/03/90MSF3 3.2SN BK BX | PCB plug-in connector, male header, THT solder connection, 7.62 mm, Number of poles: 3, Solder pin length (l): 3.2 mm, black
1223 | 2629650000 | SL 7.62IT/05/90MSF5 3.2SN BK BX | PCB plug-in connector, male header, THT solder connection, 7.62 mm, Number of poles: 5, Solder pin length (l): 3.2 mm, black
1224 | 2629670000 | SL 7.62IT/06/90MSF6 3.2SN BK BX | PCB plug-in connector, male header, THT solder connection, 7.62 mm, Number of poles: 6, Solder pin length (l): 3.2 mm, black
1225 | 2629550000 | SL 7.62IT/04/90MSF2 3.2SN BK BX | PCB plug-in connector, male header, THT solder connection, 7.62 mm, Number of poles: 4, Solder pin length (l): 3.2 mm, black
1226 | 2629610000 | SL 7.62IT/06/90MSF3 3.2SN BK BX SO | PCB plug-in connector, male header, THT solder connection, 7.62 mm, Number of poles: 6, Solder pin length (l): 3.2 mm, black
1227 | 2629480000 | SL 7.62IT/06/90MF2 3.2SN BK BX | PCB plug-in connector, male header, closed side, Middle flange, THT solder connection, 7.62 mm, Number of poles: 6, 90°, Solder pin length (l): 3.2 mm, black
1228 | 2629360000 | SL 7.62IT/05/90MF2 3.2SN BK BX | PCB plug-in connector, male header, closed side, Middle flange, THT solder connection, 7.62 mm, Number of poles: 5, 90°, Solder pin length (l): 3.2 mm, black
1229 | 2629570000 | SL 7.62IT/06/90MSF2 3.2SN BK BX | PCB plug-in connector, male header, THT solder connection, 7.62 mm, Number of poles: 6, Solder pin length (l): 3.2 mm, black
1230 | 2629560000 | SL 7.62IT/05/90MSF2 3.2SN BK BX | PCB plug-in connector, male header, THT solder connection, 7.62 mm, Number of poles: 5, Solder pin length (l): 3.2 mm, black
1231 | 2627250000 | SV-SMT 7.62HP/04/270MSF3 SC/8 2.6SN BX | PCB plug-in connector, male header, closed side, Middle screw flange, THT/THR solder connection, 7.62 mm, Number of poles: 4, Solder pin length (l): 2.6 mm, tinned, black, Box
1232 | 2627240000 | SV-SMT 7.62HP/04/270MSF3 SC/6 2.6SN BX | PCB plug-in connector, male header, closed side, Middle screw flange, THT/THR solder connection, 7.62 mm, Number of poles: 4, Solder pin length (l): 2.6 mm, tinned, black, Box
1233 | 2748940000 | BIT E6,3 1,0X5,5X70 | Screwdriver insert, Blade width (B): 5.5 mm, Blade length: 70 mm, Blade thickness (A): 1 mm
1234 | 2748920000 | BIT E6,3 0,6X3,5X70 | Screwdriver insert, Blade width (B): 3.5 mm, Blade length: 70 mm, Blade thickness (A): 0.6 mm
1235 | 2748930000 | BIT E6,3 0,8X4,0X70 | Screwdriver insert, Blade width (B): 4 mm, Blade length: 70 mm, Blade thickness (A): 0.8 mm
1236 | 2748910000 | BIT E6,3 0,5X3,0X70 | Screwdriver insert, Blade width (B): 3 mm, Blade length: 70 mm, Blade thickness (A): 0.5 mm
1237 | 2628510000 | BVF 7.62HP/04/180MSF2 BCF/04R SN BK BX | PCB plug-in connector, female plug, 7.62 mm, Number of poles: 4, 180°, PUSH IN with actuator, PUSH IN without actuator, Clamping range, max. : 10 mm², Box
1238 | 2628580000 | BVF 7.62HP/05/180MSF2 BCF/06R SN BK BX | PCB plug-in connector, female plug, 7.62 mm, Number of poles: 5, 180°, PUSH IN with actuator, PUSH IN without actuator, Clamping range, max. : 10 mm², Box
1239 | 2628350000 | BVF 7.62HP/04/180MF2 BCF/08R SN BK BX | PCB plug-in connector, female plug, 7.62 mm, Number of poles: 4, 180°, PUSH IN with actuator, PUSH IN without actuator, Clamping range, max. : 10 mm², Box
1240 | 2628650000 | BVF 7.62HP/04/180MSF3 BCF/08R SN BK BX | PCB plug-in connector, female plug, 7.62 mm, Number of poles: 4, 180°, PUSH IN with actuator, PUSH IN without actuator, Clamping range, max. : 10 mm², Box
1241 | 2628640000 | BVF 7.62HP/04/180MSF3 BCF/06R SN BK BX | PCB plug-in connector, female plug, 7.62 mm, Number of poles: 4, 180°, PUSH IN with actuator, PUSH IN without actuator, Clamping range, max. : 10 mm², Box
1242 | 2628530000 | BVF 7.62HP/04/180MSF2 BCF/08R SN BK BX | PCB plug-in connector, female plug, 7.62 mm, Number of poles: 4, 180°, PUSH IN with actuator, PUSH IN without actuator, Clamping range, max. : 10 mm², Box
1243 | 2628590000 | BVF 7.62HP/05/180MSF2 BCF/08R SN BK BX | PCB plug-in connector, female plug, 7.62 mm, Number of poles: 5, 180°, PUSH IN with actuator, PUSH IN without actuator, Clamping range, max. : 10 mm², Box
1244 | 2628410000 | BVF 7.62HP/05/180MF2 BCF/08R SN BK BX | PCB plug-in connector, female plug, 7.62 mm, Number of poles: 5, 180°, PUSH IN with actuator, PUSH IN without actuator, Clamping range, max. : 10 mm², Box
1245 | 2628400000 | BVF 7.62HP/05/180MF2 BCF/06R SN BK BX | PCB plug-in connector, female plug, 7.62 mm, Number of poles: 5, 180°, PUSH IN with actuator, PUSH IN without actuator, Clamping range, max. : 10 mm², Box
1246 | 2628340000 | BVF 7.62HP/04/180MF2 BCF/06R SN BK BX | PCB plug-in connector, female plug, 7.62 mm, Number of poles: 4, 180°, PUSH IN with actuator, PUSH IN without actuator, Clamping range, max. : 10 mm², Box
1247 | 2628570000 | BVF 7.62HP/05/180MSF2 BCF/04R SN BK BX | PCB plug-in connector, female plug, 7.62 mm, Number of poles: 5, 180°, PUSH IN with actuator, PUSH IN without actuator, Clamping range, max. : 10 mm², Box
1248 | 2628320000 | BVF 7.62HP/04/180MF2 BCF/04R SN BK BX | PCB plug-in connector, female plug, 7.62 mm, Number of poles: 4, 180°, PUSH IN with actuator, PUSH IN without actuator, Clamping range, max. : 10 mm², Box
1249 | 2628520000 | BVF 7.62HP/04/180MSF2 BCF/06R SN BK BX | PCB plug-in connector, female plug, 7.62 mm, Number of poles: 4, 180°, PUSH IN with actuator, PUSH IN without actuator, Clamping range, max. : 10 mm², Box
1250 | 2628630000 | BVF 7.62HP/04/180MSF3 BCF/04R SN BK BX | PCB plug-in connector, female plug, 7.62 mm, Number of poles: 4, 180°, PUSH IN with actuator, PUSH IN without actuator, Clamping range, max. : 10 mm², Box
1251 | 2628390000 | BVF 7.62HP/05/180MF2 BCF/04R SN BK BX | PCB plug-in connector, female plug, 7.62 mm, Number of poles: 5, 180°, PUSH IN with actuator, PUSH IN without actuator, Clamping range, max. : 10 mm², Box
1252 | 2711380000 | S2L-SMT 3.50/38/90LF 3.2SN BK BX | PCB plug-in connector, Solder flange, THT/THR solder connection, 3.50 mm, Number of poles: 38, 90°, Solder pin length (l): 3.2 mm, tinned, black, Box
1253 | 7789888020 | C300-32B-320B-2S-M34-2M | Pre-assembled cable, PAC, Cable LiYCY, 0.34 mm²
1254 | 1292190400 | SAIL-7/8BG-5-4.0U | Sensor/actuator line, 7/8", Number of poles : 5 (4 + PE), 4 m, Shielded: No, LED: No, Sheath material: PUR, Halogen: No
1255 | 1292190600 | SAIL-7/8BG-5-6.0U | Sensor/actuator line, 7/8", Number of poles : 5 (4 + PE), 6 m, Shielded: No, LED: No, Sheath material: PUR, Halogen: No
1256 | 1292190650 | SAIL-7/8BG-5-6.5U | Sensor/actuator line, 7/8", Number of poles : 5 (4 + PE), 6.5 m, Shielded: No, LED: No, Sheath material: PUR, Halogen: No
1257 | 1292190850 | SAIL-7/8BG-5-8.5U | Sensor/actuator line, 7/8", Number of poles : 5 (4 + PE), 8.5 m, Shielded: No, LED: No, Sheath material: PUR, Halogen: No
1258 | 1292191200 | SAIL-7/8BG-5-12U | Sensor/actuator line, 7/8", Number of poles : 5 (4 + PE), 12 m, Shielded: No, LED: No, Sheath material: PUR, Halogen: No
1259 | 1292191500 | SAIL-7/8BG-5-15U | Sensor/actuator line, 7/8", Number of poles : 5 (4 + PE), 15 m, Shielded: No, LED: No, Sheath material: PUR, Halogen: No
1260 | 1292191600 | SAIL-7/8BG-5-16U | Sensor/actuator line, 7/8", Number of poles : 5 (4 + PE), 16 m, Shielded: No, LED: No, Sheath material: PUR, Halogen: No
1261 | 1292191800 | SAIL-7/8BG-5-18U | Sensor/actuator line, 7/8", Number of poles : 5 (4 + PE), 18 m, Shielded: No, LED: No, Sheath material: PUR, Halogen: No
1262 | 1292192500 | SAIL-7/8BG-5-25U | Sensor/actuator line, 7/8", Number of poles : 5 (4 + PE), 25 m, Shielded: No, LED: No, Sheath material: PUR, Halogen: No
1263 | 1296790330 | SAIL-M12GM8SG-4S3.3UIE | Bus line, Connecting line, M12 / M8, Number of poles: 4, 3.3 m, Shielded: Yes, LED: No, Sheath material: PUR, Halogen: No
1264 | 1296790390 | SAIL-M12GM8SG-4S3.9UIE | Bus line, Connecting line, M12 / M8, Number of poles: 4, 3.9 m, Shielded: Yes, LED: No, Sheath material: PUR, Halogen: No
1265 | 1296790490 | SAIL-M12GM8SG-4S4.9UIE | Bus line, Connecting line, M12 / M8, Number of poles: 4, 4.9 m, Shielded: Yes, LED: No, Sheath material: PUR, Halogen: No
1266 | 1296790550 | SAIL-M12GM8SG-4S5.5UIE | Bus line, Connecting line, M12 / M8, Number of poles: 4, 5.5 m, Shielded: Yes, LED: No, Sheath material: PUR, Halogen: No
1267 | 1296790670 | SAIL-M12GM8SG-4S6.7UIE | Bus line, Connecting line, M12 / M8, Number of poles: 4, 6.7 m, Shielded: Yes, LED: No, Sheath material: PUR, Halogen: No
1268 | 1296790770 | SAIL-M12GM8SG-4S7.7UIE | Bus line, Connecting line, M12 / M8, Number of poles: 4, 7.7 m, Shielded: Yes, LED: No, Sheath material: PUR, Halogen: No
1269 | 1346920000 | UR20-EM-1315390000-SP | Replacement part
1270 | 1349370010 | C300-36B-F-2S-M25-1M | Pre-assembled cable, PAC, Cable LiYCY, 0.25 mm²
1271 | 1349790015 | PAC-UNIV-HE20-F-1M5 | Pre-assembled cable, PAC
1272 | 1373820010 | C300-36B-F-2S-M50-1M | Pre-assembled cable, PAC, Cable LiYCY, 0.50 mm²
1273 | 1373900010 | PAC-C300-32-F-34-1M | Pre-assembled cable, PAC, Cable LiYCY, 0.34 mm²
1274 | 1373910010 | PAC-C300-36-F-34-1M | Pre-assembled cable, PAC, Cable LiYCY, 0.34 mm²
1275 | 1379500000 | TBY-ADV551-CF-PS-2KB-S | Interface, RS, 2 x AKB (50P), LP2N 5.08mm
1276 | 1431530100 | PAC-S7300-HE20-V18-10M | Pre-assembled cable, PAC, Cable LiYY, 8.6 ± 1 mm
1277 | 1457580005 | IE-C6EL8UG0005U40XCS-E | System cable, RJ45 IP 20, M12 X-type IP 67 straight male, Cat.6A / Class EA (ISO/IEC 11801 2010), PUR, 0.5 m
1278 | 2451460000 | HDC IP68 HP 24B 1M50 | HDC enclosures, Size: 8, Protection degree: IP68, IP69K, IP68 (in plugged condition), Cover, Clamping yoke connection, , Size of cable entries: M 50
1279 | 2455300030 | SAIL-M12WM12W-L-0.3PGR | Sensor/actuator line, Connecting line, M12 / M12, Number of poles : 5, 0.3 m, pin, 90° - socket 90°, Shielded: No, LED: No, Sheath material: PUR, Halogen: No
1280 | 2455300050 | SAIL-M12WM12W-L-0.5PGR | Sensor/actuator line, Connecting line, M12 / M12, Number of poles : 5, 0.5 m, pin, 90° - socket 90°, Shielded: No, LED: No, Sheath material: PUR, Halogen: No
1281 | 2456050000 | ACT20X-HDI-SDO-RNO-P | EX signal isolating converter, Ex-input: NAMUR sensor/switch, Safe-output: relay, NO contact, 1-channel
1282 | 2456060000 | ACT20X-HDI-SDO-RNC-P | EX signal isolating converter, Ex-input: NAMUR sensor/switch, Safe-output: relay, NC contact, 1-channel
1283 | 2456070000 | ACT20X-HDI-SDO-P | EX signal isolating converter, Ex-input: NAMUR sensor/switch, Safe-output: Optocoupler, 1-channel
1284 | 2456080000 | ACT20X-2HDI-2SDO-RNO-P | EX signal isolating converter, Ex-input: NAMUR sensor/switch, Safe-output: relay, NO contact, 2-channel
1285 | 2456090000 | ACT20X-2HDI-2SDO-RNC-P | EX signal isolating converter, Ex-input: NAMUR sensor/switch, Safe-output: relay, NC contact, 2-channel
1286 | 2456100000 | ACT20X-2HDI-2SDO-P | EX signal isolating converter, Ex-input: NAMUR sensor/switch, Safe-output: Optocoupler, 2-channel
1287 | 2456110000 | ACT20X-SDI-HDO-L-P | EX signal isolating converter, Safe-input: relay, Ex-output: Opto module, 1-channel, Output current : max. 35 mA
1288 | 2456120000 | ACT20X-SDI-HDO-H-P | EX signal isolating converter, Safe-input: relay, Ex-output: Opto module, 1-channel, Output current : max. 60 mA
1289 | 2456130000 | ACT20X-2SDI-2HDO-P | EX signal isolating converter, Safe-input: relay, Ex-output: Opto module, 2-channel, Output current : max. 35 mA
1290 | 2456140000 | ACT20X-HAI-SAO-P | EX signal isolating converter, Ex-input: 4 - 20 mA, Safe-output: 4-20mA, 1-channel
1291 | 2456150000 | ACT20X-2HAI-2SAO-P | EX signal isolating converter, Ex-input: 4 - 20 mA, Safe-output: 4-20mA, 2-channel
1292 | 2456160000 | ACT20X-SAI-HAO-P | EX signal isolating converter, Safe-input: 4-20mA, Ex output: 4 - 20 mA, 1-channel
1293 | 2456170000 | ACT20X-2SAI-2HAO-P | EX signal isolating converter, Safe-input: 4-20mA, Ex output: 4 - 20 mA, 2-channel
1294 | 2456180000 | ACT20X-HTI-SAO-P | EX signal isolating converter, Ex-input: I,?, Safe-output: 4-20mA, 1-channel
1295 | 2456190000 | ACT20X-2HTI-2SAO-P | EX signal isolating converter, Ex-input: I,?, Safe-output: 4-20mA, 2-channel
1296 | 2456200000 | ACT20X-HUI-SAO-P | EX signal isolating converter, Ex-output: U, I, R,?, Safe-output: 4-20mA/ relay, 1-channel
1297 | 2466970000 | PRO TOP1 72W 24V 3A CO | Power supply, switch-mode power supply unit, 24 V
1298 | 2467340000 | PRO COM CAN OPEN EX | Communication module
1299 | 1334950000 | UC20-WL2000-AC | Controller, IP20, AutomationController, Web-based, u-control 2000 web, integrated engineering tool: u-create web for PLC - (real-time system) & IIoT applications
1300 | 1349720100 | PAC-UNIV-HE50-HE50-10M | Pre-assembled cable, PAC
1301 | 2599640000 | SLS 5.08/10/180F SN OR BX PRT | PCB plug-in connector, male plug, 5.08 mm, Number of poles: 10, 180°, Clamping yoke connection, Clamping range, max. : 3.31 mm², Box
1302 | 2605190000 | BLZP 5.08HC/16/90F AU GN BX | PCB plug-in connector, female plug, 5.08 mm, Number of poles: 16, 90°, Clamping yoke connection, Clamping range, max. : 4 mm², Box
1303 | 2602120000 | P BAG XL SET 2 | Tools, Accessories
1304 | 2602150000 | P BAG XL SET 5 | Tools, Accessories
1305 | 2602210000 | P BAG XL SET 11 | Tools, Accessories
1306 | 2602180000 | P BAG XL SET 8 | Tools, Accessories
1307 | 2602200000 | P BAG XL SET 10 | Tools, Accessories
1308 | 2602190000 | P BAG XL SET 9 | Tools, Accessories
1309 | 2602240000 | P BAG XL SET 14 | Tools, Accessories
1310 | 2602230000 | P BAG XL SET 13 | Tools, Accessories
1311 | 2602220000 | P BAG XL SET 12 | Tools, Accessories
1312 | 2602270000 | PRO CASE 16 | Tool case with contents
1313 | 2602310000 | TOP CASE 16 | Tool case with contents
1314 | 2602300000 | TOP CASE UL | Tool case with contents
1315 | 2602260000 | PRO CASE UL | Tool case with contents
1316 | 2604660000 | H0,75/16TS HBL BD GSP | Wire-end ferrule, Standard, 12 mm, 10 mm, Light Blue
1317 | 2604630000 | H0,5/16DS W BD GSP | Wire-end ferrule, Standard, 12 mm, 10 mm, white
1318 | 2604620000 | H0,5/16S OR BD GSP | Wire-end ferrule, Standard, 12 mm, 10 mm, orange
1319 | 2614100000 | AAP11 1.5 LI GN/OR | Modular distribution terminals, 1.5 mm², 500, 17.5 A, green
1320 | 2614110000 | AAP12 2.5 LI GN/OR | Modular distribution terminals, 2.5 mm², 800, 24 A, green
1321 | 2613380000 | LL 10.16/04/90 3.2SN OR BX | Printed circuit board terminals, 10.16 mm, Number of poles: 4, 90°, Solder pin length (l): 3.2 mm, tinned, orange, Box
1322 | 2669730000 | BLF 5.08HC/04/180F AU BK BX PRT | PCB plug-in connector, 5.08 mm, Number of poles: 4, 180°, PUSH IN with actuator, Tension-clamp connection, Clamping range, max. : 3.31 mm², Box
1323 | 2603840000 | WBBD 16 GY | W-Series, Distribution block, Rated cross-section: 16 mm², Screw connection, Wemid, Terminal rail / mounting plate
1324 | 2603860000 | WBBD 16 GN | W-Series, Distribution block, Rated cross-section: 16 mm², Screw connection, Wemid, Terminal rail / mounting plate
1325 | 2684410000 | BATTERY-CR1220-3V | Battery, Miscellaneous
1326 | 2691030000 | BLF 5.08HC/04/180LR SN OR BX PRT | PCB plug-in connector, female plug, 5.08 mm, Number of poles: 4, 180°, PUSH IN with actuator, Tension-clamp connection, Clamping range, max. : 3.31 mm², Box
1327 | 2690990000 | BLF 5.08HC/02/180LR SN OR BX PRT | PCB plug-in connector, female plug, 5.08 mm, Number of poles: 2, 180°, PUSH IN with actuator, Tension-clamp connection, Clamping range, max. : 3.31 mm², Box
1328 | 2694440000 | BLF 5.08HC/02/180 SN BK BX SO | PCB plug-in connector, female plug, 5.08 mm, Number of poles: 2, 180°, PUSH IN with actuator, Tension-clamp connection, Clamping range, max. : 3.31 mm², Box
1329 | 2599670000 | UR67-PN-V14-CU-8DIDO-12 | Automation Products - u-remote IP67, Sensor-actuator active distributor, PROFINET V2.3
1330 | 2599680000 | UR67-PN-V14-CU-16DI-12 | Automation Products - u-remote IP67, Sensor-actuator active distributor, PROFINET V2.3
1331 | 1421710005 | IE-C5DB4WE0005A20A20-E | System cable, RJ45 IP 20, RJ45 IP 20, Cat.5 (ISO/IEC 11801), Radox GKW S, 0.5 m
1332 | 2689800000 | BG GHDE FUSE PT6 | FieldPower® enclosures, IP65 with corresponding housing, Polycarbonate
1333 | 2698380000 | SL 5.08HC/04/90 3.2SN DKGY BX | PCB plug-in connector, male header, open side, THT solder connection, 5.08 mm, Number of poles: 4, 90°, Solder pin length (l): 3.2 mm, tinned, Basalt grey, Box
1334 | 2698390000 | SL 5.08HC/04/180 3.2SN DKGY BX | PCB plug-in connector, male header, open side, THT solder connection, 5.08 mm, Number of poles: 4, 180°, Solder pin length (l): 3.2 mm, tinned, Basalt grey, Box
1335 | 2698300000 | BLF 5.08HC/11/180LR SN BK BX SO | PCB plug-in connector, female plug, 5.08 mm, Number of poles: 11, 180°, PUSH IN with actuator, Tension-clamp connection, Clamping range, max. : 3.31 mm², Box
1336 | 2698340000 | BLF 5.08HC/12/180LR SN BK BX SO | PCB plug-in connector, female plug, 5.08 mm, Number of poles: 12, 180°, PUSH IN with actuator, Tension-clamp connection, Clamping range, max. : 3.31 mm², Box
1337 | 2698320000 | BLF 5.08HC/11/180LR SN BK BX SO | PCB plug-in connector, female plug, 5.08 mm, Number of poles: 11, 180°, PUSH IN with actuator, Tension-clamp connection, Clamping range, max. : 3.31 mm², Box
1338 | 2698310000 | BLF 5.08HC/11/180LR SN BK BX SO | PCB plug-in connector, female plug, 5.08 mm, Number of poles: 11, 180°, PUSH IN with actuator, Tension-clamp connection, Clamping range, max. : 3.31 mm², Box
1339 | 2698350000 | BLF 5.08HC/12/180LR SN BK BX SO | PCB plug-in connector, female plug, 5.08 mm, Number of poles: 12, 180°, PUSH IN with actuator, Tension-clamp connection, Clamping range, max. : 3.31 mm², Box
1340 | 2698330000 | BLF 5.08HC/12/180LR SN BK BX SO | PCB plug-in connector, female plug, 5.08 mm, Number of poles: 12, 180°, PUSH IN with actuator, Tension-clamp connection, Clamping range, max. : 3.31 mm², Box
1341 | 2683110000 | PVN1M1I3SXFXV1O0TXPX10 | Photovoltaics, Combiner Box, 1000 V, 1 MPPT, 3 Inputs / 3 Outputs per MPPT, Surge protection I / II, Cable gland
1342 | 2683190000 | PVN1M3I9SXFXV1O1TXPX10 | Photovoltaics, Combiner Box, 1000 V, 3 MPPT's, 3 Inputs / 3 Outputs per MPPT, Surge protection I / II, WM4C
1343 | 2683040000 | PVN1M2I6SXF3V1O0TXPX10 | Photovoltaics, Combiner Box, 1000 V, 2 MPPT's, 3 Inputs / 3 Outputs per MPPT, With fuse holder, Surge protection I / II, Cable gland
1344 | 2683030000 | PVN1M1I3SXF3V1O0TXPX10 | Photovoltaics, Combiner Box, 1000 V, 1 MPPT, 3 Inputs / 3 Outputs per MPPT, With fuse holder, Surge protection I / II, Cable gland
1345 | 2683130000 | PVN1M3I9SXFXV1O0TXPX10 | Photovoltaics, Combiner Box, 1000 V, 3 MPPT's, 3 Inputs / 3 Outputs per MPPT, Surge protection I / II, Cable gland
1346 | 2683050000 | PVN1M1I3S0F3V1O0TXPX10 | Photovoltaics, Combiner Box, 1000 V, 1 MPPT, 3 Inputs / 3 Outputs per MPPT, With fuse holder, Surge protection I / II, Switch disconnector, Cable gland
1347 | 2683060000 | PVN1M2I6S0F3V1O0TXPX10 | Photovoltaics, Combiner Box, 1000 V, 2 MPPT's, 3 Inputs / 3 Outputs per MPPT, With fuse holder, Surge protection I / II, Switch disconnector, Cable gland
1348 | 2683080000 | PVN1M2I6SXF3V1O1TXPX10 | Photovoltaics, Combiner Box, 1000 V, 2 MPPT's, 3 Inputs / 3 Outputs per MPPT, With fuse holder, Surge protection I / II, WM4C
1349 | 2683140000 | PVN1M1I3S0FXV1O0TXPX10 | Photovoltaics, Combiner Box, 1000 V, 1 MPPT, 3 Inputs / 3 Outputs per MPPT, Surge protection I / II, Switch disconnector, Cable gland
1350 | 2683410000 | PVN1M2I6S0FXV2O1TXPX10 | Photovoltaics, Combiner Box, 1000 V, 2 MPPT's, 3 Inputs / 3 Outputs per MPPT, Surge protection II, Switch disconnector, WM4C
1351 | 2683420000 | PVN1M3I9S0FXV2O1TXPX10 | Photovoltaics, Combiner Box, 1000 V, 3 MPPT's, 3 Inputs / 3 Outputs per MPPT, Surge protection II, Switch disconnector, WM4C
1352 | 2683230000 | PVN1M1I3SXF3V2O0TXPX10 | Photovoltaics, Combiner Box, 1000 V, 1 MPPT, 3 Inputs / 3 Outputs per MPPT, With fuse holder, Surge protection II, Cable gland
1353 | 2683260000 | PVN1M2I6S0F3V2O0TXPX10 | Photovoltaics, Combiner Box, 1000 V, 2 MPPT's, 3 Inputs / 3 Outputs per MPPT, With fuse holder, Surge protection II, Switch disconnector, Cable gland
1354 | 2683380000 | PVN1M2I6SXFXV2O1TXPX10 | Photovoltaics, Combiner Box, 1000 V, 2 MPPT's, 3 Inputs / 3 Outputs per MPPT, Surge protection II, WM4C
1355 | 2683320000 | PVN1M2I6SXFXV2O0TXPX10 | Photovoltaics, Combiner Box, 1000 V, 2 MPPT's, 3 Inputs / 3 Outputs per MPPT, Surge protection II, Cable gland
1356 | 2683290000 | PVN1M1I3S0F3V2O1TXPX10 | Photovoltaics, Combiner Box, 1000 V, 1 MPPT, 3 Inputs / 3 Outputs per MPPT, With fuse holder, Surge protection II, Switch disconnector, WM4C
1357 | 2683300000 | PVN1M2I6S0F3V2O1TXPX10 | Photovoltaics, Combiner Box, 1000 V, 2 MPPT's, 3 Inputs / 3 Outputs per MPPT, With fuse holder, Surge protection II, Switch disconnector, WM4C
1358 | 2683370000 | PVN1M1I3SXFXV2O1TXPX10 | Photovoltaics, Combiner Box, 1000 V, 1 MPPT, 3 Inputs / 3 Outputs per MPPT, Surge protection II, WM4C
1359 | 2683070000 | PVN1M1I3SXF3V1O1TXPX10 | Photovoltaics, Combiner Box, 1000 V, 1 MPPT, 3 Inputs / 3 Outputs per MPPT, With fuse holder, Surge protection I / II, WM4C
1360 | 2683310000 | PVN1M1I3SXFXV2O0TXPX10 | Photovoltaics, Combiner Box, 1000 V, 1 MPPT, 3 Inputs / 3 Outputs per MPPT, Surge protection II, Cable gland
1361 | 2683170000 | PVN1M1I3SXFXV1O1TXPX10 | Photovoltaics, Combiner Box, 1000 V, 1 MPPT, 3 Inputs / 3 Outputs per MPPT, Surge protection I / II, WM4C
1362 | 2683150000 | PVN1M2I6S0FXV1O0TXPX10 | Photovoltaics, Combiner Box, 1000 V, 2 MPPT's, 3 Inputs / 3 Outputs per MPPT, Surge protection I / II, Switch disconnector, Cable gland
1363 | 2683220000 | PVN1M3I9S0FXV1O1TXPX10 | Photovoltaics, Combiner Box, 1000 V, 3 MPPT's, 3 Inputs / 3 Outputs per MPPT, Surge protection I / II, Switch disconnector, WM4C
1364 | 2683240000 | PVN1M2I6SXF3V2O0TXPX10 | Photovoltaics, Combiner Box, 1000 V, 2 MPPT's, 3 Inputs / 3 Outputs per MPPT, With fuse holder, Surge protection II, Cable gland
1365 | 2683360000 | PVN1M3I9S0FXV2O0TXPX10 | Photovoltaics, Combiner Box, 1000 V, 3 MPPT's, 3 Inputs / 3 Outputs per MPPT, Surge protection II, Switch disconnector, Cable gland
1366 | 2683340000 | PVN1M1I3S0FXV2O0TXPX10 | Photovoltaics, Combiner Box, 1000 V, 1 MPPT, 3 Inputs / 3 Outputs per MPPT, Surge protection II, Switch disconnector, Cable gland
1367 | 2683400000 | PVN1M1I3S0FXV2O1TXPX10 | Photovoltaics, Combiner Box, 1000 V, 1 MPPT, 3 Inputs / 3 Outputs per MPPT, Surge protection II, Switch disconnector, WM4C
1368 | 2683390000 | PVN1M3I9SXFXV2O1TXPX10 | Photovoltaics, Combiner Box, 1000 V, 3 MPPT's, 3 Inputs / 3 Outputs per MPPT, Surge protection II, WM4C
1369 | 2683270000 | PVN1M1I3SXF3V2O1TXPX10 | Photovoltaics, Combiner Box, 1000 V, 1 MPPT, 3 Inputs / 3 Outputs per MPPT, With fuse holder, Surge protection II, WM4C
1370 | 2683250000 | PVN1M1I3S0F3V2O0TXPX10 | Photovoltaics, Combiner Box, 1000 V, 1 MPPT, 3 Inputs / 3 Outputs per MPPT, With fuse holder, Surge protection II, Switch disconnector, Cable gland
1371 | 2683330000 | PVN1M3I9SXFXV2O0TXPX10 | Photovoltaics, Combiner Box, 1000 V, 3 MPPT's, 3 Inputs / 3 Outputs per MPPT, Surge protection II, Cable gland
1372 | 2683350000 | PVN1M2I6S0FXV2O0TXPX10 | Photovoltaics, Combiner Box, 1000 V, 2 MPPT's, 3 Inputs / 3 Outputs per MPPT, Surge protection II, Switch disconnector, Cable gland
1373 | 2683280000 | PVN1M2I6SXF3V2O1TXPX10 | Photovoltaics, Combiner Box, 1000 V, 2 MPPT's, 3 Inputs / 3 Outputs per MPPT, With fuse holder, Surge protection II, WM4C
1374 | 2683200000 | PVN1M1I3S0FXV1O1TXPX10 | Photovoltaics, Combiner Box, 1000 V, 1 MPPT, 3 Inputs / 3 Outputs per MPPT, Surge protection I / II, Switch disconnector, WM4C
1375 | 2683160000 | PVN1M3I9S0FXV1O0TXPX10 | Photovoltaics, Combiner Box, 1000 V, 3 MPPT's, 3 Inputs / 3 Outputs per MPPT, Surge protection I / II, Switch disconnector, Cable gland
1376 | 2683180000 | PVN1M2I6SXFXV1O1TXPX10 | Photovoltaics, Combiner Box, 1000 V, 2 MPPT's, 3 Inputs / 3 Outputs per MPPT, Surge protection I / II, WM4C
1377 | 2683120000 | PVN1M2I6SXFXV1O0TXPX10 | Photovoltaics, Combiner Box, 1000 V, 2 MPPT's, 3 Inputs / 3 Outputs per MPPT, Surge protection I / II, Cable gland
1378 | 2676350000 | UV20-B-IPC-1011.02 | Industrial PC, IP20
1379 | 2676410000 | UV20-B-IPC-3021.01 | Industrial PC, IP20
1380 | 2676400000 | UV20-B-IPC-3010.01 | Industrial PC, IP20
1381 | 2676390000 | UV20-B-IPC-3000.01 | Industrial PC, IP20
1382 | 2676420000 | UV20-B-IPC-3032.01 | Industrial PC, IP20
1383 | 2676380000 | UV20-B-IPC-2001.03 | Industrial PC, IP20
1384 | 2676370000 | UV20-B-IPC-2001.01 | Industrial PC, IP20
1385 | 2676480000 | UV66-ADV-12-IPPC-1001.01 | Industrial Panel-PC, Display size 12.1", Capacitive touch, MultiTouch, Front protection IP66
1386 | 2676430000 | UV66-BAS-7-IPPC-1001.01 | Industrial Panel-PC, Display size 7", Resistive touch, Front protection IP66
1387 | 2676470000 | UV66-BAS-12-IPPC-1001.01 | Industrial Panel-PC, Display size 12.1", Resistive touch, Front protection IP66
1388 | 2676490000 | UV66-BAS-15-IPPC-1001.01 | Industrial Panel-PC, Display size 15.6", Resistive touch, Front protection IP66
1389 | 2676450000 | UV66-BAS-10-IPPC-1001.01 | Industrial Panel-PC, Display size 10.1", Resistive touch, Front protection IP66
1390 | 2676460000 | UV66-ADV-10-IPPC-1001.01 | Industrial Panel-PC, Display size 10.1", Capacitive touch, MultiTouch, Front protection IP66
1391 | 2676500000 | UV66-ADV-15-IPPC-1001.01 | Industrial Panel-PC, Display size 15.6", Capacitive touch, MultiTouch, Front protection IP66
1392 | 2676510000 | UV66-ADV-12-IPPC-3001.01 | Industrial Panel-PC, Display size 12.1", Capacitive touch, MultiTouch, Front protection IP66
1393 | 2676530000 | UV66-ADV-15-IPPC-3001.01 | Industrial Panel-PC, Display size 15.6", Capacitive touch, MultiTouch, Front protection IP66
1394 | 2676520000 | UV66-ADV-12-IPPC-3022.01 | Industrial Panel-PC, Display size 12.1", Capacitive touch, MultiTouch, Front protection IP66
1395 | 2676560000 | UV66-ADV-18-IPPC-3022.01 | Industrial Panel-PC, Display size 18.5", Capacitive touch, MultiTouch, Front protection IP66
1396 | 2676540000 | UV66-ADV-15-IPPC-3022.01 | Industrial Panel-PC, Display size 15.6", Capacitive touch, MultiTouch, Front protection IP66
1397 | 2676550000 | UV66-ADV-18-IPPC-3001.01 | Industrial Panel-PC, Display size 18.5", Capacitive touch, MultiTouch, Front protection IP66
1398 | 2676570000 | UV66-ADV-21-IPPC-3001.01 | Industrial Panel-PC, Display size 21.5", Capacitive touch, MultiTouch, Front protection IP66
1399 | 2676580000 | UV66-ADV-21-IPPC-3022.01 | Industrial Panel-PC, Display size 21.5", Capacitive touch, MultiTouch, Front protection IP66
1400 | 2676660000 | UV66-ADV-10-IPM-10 | Industrial Monitor, Display size 10.1", MultiTouch, Capacitive touch, Front protection IP66
1401 | 2673720000 | SAI-M12-KSC-26/28 | Contact, Pin
1402 | 2673710000 | SAI-M12-KSC-22/24 | Contact, Pin
1403 | 2673740000 | SAI-M12-KBC-26/28 | Contact, Socket connector
1404 | 2673730000 | SAI-M12-KBC-22/24 | Contact, Socket connector
1405 | 2712260500 | CH-HFAB-XXXX-06-0500-AH | Heavy duty connector assemblies, Socket connector, Lapp ÖLFLEX® CLASSIC 110 BK 7G1.5 or similar, Shielded: No, Number of poles: 6
1406 | 2672420000 | SAIBC-D-18/28-4/9CG | Sockets prefabricated to customer spec., M12, Female socket, straight
1407 | 2672410000 | SAISC-5-18/28-4/9CG | Plugs prefabricated to customer spec., M12, pin, straight
1408 | 2672430000 | SAISWC-5-18/28-4/9CG | Plugs prefabricated to customer spec., M12, pin, 90°
1409 | 2673440000 | IE-PIC-M12X-S-22/26 | Contact, Socket connector
1410 | 2682170000 | IE-SW-EL08-6TX-2SC | Network switch, unmanaged, Fast Ethernet, Number of ports: 6x RJ45, 2x SC Multi-mode, IP30, -40 °C...75 °C
1411 | 2682210000 | IE-SW-EL05-5GT | Network switch, unmanaged, Gigabit Ethernet, Number of ports: 5x RJ45, IP30, -40 °C...75 °C
1412 | 2668180000 | HDC MHP 70 FC | Power module
1413 | 2701550050 | IE-C6FP8LV0050M40M40-V | Patch cable, RJ45 IP 20, RJ45 IP 20, Cat.6A / Class EA (ISO/IEC 11801 2010), LSZH, 5 m
1414 | 2701550200 | IE-C6FP8LV0200M40M40-V | Patch cable, RJ45 IP 20, RJ45 IP 20, Cat.6A / Class EA (ISO/IEC 11801 2010), LSZH, 20 m
1415 | 2708620000 | PB-CON SF DELTA PT 40X12 | PCB plug-in connector, Mounting screw
1416 | 2682180000 | IE-SW-EL08-6TX-2SCS | Network switch, unmanaged, Fast Ethernet, Number of ports: 6x RJ45, 2x SC Single-mode, IP30, -40 °C...75 °C
1417 | 2708610000 | PB-CON IKSC M4X8 A2 | PCB plug-in connector, Mounting screw
1418 | 2676320000 | CRIMPER 4U Z GER | Tools, 0.5mm², 4mm², Trapezoidal crimp
1419 | 2676300000 | CRIMPER 16 Z GER | Tools, 6mm², 16mm², Trapezoidal indentation crimp
1420 | 2676290000 | CRIMPER 6/5 Z GER | Tools, 0.25mm², 6mm², Trapezoidal indentation crimp
1421 | 2614820000 | TRP 5VDC 1CO AGSNO | TERMSERIES, Relay module, Number of contacts: 1, CO contact AgSnO, Rated control voltage: 5 V DC ±20 %, Continuous current: 6 A, PUSH IN, Test button available: No
1422 | 2614830000 | TRP 5VDC 1CO | TERMSERIES, Relay module, Number of contacts: 1, CO contact AgNi, Rated control voltage: 5 V DC ±20 %, Continuous current: 6 A, PUSH IN, Test button available: No
1423 | 2614880000 | TOP 60VUC 48VDC0.1A | TERMSERIES, Solid-state relay, 1 NO contact (Bipolar transistor), Rated control voltage: 60 V UC ±10 % , Rated switching voltage: 3... 48 V DC, Continuous current: 100 mA, PUSH IN
1424 | 2614870000 | TRP 5VDC 1CO EMPTY | TERMSERIES, Relay socket, Number of contacts: 1, CO contact, Rated control voltage: 5 V DC ±20 %, Continuous current: 10 A, PUSH IN
1425 | 2614850000 | TOP 5VDC 230VAC1A | TERMSERIES, Solid-state relay, 1 NO contact (Triac (zero-cross switch)), Rated control voltage: 5 V DC ±20 % , Rated switching voltage: 24...240 V AC, Continuous current: 1 A, PUSH IN
1426 | 2614840000 | TRP 5VDC 2CO | TERMSERIES, Relay module, Number of contacts: 2, CO contact AgNi, Rated control voltage: 5 V DC ±20 %, Continuous current: 8 A, PUSH IN, Test button available: No
1427 | 2712310100 | CH-HIAC-HIAD-06-0100-AC | Heavy duty connector assemblies, Pin, Socket connector, Helukabel JZ-600 7G4 or similar, Shielded: No, Number of poles: 6
1428 | 2712310500 | CH-HIAC-HIAD-06-0500-AC | Heavy duty connector assemblies, Pin, Socket connector, Helukabel JZ-600 7G4 or similar, Shielded: No, Number of poles: 6
1429 | 2712320100 | CH-HJAC-HJAD-06-0100-AC | Heavy duty connector assemblies, Pin, Socket connector, Helukabel JZ-600 7G4 or similar, Shielded: No, Number of poles: 6
1430 | 2712320200 | CH-HJAC-HJAD-06-0200-AC | Heavy duty connector assemblies, Pin, Socket connector, Helukabel JZ-600 7G4 or similar, Shielded: No, Number of poles: 6
1431 | 2712320500 | CH-HJAC-HJAD-06-0500-AC | Heavy duty connector assemblies, Pin, Socket connector, Helukabel JZ-600 7G4 or similar, Shielded: No, Number of poles: 6
1432 | 2712310200 | CH-HIAC-HIAD-06-0200-AC | Heavy duty connector assemblies, Pin, Socket connector, Helukabel JZ-600 7G4 or similar, Shielded: No, Number of poles: 6
1433 | 2712330100 | CH-HIAA-HIAB-16-0100-AF | Heavy duty connector assemblies, Pin, Socket connector, Lapp ÖLFLEX® CLASSIC 110 BK 18G1.5 or similar, Shielded: No, Number of poles: 16
1434 | 2712330200 | CH-HIAA-HIAB-16-0200-AF | Heavy duty connector assemblies, Pin, Socket connector, Lapp ÖLFLEX® CLASSIC 110 BK 18G1.5 or similar, Shielded: No, Number of poles: 16
1435 | 2712330500 | CH-HIAA-HIAB-16-0500-AF | Heavy duty connector assemblies, Pin, Socket connector, Lapp ÖLFLEX® CLASSIC 110 BK 18G1.5 or similar, Shielded: No
1436 | 2712340100 | CH-HJAA-HJAB-16-0100-AF | Heavy duty connector assemblies, Pin, Socket connector, Lapp ÖLFLEX® CLASSIC 110 BK 18G1.5 or similar, Shielded: No, Number of poles: 16
1437 | 2712340200 | CH-HJAA-HJAB-16-0200-AF | Heavy duty connector assemblies, Pin, Socket connector, Lapp ÖLFLEX® CLASSIC 110 BK 18G1.5 or similar, Shielded: No, Number of poles: 16
1438 | 2712340500 | CH-HJAA-HJAB-16-0500-AF | Heavy duty connector assemblies, Pin, Socket connector, Lapp ÖLFLEX® CLASSIC 110 BK 18G1.5 or similar, Shielded: No, Number of poles: 16
1439 | 2712350200 | CH-HKAA-HKAB-24-0200-AG | Heavy duty connector assemblies, Pin, Socket connector, Lapp ÖLFLEX® CLASSIC 110 BK 12G1.5 or similar, Shielded: No, Number of poles: 24
1440 | 2712350100 | CH-HKAA-HKAB-24-0100-AG | Heavy duty connector assemblies, Pin, Socket connector, Lapp ÖLFLEX® CLASSIC 110 BK 12G1.5 or similar, Shielded: No, Number of poles: 24
1441 | 2712360200 | CH-HLAA-HLAB-24-0200-AG | Heavy duty connector assemblies, Pin, Socket connector, Lapp ÖLFLEX® CLASSIC 110 BK 25G1.5 or similar, Shielded: No, Number of poles: 24
1442 | 2712360100 | CH-HLAA-HLAB-24-0100-AG | Heavy duty connector assemblies, Pin, Socket connector, Lapp ÖLFLEX® CLASSIC 110 BK 25G1.5 or similar, Shielded: No, Number of poles: 24
1443 | 2712350500 | CH-HKAA-HKAB-24-0500-AG | Heavy duty connector assemblies, Pin, Socket connector, Lapp ÖLFLEX® CLASSIC 110 BK 12G1.5 or similar, Shielded: No, Number of poles: 24
1444 | 2712360500 | CH-HLAA-HLAB-24-0500-AG | Heavy duty connector assemblies, Pin, Socket connector, Lapp ÖLFLEX® CLASSIC 110 BK 25G1.5 or similar, Shielded: No, Number of poles: 24
1445 | 2712410200 | CH-HOAB-XXXX-06-0200-AI | Heavy duty connector assemblies, Socket connector, Lapp ÖLFLEX® CLASSIC 110 BK 7G2.5 or similar, Shielded: No, Number of poles: 6
1446 | 2712410100 | CH-HOAB-XXXX-06-0100-AI | Heavy duty connector assemblies, Socket connector, Lapp ÖLFLEX® CLASSIC 110 BK 7G2.5 or similar, Shielded: No, Number of poles: 6
1447 | 2712450200 | CH-HPBC-HPBD-08-0200-AA | Heavy duty connector assemblies, Pin, Socket connector, Helukabel JZ-500 10G2.5 or similar, Shielded: No, Number of poles: 8
1448 | 2712430500 | CH-HOAA-HOBC-06-0500-AI | Heavy duty connector assemblies, Pin, Socket connector, Lapp ÖLFLEX® CLASSIC 110 BK 7G2.5 or similar, Shielded: No, Number of poles: 6
1449 | 2712450100 | CH-HPBC-HPBD-08-0100-AA | Heavy duty connector assemblies, Pin, Socket connector, Helukabel JZ-500 10G2.5 or similar, Shielded: No, Number of poles: 8
1450 | 2712410500 | CH-HOAB-XXXX-06-0500-AI | Heavy duty connector assemblies, Socket connector, Lapp ÖLFLEX® CLASSIC 110 BK 7G2.5 or similar, Shielded: No, Number of poles: 6
1451 | 2712510200 | CH-HOBD-XXXX-08-0200-AA | Heavy duty connector assemblies, Pin, Helukabel JZ-500 10G2.5 or similar, Shielded: No, Number of poles: 8
1452 | 2712510100 | CH-HOBD-XXXX-08-0100-AA | Heavy duty connector assemblies, Pin, Helukabel JZ-500 10G2.5 or similar, Shielded: No, Number of poles: 8
1453 | 2712510500 | CH-HOBD-XXXX-08-0500-AA | Heavy duty connector assemblies, Pin, Helukabel JZ-500 10G2.5 or similar, Shielded: No, Number of poles: 8
1454 | 7789828400 | C300-32B-320B-2S-M25-40M | Pre-assembled cable, PAC, Cable LiYCY, 0.25 mm²
1455 | 2680970000 | TRP 24VDC 2CO EMPTY | TERMSERIES, Relay socket, Number of contacts: 2, CO contact, Rated control voltage: 24 V DC ±20 %, Continuous current: 10 A, PUSH IN
1456 | 2614860000 | TOP 5VDC 48VDC0.1A | TERMSERIES, Solid-state relay, 1 NO contact (Bipolar transistor), Rated control voltage: 5 V DC ±20 % , Rated switching voltage: 3... 48 V DC, Continuous current: 100 mA, PUSH IN
1457 | 2681190000 | TRP 230VAC RC 2CO EMPTY | TERMSERIES, Relay socket, Number of contacts: 2, CO contact, Rated control voltage: 230 V AC ±10 %, Continuous current: 10 A, PUSH IN
1458 | 2681010000 | TRP 120VUC 2CO EMPTY | TERMSERIES, Relay socket, Number of contacts: 2, CO contact, Rated control voltage: 120 V UC ±10 %, Continuous current: 10 A, PUSH IN
1459 | 2681000000 | TRP 60VUC 2CO EMPTY | TERMSERIES, Relay socket, Number of contacts: 2, CO contact, Rated control voltage: 60 V UC ±10 %, Continuous current: 10 A, PUSH IN
1460 | 2681030000 | TRP 120VAC RC 2CO EMPTY | TERMSERIES, Relay socket, Number of contacts: 2, CO contact, Rated control voltage: 120 V AC ±10 %, Continuous current: 10 A, PUSH IN
1461 | 2680990000 | TRP 48VUC 2CO EMPTY | TERMSERIES, Relay socket, Number of contacts: 2, CO contact, Rated control voltage: 48 V UC ±10 %, Continuous current: 10 A, PUSH IN
1462 | 2680960000 | TRP 12VDC 2CO EMPTY | TERMSERIES, Relay socket, Number of contacts: 2, CO contact, Rated control voltage: 12 V DC ±20 %, Continuous current: 10 A, PUSH IN
1463 | 2681020000 | TRP 230VUC 2CO EMPTY | TERMSERIES, Relay socket, Number of contacts: 2, CO contact, Rated control voltage: 230 V UC ±10%, Continuous current: 10 A, PUSH IN
1464 | 2680980000 | TRP 24VUC 2CO EMPTY | TERMSERIES, Relay socket, Number of contacts: 2, CO contact, Rated control voltage: 24 V UC ±10 %, Continuous current: 10 A, PUSH IN
1465 | 2680850000 | TRP 5VDC 2CO EMPTY | TERMSERIES, Relay socket, Number of contacts: 2, CO contact, Rated control voltage: 5 V DC ±20 %, Continuous current: 10 A, PUSH IN
1466 | 2712100000 | SFX 9/24 MM BP GE | SlimFix, Conductor and cable markers, 7 - 40 mm, 26 x 15 mm, yellow
1467 | 2712110000 | SFX 11/60 MM BP WS | SlimFix, Conductor and cable markers, 7 - 40 mm, 60 x 13 mm, white
1468 | 2712120000 | SFX 11/60 MM BP GE | SlimFix, Conductor and cable markers, 7 - 40 mm, 60 x 13 mm, yellow
1469 | 2711870000 | THM WO-Q 25/19.1 WS | THM, Conductor and cable markers, 2 - 3.8 mm, 25 x 19.1 mm, white
1470 | 2711910000 | THM WO-Q VIN 25/19.1 WS | THM, Conductor and cable markers, 2 - 4 mm, 25 x 19.1 mm, white
1471 | 2681570000 | SAISWP-5A-4/8-M12 | Plugs prefabricated to customer spec., M12, pin, 90°
1472 | 2681510000 | SAIBWP-4A-4/8-M12 | Sockets prefabricated to customer spec., M12, Female socket, straight
1473 | 2681560000 | SAISP-5A-4/8-M12 | Plugs prefabricated to customer spec., M12, pin, straight
1474 | 2681590000 | SAIBWP-5A-4/8-M12 | Sockets prefabricated to customer spec., M12, Socket, angled
1475 | 2681490000 | SAISWP-4A-4/8-M12 | Plugs prefabricated to customer spec., M12, pin, 90°
1476 | 2681500000 | SAIBP-4A-4/8-M12 | Sockets prefabricated to customer spec., M12, Female socket, straight
1477 | 2681580000 | SAIBP-5A-4/8-M12 | Sockets prefabricated to customer spec., M12, Female socket, straight
1478 | 2704800000 | CD-HF 37.5X25 5/7.5 BL | Halogen-free cable duct, 37.5 mm x 25 mm, 5.00 mm x 7.50 mm, 2000 mm
1479 | 2704910000 | CD-HF 75X100 5/7.5 BL | Halogen-free cable duct, 75 mm x 100 mm, 5.00 mm x 7.50 mm, 2000 mm
1480 | 2704920000 | CD-HF 75X125 5/7.5 BL | Halogen-free cable duct, 75 mm x 125 mm, 5.00 mm x 7.50 mm, 2000 mm
1481 | 2704900000 | CD-HF 75X75 5/7.5 BL | Halogen-free cable duct, 75 mm x 75 mm, 5.00 mm x 7.50 mm, 2000 mm
1482 | 2704890000 | CD-HF 75X50 5/7.5 BL | Halogen-free cable duct, 75 mm x 50 mm, 5.00 mm x 7.50 mm, 2000 mm
1483 | 2704870000 | CD-HF 75X25 5/7.5 BL | Halogen-free cable duct, 75 mm x 25 mm, 5.00 mm x 7.50 mm, 2000 mm
1484 | 2704820000 | CD-HF 50X25 5/7.5 BL | Halogen-free cable duct, 50 mm x 25 mm, 5.00 mm x 7.50 mm, 2000 mm
1485 | 2704850000 | CD-HF 50X75 5/7.5 BL | Halogen-free cable duct, 50 mm x 75 mm, 5.00 mm x 7.50 mm, 2000 mm
1486 | 2704830000 | CD-HF 50X37.5 5/7.5 BL | Halogen-free cable duct, 50 mm x 37.5 mm, 5.00 mm x 7.50 mm, 2000 mm
1487 | 2704860000 | CD-HF 50X100 5/7.5 BL | Halogen-free cable duct, 50 mm x 100 mm, 5.00 mm x 7.50 mm, 2000 mm
1488 | 2704880000 | CD-HF 75X37.5 5/7.5 BL | Halogen-free cable duct, 75 mm x 37.5 mm, 5.00 mm x 7.50 mm, 2000 mm
1489 | 2704810000 | CD-HF 37.5X37.5 5/7.5 BL | Halogen-free cable duct, 37.5 mm x 37.5 mm, 5.00 mm x 7.50 mm, 2000 mm
1490 | 2704840000 | CD-HF 50X50 5/7.5 BL | Halogen-free cable duct, 50 mm x 50 mm, 5.00 mm x 7.50 mm, 2000 mm
1491 | 2680260000 | UR20-FBC-CC-TSN | Remote I/O fieldbus coupler, IP20, CC-Link IE TSN
1492 | 2690580000 | RED LINE SET 1 | Tools, Accessories
1493 | 2690610000 | RED LINE SET 2 | Tools, Accessories
1494 | 2685580000 | IE-CCM-5P-10.5 | Connecting module, IP68 (50 m / 24 h)
1495 | 2685560000 | IE-CCM-3P-8.5 | Connecting module, IP68 (50 m / 24 h)
1496 | 2685590000 | IE-CCTM-3P-8.5 | Connecting module, T-piece, IP68 (50 m / 24 h)
1497 | 2685570000 | IE-CCM-5P-8.5 | Connecting module, IP68 (50 m / 24 h)
1498 | 2690620000 | RED LINE SET 3 | Tools, Accessories
1499 | 2669640000 | IE-FC-DFM-KNOB-4X | FrontCom, Double frame, Metal cover, Control knob locking, NEMA 4X
1500 | 2691190000 | HDC MHP70 M 6 P | Male, silver
1501 | 2668280000 | HDC MHP70 M 6 | Male, silver
1502 | 2668200000 | HDC MHP70 F 10 | Female, silver, 10 - 10 mm²
1503 | 2691240000 | HDC MHP70 M 10 P | Male, silver
1504 | 2668210000 | HDC MHP70 F 6 | Female, silver, 6 - 6 mm²
1505 | 2668350000 | HDC MHP70 M 10 | Male, silver
1506 | 2668360000 | HDC MHP70 M 16 | Male, silver
1507 | 2668220000 | HDC MHP70 F 16 | Female, silver, 16 - 16 mm²
1508 | 2668260000 | HDC MHP70 F 25 | Female, silver, 25 - 25 mm²
1509 | 2691250000 | HDC MHP70 M 16 P | Male, silver
1510 | 2691260000 | HDC MHP70 M 25 P | Male, silver
1511 | 2682230000 | IE-SW-EL08-8GT | Network switch, unmanaged, Gigabit Ethernet, Number of ports: 8x RJ45, IP30, -40 °C...75 °C
1512 | 2682200000 | IE-SW-EL18-16TX-2GC | Network switch, unmanaged, Fast/Gigabit Ethernet, Number of ports: 16x RJ45 10/100BaseT(X), 2x combo-ports (10/100/1000BaseT(X) or 1000BaseSFP), IP30, -40 °C...75 °C
1513 | 2682220000 | IE-SW-EL05-4GT-1GESFP | Network switch, unmanaged, Gigabit Ethernet, Number of ports: 4 x RJ45, 1x 1000BaseSFP Slot, IP30, -40 °C...75 °C
1514 | 2682380000 | IE-SW-EL08-8POE | Network switch, unmanaged PoE, Fast Ethernet, Number of ports: 8x RJ45 10/100 BaseT(X) PoE+, IP30, -40 °C...75 °C
1515 | 2682390000 | IE-SW-EL06-4POE-2SC | Network switch, unmanaged PoE, Fast Ethernet, Number of ports: 4x RJ45 10/100 BaseT(X) PoE+, 2x SC Multi-mode, IP30, -40 °C...75 °C
1516 | 2682410000 | IE-SW-EL10-8GTPOE-2GESFP | Network switch, unmanaged PoE, Gigabit Ethernet, Number of ports: 8x RJ45 10/100/1000 BaseT(X) PoE+, 2x 100/1000BaseSFP Slot, IP30, -40 °C...75 °C
1517 | 2682450000 | IE-SFP-1FE-MM-2 | SFP Transceiver, 100 Mbps, Multimode, LC-Duplex, 4 km, -40 °C...85 °C
1518 | 2682460000 | IE-SFP-1FE-SM-30 | SFP Transceiver, 100 Mbps, Singlemode, LC-Duplex, 30 km, -40 °C...85 °C
1519 | 2682480000 | IE-SFP-1GE-MM-05 | SFP Transceiver, 1000 Mbps, Multimode, LC-Duplex, 0.5 km, -40 °C...85 °C
1520 | 2682490000 | IE-SFP-1GE-MM-2 | SFP Transceiver, 1000 Mbps, Multimode, LC-Duplex, 2 km, -40 °C...85 °C
1521 | 2682470000 | IE-SFP-1FE-SM-60 | SFP Transceiver, 100 Mbps, Singlemode, LC-Duplex, 60 km, -40 °C...85 °C
1522 | 2682500000 | IE-SFP-1GE-SM-10 | SFP Transceiver, 1000 Mbps, Singlemode, LC-Duplex, 10 km, -40 °C...85 °C
1523 | 2682510000 | IE-SFP-1GE-SM-40 | SFP Transceiver, 1000 Mbps, Singlemode, LC-Duplex, 40 km, -40 °C...85 °C
1524 | 2682520000 | IE-SFP-1GE-SM-10-BIDI-TX1310 | SFP Transceiver, 1000 Mbps, Singlemode BiDi, LC-Simplex, 10 km, -40 °C...85 °C
1525 | 2682530000 | IE-SFP-1GE-SM-10-BIDI-TX1550 | SFP Transceiver, 1000 Mbps, Singlemode BiDi, LC-Simplex, 10 km, -40 °C...85 °C
1526 | 2682540000 | IE-SFP-1GE-SM-20-BIDI-TX1310 | SFP Transceiver, 1000 Mbps, Singlemode BiDi, LC-Simplex, 20 km, -40 °C...85 °C
1527 | 2682550000 | IE-SFP-1GE-SM-20-BIDI-TX1550 | SFP Transceiver, 1000 Mbps, Singlemode BiDi, LC-Simplex, 20 km, -40 °C...85 °C
1528 | 2682160000 | IE-SW-EL16-14TX-2FESFP | Network switch, unmanaged, Fast Ethernet, Number of ports: 14x RJ45, 2x Slots 100BaseSFP, IP30, -40 °C...75 °C
1529 | 2681860000 | ESG 8/17 OF MC NE WS | ESG, Device markers x 17 mm, PA 66, Colour: white, pluggable
1530 | 2681850000 | ESG-FI 9/25 MC NE WS | ESG, Device markers x 25 mm, PA 66, Colour: white, pluggable
1531 | 2681830000 | ESG-FI 9/15 MC NE WS | ESG, Device markers x 15 mm, PA 66, Colour: white, pluggable
1532 | 2681820000 | ESG-FI 12/6 MC NE WS | ESG, Device markers x 6 mm, PA 66, Colour: white, pluggable
1533 | 2725370000 | WPD 109 1X185/2X35+3X25+4X16 BK | W-Series, Distribution block, Rated cross-section: Screw connection
1534 | 2725300000 | WPD 304 3X25/6X16+9X10 3XRD | W-Series, Distribution block, Rated cross-section: Screw connection
1535 | 2725450000 | WPD 107 1X95/2X35+8X25 BK | W-Series, Distribution block, Rated cross-section: Screw connection
1536 | 2725290000 | WPD 204 2X25/4X16+6X10 2XRD | W-Series, Distribution block, Rated cross-section: Screw connection
1537 | 2725390000 | WPD 204 2X25/4X16+6X10 2XBK | W-Series, Distribution block, Rated cross-section: Screw connection
1538 | 2725420000 | WPD 205 2X35/4X25+6X16 2XBK | W-Series, Distribution block, Rated cross-section: Screw connection
1539 | 2725330000 | WPD 305 3X35/6X25+9X16 3XRD | W-Series, Distribution block, Rated cross-section: Screw connection
1540 | 2725320000 | WPD 205 2X35/4X25+6X16 2XRD | W-Series, Distribution block, Rated cross-section: Screw connection
1541 | 2725430000 | WPD 305 3X35/6X25+9X16 3XBK | W-Series, Distribution block, Rated cross-section: Screw connection
1542 | 2725380000 | WPD 108 1X120/2X35+3X25+4X16 BK | W-Series, Distribution block, Rated cross-section: Screw connection
1543 | 2725400000 | WPD 304 3X25/6X16+9X10 3XBK | W-Series, Distribution block, Rated cross-section: Screw connection
1544 | 2725410000 | WPD 105 1X35+1X16/2X25+3X16 BK | W-Series, Distribution block, Rated cross-section: Screw connection
1545 | 2725360000 | WPD 104 1X25+1X16/2X16+3X10 BK | W-Series, Distribution block, Rated cross-section: Screw connection
1546 | 2725340000 | WPD 106 1X70/2X25+3X16 RD | W-Series, Distribution block, Rated cross-section: Screw connection
1547 | 2725310000 | WPD 105 1X35+1X16/2X25+3X16 RD | W-Series, Distribution block, Rated cross-section: Screw connection
1548 | 2725440000 | WPD 106 1X70/2X25+3X16 BK | W-Series, Distribution block, Rated cross-section: Screw connection
1549 | 2716790000 | HDC AF WM | HDC enclosures, Size: , Protection degree:
1550 | 2716810000 | HDC 06B AF WM COVER | HDC enclosures, Size: 3, Protection degree: IP66 (in plugged condition), Cover for lower part of housing, Screw
1551 | 2716820000 | HDC 10B AF WM COVER | HDC enclosures, Size: 4, Protection degree: IP66 (in plugged condition), Cover for lower part of housing, Screw
1552 | 2716830000 | HDC 16B AF WM COVER | HDC enclosures, Size: 6, Protection degree: IP66 (in plugged condition), Cover for lower part of housing, Screw
1553 | 2716840000 | HDC 24B AF WM COVER | HDC enclosures, Size: 8, Protection degree: IP66 (in plugged condition), Cover for lower part of housing, Screw
1554 | 2725270000 | WPD 109 1X185/2X35+3X25+4X16 RD | W-Series, Distribution block, Rated cross-section: Screw connection
1555 | 2725260000 | WPD 104 1X25+1X16/2X16+3X10 RD | W-Series, Distribution block, Rated cross-section: Screw connection
1556 | 2725280000 | WPD 108 1X120/2X35+3X25+4X16 RD | W-Series, Distribution block, Rated cross-section: Screw connection
1557 | 2705000000 | IE-SW-EL08-8GT-MINI | Network switch, unmanaged, Gigabit Ethernet, Number of ports: 8x RJ45, IP30, -40 °C...75 °C
1558 | 2682240000 | IE-SW-EL10-8GT-2GESFP | Network switch, unmanaged, Gigabit Ethernet, Number of ports: 8x RJ45, 2x 100/1000BaseSFP Slot, IP30, -40 °C...75 °C
1559 | 2721990000 | VG M25 EXE 12-17 CR7J G4 | VG Exe 7J (Ex plastic cable gland 7J Exe), Cable glands, M 25, 10 mm, OD min. 12 - OD max. 17 mm, IP54, IP66, IP67, IP68 - 5 bar (30 min.), Polyamide 6
1560 | 2721930000 | VG M12 EXE 4-6.5 CR7J G4 | VG Exe 7J (Ex plastic cable gland 7J Exe), Cable glands, M 12, 10 mm, OD min. 4 - OD max. 6.5 mm, IP54, IP66, IP67, IP68 - 5 bar (30 min.), Polyamide 6
1561 | 2726810000 | VPU AC II US 0 60/50 | Spare arrester, Surge protection, UP(L/N-PE) < 800 V
1562 | 2726760000 | VPU AC I 3+1 275/25 LCF S 2PE | Surge voltage arrester, Low voltage, without telecomm. contact, Leakage-current-free, Surge protection, TN-C-S, TN-S, TT, IT with N, IT without N
1563 | 2690630000 | RED LINE SET 4 | Tools, Accessories
1564 | 2726730000 | VPU AC I 2 R 275/25 LCF S | Surge voltage arrester, Low voltage, Surge protection, Leakage-current-free, with remote contact, Single-phase, TN
1565 | 2726720000 | VPU AC I 2 275/25 LCF S | Surge voltage arrester, Low voltage, without telecomm. contact, Leakage-current-free, Surge protection, Single-phase, TN
1566 | 2726660000 | VPU AC I 1 R 275/25 LCF S | Surge voltage arrester, Low voltage, Surge protection, Leakage-current-free, with remote contact, Single-phase
1567 | 2726680000 | VPU AC I 1+1 275/25 LCF S | Surge voltage arrester, Low voltage, without telecomm. contact, Leakage-current-free, Surge protection, Single-phase, TN, TT, IT with N, IT without N
1568 | 2726700000 | VPU AC I 1+1 R 275/25 LCF S | Surge voltage arrester, Low voltage, Surge protection, Leakage-current-free, with remote contact, Single-phase, TN, TT, IT with N, IT without N
1569 | 2726620000 | VPU AC I 1 275/25 LCF S | Surge voltage arrester, Low voltage, without telecomm. contact, Leakage-current-free, Surge protection, TN, Single-phase
1570 | 2599700000 | UR67-PN-V14-POF-16DI-12 | Automation Products - u-remote IP67, Sensor-actuator active distributor, PROFINET V2.3
1571 | 2599690000 | UR67-PN-V14-POF-8DIDO-12 | Automation Products - u-remote IP67, Sensor-actuator active distributor, PROFINET V2.3
1572 | 2675010000 | A2C 16 DL BL | Feed-through terminal, PUSH IN, 16 mm², 1000 V
1573 | 2675120000 | A2T 2.5 DL BL | Feed-through terminal, PUSH IN, 2.5 mm², 800 V
1574 | 2674960000 | A2C 10 PE DL | PE terminal, PUSH IN, 10 mm², Green/yellow
1575 | 2674940000 | A2C 10 DL | Feed-through terminal, PUSH IN, 10 mm², 1000 V
1576 | 2674950000 | A2C 10 DL BL | Feed-through terminal, PUSH IN, 10 mm², 1000 V
1577 | 2674860000 | A4C 4 PE DL | PE terminal, PUSH IN, 4 mm², Green/yellow
1578 | 2674880000 | A2C 6 DL BL | Feed-through terminal, PUSH IN, 6 mm², 800 V, 41 A
1579 | 2674840000 | A4C 4 DL | Feed-through terminal, PUSH IN, 4 mm², 800 V, 32 A
1580 | 2674790000 | A2C 4 DL BL | Feed-through terminal, PUSH IN, 4 mm², 800 V, 32 A
1581 | 2674760000 | A4C 2.5 DL BL | Feed-through terminal, PUSH IN, 2.5 mm², 800 V, 24 A
1582 | 2674720000 | A3C 2.5 DL | Feed-through terminal, PUSH IN, 2.5 mm², 800 V, 24 A
1583 | 2674660000 | A4C 1.5 DL | Feed-through terminal, PUSH IN, 1.5 mm², 500 V, 17.5 A
1584 | 2674650000 | A3C 1.5 PE DL | PE terminal, PUSH IN, 1.5 mm², Green/yellow
1585 | 2674680000 | A4C 1.5 PE DL | PE terminal, PUSH IN, 1.5 mm², Green/yellow
1586 | 2674700000 | A2C 2.5 DL BL | Feed-through terminal, PUSH IN, 2.5 mm², 800, 24 A
1587 | 2674590000 | A2C 1.5 DL | Feed-through terminal, PUSH IN, 1.5 mm², 500 V, 17.5 A
1588 | 2674610000 | A2C 1.5 PE DL | PE terminal, PUSH IN, 1.5 mm², Green/yellow
1589 | 2674670000 | A4C 1.5 DL BL | Feed-through terminal, PUSH IN, 1.5 mm², 500 V, 17.5 A
1590 | 2674780000 | A2C 4 DL | Feed-through terminal, PUSH IN, 4 mm², 800 V, 32 A
1591 | 2674600000 | A2C 1.5 DL BL | Feed-through terminal, PUSH IN, 1.5 mm², 500 V, 17.5 A
1592 | 2674850000 | A4C 4 DL BL | Feed-through terminal, PUSH IN, 4 mm², 800 V, 32 A
1593 | 2674750000 | A4C 2.5 DL | Feed-through terminal, PUSH IN, 2.5 mm², 800 V, 24 A
1594 | 2674630000 | A3C 1.5 DL | Feed-through terminal, PUSH IN, 1.5 mm², 500 V, 17.5 A
1595 | 2674730000 | A3C 2.5 DL BL | Feed-through terminal, PUSH IN, 2.5 mm², 800 V, 24 A
1596 | 2674640000 | A3C 1.5 DL BL | Feed-through terminal, PUSH IN, 1.5 mm², 500 V, 17.5 A
1597 | 2674870000 | A2C 6 DL | Feed-through terminal, PUSH IN, 6 mm², 800 V, 41 A
1598 | 2675000000 | A2C 16 DL | Feed-through terminal, PUSH IN, 16 mm², 1000 V
1599 | 2675110000 | A2T 2.5 DL | Feed-through terminal, PUSH IN, 2.5 mm², 800 V, 24 A, dark beige
1600 | 2674690000 | A2C 2.5 DL | Feed-through terminal, PUSH IN, 2.5 mm², 800, 24 A
1601 | 2675020000 | A2C 16 PE DL | PE terminal, PUSH IN, 16 mm², Green/yellow
1602 | 2675210000 | ADT 2.5 2C DL | Test-disconnect terminal, PUSH IN, 2.5 mm², 500 V
1603 | 2674770000 | A4C 2.5 PE DL | PE terminal, PUSH IN, 2.5 mm², Green/yellow
1604 | 2674820000 | A3C 4 DL BL | Feed-through terminal, PUSH IN, 4 mm², 800 V, 32 A
1605 | 2675060000 | A2T 1.5 DL | Double-tier terminal, PUSH IN, 1.5 mm², 500 V
1606 | 2674930000 | A3C 6 PE DL | PE terminal, PUSH IN, 6 mm², Green/yellow
1607 | 2675080000 | A2T 1.5 FT-PE DL | Double-tier terminal, PUSH IN, 1.5 mm², 500 V
1608 | 2675070000 | A2T 1.5 DL BL | Double-tier terminal, PUSH IN, 1.5 mm², 500 V
1609 | 2675150000 | A2T 2.5 PE DL | PE terminal, PUSH IN, 2.5 mm², Green/yellow
1610 | 2675090000 | A2T 1.5 VL DL | Double-tier terminal, PUSH IN, 1.5 mm², 500 V
1611 | 2675220000 | ADT 2.5 2C DL BL | Test-disconnect terminal, PUSH IN, 2.5 mm², 500 V
1612 | 2675230000 | ADT 2.5 4C DL | Test-disconnect terminal, PUSH IN, 2.5 mm², 500 V
1613 | 2675300000 | AAP11 6 LO DL RD | Supply terminal, PUSH IN, 6 mm², 500 V
1614 | 2675330000 | AAP11 6 LO DL BL/OR | Supply terminal, PUSH IN, 6 mm², 500 V
1615 | 2675320000 | AAP11 6 LO DL BL | Supply terminal, PUSH IN, 6 mm², 500 V
1616 | 2675340000 | AAP11 1.5 LI DL RD | Modular distribution terminals, PUSH IN, 500 V
1617 | 2675360000 | AAP11 1.5 LI DL BL | Modular distribution terminals, PUSH IN, 500 V
1618 | 2675470000 | AAP12 2.5 LI DL OR | Modular distribution terminals, PUSH IN, 800 V
1619 | 2675550000 | AAP13 1.5 LI-LI DL | Modular distribution terminals, 1.5 mm², 250 V, 16 A, dark beige
1620 | 2675350000 | AAP11 1.5 LI DL OR | Modular distribution terminals, PUSH IN, 500 V
1621 | 2675490000 | AAP12 2.5 LI DL BL | Modular distribution terminals, PUSH IN, 800 V
1622 | 2675580000 | AIO21 1.5 SI DL | Initiator/actuator terminal, PUSH IN, 1.5 mm², 250 V, 13.5 A, dark beige
1623 | 2675600000 | AIO21 1.5 SO-PE DL | Initiator/actuator terminal, PUSH IN, 1.5 mm², 250 V, 13.5 A, dark beige
1624 | 2675570000 | AAP14 2.5 LI-LI DL | Modular distribution terminals, PUSH IN, 500 V
1625 | 2675680000 | APGTB 1.5 FT 2C/1 DL | Feed-through terminal, PUSH IN, 1.5 mm², 500 V
1626 | 2675620000 | AIO23 1.5 2SI DL | Initiator/actuator terminal, PUSH IN, 1.5 mm², 250 V, 13.5 A, dark beige
1627 | 2675590000 | AIO21 1.5 SO DL | Initiator/actuator terminal, PUSH IN, 1.5 mm², 250 V, 13.5 A, dark beige
1628 | 2675700000 | APGTB 1.5 PE 2C/1 DL | PE terminal, PUSH IN, 1.5 mm²
1629 | 2675710000 | APGTB 1.5 FT 3C/1 DL | Feed-through terminal, PUSH IN, 1.5 mm², 500 V
1630 | 2675750000 | APGTB 1.5 FT 4C/2 DL BL | Feed-through terminal, PUSH IN, 1.5 mm², 500 V
1631 | 2675760000 | APGTB 1.5 PE 4C/2 DL | PE terminal, PUSH IN, 1.5 mm²
1632 | 2675690000 | APGTB 1.5 FT 2C/1 DL BL | Feed-through terminal, PUSH IN, 1.5 mm², 500 V
1633 | 2675730000 | APGTB 1.5 PE 3C/1 DL | PE terminal, PUSH IN, 1.5 mm²
1634 | 2675720000 | APGTB 1.5 FT 3C/1 DL BL | Feed-through terminal, PUSH IN, 1.5 mm², 500 V
1635 | 2675780000 | APGTB 1.5 2T 4C/2 DL BL | Feed-through terminal, PUSH IN, 1.5 mm², 500 V, 17.5 A, blue
1636 | 2675790000 | APGTB 1.5 2T FT-PE 4C/2 DL | Feed-through terminal, PUSH IN, 1.5 mm², 500 V, 17.5 A, dark beige
1637 | 2675810000 | APGTB 1.5 2T VL 4C/2 DL | Feed-through terminal, PUSH IN, 1.5 mm², 500 V, 17.5 A, dark beige
1638 | 2682350000 | IE-SW-AL08M-8GT | Network switch, managed, Gigabit Ethernet, Number of ports: 8x RJ45, IP30, -40 °C...75 °C
1639 | 2683100000 | PVN1M2I6S0F3V1O1TXPX10 | Photovoltaics, Combiner Box, 1000 V, 2 MPPT's, 3 Inputs / 3 Outputs per MPPT, With fuse holder, Surge protection I / II, Switch disconnector, WM4C
1640 | 2716650000 | PNP-16-MOD-TCP | Rated current : 16 A, Applications: Power and flow measurement
1641 | 2716660000 | PNP-32-MOD-TCP | Rated current : 32 A, Applications: Power and flow measurement
1642 | 2716690000 | PNP-U-MOD-TCP | Rated current : via current transformer 1 A/5 A, Applications: Power and flow measurement
1643 | 2727410000 | RS VERT 8P 24VDC Z UL V1 | 1 P, PUSH IN
1644 | 2728090000 | KCMA-8-250-5A-1.5VA1 | Primary current: 250 A, Secondary current max.: 5 A, Load: 1.5 VA, Tolerance class: 1
1645 | 2683210000 | PVN1M2I6S0FXV1O1TXPX10 | Photovoltaics, Combiner Box, 1000 V, 2 MPPT's, 3 Inputs / 3 Outputs per MPPT, Surge protection I / II, Switch disconnector, WM4C
1646 | 2719370000 | BVDF 7.62HP/02/180SN BK BX | PCB plug-in connector, female plug, 7.62 mm, Number of poles: 2, 180°, PUSH IN with actuator, Tension-clamp connection, Clamping range, max. : 10 mm², Box
1647 | 2720430000 | BVDF 7.62HP/03/180SN BK BX | PCB plug-in connector, female plug, 7.62 mm, Number of poles: 3, 180°, PUSH IN with actuator, Tension-clamp connection, Clamping range, max. : 10 mm², Box
1648 | 2720450000 | BVDF 7.62HP/05/180SN BK BX | PCB plug-in connector, female plug, 7.62 mm, Number of poles: 5, 180°, PUSH IN with actuator, Tension-clamp connection, Clamping range, max. : 10 mm², Box
1649 | 2720440000 | BVDF 7.62HP/04/180SN BK BX | PCB plug-in connector, female plug, 7.62 mm, Number of poles: 4, 180°, PUSH IN with actuator, Tension-clamp connection, Clamping range, max. : 10 mm², Box
1650 | 2720460000 | BVDF 7.62HP/06/180SN BK BX | PCB plug-in connector, female plug, 7.62 mm, Number of poles: 6, 180°, PUSH IN with actuator, Tension-clamp connection, Clamping range, max. : 10 mm², Box
1651 | 2719380000 | BVDF 7.62HP/02/180SF SN BK BX | PCB plug-in connector, female plug, 7.62 mm, Number of poles: 2, 180°, PUSH IN with actuator, Tension-clamp connection, Clamping range, max. : 10 mm², Box
1652 | 2720470000 | BVDF 7.62HP/07/180SN BK BX | PCB plug-in connector, female plug, 7.62 mm, Number of poles: 7, 180°, PUSH IN with actuator, Tension-clamp connection, Clamping range, max. : 10 mm², Box
1653 | 2720490000 | BVDF 7.62HP/03/180SF SN BK BX | PCB plug-in connector, female plug, 7.62 mm, Number of poles: 3, 180°, PUSH IN with actuator, Tension-clamp connection, Clamping range, max. : 10 mm², Box
1654 | 2720500000 | BVDF 7.62HP/04/180SF SN BK BX | PCB plug-in connector, female plug, 7.62 mm, Number of poles: 4, 180°, PUSH IN with actuator, Tension-clamp connection, Clamping range, max. : 10 mm², Box
1655 | 2720530000 | BVDF 7.62HP/07/180SF SN BK BX | PCB plug-in connector, female plug, 7.62 mm, Number of poles: 7, 180°, PUSH IN with actuator, Tension-clamp connection, Clamping range, max. : 10 mm², Box
1656 | 2720520000 | BVDF 7.62HP/06/180SF SN BK BX | PCB plug-in connector, female plug, 7.62 mm, Number of poles: 6, 180°, PUSH IN with actuator, Tension-clamp connection, Clamping range, max. : 10 mm², Box
1657 | 2720510000 | BVDF 7.62HP/05/180SF SN BK BX | PCB plug-in connector, female plug, 7.62 mm, Number of poles: 5, 180°, PUSH IN with actuator, Tension-clamp connection, Clamping range, max. : 10 mm², Box
1658 | 2720540000 | BVDF 7.62HP/08/180SF SN BK BX | PCB plug-in connector, female plug, 7.62 mm, Number of poles: 8, 180°, PUSH IN with actuator, Tension-clamp connection, Clamping range, max. : 10 mm², Box
1659 | 2720610000 | BVDF 7.62HP/07/180MSF2 SN BK BX | PCB plug-in connector, female plug, 7.62 mm, Number of poles: 7, 180°, PUSH IN with actuator, Tension-clamp connection, Clamping range, max. : 10 mm², Box
1660 | 2720560000 | BVDF 7.62HP/02/180MSF2 SN BK BX | PCB plug-in connector, female plug, 7.62 mm, Number of poles: 2, 180°, PUSH IN with actuator, Tension-clamp connection, Clamping range, max. : 10 mm², Box
1661 | 2720580000 | BVDF 7.62HP/04/180MSF3 SN BK BX | PCB plug-in connector, female plug, 7.62 mm, Number of poles: 4, 180°, PUSH IN with actuator, Tension-clamp connection, Clamping range, max. : 10 mm², Box
1662 | 2720570000 | BVDF 7.62HP/03/180MSF3 SN BK BX | PCB plug-in connector, female plug, 7.62 mm, Number of poles: 3, 180°, PUSH IN with actuator, Tension-clamp connection, Clamping range, max. : 10 mm², Box
1663 | 2720600000 | BVDF 7.62HP/06/180MSF3 SN BK BX | PCB plug-in connector, female plug, 7.62 mm, Number of poles: 6, 180°, PUSH IN with actuator, Tension-clamp connection, Clamping range, max. : 10 mm², Box
1664 | 2720620000 | BVDF 7.62HP/08/180MSF5 SN BK BX | PCB plug-in connector, female plug, 7.62 mm, Number of poles: 8, 180°, PUSH IN with actuator, Tension-clamp connection, Clamping range, max. : 10 mm², Box
1665 | 2720590000 | BVDF 7.62HP/05/180MSF4 SN BK BX | PCB plug-in connector, female plug, 7.62 mm, Number of poles: 5, 180°, PUSH IN with actuator, Tension-clamp connection, Clamping range, max. : 10 mm², Box
1666 | 2720480000 | BVDF 7.62HP/08/180SN BK BX | PCB plug-in connector, female plug, 7.62 mm, Number of poles: 8, 180°, PUSH IN with actuator, Tension-clamp connection, Clamping range, max. : 10 mm², Box
1667 | 7789838060 | C300-32B-320B-2S-M50-6M | Pre-assembled cable, PAC, Cable LiYCY, 0.50 mm²
1668 | 1349690020 | PAC-UNIV-HE34-HE34-2M | Pre-assembled cable, PAC
1669 | 2683090000 | PVN1M1I3S0F3V1O1TXPX10 | Photovoltaics, Combiner Box, 1000 V, 1 MPPT, 3 Inputs / 3 Outputs per MPPT, With fuse holder, Surge protection I / II, Switch disconnector, WM4C
1670 | 2682420000 | IE-SW-AL08M-8GTPOE | Network switch, managed PoE, Gigabit Ethernet, Number of ports: 8x RJ45 10/100/1000 BaseT(X) PoE+, IP30, -40 °C...75 °C
1671 | 2682430000 | IE-SW-AL06M-4GTPOE-2GESFP | Network switch, managed PoE, Gigabit Ethernet, Number of ports: 4 * RJ45 10/100/1000BaseT(X) PoE+, 2x 100/1000BaseSFP Slot, IP30, -40 °C...75 °C
1672 | 2667880000 | LMF 7.50/09/90 3.5SN OR BX | Printed circuit board terminals, 7.50 mm, Number of poles: 9, 90°, Solder pin length (l): 3.5 mm, tinned, orange, PUSH IN with actuator, Clamping range, max. : 2.5 mm², Box
1673 | 2701690000 | D-SUB HDM6.3 T15HU 3.2B4 TY BK | OMNIMATE Data - D-SUB connector, D-SUB connectors male/fimale, Thread-nut UNC 4-40, THT solder connection, Pitch in mm (P): 1.15 mm, Number of poles: 15, 500, PBT, PBT GF, black, Tray
1674 | 2701700000 | D-SUB F6.3 T25HB 3.2B4 TY BK | OMNIMATE Data - D-SUB connector, female header, D-SUB connectors male/fimale, Thread-bolt UNC 4-40, THT solder connection, Pitch in mm (P): 2.77 mm, Number of poles: 25, ? 50 µ" Ni / 100 µ" Sn , 500, PBT glass fibre reinforced UL 94 V-0, PBT GF, black, Tray
1675 | 2701720000 | D-SUB M6.3 T09HB 3.2B4 TY BK | OMNIMATE Data - D-SUB connector, male header, D-SUB connectors male/fimale, Thread-bolt UNC 4-40, THT solder connection, Pitch in mm (P): 2.77 mm, Number of poles: 9, ? 50 µ" Ni / 100 µ" Sn , 500, PBT glass fibre reinforced UL 94 V-0, PBT GF, black, Tray
1676 | 2706950000 | D-SUB HDF6.3 T15HU 3.2B4 TY BK | OMNIMATE Data - D-SUB connector, female header, D-SUB connectors male/fimale, Thread-nut UNC 4-40, THT solder connection, Pitch in mm (P): 1.15 mm, Number of poles: 15, 500, PBT, PBT GF, black, Tray
1677 | 2701730000 | D-SUB F6.3 T15HU 3.2B4 TY BK | OMNIMATE Data - D-SUB connector, female header, D-SUB connectors male/fimale, Thread-nut UNC 4-40, THT solder connection, Pitch in mm (P): 2.77 mm, Number of poles: 15, ? 50 µ" Ni / 100 µ" Sn , 500, PBT glass fibre reinforced UL 94 V-0, AL, PBT GF, black, Tray
1678 | 2701710000 | D-SUB F6.3 T09HU 3.2B4 TY BK | OMNIMATE Data - D-SUB connector, female header, D-SUB connectors male/fimale, Thread-nut UNC 4-40, THT solder connection, Pitch in mm (P): 2.77 mm, Number of poles: 9, ? 50 µ" Ni / 100 µ" Sn , 500, PBT glass fibre reinforced UL 94 V-0, AL, PBT GF, black, Tray
1679 | 2707200000 | D-SUB F6.3 T09VB 3.2B4 TY BK | OMNIMATE Data - D-SUB connector, female header, D-SUB connectors male/fimale, Thread-bolt UNC 4-40, THT solder connection, Pitch in mm (P): 2.77 mm, Number of poles: 9, ? 50 µ" Ni / 100 µ" Sn , 500, PBT glass fibre reinforced UL 94 V-0, PBT GF, black, Tray
1680 | 2701750000 | D-SUB M6.3 T15HB 3.2B4 TY BK | OMNIMATE Data - D-SUB connector, male header, D-SUB connectors male/fimale, Thread-bolt UNC 4-40, THT solder connection, Pitch in mm (P): 2.77 mm, Number of poles: 15, ? 50 µ" Ni / 100 µ" Sn , 500, PBT glass fibre reinforced UL 94 V-0, PBT GF, black, Tray
1681 | 2724070000 | D-SUB M6.3 T25HU 3.2B4 TY BK | OMNIMATE Data - D-SUB connector, male header, D-SUB connectors male/fimale, Thread-nut UNC 4-40, THT solder connection, Pitch in mm (P): 2.77 mm, Number of poles: 25, ? 50 µ" Ni / 100 µ" Sn , 500, PBT glass fibre reinforced UL 94 V-0, PBT GF, black, Tray
1682 | 2707170000 | D-SUB M6.3 T09VU 3.2B4 TY BK | OMNIMATE Data - D-SUB connector, male header, D-SUB connectors male/fimale, Thread-nut UNC 4-40, THT solder connection, Pitch in mm (P): 2.77 mm, Number of poles: 9, ? 50 µ" Ni / 100 µ" Sn , 500, PBT glass fibre reinforced UL 94 V-0, PBT GF, black, Tray
1683 | 2707190000 | D-SUB M6.3 T25VU 3.2B4 TY BK | OMNIMATE Data - D-SUB connector, male header, D-SUB connectors male/fimale, Thread-nut UNC 4-40, THT solder connection, Pitch in mm (P): 2.77 mm, Number of poles: 25, ? 50 µ" Ni / 100 µ" Sn , 500, PBT glass fibre reinforced UL 94 V-0, PBT GF, black, Tray
1684 | 2707250000 | D-SUB M6.3 T25VB 3.2B4 TY BK | OMNIMATE Data - D-SUB connector, male header, D-SUB connectors male/fimale, Thread-bolt UNC 4-40, THT solder connection, Pitch in mm (P): 2.77 mm, Number of poles: 25, ? 50 µ" Ni / 100 µ" Sn , 500, PBT glass fibre reinforced UL 94 V-0, PBT GF, black, Tray
1685 | 2706980000 | D-SUB F6.3 T15HB 3.2B4 TY BK | OMNIMATE Data - D-SUB connector, female header, D-SUB connectors male/fimale, Thread-bolt UNC 4-40, THT solder connection, Pitch in mm (P): 2.77 mm, Number of poles: 15, ? 50 µ" Ni / 100 µ" Sn , 500, PBT glass fibre reinforced UL 94 V-0, PBT GF, black, Tray
1686 | 2707180000 | D-SUB M6.3 T15VU 3.2B4 TY BK | OMNIMATE Data - D-SUB connector, male header, D-SUB connectors male/fimale, Thread-nut UNC 4-40, THT solder connection, Pitch in mm (P): 2.77 mm, Number of poles: 15, ? 50 µ" Ni / 100 µ" Sn , 500, PBT glass fibre reinforced UL 94 V-0, PBT GF, black, Tray
1687 | 2707160000 | D-SUB F6.3 T15VU 3.2B4 TY BK | OMNIMATE Data - D-SUB connector, female header, D-SUB connectors male/fimale, Thread-nut UNC 4-40, THT solder connection, Pitch in mm (P): 2.77 mm, Number of poles: 15, ? 50 µ" Ni / 100 µ" Sn , 500, PBT glass fibre reinforced UL 94 V-0, PBT GF, black, Tray
1688 | 2706970000 | D-SUB F6.3 T09HB 3.2B4 TY BK | OMNIMATE Data - D-SUB connector, female header, D-SUB connectors male/fimale, Thread-bolt UNC 4-40, THT solder connection, Pitch in mm (P): 2.77 mm, Number of poles: 9, ? 50 µ" Ni / 100 µ" Sn , 500, PBT glass fibre reinforced UL 94 V-0, PBT GF, black, Tray
1689 | 2701760000 | D-SUB M6.3 T25HB 3.2B4 TY BK | OMNIMATE Data - D-SUB connector, male header, D-SUB connectors male/fimale, Thread-bolt UNC 4-40, THT solder connection, Pitch in mm (P): 2.77 mm, Number of poles: 25, ? 50 µ" Ni / 100 µ" Sn , 500, PBT glass fibre reinforced UL 94 V-0, PBT GF, black, Tray
1690 | 2707150000 | D-SUB F6.3 T09VU 3.2B4 TY BK | OMNIMATE Data - D-SUB connector, female header, D-SUB connectors male/fimale, Thread-nut UNC 4-40, THT solder connection, Pitch in mm (P): 2.77 mm, Number of poles: 9, ? 50 µ" Ni / 100 µ" Sn , 500, PBT glass fibre reinforced UL 94 V-0, PBT GF, black, Tray
1691 | 2707210000 | D-SUB F6.3 T15VB 3.2B4 TY BK | OMNIMATE Data - D-SUB connector, female header, D-SUB connectors male/fimale, Thread-bolt UNC 4-40, THT solder connection, Pitch in mm (P): 2.77 mm, Number of poles: 15, ? 50 µ" Ni / 100 µ" Sn , 500, PBT glass fibre reinforced UL 94 V-0, PBT GF, black, Tray
1692 | 2707240000 | D-SUB M6.3 T15VB 3.2B4 TY BK | OMNIMATE Data - D-SUB connector, male header, D-SUB connectors male/fimale, Thread-bolt UNC 4-40, THT solder connection, Pitch in mm (P): 2.77 mm, Number of poles: 15, ? 50 µ" Ni / 100 µ" Sn , 500, PBT glass fibre reinforced UL 94 V-0, PBT GF, black, Tray
1693 | 2724060000 | D-SUB M6.3 T15HU 3.2B4 TY BK | OMNIMATE Data - D-SUB connector, male header, D-SUB connectors male/fimale, Thread-nut UNC 4-40, THT solder connection, Pitch in mm (P): 2.77 mm, Number of poles: 15, ? 50 µ" Ni / 100 µ" Sn , 500, PBT glass fibre reinforced UL 94 V-0, PBT GF, black, Tray
1694 | 2707230000 | D-SUB M6.3 T09VB 3.2B4 TY BK | OMNIMATE Data - D-SUB connector, male header, D-SUB connectors male/fimale, Thread-bolt UNC 4-40, THT solder connection, Pitch in mm (P): 2.77 mm, Number of poles: 9, ? 50 µ" Ni / 100 µ" Sn , 500, PBT glass fibre reinforced UL 94 V-0, PBT GF, black, Tray
1695 | 2724030000 | D-SUB M6.3 T09HU 3.2B4 TY BK | OMNIMATE Data - D-SUB connector, male header, D-SUB connectors male/fimale, Thread-nut UNC 4-40, THT solder connection, Pitch in mm (P): 2.77 mm, Number of poles: 9, ? 50 µ" Ni / 100 µ" Sn , 500, PBT glass fibre reinforced UL 94 V-0, PBT GF, black, Tray
1696 | 2724020000 | D-SUB F6.3 T25HU 3.2B4 TY BK | OMNIMATE Data - D-SUB connector, female header, D-SUB connectors male/fimale, Thread-nut UNC 4-40, THT solder connection, Pitch in mm (P): 2.77 mm, Number of poles: 25, ? 50 µ" Ni / 100 µ" Sn , 500, PBT glass fibre reinforced UL 94 V-0, PBT GF, black, Tray
1697 | 2672320100 | IE-C5DB4BB0100MCSMCS-X | System cable, M12 D-code ? IP 67 straight pin, M12 D-code ? IP 67 straight pin, Cat.5 (ISO/IEC 11801) / Cat.5e (TIA T568-B), Polyolefine, 10 m
1698 | 2672320050 | IE-C5DB4BB0050MCSMCS-X | System cable, M12 D-code ? IP 67 straight pin, M12 D-code ? IP 67 straight pin, Cat.5 (ISO/IEC 11801) / Cat.5e (TIA T568-B), Polyolefine, 5 m
1699 | 2671890200 | IE-C5DB4BB0200MCSXXX-X | System cable, M12 D-code ? IP 67 straight pin, Open, Cat.5 (ISO/IEC 11801) / Cat.5e (TIA T568-B), Polyolefine, 20 m
1700 | 2671890150 | IE-C5DB4BB0150MCSXXX-X | System cable, M12 D-code ? IP 67 straight pin, Open, Cat.5 (ISO/IEC 11801) / Cat.5e (TIA T568-B), Polyolefine, 15 m
1701 | 2672320020 | IE-C5DB4BB0020MCSMCS-X | System cable, M12 D-code ? IP 67 straight pin, M12 D-code ? IP 67 straight pin, Cat.5 (ISO/IEC 11801) / Cat.5e (TIA T568-B), Polyolefine, 2 m
1702 | 2671890100 | IE-C5DB4BB0100MCSXXX-X | System cable, M12 D-code ? IP 67 straight pin, Open, Cat.5 (ISO/IEC 11801) / Cat.5e (TIA T568-B), Polyolefine, 10 m
1703 | 2671890020 | IE-C5DB4BB0020MCSXXX-X | System cable, M12 D-code ? IP 67 straight pin, Open, Cat.5 (ISO/IEC 11801) / Cat.5e (TIA T568-B), Polyolefine, 2 m
1704 | 2671890050 | IE-C5DB4BB0050MCSXXX-X | System cable, M12 D-code ? IP 67 straight pin, Open, Cat.5 (ISO/IEC 11801) / Cat.5e (TIA T568-B), Polyolefine, 5 m
1705 | 2725350000 | WPD 107 1X95/2X35+8X25 RD | W-Series, Distribution block, Rated cross-section: Screw connection
1706 | 2467230000 | PRO TOP2 120W 24V 5A UW | Power supply, switch-mode power supply unit
1707 | 2467260000 | PRO TOP2 240W 24V 10A UW EX | Power supply, switch-mode power supply unit
1708 | 2467240000 | PRO TOP2 120W 24V 5A UW EX | Power supply, switch-mode power supply unit
1709 | 2467250000 | PRO TOP2 240W 24V 10A UW | Power supply, switch-mode power supply unit
1710 | 2467270000 | PRO TOP2 240W 48V 5A UW | Power supply, switch-mode power supply unit
1711 | 2702700000 | SAIBWC-D-18/28-4/9CG | Sockets prefabricated to customer spec., M12, Socket, angled
1712 | 2702690000 | SAISWC-D-18/28-4/9CG | Plugs prefabricated to customer spec., M12, pin, 90°
1713 | 2720550000 | BVDF 7.62HP/02/180MF2 SN BK BX | PCB plug-in connector, female plug, 7.62 mm, Number of poles: 2, 180°, PUSH IN with actuator, Tension-clamp connection, Clamping range, max. : 10 mm², Box
1714 | 2697640000 | STRIPPER 25 | Stripping and cutting tool
1715 | 2723030050 | IE-C6HD8UG0050E40XCS-E | Dragline cable, M12 X-type IP 67 straight male, RJ45 IP 20, Cat.6A / Class EA (ISO/IEC 11801 2010), PUR, 5 m
1716 | 2723030030 | IE-C6HD8UG0030E40XCS-E | Dragline cable, M12 X-type IP 67 straight male, RJ45 IP 20, Cat.6A / Class EA (ISO/IEC 11801 2010), PUR, 3 m
1717 | 2723030100 | IE-C6HD8UG0100E40XCS-E | Dragline cable, M12 X-type IP 67 straight male, RJ45 IP 20, Cat.6A / Class EA (ISO/IEC 11801 2010), PUR, 10 m
1718 | 2723030150 | IE-C6HD8UG0150E40XCS-E | Dragline cable, M12 X-type IP 67 straight male, RJ45 IP 20, Cat.6A / Class EA (ISO/IEC 11801 2010), PUR, 15 m
1719 | 2723030075 | IE-C6HD8UG0075E40XCS-E | Dragline cable, M12 X-type IP 67 straight male, RJ45 IP 20, Cat.6A / Class EA (ISO/IEC 11801 2010), PUR, 7.5 m
1720 | 2723030010 | IE-C6HD8UG0010E40XCS-E | Dragline cable, M12 X-type IP 67 straight male, RJ45 IP 20, Cat.6A / Class EA (ISO/IEC 11801 2010), PUR, 1 m
1721 | 2701740000 | D-SUB F6.3 T25VU 3.2B4 TY BK | OMNIMATE Data - D-SUB connector, female header, D-SUB connectors male/fimale, Thread-nut UNC 4-40, THT solder connection, Pitch in mm (P): 2.77 mm, Number of poles: 25, ? 50 µ" Ni / 100 µ" Sn , 500, PBT glass fibre reinforced UL 94 V-0, PBT GF, black, Tray
1722 | 2725850020 | IE-S1DS2VE0020T01T01-E | Patch cable, M8 SPE ( IEC63171-5) - IP67 socket contact - straight, M8 SPE ( IEC63171-5) - IP67 socket contact - straight, PVC, 2 m
1723 | 2725850010 | IE-S1DS2VE0010T01T01-E | Patch cable, M8 SPE ( IEC63171-5) - IP67 socket contact - straight, M8 SPE ( IEC63171-5) - IP67 socket contact - straight, PVC, 1 m
1724 | 2725850030 | IE-S1DS2VE0030T01T01-E | Patch cable, M8 SPE ( IEC63171-5) - IP67 socket contact - straight, M8 SPE ( IEC63171-5) - IP67 socket contact - straight, PVC, 3 m
1725 | 2725850050 | IE-S1DS2VE0050T01T01-E | Patch cable, M8 SPE ( IEC63171-5) - IP67 socket contact - straight, M8 SPE ( IEC63171-5) - IP67 socket contact - straight, PVC, 5 m
1726 | 2716670000 | PNP-63-MOD-TCP | Rated current : 63 A, Applications: Power and flow measurement
1727 | 1373780080 | C300-36B-F-2S-M34-8M | Pre-assembled cable, PAC, Cable LiYCY, 0.34 mm²
1728 | 2711810000 | S2L-SMT 3.50/46/90LF 3.2SN BK BX | PCB plug-in connector, Solder flange, THT/THR solder connection, 3.50 mm, Number of poles: 46, 90°, Solder pin length (l): 3.2 mm, tinned, black, Box
1729 | 2711790000 | S2L-SMT 3.50/42/90LF 3.2SN BK BX | PCB plug-in connector, Solder flange, THT/THR solder connection, 3.50 mm, Number of poles: 42, 90°, Solder pin length (l): 3.2 mm, tinned, black, Box
1730 | 2711780000 | S2L-SMT 3.50/40/90LF 3.2SN BK BX | PCB plug-in connector, Solder flange, THT/THR solder connection, 3.50 mm, Number of poles: 40, 90°, Solder pin length (l): 3.2 mm, tinned, black, Box
1731 | 2711800000 | S2L-SMT 3.50/44/90LF 3.2SN BK BX | PCB plug-in connector, Solder flange, THT/THR solder connection, 3.50 mm, Number of poles: 44, 90°, Solder pin length (l): 3.2 mm, tinned, black, Box
1732 | 2711820000 | S2L-SMT 3.50/48/90LF 3.2SN BK BX | PCB plug-in connector, Solder flange, THT/THR solder connection, 3.50 mm, Number of poles: 48, 90°, Solder pin length (l): 3.2 mm, tinned, black, Box
1733 | 2705620000 | UR20-2AI-UI-16 | Remote I/O module, IP20
1734 | 2705630000 | UR20-2AO-UI-16 | Remote I/O module, IP20
1735 | 2690470000 | A4C 2.5 FE | Functional earth terminal block, 2.5 mm², white
1736 | 2690460000 | A2C 2.5 FE | Functional earth terminal block, 2.5 mm², white
1737 | 2465950000 | UR20-PK-2464590000-SP | Replacement part
1738 | 2466000000 | UR20-PK-2464570000-SP | Replacement part
1739 | 2719130000 | SFM 2/18 1.8-2.5 MM GE | Conductor and cable markers, 1.8 - 2.5 mm, 18 x 4.6 mm, yellow
1740 | 2719100000 | SFM 2/18 1.8-2.5 MM WS | Conductor and cable markers, 1.8 - 2.5 mm, 18 x 4.6 mm, white
1741 | 2719120000 | SFM 2/12 1.8-2.5 MM GE | Conductor and cable markers, 1.8 - 2.5 mm, 12 x 4.6 mm, yellow
1742 | 2719090000 | SFM 2/12 1.8-2.5 MM WS | Conductor and cable markers, 1.8 - 2.5 mm, 12 x 4.6 mm, white
1743 | 2719110000 | SFM 2/24 1.8-2.5 MM WS | Conductor and cable markers, 1.8 - 2.5 mm, 24 x 4.6 mm, white
1744 | 2719140000 | SFM 2/24 1.8-2.5 MM GE | Conductor and cable markers, 1.8 - 2.5 mm, 24 x 4.6 mm, yellow
1745 | 2710110000 | HTTB 6 | Test-disconnect terminal, Hybrid connection, 6 mm², 500 V, 30 A, dark beige
1746 | 2710070000 | ATTB 6 | Test-disconnect terminal, PUSH IN, 6 mm², 500 V, 30 A, dark beige
1747 | 2710080000 | ATTB 6 PE | PE terminal, PUSH IN, 6 mm², Green/yellow
1748 | 2710120000 | HTTB 6 PE | PE terminal, Hybrid connection, 6 mm², Green/yellow
1749 | 2668960000 | AEP ITB 2.5 BB | A-series, End plate
1750 | 2668830000 | AEP ITB 6 BB NDT BL | A-series, End plate
1751 | 2668810000 | AEP ITB 6 BB 2C | A-series, End plate
1752 | 2668820000 | AEP ITB 6 BB 2C BL | A-series, End plate
1753 | 2668790000 | AEP ITB 2.5 BB 2C BL | A-series, End plate
1754 | 2668800000 | AEP ITB 2.5 BB NDT BL | A-series, End plate
1755 | 2669060000 | AEP ITB 2.5 | A-series, End plate
1756 | 2668780000 | AEP ITB 2.5 BB 2C | A-series, End plate
1757 | 2668870000 | APP ITB 2.5 BB 2C/NDT BL | A-series, End plate
1758 | 2668880000 | APP ITB 6 BB 2C/NDT BL | A-series, End plate
1759 | 2668970000 | APP ITB 2.5 BB BL | A-series, End plate
1760 | 1463640002 | IE-C6EL8UG0002XCSXCS-E | System cable, Cat.6A / Class EA (ISO/IEC 11801 2010), PUR
1761 | 1506200000 | ACT20P-CI-CO-P-S | Signal converter/isolator, HART®, Input : 0(4)-20 mA, Output : 0(4)-20 mA, Voltage supply also via CH20M rail bus
1762 | 1512170020 | PAC-M340-4X10-V0-2M | Pre-assembled cable, PAC, Cable LiYY, 5.4 ± 1 mm
1763 | 1535470050 | SAIL-M8WM8G-4-0.5U | Sensor/actuator line, Connecting line, Number of poles : 4, 0.5 m, Shielded: No, LED: No, Sheath material: PUR, Halogen: No
1764 | 1535470100 | SAIL-M8WM8G-4-1.0U | Sensor/actuator line, Connecting line, Number of poles : 4, 1 m, Shielded: No, LED: No, Sheath material: PUR, Halogen: No
1765 | 1535470500 | SAIL-M8WM8G-4-5.0U | Sensor/actuator line, Connecting line, Number of poles : 4, 5 m, Shielded: No, LED: No, Sheath material: PUR, Halogen: No
1766 | 1906300670 | SAIL-M12GM12G-4-6.7U | Sensor/actuator line, Connecting line, M12 / M12, Number of poles : 4, 6.7 m, Shielded: No, LED: No, Sheath material: PUR, Halogen: No
1767 | 1906300760 | SAIL-M12GM12G-4-7.6U | Sensor/actuator line, Connecting line, M12 / M12, Number of poles : 4, 7.6 m, Shielded: No, LED: No, Sheath material: PUR, Halogen: No
1768 | 1906300770 | SAIL-M12GM12G-4-7.7U | Sensor/actuator line, Connecting line, M12 / M12, Number of poles : 4, 7.7 m, Shielded: No, LED: No, Sheath material: PUR, Halogen: No
1769 | 1906300820 | SAIL-M12GM12G-4-8.2U | Sensor/actuator line, Connecting line, M12 / M12, Number of poles : 4, 8.2 m, Shielded: No, LED: No, Sheath material: PUR, Halogen: No
1770 | 1906300830 | SAIL-M12GM12G-4-8.3U | Sensor/actuator line, Connecting line, M12 / M12, Number of poles : 4, 8.3 m, Shielded: No, LED: No, Sheath material: PUR, Halogen: No
1771 | 1981910700 | SAIL-M8BG-4S-7.0U | Bus line, One end without connector, M8, Number of poles: 4, 7 m, Shielded: Yes, LED: No, Sheath material: PUR, Halogen: No
1772 | 1981910900 | SAIL-M8BG-4S-9.0U | Bus line, One end without connector, M8, Number of poles: 4, 9 m, Shielded: Yes, LED: No, Sheath material: PUR, Halogen: No
1773 | 1981911150 | SAIL-M8BG-4S-11.5U | Bus line, One end without connector, M8, Number of poles: 4, 11.5 m, Shielded: Yes, LED: No, Sheath material: PUR, Halogen: No
1774 | 2004300000 | PB-DP SUB-D M12 T PS S7 | SUB-D
1775 | 2004320000 | PB-DP SUB-D ZF T PS S7 | SUB-D
1776 | 2050020200 | SAIL-M12G-S3-2.0P | Power cable, One end without connector, M12, Number of poles : 3 (2 + PE), 2 m, Shielded: No, LED: No, Sheath material: PUR, Halogen: No
1777 | 2050060200 | SAIL-M12GM12G-S3-2.0P | Power cable, Connecting line, Number of poles : 3 (2 + PE), 2 m, Shielded: No, LED: No, Sheath material: PUR, Halogen: No
1778 | 2050061500 | SAIL-M12GM12G-S3-15P | Power cable, Connecting line, Number of poles : 3 (2 + PE), 15 m, Shielded: No, LED: No, Sheath material: PUR, Halogen: No
1779 | 2050062000 | SAIL-M12GM12G-S3-20P | Power cable, Connecting line, Number of poles : 3 (2 + PE), 20 m, Shielded: No, LED: No, Sheath material: PUR, Halogen: No
1780 | 2470820000 | KEBI QL 303022 S2B1 | Klippon EBi QL (Essential Box industrial - Quarter Lock), Empty enclosure, stainless steel enclosure, Height: 300 mm, Width: 300 mm, Depth: 220 mm, Gland plates: Bottom, Material: Stainless steel 1.4301 (304), Brushed, silver
1781 | 2470860000 | KEBI QL 504022 S2B1 | Klippon EBi QL (Essential Box industrial - Quarter Lock), Empty enclosure, stainless steel enclosure, Height: 500 mm, Width: 400 mm, Depth: 220 mm, Gland plates: Bottom, Material: Stainless steel 1.4301 (304), Brushed, silver
1782 | 2470900000 | KEBI QL 806022 S2B1 | Klippon EBi QL (Essential Box industrial - Quarter Lock), Empty enclosure, stainless steel enclosure, Height: 800 mm, Width: 600 mm, Depth: 220 mm, Gland plates: Bottom, Material: Stainless steel 1.4301 (304), Brushed, silver
1783 | 2526730200 | IE-C6FS8LG0200A44A40-X | System cable, RJ45 IP 67 PushPull V04 plastic, RJ45 IP 20 crimp, Cat.6A / Class EA (ISO/IEC 11801 2010), LSZH, 20 m
1784 | 2534210000 | FLEXIMET 5 M | Measuring tape
1785 | 2558290000 | ESG 8/20 K MC SDR | ESG, Device markers x 20 mm, PA 66, Colour: To customer specification
1786 | 2558300000 | ESG 6/15 SRC-I MC SDR | ESG, Device markers x 15 mm, PA 66, Colour: To customer specification
1787 | 2558320000 | ESG 9/26 SCM-I MC SDR | ESG, Device markers x 26 mm, PA 66, Colour: To customer specification
1788 | 2563810002 | IE-C6FP8LO0002M40M40-O | Patch cable, RJ45 IP 20, RJ45 IP 20, Cat.6A / Class EA (ISO/IEC 11801 2010), LSZH, 0.2 m
1789 | 2563810100 | IE-C6FP8LO0100M40M40-O | Patch cable, RJ45 IP 20, RJ45 IP 20, Cat.6A / Class EA (ISO/IEC 11801 2010), LSZH, 10 m
1790 | 2563810200 | IE-C6FP8LO0200M40M40-O | Patch cable, RJ45 IP 20, RJ45 IP 20, Cat.6A / Class EA (ISO/IEC 11801 2010), LSZH, 20 m
1791 | 2563810250 | IE-C6FP8LO0250M40M40-O | Patch cable, RJ45 IP 20, RJ45 IP 20, Cat.6A / Class EA (ISO/IEC 11801 2010), LSZH, 25 m
1792 | 2564960000 | IE-PI-SCRJ-POF-QA | SC insert, Plug SCRJ, POF, reconnectable
1793 | 2568260000 | IE-PS-V14M-2SC-POF-QA | FO connector, Version 14, SC-RJ POF, IP67
1794 | 2569890000 | ESG 7/10 MC NE TU | ESG, Device markers x 10 mm, PA 66, Colour: Turquoise
1795 | 2571510000 | ERTE KLBC SPX UL XL | Accessories, Replacement clamping jaw
1796 | 2574270000 | SFX 30/60 MC NE WS V0 | , Polyamide 66, Colour: white
1797 | 2576460060 | IE-C5DD4UG0060A2EA20-X | Dragline cable, PROFINET, RJ45 IP 67 PushPull V14 metal, RJ45 IP 20, Cat.5 (ISO/IEC 11801) / Cat.5e (TIA T568-B), PUR, 6 m
1798 | 2577160000 | SAIE-7/8S-4-0.4U-H | Built-in plugs, 7/8", 7/8", Number of poles: 4, 0.4 m
1799 | 2580920000 | ESG 7/10 MC SDR | ESG, Device markers x 10 mm, PA 66, Colour: white, Turquoise
1800 | 2581280000 | A2T 2.5 SNAPMARK BL | Feed-through terminal, PUSH IN, 2.5 mm², 800 V, 24 A, blue
1801 | 2581690000 | AAP21 10 LO OR | Supply terminal, PUSH IN, 10 mm², 250 V, 57 A, dark beige
1802 | 2581700000 | AAP21 4 LI OR | Modular distribution terminals, PUSH IN, 4 mm², 250 V, 32 A, dark beige
1803 | 2581710000 | AAP21 4 DT OR | Test-disconnect terminal, PUSH IN, 4 mm², 250 V, 20 A, dark beige
1804 | 2581800000 | AAP21 10 LO BL/OR | Supply terminal, PUSH IN, 10 mm², 250 V, 57 A, blue
1805 | 2582530000 | AAP21 4 LI BL/OR | Modular distribution terminals, PUSH IN, 4 mm², 250 V, 32 A, blue
1806 | 2593450000 | SCHT 7 BG | SCHT, Terminal marker, 39.3 x 8 mm, Pitch in mm (P): 7.00 beige
1807 | 2576290000 | DRIKITP 115VAC 2CO LD | D-SERIES DRI, Relay module, Number of contacts: 2, CO contact AgSnO, Rated control voltage: 115 V AC, Continuous current: 5 A, PUSH IN, Test button available: No
1808 | 2575990000 | DRMKITP 115VAC 2CO LD | D-SERIES DRM, Relay module, Number of contacts: 2, CO contact AgNi flash gold-plated, Rated control voltage: 115 V AC, Continuous current: 10 A, PUSH IN, Test button available: No
1809 | 2576220000 | DRIKITP 24VDC 1CO LD | D-SERIES DRI, Relay module, Number of contacts: 1, CO contact AgSnO, Rated control voltage: 24 V DC, Continuous current: 10 A, PUSH IN, Test button available: No
1810 | 2576240000 | DRIKITP 24VAC 2CO LD | D-SERIES DRI, Relay module, Number of contacts: 2, CO contact AgSnO, Rated control voltage: 24 V AC, Continuous current: 5 A, PUSH IN, Test button available: No
1811 | 2576160000 | DRIKITP230VAC 1CO LD/PB | D-SERIES DRI, Relay module, Number of contacts: 1, CO contact AgSnO, Rated control voltage: 230 V AC, Continuous current: 10 A, PUSH IN, Test button available: Yes
1812 | 2576270000 | DRIKITP 230VAC 2CO LD | D-SERIES DRI, Relay module, Number of contacts: 2, CO contact AgSnO, Rated control voltage: 230 V AC, Continuous current: 5 A, PUSH IN, Test button available: No
1813 | 2576260000 | DRIKITP 24VAC 1CO LD | D-SERIES DRI, Relay module, Number of contacts: 1, CO contact AgSnO, Rated control voltage: 24 V AC, Continuous current: 10 A, PUSH IN, Test button available: No
1814 | 2576230000 | DRIKITP 24VAC 2CO LD/PB | D-SERIES DRI, Relay module, Number of contacts: 2, CO contact AgSnO, Rated control voltage: 24 V AC, Continuous current: 5 A, PUSH IN, Test button available: Yes
1815 | 2576280000 | DRIKITP 230VAC 1CO LD | D-SERIES DRI, Relay module, Number of contacts: 1, CO contact AgSnO, Rated control voltage: 230 V AC, Continuous current: 10 A, PUSH IN, Test button available: No
1816 | 2576180000 | DRIKITP115VAC 1CO LD/PB | D-SERIES DRI, Relay module, Number of contacts: 1, CO contact AgSnO, Rated control voltage: 115 V AC, Continuous current: 10 A, PUSH IN, Test button available: Yes
1817 | 2576250000 | DRIKITP 24VAC 1CO LD/PB | D-SERIES DRI, Relay module, Number of contacts: 1, CO contact AgSnO, Rated control voltage: 24 V AC, Continuous current: 10 A, PUSH IN, Test button available: Yes
1818 | 2576070000 | DRMKITP 24VAC 2CO LD | D-SERIES DRM, Relay module, Number of contacts: 2, CO contact AgNi flash gold-plated, Rated control voltage: 24 V AC, Continuous current: 10 A, PUSH IN, Test button available: No
1819 | 2576010000 | DRMKITP 115VAC 4CO LD | D-SERIES DRM, Relay module, Number of contacts: 4, CO contact AgNi flash gold-plated, Rated control voltage: 115 V AC, Continuous current: 5 A, PUSH IN, Test button available: No
1820 | 2576130000 | DRMKITP 24VDC 4CO LD | D-SERIES DRM, Relay module, Number of contacts: 4, CO contact AgNi flash gold-plated, Rated control voltage: 24 V DC, Continuous current: 5 A, PUSH IN, Test button available: No
1821 | 2576050000 | DRMKITP 230VAC 4CO LD | D-SERIES DRM, Relay module, Number of contacts: 4, CO contact AgNi flash gold-plated, Rated control voltage: 230 V AC, Continuous current: 5 A, PUSH IN, Test button available: No
1822 | 2576100000 | DRMKITP 24VAC 4CO LD/PB | D-SERIES DRM, Relay module, Number of contacts: 4, CO contact AgNi flash gold-plated, Rated control voltage: 24 V AC, Continuous current: 5 A, PUSH IN, Test button available: Yes
1823 | 2576000000 | DRMKITP115VAC 2CO LD/PB | D-SERIES DRM, Relay module, Number of contacts: 2, CO contact AgNi flash gold-plated, Rated control voltage: 115 V AC, Continuous current: 10 A, PUSH IN, Test button available: Yes
1824 | 2576080000 | DRMKITP 24VAC 2CO LD/PB | D-SERIES DRM, Relay module, Number of contacts: 2, CO contact AgNi flash gold-plated, Rated control voltage: 24 V AC, Continuous current: 10 A, PUSH IN, Test button available: Yes
1825 | 2576110000 | DRMKITP 24VDC 2CO LD | D-SERIES DRM, Relay module, Number of contacts: 2, CO contact AgNi flash gold-plated, Rated control voltage: 24 V DC, Continuous current: 10 A, PUSH IN, Test button available: No
1826 | 2576090000 | DRMKITP 24VAC 4CO LD | D-SERIES DRM, Relay module, Number of contacts: 4, CO contact AgNi flash gold-plated, Rated control voltage: 24 V AC, Continuous current: 5 A, PUSH IN, Test button available: No
1827 | 2576030000 | DRMKITP 230VAC 2CO LD | D-SERIES DRM, Relay module, Number of contacts: 2, CO contact AgNi flash gold-plated, Rated control voltage: 230 V AC, Continuous current: 10 A, PUSH IN, Test button available: No
1828 | 2576120000 | DRMKITP 24VDC 2CO LD/PB | D-SERIES DRM, Relay module, Number of contacts: 2, CO contact AgNi flash gold-plated, Rated control voltage: 24 V DC, Continuous current: 10 A, PUSH IN, Test button available: Yes
1829 | 2576040000 | DRMKITP230VAC 2CO LD/PB | D-SERIES DRM, Relay module, Number of contacts: 2, CO contact AgNi flash gold-plated, Rated control voltage: 230 V AC, Continuous current: 10 A, PUSH IN, Test button available: Yes
1830 | 2576020000 | DRMKITP115VAC 4CO LD/PB | D-SERIES DRM, Relay module, Number of contacts: 4, CO contact AgNi flash gold-plated, Rated control voltage: 115 V AC, Continuous current: 5 A, PUSH IN, Test button available: Yes
1831 | 2575980000 | DRIKITP 115VAC 1CO LD | D-SERIES DRI, Relay module, Number of contacts: 1, CO contact AgSnO, Rated control voltage: 115 V AC, Continuous current: 10 A, PUSH IN, Test button available: No
1832 | 2634680000 | SL-SMT 5.00HC/14/90G 1.5AU BK BX | PCB plug-in connector, male header, closed side, THT/THR solder connection, 5.00 mm, Number of poles: 14, 90°, Gold-plated
1833 | 2634730000 | SL-SMT 5.00HC/08/180 3.2SN BK BX CO | PCB plug-in connector, male header, open side, THT/THR solder connection, 5.00 mm, Number of poles: 8, 180°, tinned
1834 | 1512220030 | PAC-YOKO-4X10-V2-3M | Pre-assembled cable, PAC, Cable LiYY, 5.4 ± 1 mm
1835 | 1512190030 | PAC-YOKO-4X10-V0-3M | Pre-assembled cable, PAC, Cable LiYY, 5.4 ± 1 mm
1836 | 1512220100 | PAC-YOKO-4X10-V2-10M | Pre-assembled cable, PAC, Cable LiYY, 5.4 ± 1 mm
1837 | 2555940000 | UR20-8AI-RTD-DIAG-2W | Remote I/O module, IP20, Analog signals, Temperature, RTD
1838 | 1512370040 | PAC-EMDV-2X10-V0-4M | Pre-assembled cable, PAC, Cable LiYY, 5.4 ± 1 mm
1839 | 2592650000 | HDC MBUS CT X/D 0.6/1.0 | Crimping tool for contacts
1840 | 2592690000 | HDC MBUS CT A 9.2-10.3 | Pressing tool
1841 | 2592700000 | HDC MBUS CI A 9.2-10.3 | Crimping tool insert
1842 | 2592720000 | HDC MBUS CI B 8.0-9.1 | Crimping tool insert
1843 | 2592740000 | HDC MBUS CI C 6.8-7.9 | Crimping tool insert
1844 | 1512190050 | PAC-YOKO-4X10-V0-5M | Pre-assembled cable, PAC, Cable LiYY, 5.4 ± 1 mm
1845 | 1512220050 | PAC-YOKO-4X10-V2-5M | Pre-assembled cable, PAC, Cable LiYY, 5.4 ± 1 mm
1846 | 2623910000 | AAP13 6 LO-LO OR | 6 mm², 250 V, 41 A, beige
1847 | 2579620000 | AIO23 1.5 2SI OR | PUSH IN, 1.5 mm², 250 V, 13.5 A, orange
1848 | 2579570000 | AIO21 1.5 SO OR | Initiator/actuator terminal, PUSH IN, 1.5 mm², 250 V, 13.5 A, orange
1849 | 2579610000 | AIO21 1.5 SI OR | PUSH IN, 1.5 mm², 250 V, 13.5 A, orange
1850 | 2635630000 | LSF-SMT 3.50/05/180 3.5SN BK TU PRT | Printed circuit board terminals, 3.50 mm, Number of poles: 5, 180°, PUSH IN with actuator, Clamping range, max. : 1.5 mm²
1851 | 2530140000 | TOP1.5GS16/180 5 2ST GN | Printed circuit board terminals, 5.08 mm, Number of poles: 16, 180°, TOP connection, Clamping range, max. : 2.5 mm²
1852 | 2619980000 | EL CC-RAIL MM GE 30M | THM, Device markers, 15 x , yellow
1853 | 2619970000 | EL CC-RAIL MM WS 30M | THM, Device markers, 15 x , white
1854 | 2621430000 | EL 9 MM GE 30M | THM, Device markers, 9 x , yellow
1855 | 2473090000 | LLFS 7.50/11/90V 5.0SN BK BX | Printed circuit board terminals, 7.50 mm, Number of poles: 11, 90°, Solder pin length (l): 5 mm, tinned, black, PUSH IN without actuator, Clamping range, max. : 6 mm², Box
1856 | 2473100000 | LLFS 7.50/12/90V 5.0SN BK BX | Printed circuit board terminals, 7.50 mm, Number of poles: 12, 90°, Solder pin length (l): 5 mm, tinned, black, PUSH IN without actuator, Clamping range, max. : 6 mm², Box
1857 | 2473080000 | LLFS 7.50/10/90V 5.0SN BK BX | Printed circuit board terminals, 7.50 mm, Number of poles: 10, 90°, Solder pin length (l): 5 mm, tinned, black, PUSH IN without actuator, Clamping range, max. : 6 mm², Box
1858 | 2473070000 | LLFS 7.50/09/90V 5.0SN BK BX | Printed circuit board terminals, 7.50 mm, Number of poles: 9, 90°, Solder pin length (l): 5 mm, tinned, black, PUSH IN without actuator, Clamping range, max. : 6 mm², Box
1859 | 2473060000 | LLFS 7.50/08/90V 5.0SN BK BX | Printed circuit board terminals, 7.50 mm, Number of poles: 8, 90°, Solder pin length (l): 5 mm, tinned, black, PUSH IN without actuator, Clamping range, max. : 6 mm², Box
1860 | 2473040000 | LLFS 7.50/06/90V 5.0SN BK BX | Printed circuit board terminals, 7.50 mm, Number of poles: 6, 90°, Solder pin length (l): 5 mm, tinned, black, PUSH IN without actuator, Clamping range, max. : 6 mm², Box
1861 | 2473030000 | LLFS 7.50/05/90V 5.0SN BK BX | Printed circuit board terminals, 7.50 mm, Number of poles: 5, 90°, Solder pin length (l): 5 mm, tinned, black, PUSH IN without actuator, Clamping range, max. : 6 mm², Box
1862 | 2473050000 | LLFS 7.50/07/90V 5.0SN BK BX | Printed circuit board terminals, 7.50 mm, Number of poles: 7, 90°, Solder pin length (l): 5 mm, tinned, black, PUSH IN without actuator, Clamping range, max. : 6 mm², Box
1863 | 2473020000 | LLFS 7.50/04/90V 5.0SN BK BX | Printed circuit board terminals, 7.50 mm, Number of poles: 4, 90°, Solder pin length (l): 5 mm, tinned, black, PUSH IN without actuator, Clamping range, max. : 6 mm², Box
1864 | 2473010000 | LLFS 7.50/03/90V 5.0SN BK BX | Printed circuit board terminals, 7.50 mm, Number of poles: 3, 90°, Solder pin length (l): 5 mm, tinned, black, PUSH IN without actuator, Clamping range, max. : 6 mm², Box
1865 | 2473000000 | LLFS 7.50/02/90V 5.0SN BK BX | Printed circuit board terminals, 7.50 mm, Number of poles: 2, 90°, Solder pin length (l): 5 mm, tinned, black, PUSH IN without actuator, Clamping range, max. : 6 mm², Box
1866 | 2619860000 | WS 12/6 MM BP WS | WS, Terminal marker, 12 x 6 mm, Pitch in mm (P): 6.00 Weidmueller, white
1867 | 2556380000 | TCC 12.8/26 OR | TERMSERIES, Cross-connector
1868 | 2556350000 | TCC 6.4/2 OR | TERMSERIES, Cross-connector
1869 | 2556490000 | TCC 6.4/51 BK | TERMSERIES, Cross-connector
1870 | 2556500000 | TCC 12.8/26 BK | TERMSERIES, Cross-connector
1871 | 2556390000 | TCC 6.4/2 RD | TERMSERIES, Cross-connector
1872 | 2556420000 | TCC 12.8/26 RD | TERMSERIES, Cross-connector
1873 | 2556460000 | TCC 12.8/26 BL | TERMSERIES, Cross-connector
1874 | 2552590000 | A2T 4 VL OR | Double-tier terminal, PUSH IN, 4 mm², 800 V, 32 A, orange
1875 | 2540020000 | A2T 4 VL | Double-tier terminal, PUSH IN, 4 mm², 800 V, 32 A, dark beige
1876 | 2540030000 | A2T 4 VL BL | Double-tier terminal, PUSH IN, 4 mm², 800 V, 32 A, blue
1877 | 2540040000 | A2T 4 BL | Double-tier terminal, PUSH IN, 4 mm², 800 V, 32 A, blue
1878 | 2540010000 | AEP 2T 4 BL | A-series, End plate
1879 | 2552480000 | A2T 4 OR | Double-tier terminal, PUSH IN, 4 mm², 800 V, 32 A, orange
1880 | 2619810000 | WS 8/5 MM BP WS | WS, Terminal marker, 8 x 5 mm, Weidmueller, white
1881 | 2619870000 | WS 12/8 MM BP WS | WS, Terminal marker, 12 x 8 mm, Weidmueller, white
1882 | 2619410000 | AAP12 10 LO GN/OR | 10 mm², 800, 57 A, green
1883 | 2570260000 | AEB 35 SCL/1 V0 GY DL | A-series, End bracket
1884 | 2570250000 | AEB 35 SCL/1 V0 BK DL | A-series, End bracket
1885 | 2499550000 | SV-SMT 7.62HP/04/90G 2.6SN BK BX | PCB plug-in connector, male header, closed side, THT/THR solder connection, 7.62 mm, Number of poles: 4, 90°, Solder pin length (l): 2.6 mm, tinned, black, Box
1886 | 2499560000 | SV-SMT 7.62HP/05/90G 2.6SN BK BX | PCB plug-in connector, male header, closed side, THT/THR solder connection, 7.62 mm, Number of poles: 5, 90°, Solder pin length (l): 2.6 mm, tinned, black, Box
1887 | 2499320000 | SV-SMT 7.62HP/02/90G 2.6SN BK BX | PCB plug-in connector, male header, closed side, THT/THR solder connection, 7.62 mm, Number of poles: 2, 90°, Solder pin length (l): 2.6 mm, tinned, black, Box
1888 | 2499940000 | SV-SMT 7.62HP/02/270SF 2.6SN BK BX | PCB plug-in connector, male header, Screw flange, THT/THR solder connection, 7.62 mm, Number of poles: 2, 270°, Solder pin length (l): 2.6 mm, tinned, black, Box
1889 | 2499500000 | SV-SMT 7.62HP/03/90G 2.6SN BK BX | PCB plug-in connector, male header, closed side, THT/THR solder connection, 7.62 mm, Number of poles: 3, 90°, Solder pin length (l): 2.6 mm, tinned, black, Box
1890 | 2560960000 | HDC 24B SBU 1M25G N | HDC enclosures, Size: 8, Protection degree: IP65 (in plugged condition), Base housing, Side-locking clamp on lower side, Standard, Size of cable entries: M 25
1891 | 2624760000 | CH20M45 S 3P/3P BL | Modular housing, OMNIMATE Housing - series CH20M
1892 | 2662500000 | SAIEND 1/2 M8G 4P | Sensor/Actuator plug-in connector, M8
1893 | 2662510000 | SAIEND 1/2/4 M8G 4P | Sensor/Actuator plug-in connector, M8
1894 | 2662450000 | SAIEND 1/4 M8G 3P | Sensor/Actuator plug-in connector, M8
1895 | 2635600000 | AAM 35-185 YE FLASH | Terminal marker, 23.5 x 12 mm, yellow
1896 | 2635560000 | AAM 4 YE FLASH | Terminal marker, 10 x 6.1 mm, Pitch in mm (P): 6.00 yellow
1897 | 2635520000 | AAM 1.5 YE FLASH | Terminal marker, 6.2 x 3.5 mm, Pitch in mm (P): 3.50 yellow
1898 | 2663240000 | BLZP 5.08HC/06/180B SN OR BX | PCB plug-in connector, female plug, 5.08 mm, Number of poles: 6, 180°, Clamping yoke connection, Box
1899 | 2591500000 | VPU AC I 0 480/10 | Spare arrester, Surge protection, UP(L/N-PE) ? 2.1 kV
1900 | 2591390000 | VPU AC I 1 R 300/12.5 | Surge voltage arrester, Low voltage, Surge protection, with remote contact, Single-phase
1901 | 2591540000 | VPU AC I 3 R 480/10 | Surge voltage arrester, Low voltage, Surge protection, with remote contact, TN-C
1902 | 2591520000 | VPU AC I 1 R 480/10 | Surge voltage arrester, Low voltage, Surge protection, with remote contact, Single-phase
1903 | 2591300000 | VPU AC II 1 R 750/35 | Surge voltage arrester, Low voltage, Surge protection, with remote contact, Single-phase
1904 | 2591100000 | VPU AC II 3 350/50 | Surge voltage arrester, Low voltage, Surge protection, TN-C
1905 | 2591340000 | VPU AC II 0 350/50 | Spare arrester, Surge protection, UP(L/N-PE) ? 1.75 kV
1906 | 2591290000 | VPU AC II 0 750/35 | Spare arrester, Surge protection, UP(L/N-PE) ? 3,4 kV
1907 | 2591360000 | VPU AC II 1 R 350/50 | Surge voltage arrester, Low voltage, Surge protection, with remote contact, Single-phase, TN
1908 | 2591410000 | VPU AC I 2 R 300/12.5 | Surge voltage arrester, Low voltage, Surge protection, with remote contact, Single-phase, TN
1909 | 2591380000 | VPU AC I 1 300/12.5 | Surge voltage arrester, Low voltage, Surge protection, Single-phase
1910 | 2591480000 | VPU AC I 1+1 300/12.5 | Surge voltage arrester, Low voltage, Surge protection, Single-phase, TN, IT with N, IT without N, TT
1911 | 2591650000 | VPU AC II 1 150/50 | Surge voltage arrester, Low voltage, Surge protection, Single-phase
1912 | 2591350000 | VPU AC II 1 350/50 | Surge voltage arrester, Low voltage, Surge protection, Single-phase
1913 | 2591210000 | VPU AC II 1 480/50 | Surge voltage arrester, Low voltage, Surge protection, Single-phase
1914 | 2591280000 | VPU AC II 4 R 480/50 | Surge voltage arrester, Low voltage, Surge protection, with remote contact, TN-C-S, TN-S
1915 | 2591020000 | VPU AC II 1 300/50 | Surge voltage arrester, Low voltage, Surge protection, Single-phase, TN
1916 | 2591120000 | VPU AC II 4 350/50 | Surge voltage arrester, Low voltage, Surge protection, TN-C-S, TN-S
1917 | 2591510000 | VPU AC I 1 480/10 | Surge voltage arrester, Low voltage, Surge protection, Single-phase
1918 | 2591550000 | VPU AC I 4 480/10 | Surge voltage arrester, Low voltage, Surge protection, TN-C-S, TN-S
1919 | 2591640000 | VPU AC II 0 150/50 | Spare arrester, Surge protection, UP(L/N-PE) ? 1.25 kV
1920 | 2591310000 | VPU AC II 2 R 750/35 | Surge voltage arrester, Low voltage, Surge protection, with remote contact, Single-phase
1921 | 2591530000 | VPU AC I 3 480/10 | Surge voltage arrester, Low voltage, Surge protection, TN-C
1922 | 2591000000 | VPU AC II 4 R 150/50 | Surge voltage arrester, Low voltage, Surge protection, with remote contact, TN-C-S, TN-S
1923 | 2591040000 | VPU AC II 2 300/50 | Surge voltage arrester, Low voltage, Surge protection, Single-phase, TN
1924 | 2591620000 | VPU AC II 1 R 75/50 | Surge voltage arrester, Low voltage, Surge protection, with remote contact, Single-phase
1925 | 2591690000 | VPU AC II 3 150/50 | Surge voltage arrester, Low voltage, Surge protection, TN-C
1926 | 2591240000 | VPU AC II 2 R 480/50 | Surge voltage arrester, Low voltage, Surge protection, with remote contact, Single-phase
1927 | 2591570000 | VPU AC I 1 N-PE 305/50 | Surge voltage arrester, Low voltage, Surge protection, Single-phase, TT nur für N-PE, UP(L/N-PE) ? 1.5 kV
1928 | 2591490000 | VPU AC I 1+1 R 300/12.5 | Surge voltage arrester, Low voltage, Surge protection, with remote contact, Single-phase, TN-C, TN-C-S, TN-S, TT, TN, IT with N, IT without N
1929 | 2591670000 | VPU AC II 2 150/50 | Surge voltage arrester, Low voltage, Surge protection, Single-phase
1930 | 2591180000 | VPU AC II 1 N-PE 305/65 | Surge voltage arrester, Low voltage, Surge protection, TT nur für N-PE, UP(L/N-PE) ? 1.5 kV
1931 | 2591220000 | VPU AC II 1 R 480/50 | Surge voltage arrester, Low voltage, Surge protection, with remote contact, Single-phase
1932 | 2591610000 | VPU AC II 0 75/50 | Spare arrester, Surge protection, UP(L/N-PE) < 800 V
1933 | 2591710000 | VPU AC II 4 150/50 | Surge voltage arrester, Low voltage, Surge protection, TN-C-S, TN-S
1934 | 2591590000 | VPU AC I 0 N-PE 305/50 | Spare arrester, Surge protection
1935 | 2591370000 | VPU AC I 0 300/12.5 | Spare arrester, Surge protection, UP(L/N-PE) ? 1.5 kV
1936 | 2591110000 | VPU AC II 3 R 350/50 | Surge voltage arrester, Low voltage, Surge protection, with remote contact, TN-C
1937 | 2591230000 | VPU AC II 2 480/50 | Surge voltage arrester, Low voltage, Surge protection, TN-S, Single-phase
1938 | 2591200000 | VPU AC II 0 480/50 | Spare arrester, Surge protection, UP(L/N-PE) ? 2.3 kV
1939 | 2591630000 | VPU AC II 2 R 75/50 | Surge voltage arrester, Low voltage, Surge protection, with remote contact, Single-phase
1940 | 2591250000 | VPU AC II 3 480/50 | Surge voltage arrester, Low voltage, Surge protection, TN-C
1941 | 2591400000 | VPU AC I 2 300/12.5 | Surge voltage arrester, Low voltage, Surge protection, Single-phase, TN
1942 | 2591680000 | VPU AC II 2 R 150/50 | Surge voltage arrester, Low voltage, Surge protection, with remote contact, Single-phase
1943 | 2637020000 | VPU AC II 2 R 350/50 | Surge voltage arrester, Low voltage, Surge protection, with remote contact, Single-phase, TN
1944 | 2636900000 | VPU AC I 0 300/12.5 LCF | Surge protection, UP(L/N-PE) ? 1.5 kV
1945 | 2636980000 | VPU AC I 3 R 300/12.5 LCF | Surge voltage arrester, Low voltage, Surge protection, with remote contact, TN-C
1946 | 2636960000 | VPU AC I 1 R 300/12.5 LCF | Surge voltage arrester, Low voltage, Surge protection, with remote contact, Single-phase
1947 | 2637010000 | VPU AC II 2 350/50 | Surge voltage arrester, Low voltage, Surge protection, Single-phase, TN
1948 | 2637000000 | VPU AC II 2 75/50 | Surge voltage arrester, Low voltage, Surge protection, Single-phase
1949 | 2636990000 | VPU AC II 1 75/50 | Surge voltage arrester, Low voltage, Surge protection, Single-phase
1950 | 2636940000 | VPU AC I 1+1 R 300/12.5 LCF | Surge voltage arrester, Low voltage, Surge protection, with remote contact, Single-phase, TN-C, TN-C-S, TN-S, TT, TN, IT with N, IT without N
1951 | 2636910000 | VPU AC I 3+1 300/12.5 LCF | Surge voltage arrester, Low voltage, Surge protection, TN-C-S, TN-S, TT, IT with N, IT without N
1952 | 2636950000 | VPU AC I 1 300/12.5 LCF | Surge voltage arrester, Low voltage, Surge protection, Single-phase
1953 | 2636930000 | VPU AC I 1+1 300/12.5 LCF | Surge voltage arrester, Low voltage, Surge protection, Single-phase, TN-C, TN-C-S, TN-S, TT, TN, IT with N, IT without N
1954 | 2637030000 | VPU AC II 1+1 350/50 | Surge voltage arrester, Low voltage, Surge protection, Single-phase, TN, TN-S, TT, IT with N, IT without N
1955 | 2637040000 | VPU AC II 1+1 R 350/50 | Surge voltage arrester, Low voltage, Surge protection, with remote contact, Single-phase, TN, TN-S, TT, IT with N, IT without N
1956 | 2637050000 | VPU AC II 3+1 350/50 | Surge voltage arrester, Low voltage, Surge protection, TN-C-S, TN-S, TT, IT with N, IT without N
1957 | 2636970000 | VPU AC I 3 300/12.5 LCF | Surge voltage arrester, Low voltage, Surge protection, TN-C
1958 | 2665050000 | U-LINK-LIC-STD-50-1Y | "Standard 50? version software licence for u-link Remote Access Service. Can be used to upgrade an entry version or to extend period of a ?Standard 50? version?
1959 | 2619990000 | ESG-FO 6/17 MM WS | ESG, Device markers, 6 x 17 mm, white
1960 | 2621100000 | SM-FO 27/18 MM WS | SwitchMark, Device markers, 18 x 27 mm, white
1961 | 2620930000 | ESG-FO 9/17 MM WS | ESG, Device markers, 9 x 17 mm, white
1962 | 2621320000 | CC-FO 15/60 MM GE | ClipCard, Device markers, 15 x 60 mm, yellow
1963 | 2620950000 | ESG-FO 8/20 MM WS | ESG, Device markers, 8 x 20 mm, white
1964 | 2620940000 | ESG-FO 9/17 MM SI | ESG, Device markers, 9 x 17 mm, silver
1965 | 2621080000 | SM-FO 27/8 MM GE | SwitchMark, Device markers, 8 x 27 mm, yellow
1966 | 2621350000 | CC-FO 15/45 MM GE | ClipCard, Device markers, 15 x 45 mm, yellow
1967 | 2621230000 | SM-FO 27/12.5 MM GE | SwitchMark, Device markers, 12.5 x 27 mm, yellow
1968 | 2621090000 | SM-FO 27/8 MM SI | SwitchMark, Device markers, 8 x 27 mm, silver
1969 | 2621270000 | CC-FO 85/54 MM SI | ClipCard, Device markers, 54 x 85 mm, silver
1970 | 2621360000 | CC-FO 15/45 MM SI | ClipCard, Device markers, 15 x 45 mm, silver
1971 | 2621380000 | CC-FO 15/27 MM GE | ClipCard, Device markers, 15 x 27 mm, yellow
1972 | 2620970000 | ESG-FO 8/20 MM SI | ESG, Device markers, 8 x 20 mm, silver
1973 | 2621070000 | SM-FO 27/8 MM WS | SwitchMark, Device markers, 8 x 27 mm, white
1974 | 2519450200 | SAIL-7/8G7/8G-5-2.0U | Sensor/actuator line, 7/8", Number of poles : 5 (4 + PE), 2 m, pin, straight - socket, straight, Shielded: No, LED: No, Sheath material: PUR, Halogen: No
1975 | 2619890000 | WS-A 8/10 MM WS | WS, Terminal marker, 8 x 10 mm, Weidmueller, white
1976 | 2619910000 | WS-A 8/16 MM WS | WS, Terminal marker, 8 x 16 mm, Weidmueller, white
1977 | 2656670000 | TGD ELM-4 CL2 | Electronic load monitoring
1978 | 2540460000 | APG 4/1 | Plug, 4 mm², 690 V, 32 A, dark beige
1979 | 2540470000 | APG 4/2 | Plug, 4 mm², 690 V, 32 A, dark beige
1980 | 2540500000 | APG 4/5 | Plug, 4 mm², 690 V, 32 A, dark beige
1981 | 2540480000 | APG 4/3 | Plug, 4 mm², 690 V, 32 A, dark beige
1982 | 2540070000 | APGTB 4 FT 3C/1 | Feed-through terminal, PUSH IN, 4 mm², 800 V, 32 A, dark beige
1983 | 2540060000 | APGTB 4 FT 2C/1 BL | Feed-through terminal, PUSH IN, 4 mm², 800 V, 32 A, blue
1984 | 2540510000 | APG 4/6 | Plug, 4 mm², 690 V, 32 A, dark beige
1985 | 2540430000 | APG 4/5-3BG-BL-GN | Plug, 4 mm², 690 V, 32 A, dark beige, blue, green
1986 | 2540090000 | APGTB 4 FT 4C/2 | Feed-through terminal, PUSH IN, 4 mm², 800 V, 32 A, dark beige
1987 | 2540170000 | APGTB 4 PE 3C/1 | PE terminal, PUSH IN, 4 mm², 800, Green/yellow
1988 | 2540530000 | APG 4/8 | Plug, 4 mm², 690 V, 32 A, dark beige
1989 | 2540100000 | APGTB 4 FT 4C/2 BL | Feed-through terminal, PUSH IN, 4 mm², 800 V, 32 A, blue
1990 | 2540440000 | APG 4/4-3BG-GN | Plug, 4 mm², 690 V, 32 A, dark beige, green
1991 | 2540550000 | APG 4/10 | Plug, 4 mm², 690 V, 32 A, dark beige
1992 | 2540180000 | APGTB 4 PE 4C/2 | PE terminal, PUSH IN, 4 mm², 800, Green/yellow
1993 | 2540450000 | APG 4/3-BG-BL-GN | Plug, 4 mm², 690 V, 32 A, dark beige, blue, green
1994 | 2540490000 | APG 4/4 | Plug, 4 mm², 690 V, 32 A, dark beige
1995 | 2540540000 | APG 4/9 | Plug, 4 mm², 690 V, 32 A, dark beige
1996 | 2540620000 | APG 4 R BL | Plug, 4 mm², 690 V, 32 A, blue
1997 | 2540080000 | APGTB 4 FT 3C/1 BL | Feed-through terminal, PUSH IN, 4 mm², 800 V, 32 A, blue
1998 | 2540250000 | APGTB 4 2T 4C/2 BL | Feed-through terminal, PUSH IN, 4 mm², 800 V, 32 A, blue
1999 | 2540270000 | APGTB 4 2T VL 4C/2 BL | Feed-through terminal, PUSH IN, 4 mm², 800 V, 32 A, blue
2000 | 2540570000 | APG 4 L GN | Plug, 4 mm², 690 V, 32 A, green
2001 | 2540260000 | APGTB 4 2T VL 4C/2 | Feed-through terminal, PUSH IN, 4 mm², 800 V, 32 A, dark beige
2002 | 2540560000 | APG 4 L BL | Plug, 4 mm², 690 V, 32 A, blue
2003 | 2540290000 | APGTB 4 2T FT-PE 4C/2 | Feed-through terminal, PUSH IN, 4 mm², 800 V, 32 A, dark beige
2004 | 2540600000 | APG 4 MI GN | Plug, 4 mm², 690 V, 32 A, green
2005 | 2540590000 | APG 4 MI BL | Plug, 4 mm², 690 V, 32 A, blue
2006 | 2540610000 | APG 4 R | Plug, 4 mm², 690 V, 32 A, dark beige
2007 | 2540300000 | APGTB 4 2T PE 4C/2 | PE terminal, PUSH IN, 4 mm², 800, Green/yellow
2008 | 2540280000 | AEP PGTB 4 4C/2 BL | A-series, End plate
2009 | 2540230000 | APGTB 4 2T 4C/2 | Feed-through terminal, PUSH IN, 4 mm², 800 V, 32 A, dark beige
2010 | 2540210000 | AEP PGTB 4 4C/2 | A-series, End plate
2011 | 2621180000 | SM-FO DIA 60-22 MM GE | SwitchMark, Device markers, 60 x 60 mm, yellow
2012 | 2621130000 | SM-FO 27/18-22 MM SI | SwitchMark, Device markers, 47.75 x 27 mm, silver
2013 | 2551530000 | A2C 35 FE | Feed-through terminal, PUSH IN, 35 mm², 1000 V, 125 A, black, yellow
2014 | 2552160000 | A2C 35 FE DM | Feed-through terminal, PUSH IN, 35 mm², 1000 V, 125 A, black, yellow
2015 | 2551550000 | A2C 35 DM | Feed-through terminal, PUSH IN, 35 mm², 1000 V, 125 A, dark beige
2016 | 2552150000 | A2C 35 BL DM | Feed-through terminal, PUSH IN, 35 mm², 1000 V, 125 A, blue
2017 | 2659330000 | CB-UVR 200/3.6 BK | Cable ties, 3.6 x 200 mm, Polyamide 66, 150 N
2018 | 2659410000 | CB-HTR 290/4.8 BK | Cable ties, 4.5 x 290 mm, Polyamide 66, 220 N
2019 | 1462170020 | PAC-S1500-SD25-V0-2M | Pre-assembled cable, PAC, Cable LiYCY, 0.25 mm²
2020 | 2659350000 | CB-UVR 290/4.8 BK | Cable ties, 4.8 x 290 mm, Polyamide 66, 220 N
2021 | 2659360000 | CB-UVR 365/7.5 BK | Cable ties, 7.5 x 365 mm, Polyamide 66, 540 N
2022 | 2659840000 | VPU AC II 0 300/50 Y | Spare arrester, Surge protection
2023 | 2552100000 | A2C 35 3FT | Feed-through terminal, PUSH IN, 35 mm², 1000 V, 125 A, dark beige
2024 | 2552110000 | A2C 35 3FT-FE | Feed-through terminal, PUSH IN, 35 mm², 1000 V, 125 A, dark beige, black, yellow
2025 | 2551540000 | A2C 35 3FT-N-PE | Feed-through terminal, PUSH IN, 35 mm², 1000 V, 125 A, dark beige, blue, Green/yellow
2026 | 2552130000 | A2C 35 3FT-N | Feed-through terminal, PUSH IN, 35 mm², 1000 V, 125 A, blue, dark beige
2027 | 2552180000 | A2C 35 3FT-FE DM | Feed-through terminal, PUSH IN, 35 mm², 1000 V, 125 A, black, yellow, dark beige
2028 | 2552190000 | A2C 35 3FT-N DM | Feed-through terminal, PUSH IN, 35 mm², 1000 V, 125 A, dark beige, blue
2029 | 2552120000 | A2C 35 3FT-PE | Feed-through terminal, PUSH IN, 35 mm², 1000 V, 125 A, dark beige, Green/yellow
2030 | 2552200000 | A2C 35 3FT-N-FE DM | Feed-through terminal, PUSH IN, 35 mm², 1000 V, 125 A, dark beige, blue, black, yellow
2031 | 2552170000 | A2C 35 3FT DM | Feed-through terminal, PUSH IN, 35 mm², 1000 V, 125 A, dark beige
2032 | 2552140000 | A2C 35 3FT-N-FE | Feed-through terminal, PUSH IN, 35 mm², 1000 V, 125 A, dark beige, black, yellow, blue
2033 | 2624990000 | TGD ELM-12 | Electronic load monitoring
2034 | 2639360000 | VPU AC II 2 R 300/50 Y | Surge voltage arrester, Low voltage, Surge protection, with remote contact, Single-phase, TN
2035 | 2639330000 | VPU AC II 3 R 300/50 Y | Surge voltage arrester, Low voltage, Surge protection, with remote contact, TN-C
2036 | 2639350000 | VPU AC II 1 R 300/50 Y | Surge voltage arrester, Low voltage, Surge protection, with remote contact, Single-phase
2037 | 2662590000 | CD-BO 100X100 4/6 BL | 100 mm x 100 mm, 4.00 mm x 6.00 mm, 2000 mm
2038 | 2662600000 | CD 60X25 4/6 BL | 60 mm x 25 mm, 4.00 mm x 6.00 mm, 2000 mm
2039 | 2662570000 | CD 80X100 4/6 BL | 80 mm x 100 mm, 4.00 mm x 6.00 mm, 2000 mm
2040 | 2662610000 | CD 80X25 4/6 BL | 80 mm x 25 mm, 4.00 mm x 6.00 mm, 2000 mm
2041 | 2639370000 | VPU AC II 4 R 300/50 Y | Surge voltage arrester, Low voltage, Surge protection, with remote contact, TN-C-S, TN-S
2042 | 2661280000 | AEB 35 SCL/1 V0 | A-series, End bracket
2043 | 2661290000 | AEB 35 SCL/1 V0 GY | A-series, End bracket
2044 | 2661300000 | AEB 35 SCL/1 V0 BK | A-series, End bracket
2045 | 2661040000 | V-TEST II | Lightning and surge protection, Testing device
2046 | 2659730000 | FP ENC TS 113 2C | FieldPower® enclosures, IP65, in closed state
2047 | 2659720000 | FP ENC BS 113 2C | FieldPower® enclosures, IP65, in closed state
2048 | 2592250000 | HDC MRJ45 8PLUG MC | RJ45 module, Plug insert, RJ45 crimp
2049 | 2592230000 | HDC MRJ45 B MI | RJ45 module, Plug insert, RJ45 tool-free, EIA/TIA T568 B
2050 | 2592260000 | HDC MRJ45 PCADP MC | RJ45 module, Adapter module, RJ45 for patch cable
2051 | 2592240000 | HDC MRJ45 P MI | RJ45 module, Plug insert, RJ45 tool-free, PROFINET
2052 | 2592220000 | HDC MRJ45 A MI | RJ45 module, Plug insert, RJ45 tool-free, TIA-568A
2053 | 2003160000 | IE-FC-SFM-CAB | FrontCom, Single frame, Metal cover, Lockable with cabinet key
2054 | 2665800000 | UV20-B-IPC-1011.01 | Industrial PC, IP20
2055 | 2639720000 | TRS T 24VDC 1CO M3 EMPTY | TERMSERIES, Multifunction timing relay, Empty socket, Number of contacts: 1, CO contact, Rated control voltage: 24 V DC ±20 %, Continuous current: 10 A, Screw connection
2056 | 2659540000 | CB-VT 365/7.5 HF/V0 WT | Cable ties, 7.5 x 365 mm, Polyamide 66, 540 N
2057 | 2659530000 | CB-VT 290/4.8 HF/V0 WT | Cable ties, 4.8 x 290 mm, Polyamide 66, 220 N
2058 | 2629750000 | BLZ 7.62IT/04/180MF3 SN BK BX | PCB plug-in connector, female plug, 7.62 mm, Number of poles: 4, Clamping yoke connection, Clamping range, max. : 4 mm², Box
2059 | 2629770000 | BLZ 7.62IT/06/180MF6 SN BK BX | PCB plug-in connector, female plug, 7.62 mm, Number of poles: 5, Clamping yoke connection, Clamping range, max. : 4 mm², Box
2060 | 2629780000 | BLZ 7.62IT/02/180MSF2 SN BK BX | PCB plug-in connector, female plug, 7.62 mm, Number of poles: 6, Clamping yoke connection, Box
2061 | 2629760000 | BLZ 7.62IT/05/180MF5 SN BK BX | PCB plug-in connector, female plug, 7.62 mm, Number of poles: 5, Clamping yoke connection, Clamping range, max. : 4 mm², Box
2062 | 2629740000 | BLZ 7.62IT/06/180MF2 SN BK BX | PCB plug-in connector, female plug, 7.62 mm, Number of poles: 6, Clamping yoke connection, Clamping range, max. : 4 mm², Box
2063 | 2629860000 | BLZ 7.62IT/06/180MSF3 SN BK BX | PCB plug-in connector, female plug, 7.62 mm, Number of poles: 5, Clamping yoke connection, Box
2064 | 2629880000 | BLZ 7.62IT/06/180MSF4 SN BK BX | PCB plug-in connector, female plug, 7.62 mm, Number of poles: 5, Clamping yoke connection, Box
2065 | 2629830000 | BLZ 7.62IT/03/180MSF3 SN BK BX | PCB plug-in connector, female plug, 7.62 mm, Number of poles: 6, Clamping yoke connection, Box
2066 | 2629870000 | BLZ 7.62IT/05/180MSF4 SN BK BX | PCB plug-in connector, female plug, 7.62 mm, Number of poles: 6, Clamping yoke connection, Box
2067 | 2629790000 | BLZ 7.62IT/03/180MSF2 SN BK BX | PCB plug-in connector, female plug, 7.62 mm, Number of poles: 2, Clamping yoke connection, Box
2068 | 2629910000 | BLZ 7.62IT/06/180MSF6 SN BK BX | PCB plug-in connector, female plug, 7.62 mm, Number of poles: 6, Clamping yoke connection, Box
2069 | 2629900000 | BLZ 7.62IT/06/180MSF5 SN BK BX | PCB plug-in connector, female plug, 7.62 mm, Number of poles: 5, Clamping yoke connection, Box
2070 | 2629890000 | BLZ 7.62IT/05/180MSF5 SN BK BX | PCB plug-in connector, female plug, 7.62 mm, Number of poles: 6, Clamping yoke connection, Box
2071 | 2629840000 | BLZ 7.62IT/04/180MSF3 SN BK BX | PCB plug-in connector, female plug, 7.62 mm, Number of poles: 3, Clamping yoke connection, Box
2072 | 2629850000 | BLZ 7.62IT/05/180MSF3 SN BK BX | PCB plug-in connector, female plug, 7.62 mm, Number of poles: 4, Clamping yoke connection, Box
2073 | 2629800000 | BLZ 7.62IT/04/180MSF2 SN BK BX | PCB plug-in connector, female plug, 7.62 mm, Number of poles: 3, Clamping yoke connection, Box
2074 | 2629810000 | BLZ 7.62IT/05/180MSF2 SN BK BX | PCB plug-in connector, female plug, 7.62 mm, Number of poles: 4, Clamping yoke connection, Box
2075 | 2629820000 | BLZ 7.62IT/06/180MSF2 SN BK BX | PCB plug-in connector, female plug, 7.62 mm, Number of poles: 5, Clamping yoke connection, Box
2076 | 2050160100 | SAIL-M12BG-S-1.0P | Power cable, One end without connector, M12, Number of poles : 4 (3 + PE), 1 m, Shielded: No, LED: No, Sheath material: PUR, Halogen: No
2077 | 2665810000 | UV20-B-IPC-2001.02 | Industrial PC, IP20
2078 | 2664840000 | SAI-M12-KSC-18/20 | Contact, Pin
2079 | 2664860000 | SAI-M12-KBC-18/20 | Contact, Socket connector
2080 | 2664870000 | SAI-M12-KBC-20/22 | Contact, Socket connector
2081 | 2664850000 | SAI-M12-KSC-20/22 | Contact, Pin
2082 | 2663200000 | IE-FC-SFM-CAB-DB | FrontCom, Single frame, Metal cover, Lockable with cabinet key (Daimler lock)
2083 | 2637350000 | HDC MPN 6.0 M | Pneumatic contact, Contact with valve: No
2084 | 2637390000 | HDC MPN 6.0 F | Pneumatic contact, Contact with valve: No
2085 | 2637410000 | HDC MPN 4.0 M | Pneumatic contact, Contact with valve: No
2086 | 2637420000 | HDC MPN 4.0 F | Pneumatic contact, Contact with valve: No
2087 | 2637460000 | HDC MPN 3.0 SOF | Pneumatic contact, Contact with valve: Yes
2088 | 2637430000 | HDC MPN 4.0 SOF | Pneumatic contact, Contact with valve: Yes
2089 | 2637470000 | HDC MPN 1.6 M | Pneumatic contact, Contact with valve: No
2090 | 2637440000 | HDC MPN 3.0 M | Pneumatic contact, Contact with valve: No
2091 | 2664780000 | SAIBC-WDF-D-18/28-4/9CG | Sockets prefabricated to customer spec., M12, Female socket, straight
2092 | 2664790000 | SAISC-WDF-D-18/28-4/9CG | Plugs prefabricated to customer spec., M12, pin, straight
2093 | 2637480000 | HDC MPN 1.6 F | Pneumatic contact, Contact with valve: No
2094 | 2664800000 | SAIBC-5-18/28-4/9CG | Sockets prefabricated to customer spec., M12, Female socket, straight
2095 | 2664830000 | SAIBWC-5-18/28-4/9CG | Sockets prefabricated to customer spec., M12, Socket, angled
2096 | 2664880000 | IE-PIC-M12X-P-22/26 | Contact, Pin
2097 | 2665830000 | UV66-ADV-7-IPPC-1001.01 | Industrial Panel-PC, Display size 7", Capacitive touch, MultiTouch, Front protection IP66
2098 | 2618110000 | TRP 24VDC 1CO AU | TERMSERIES, Relay module, Number of contacts: 1, CO contact AgNi gold-plated, Rated control voltage: 24 V DC ±20 %, Continuous current: 6 A, PUSH IN, Test button available: No
2099 | 2618050000 | TRP 230VUC 1CO | TERMSERIES, Relay module, Number of contacts: 1, CO contact AgNi, Rated control voltage: 230 V UC ±10%, Continuous current: 6 A, PUSH IN, Test button available: No
2100 | 2618020000 | TRP 24VDC 1CO AGSNO | TERMSERIES, Relay module, Number of contacts: 1, CO contact AgSnO, Rated control voltage: 24 V DC ±20 %, Continuous current: 6 A, PUSH IN, Test button available: No
2101 | 2618010000 | TRP 120VUC 1CO | TERMSERIES, Relay module, Number of contacts: 1, CO contact AgNi, Rated control voltage: 120 V UC ±10 %, Continuous current: 6 A, PUSH IN, Test button available: No
2102 | 2618080000 | TRP 120VUC 1CO AU | TERMSERIES, Relay module, Number of contacts: 1, CO contact AgNi gold-plated, Rated control voltage: 120 V UC ±10 %, Continuous current: 6 A, PUSH IN, Test button available: No
2103 | 2617930000 | TRP 24VDC 1NO HCP | TERMSERIES, Relay module, Number of contacts: 1, NO contact AgSnO + W, Rated control voltage: 24 V DC ±20 %, Continuous current: 16 A, PUSH IN, Test button available: No
2104 | 2618890000 | TRP 230VAC RC 1CO EMPTY | TERMSERIES, Relay socket, Number of contacts: 1, CO contact, Rated control voltage: 230 V AC ±10 %, Continuous current: 10 A, PUSH IN
2105 | 2618100000 | TRP 24VDC 1CO 16A | TERMSERIES, Relay module, Number of contacts: 1, CO contact AgNi, Rated control voltage: 24 V DC ±20 %, Continuous current: 16 A, PUSH IN, Test button available: No
2106 | 2618230000 | TRP 24VDC ACT | TERMSERIES, Relay module, Number of contacts: 1, NO contact AgNi, Rated control voltage: 24 V DC ±20 %, Continuous current: 6 A, PUSH IN, Test button available: No
2107 | 2618530000 | TRP 24VDC 2CO AU | TERMSERIES, Relay module, Number of contacts: 2, CO contact AgNi gold-plated, Rated control voltage: 24 V DC ±20 %, Continuous current: 8 A, PUSH IN, Test button available: No
2108 | 2618700000 | TOP 24VDC 24VDC3.5A | TERMSERIES, Solid-state relay, 1 NO contact (MOS-FET), Rated control voltage: 24 V DC ±20 % , Rated switching voltage: 3...33 V DC, Continuous current: 3.5 A, PUSH IN
2109 | 2618840000 | TOP 24VDC 24VDC5A | TERMSERIES, Solid-state relay, 1 NO contact (MOS-FET), Rated control voltage: 24 V DC ±20 % , Rated switching voltage: 3...33 V DC, Continuous current: 5 A, PUSH IN
2110 | 2618320000 | TRP 24VUC 2CO | TERMSERIES, Relay module, Number of contacts: 2, CO contact AgNi, Rated control voltage: 24 V UC ±10 %, Continuous current: 8 A, PUSH IN, Test button available: No
2111 | 2618740000 | TOP 24VDC EMPTY | TERMSERIES, Relay socket, 1 NO contact, CO contact (), Rated control voltage: 24 V DC ±20 % , Rated switching voltage: 250 V AC, Continuous current: 16 A, PUSH IN
2112 | 2618500000 | TRP 230VAC RC 2CO AU | TERMSERIES, Relay module, Number of contacts: 2, CO contact AgNi gold-plated, Rated control voltage: 230 V AC ±5 %, Continuous current: 8 A, PUSH IN, Test button available: No
2113 | 2618880000 | TRP 120VAC RC 1CO EMPTY | TERMSERIES, Relay socket, Number of contacts: 1, CO contact, Rated control voltage: 120 V AC ±10 %, Continuous current: 10 A, PUSH IN
2114 | 2618420000 | TOP 24VDC 230VAC1A | TERMSERIES, Solid-state relay, 1 NO contact (Triac (zero-cross switch)), Rated control voltage: 24 V DC ±20 % , Rated switching voltage: 24...240 V AC, Continuous current: 1 A, PUSH IN
2115 | 2618540000 | TRP 24VUC 2CO AU | TERMSERIES, Relay module, Number of contacts: 2, CO contact AgNi gold-plated, Rated control voltage: 24 V UC ±10 %, Continuous current: 8 A, PUSH IN, Test button available: No
2116 | 2618570000 | TRP 120VUC 2CO | TERMSERIES, Relay module, Number of contacts: 2, CO contact AgNi, Rated control voltage: 120 V UC ±10 %, Continuous current: 8 A, PUSH IN, Test button available: No
2117 | 2618900000 | TRP 60VUC 1CO EMPTY | TERMSERIES, Relay socket, Number of contacts: 1, CO contact, Rated control voltage: 60 V UC ±10 %, Continuous current: 10 A, PUSH IN
2118 | 2618960000 | TRP 230VUC 1CO EMPTY | TERMSERIES, Relay socket, Number of contacts: 1, CO contact, Rated control voltage: 230 V UC ±10%, Continuous current: 10 A, PUSH IN
2119 | 2618910000 | TRP 24VUC 1CO EMPTY | TERMSERIES, Relay socket, Number of contacts: 1, CO contact, Rated control voltage: 24 V UC ±10 %, Continuous current: 10 A, PUSH IN
2120 | 2618150000 | TRP 120VAC RC 1CO | TERMSERIES, Relay module, Number of contacts: 1, CO contact AgNi, Rated control voltage: 120 V AC ±10 %, Continuous current: 6 A, PUSH IN, Test button available: No
2121 | 2618950000 | TRP 120VUC 1CO EMPTY | TERMSERIES, Relay socket, Number of contacts: 1, CO contact, Rated control voltage: 120 V UC ±10 %, Continuous current: 10 A, PUSH IN
2122 | 2618920000 | TRP 48VUC 1CO EMPTY | TERMSERIES, Relay socket, Number of contacts: 1, CO contact, Rated control voltage: 48 V UC ±10 %, Continuous current: 10 A, PUSH IN
2123 | 2618090000 | TRP 24VDC 1NO HC | TERMSERIES, Relay module, Number of contacts: 1, NO contact AgSnO, Rated control voltage: 24 V DC ±20 %, Continuous current: 16 A, PUSH IN, Test button available: No
2124 | 2618930000 | TRP 12VDC 1CO EMPTY | TERMSERIES, Relay socket, Number of contacts: 1, CO contact, Rated control voltage: 12 V DC ±20 %, Continuous current: 10 A, PUSH IN
2125 | 2618650000 | TOP 120VAC RC 48VDC0.1A | TERMSERIES, Solid-state relay, 1 NO contact (Bipolar transistor), Rated control voltage: 120 V AC ±10 % , Rated switching voltage: 3... 48 V DC, Continuous current: 100 mA, PUSH IN
2126 | 2618790000 | TOP 24VDC 48VDC0.1A | TERMSERIES, Solid-state relay, 1 NO contact (Bipolar transistor), Rated control voltage: 24 V DC ±20 % , Rated switching voltage: 3... 48 V DC, Continuous current: 100 mA, PUSH IN
2127 | 2618670000 | TOP 230VAC RC 24VDC2A | TERMSERIES, Solid-state relay, 1 NO contact (MOS-FET), Rated control voltage: 230 V AC ±10 % , Rated switching voltage: 3...33 V DC, Continuous current: 2 A, PUSH IN
2128 | 2617830000 | TRP 230VUC 1CO AGSNO | TERMSERIES, Relay module, Number of contacts: 1, CO contact AgSnO, Rated control voltage: 230 V UC ±10%, Continuous current: 6 A, PUSH IN, Test button available: No
2129 | 2617840000 | TRP 120VAC RC 1CO AGSNO | TERMSERIES, Relay module, Number of contacts: 1, CO contact AgSnO, Rated control voltage: 120 V AC ±10 %, Continuous current: 6 A, PUSH IN, Test button available: No
2130 | 2617850000 | TRP 230VAC RC 1CO AGSNO | TERMSERIES, Relay module, Number of contacts: 1, CO contact AgSnO, Rated control voltage: 230 V AC ±10 %, Continuous current: 6 A, PUSH IN, Test button available: No
2131 | 2617860000 | TRP 12VDC 1CO AGSNO | TERMSERIES, Relay module, Number of contacts: 1, CO contact AgSnO, Rated control voltage: 12 V DC ±20 %, Continuous current: 6 A, PUSH IN, Test button available: No
2132 | 2617870000 | TRP 60VUC 1CO AGSNO | TERMSERIES, Relay module, Number of contacts: 1, CO contact AgSnO, Rated control voltage: 60 V UC ±10 %, Continuous current: 6 A, PUSH IN, Test button available: No
2133 | 2617890000 | TRP 48VUC 1CO AGSNO | TERMSERIES, Relay module, Number of contacts: 1, CO contact AgSnO, Rated control voltage: 48 V UC ±10 %, Continuous current: 6 A, PUSH IN, Test button available: No
2134 | 2617900000 | TRP 120VUC 1CO AGSNO | TERMSERIES, Relay module, Number of contacts: 1, CO contact AgSnO, Rated control voltage: 120 V UC ±10 %, Continuous current: 6 A, PUSH IN, Test button available: No
2135 | 2617910000 | TRP 24VUC 1CO 16A | TERMSERIES, Relay module, Number of contacts: 1, CO contact AgNi, Rated control voltage: 24 V UC ±10 %, Continuous current: 16 A, PUSH IN, Test button available: No
2136 | 2617950000 | TRP 230VAC RC 1CO AU | TERMSERIES, Relay module, Number of contacts: 1, CO contact AgNi gold-plated, Rated control voltage: 230 V AC ±10 %, Continuous current: 6 A, PUSH IN, Test button available: No
2137 | 2618030000 | TRP 120VAC RC 1CO AU | TERMSERIES, Relay module, Number of contacts: 1, CO contact AgNi gold-plated, Rated control voltage: 120 V AC ±10 %, Continuous current: 6 A, PUSH IN, Test button available: No
2138 | 2617960000 | TRP 48VUC 1CO 16A | TERMSERIES, Relay module, Number of contacts: 1, CO contact AgNi, Rated control voltage: 48 V UC ±10 %, Continuous current: 16 A, PUSH IN, Test button available: No
2139 | 2617970000 | TRP 60VUC 1CO 16A | TERMSERIES, Relay module, Number of contacts: 1, CO contact AgNi, Rated control voltage: 60 V UC ±10 %, Continuous current: 16 A, PUSH IN, Test button available: No
2140 | 2618040000 | TRP 12VDC 1CO 16A | TERMSERIES, Relay module, Number of contacts: 1, CO contact AgNi, Rated control voltage: 12 V DC ±20 %, Continuous current: 16 A, PUSH IN, Test button available: No
2141 | 2618070000 | TRP 60VUC 1CO AU | TERMSERIES, Relay module, Number of contacts: 1, CO contact AgNi gold-plated, Rated control voltage: 60 V UC ±10 %, Continuous current: 6 A, PUSH IN, Test button available: No
2142 | 2618060000 | TRP 5VDC 1CO AU | TERMSERIES, Relay module, Number of contacts: 1, CO contact AgNi gold-plated, Rated control voltage: 5 V DC ±20 %, Continuous current: 6 A, PUSH IN, Test button available: No
2143 | 2618120000 | TRP 12VDC 1CO AU | TERMSERIES, Relay module, Number of contacts: 1, CO contact AgNi gold-plated, Rated control voltage: 12 V DC ±20 %, Continuous current: 6 A, PUSH IN, Test button available: No
2144 | 2618130000 | TRP 5VDC 1CO 16A | TERMSERIES, Relay module, Number of contacts: 1, CO contact AgNi, Rated control voltage: 5 V DC ±20 %, Continuous current: 16 A, PUSH IN, Test button available: No
2145 | 2618160000 | TRP 24VUC 1CO AU | TERMSERIES, Relay module, Number of contacts: 1, CO contact AgNi gold-plated, Rated control voltage: 24 V UC ±10 %, Continuous current: 6 A, PUSH IN, Test button available: No
2146 | 2618140000 | TRP 60VUC 1CO | TERMSERIES, Relay module, Number of contacts: 1, CO contact AgNi, Rated control voltage: 60 V UC ±10 %, Continuous current: 6 A, PUSH IN, Test button available: No
2147 | 2618170000 | TRP 48VUC 1CO AU | TERMSERIES, Relay module, Number of contacts: 1, CO contact AgNi gold-plated, Rated control voltage: 48 V UC ±10 %, Continuous current: 6 A, PUSH IN, Test button available: No
2148 | 2618190000 | TRP 230VAC RC 1CO 16A | TERMSERIES, Relay module, Number of contacts: 1, CO contact AgNi, Rated control voltage: 230 V AC ±5 %, Continuous current: 16 A, PUSH IN, Test button available: No
2149 | 2618210000 | TRP 230VUC 1CO AU | TERMSERIES, Relay module, Number of contacts: 1, CO contact AgNi gold-plated, Rated control voltage: 230 V UC ±10%, Continuous current: 6 A, PUSH IN, Test button available: No
2150 | 2618260000 | TRP 230VUC 1CO 16A | TERMSERIES, Relay module, Number of contacts: 1, CO contact AgNi, Rated control voltage: 230 V UC ±5 %, Continuous current: 16 A, PUSH IN, Test button available: No
2151 | 2618240000 | TRP 48VUC 1CO | TERMSERIES, Relay module, Number of contacts: 1, CO contact AgNi, Rated control voltage: 48 V UC ±10 %, Continuous current: 6 A, PUSH IN, Test button available: No
2152 | 2618280000 | TRP 120VUC 1CO 16A | TERMSERIES, Relay module, Number of contacts: 1, CO contact AgNi, Rated control voltage: 120 V UC ±10 %, Continuous current: 16 A, PUSH IN, Test button available: No
2153 | 2618180000 | TRP 12VDC 1CO | TERMSERIES, Relay module, Number of contacts: 1, CO contact AgNi, Rated control voltage: 12 V DC ±20 %, Continuous current: 6 A, PUSH IN, Test button available: No
2154 | 2618290000 | TRP 60VUC 2CO | TERMSERIES, Relay module, Number of contacts: 2, CO contact AgNi, Rated control voltage: 60 V UC ±10 %, Continuous current: 8 A, PUSH IN, Test button available: No
2155 | 2618270000 | TRP 120VAC RC 1CO 16A | TERMSERIES, Relay module, Number of contacts: 1, CO contact AgNi, Rated control voltage: 120 V AC ±10 %, Continuous current: 16 A, PUSH IN, Test button available: No
2156 | 2618300000 | TRP 230VUC 2CO AU | TERMSERIES, Relay module, Number of contacts: 2, CO contact AgNi gold-plated, Rated control voltage: 230 V UC ±5 %, Continuous current: 8 A, PUSH IN, Test button available: No
2157 | 2618350000 | TOP 24VUC 230VAC1A | TERMSERIES, Solid-state relay, 1 NO contact (Triac (zero-cross switch)), Rated control voltage: 24 V UC ±10 % , Rated switching voltage: 24...240 V AC, Continuous current: 1 A, PUSH IN
2158 | 2618310000 | TRP 12VDC 2CO AU | TERMSERIES, Relay module, Number of contacts: 2, CO contact AgNi gold-plated, Rated control voltage: 12 V DC ±20 %, Continuous current: 8 A, PUSH IN, Test button available: No
2159 | 2618360000 | TRP 60VUC 2CO AU | TERMSERIES, Relay module, Number of contacts: 2, CO contact AgNi gold-plated, Rated control voltage: 60 V UC ±10 %, Continuous current: 8 A, PUSH IN, Test button available: No
2160 | 2618390000 | TOP 120VAC RC 230VAC1A | TERMSERIES, Solid-state relay, 1 NO contact (Triac (zero-cross switch)), Rated control voltage: 120 V AC ±10 % , Rated switching voltage: 24...240 V AC, Continuous current: 1 A, PUSH IN
2161 | 2618380000 | TOP 12VDC 230VAC1A | TERMSERIES, Solid-state relay, 1 NO contact (Triac (zero-cross switch)), Rated control voltage: 12 V DC ±20 % , Rated switching voltage: 24...240 V AC, Continuous current: 1 A, PUSH IN
2162 | 2618430000 | TOP 230VAC RC 230VAC1A | TERMSERIES, Solid-state relay, 1 NO contact (Triac (zero-cross switch)), Rated control voltage: 230 V AC +5 % / -10 % , Rated switching voltage: 24...240 V AC, Continuous current: 1 A, PUSH IN
2163 | 2618460000 | TOP 48VUC 230VAC1A | TERMSERIES, Solid-state relay, 1 NO contact (Triac (zero-cross switch)), Rated control voltage: 48 V UC ±10 % , Rated switching voltage: 24...240 V AC, Continuous current: 1 A, PUSH IN
2164 | 2618470000 | TRP 120VAC RC 2CO | TERMSERIES, Relay module, Number of contacts: 2, CO contact AgNi, Rated control voltage: 120 V AC ±10 %, Continuous current: 8 A, PUSH IN, Test button available: No
2165 | 2618480000 | TOP 120VUC 230VAC1A | TERMSERIES, Solid-state relay, 1 NO contact (Triac (zero-cross switch)), Rated control voltage: 120 V UC ±10 % , Rated switching voltage: 24...240 V AC, Continuous current: 1 A, PUSH IN
2166 | 2618450000 | TOP 230VUC 230VAC1A | TERMSERIES, Solid-state relay, 1 NO contact (Triac (zero-cross switch)), Rated control voltage: 230 V UC +5 %/ -10 % , Rated switching voltage: 24...240 V AC, Continuous current: 1 A, PUSH IN
2167 | 2618490000 | TRP 120VAC RC 2CO AU | TERMSERIES, Relay module, Number of contacts: 2, CO contact AgNi gold-plated, Rated control voltage: 120 V AC ±10 %, Continuous current: 8 A, PUSH IN, Test button available: No
2168 | 2618550000 | TRP 12VDC 2CO | TERMSERIES, Relay module, Number of contacts: 2, CO contact AgNi, Rated control voltage: 12 V DC ±20 %, Continuous current: 8 A, PUSH IN, Test button available: No
2169 | 2618560000 | TRP 48VUC 2CO AU | TERMSERIES, Relay module, Number of contacts: 2, CO contact AgNi gold-plated, Rated control voltage: 48 V UC ±10 %, Continuous current: 8 A, PUSH IN, Test button available: No
2170 | 2618520000 | TRP 48VUC 2CO | TERMSERIES, Relay module, Number of contacts: 2, CO contact AgNi, Rated control voltage: 48 V UC ±10 %, Continuous current: 8 A, PUSH IN, Test button available: No
2171 | 2618600000 | TOP 12VDC 48VDC0.1A | TERMSERIES, Solid-state relay, 1 NO contact (Bipolar transistor), Rated control voltage: 12 V DC ±20 % , Rated switching voltage: 3... 48 V DC, Continuous current: 100 mA, PUSH IN
2172 | 2618590000 | TRP 120VUC 2CO AU | TERMSERIES, Relay module, Number of contacts: 2, CO contact AgNi gold-plated, Rated control voltage: 120 V UC ±10 %, Continuous current: 8 A, PUSH IN, Test button available: No
2173 | 2618580000 | TRP 5VDC 2CO AU | TERMSERIES, Relay module, Number of contacts: 2, CO contact AgNi gold-plated, Rated control voltage: 5 V DC ±20 %, Continuous current: 8 A, PUSH IN, Test button available: No
2174 | 2618620000 | TOP 230VAC RC 48VDC0.1A | TERMSERIES, Solid-state relay, 1 NO contact (Bipolar transistor), Rated control voltage: 230 V AC ±10 % , Rated switching voltage: 3... 48 V DC, Continuous current: 100 mA, PUSH IN
2175 | 2618680000 | TOP 120VUC 48VDC0.1A | TERMSERIES, Solid-state relay, 1 NO contact (Bipolar transistor), Rated control voltage: 120 V UC ±10 % , Rated switching voltage: 3... 48 V DC, Continuous current: 100 mA, PUSH IN
2176 | 2618640000 | TOP 24VUC 48VDC0.1A | TERMSERIES, Solid-state relay, 1 NO contact (Bipolar transistor), Rated control voltage: 24 V UC ±10 % , Rated switching voltage: 3... 48 V DC, Continuous current: 100 mA, PUSH IN
2177 | 2618660000 | TOP 120VAC RC 24VDC2A | TERMSERIES, Solid-state relay, 1 NO contact (MOS-FET), Rated control voltage: 120 V AC ±10 % , Rated switching voltage: 3...33 V DC, Continuous current: 2 A, PUSH IN
2178 | 2618690000 | TOP 230VUC 48VDC0.1A | TERMSERIES, Solid-state relay, 1 NO contact (Bipolar transistor), Rated control voltage: 230 V UC ±10% , Rated switching voltage: 3... 48 V DC, Continuous current: 100 mA, PUSH IN
2179 | 2618710000 | TOP 48VUC 48VDC0.1A | TERMSERIES, Solid-state relay, 1 NO contact (Bipolar transistor), Rated control voltage: 48 V UC ±10 % , Rated switching voltage: 3... 48 V DC, Continuous current: 100 mA, PUSH IN
2180 | 2618730000 | TOP 24VUC 24VDC2A | TERMSERIES, Solid-state relay, 1 NO contact (MOS-FET), Rated control voltage: 24 V UC ±10 % , Rated switching voltage: 3...33 V DC, Continuous current: 2 A, PUSH IN
2181 | 2618770000 | TOP 120VUC 24VDC2A | TERMSERIES, Solid-state relay, 1 NO contact (MOS-FET), Rated control voltage: 120 V UC ±10 % , Rated switching voltage: 3...33 V DC, Continuous current: 2 A, PUSH IN
2182 | 2618750000 | TOP 24VDC ACT | TERMSERIES, Solid-state relay, 1 NO contact (MOS-FET), Rated control voltage: 24 V DC ±20 % , Rated switching voltage: 3...33 V DC, Continuous current: 2 A, PUSH IN
2183 | 2618760000 | TOP 48VUC 24VDC2A | TERMSERIES, Solid-state relay, 1 NO contact (MOS-FET), Rated control voltage: 48 V UC ±10 % , Rated switching voltage: 3...33 V DC, Continuous current: 2 A, PUSH IN
2184 | 2618810000 | TOP 5VDC 24VDC2A | TERMSERIES, Solid-state relay, 1 NO contact (MOS-FET), Rated control voltage: 5 V DC ±20 % , Rated switching voltage: 3...33 V DC, Continuous current: 2 A, PUSH IN
2185 | 2618800000 | TOP 230VUC 24VDC2A | TERMSERIES, Solid-state relay, 1 NO contact (MOS-FET), Rated control voltage: 230 V UC ±10% , Rated switching voltage: 3...33 V DC, Continuous current: 2 A, PUSH IN
2186 | 2618940000 | TXP SUPPLY | TERMSERIES, Supply module, Number of contacts: 5, , Continuous current: 10 A, PUSH IN
2187 | 2618820000 | TOP 12VDC 24VDC2A | TERMSERIES, Solid-state relay, 1 NO contact (MOS-FET), Rated control voltage: 12 V DC ±20 % , Rated switching voltage: 3...33 V DC, Continuous current: 2 A, PUSH IN
2188 | 2618970000 | TOP 60VUC 24VDC2A | TERMSERIES, Solid-state relay, 1 NO contact (MOS-FET), Rated control voltage: 60 V UC ±10 % , Rated switching voltage: 3...33 V DC, Continuous current: 2 A, PUSH IN
2189 | 2618330000 | TRP 230VAC RC 2CO | TERMSERIES, Relay module, Number of contacts: 2, CO contact AgNi, Rated control voltage: 230 V AC ±5 %, Continuous current: 8 A, PUSH IN, Test button available: No
2190 | 2618370000 | TOP 60VUC 230VAC1A | TERMSERIES, Solid-state relay, 1 NO contact (Triac (zero-cross switch)), Rated control voltage: 60 V UC ±10 % , Rated switching voltage: 24...240 V AC, Continuous current: 1 A, PUSH IN
2191 | 2618870000 | TRP 24VDC 1CO EMPTY | TERMSERIES, Relay socket, Number of contacts: 1, CO contact, Rated control voltage: 24 V DC ±20 %, Continuous current: 10 A, PUSH IN
2192 | 2003140000 | IE-FC-SFP-CAB | FrontCom, Single frame, Plastic cover, Lockable with cabinet key
2193 | 2637320000 | HDC MPN 2 | Pneumatic module
2194 | 2636060000 | HDC MHE 4X FP | Signal module
2195 | 2555780000 | UV66-ECO-7-RES-W | web-compatible touch panel, Display size 7", resistive, Front protection IP66
2196 | 2555660000 | UV66-ECO-4-RES-W | web-compatible touch panel, Display size 4.3", resistive, Front protection IP66
2197 | 2661310000 | UR20-FBC-IEC61162-450 | Remote I/O fieldbus coupler, IP20, Ethernet, IEC 61162-450
2198 | 2617520000 | UR20-4AI-I-HART-16-DIAG | Remote I/O module, IP20, Analog signals, Input, 4-channel, HART®
2199 | 2559330000 | S2L 3.50/40/180F 3.5SN OR BX | PCB plug-in connector, male header, Flange, THT solder connection, 3.50 mm, Number of poles: 40, 180°, Solder pin length (l): 3.5 mm, tinned, orange, Box
2200 | 2627640000 | PRO TOPDC 24V/24V 10A | DC/DC converter, 31.2 V, 24 V
2201 | 2627630000 | PRO TOPDC 24V/24V 20A | DC/DC converter, 31.2 V, 24 V
2202 | 2627650000 | PRO TOPDC 24V/24V 5A | DC/DC converter, 31.2 V, 24 V
2203 | 2627660000 | PRO TOPDC 24V/48V 10A | DC/DC converter, 31.2 V, 48 V
2204 | 2619390000 | ACT20P-CI-2CO-OLP-P | Signal distributor, Output current loop powered, Input : 4-20 mA, Output : 2 x 4-20 mA, (loop powered)
2205 | 2629510000 | SL 7.62IT/05/90MF5 3.2SN BK BX | PCB plug-in connector, male header, closed side, Middle flange, THT solder connection, 7.62 mm, Number of poles: 5, 90°, Solder pin length (l): 3.2 mm, black
2206 | 2564360000 | WSI 4/LD 30-70V AC/DC | W-Series, Fuse terminal, Rated cross-section: 4 mm², Screw connection
2207 | 2564380000 | WSI 4/LD 140-250V AC/DC | W-Series, Fuse terminal, Rated cross-section: 4 mm², Screw connection
2208 | 2564370000 | WSI 4/LD 60-150V AC/DC | W-Series, Fuse terminal, Rated cross-section: 4 mm², Screw connection
2209 | 2632780000 | SLF 7.62HP/04/180LRSH160 SN BK BX | PCB plug-in connector, male plug, 7.62 mm, Number of poles: 4, 180°, PUSH IN with actuator, Tension-clamp connection, Clamping range, max. : 2.5 mm², Box
2210 | 1462090060 | PAC-S1500-HE20-V1-6M | Pre-assembled cable, PAC, Cable LiYY, 0.25 mm²
2211 | 1462110040 | PAC-S1500-HE20-V3-4M | Pre-assembled cable, PAC, Cable LiYY, 0.25 mm²
2212 | 1462110050 | PAC-S1500-HE20-V3-5M | Pre-assembled cable, PAC, Cable LiYY, 0.25 mm²
2213 | 1462110060 | PAC-S1500-HE20-V3-6M | Pre-assembled cable, PAC, Cable LiYY, 0.25 mm²
2214 | 2667450000 | LMFS 7.50/05/90 3.5SN OR BX | Printed circuit board terminals, 7.50 mm, Number of poles: 5, 90°, Solder pin length (l): 3.5 mm, orange, PUSH IN without actuator, Clamping range, max. : 2.5 mm², Box
2215 | 2578020000 | KRN-M10/-400 | cable lug, terminal end,400 mm²
2216 | 2578030000 | KRN-M12/-400 | cable lug, terminal end,400 mm²
2217 | 2578050000 | KRN-M20/-400 | cable lug, terminal end,400 mm²
2218 | 2625960000 | SAIE-M12SL-0.3VHM16-2.5 | Built-in plugs, M12, pin, straight, Number of poles: 5, 0.3 m, Rear panel mounting
2219 | 2625940000 | SAIE-M12BL-0.3VHM16-1.5 | Built-in plugs, M12, Female socket, straight, Number of poles: 5, 0.3 m, Rear panel mounting
2220 | 1480000001 | DFFC 0.5-1.0 SN 3000 | PCB plug-in connector, Crimp contact, tinned, Max. clamping range : 1 mm²
2221 | 2566090000 | UR20-2AI-UI-16-DIAG | Remote I/O module, IP20, 2-channel, Analog signals, Input, Current/Voltage, 16 Bit
2222 | 2566100000 | UR20-2AO-UI-16-DIAG | Remote I/O module, IP20, Analog signals, Output, 2-channel, Current/Voltage
2223 | 2663130000 | TRP 24-230VUC 1NO HC ED2 | TERMSERIES, Relay module, Number of contacts: 1, NO contact AgSnO, Rated control voltage: 24?230 V UC ±10 %, Continuous current: 16 A, PUSH IN, Test button available: No
2224 | 2663140000 | TRP 24-230VUC 1NO HCP ED2 | TERMSERIES, Relay module, Number of contacts: 1, NO contact AgSnO + W, Rated control voltage: 24?230 V UC ±10 %, Continuous current: 16 A, PUSH IN, Test button available: No
2225 | 2663040000 | TRP 24-230VUC 2CO ED2 | TERMSERIES, Relay module, Number of contacts: 2, CO contact AgNi, Rated control voltage: 24?230 V UC ±10 %, Continuous current: 8 A, PUSH IN, Test button available: No
2226 | 2663120000 | TRP 24-230VUC 1CO 16A ED2 | TERMSERIES, Relay module, Number of contacts: 1, CO contact AgNi, Rated control voltage: 24?230 V UC ±10 %, Continuous current: 16 A, PUSH IN, Test button available: No
2227 | 2663010000 | TRP 24-230VUC 1CO ED2 | TERMSERIES, Relay module, Number of contacts: 1, CO contact AgNi, Rated control voltage: 24?230 V UC ±10 %, Continuous current: 6 A, PUSH IN, Test button available: No
2228 | 2663020000 | TRP 24-230VUC 1CO AU ED2 | TERMSERIES, Relay module, Number of contacts: 1, CO contact AgNi gold-plated, Rated control voltage: 24?230 V UC ±10 %, Continuous current: 6 A, PUSH IN, Test button available: No
2229 | 2663000000 | TRS 24-230VUC 1CO AGSNO ED2 | TERMSERIES, Relay module, Number of contacts: 1, CO contact AgSnO, Rated control voltage: 24?230 V UC ±10 %, Continuous current: 6 A, Screw connection, Test button available: No
2230 | 2663050000 | TRP 24-230VUC 2CO AU ED2 | TERMSERIES, Relay module, Number of contacts: 2, CO contact AgNi gold-plated, Rated control voltage: 24?230 V UC ±10 %, Continuous current: 8 A, PUSH IN, Test button available: No
2231 | 2662880000 | TRS 24-230VUC 2CO ED2 | TERMSERIES, Relay module, Number of contacts: 2, CO contact AgNi, Rated control voltage: 24?230 V UC ±10 %, Continuous current: 8 A, Screw connection, Test button available: No
2232 | 2663030000 | TRP 24-230VUC 1CO EMPTY ED2 | TERMSERIES, Relay socket, Number of contacts: 1, CO contact, Rated control voltage: 24?230 V UC ±10 %, Continuous current: 10 A, PUSH IN
2233 | 2663160000 | TRP 24-230VUC 1CO AGSNO ED2 | TERMSERIES, Relay module, Number of contacts: 1, CO contact AgSnO, Rated control voltage: 24?230 V UC ±10 %, Continuous current: 6 A, PUSH IN, Test button available: No
2234 | 2662850000 | TRS 24-230VUC 1CO ED2 | TERMSERIES, Relay module, Number of contacts: 1, CO contact AgNi, Rated control voltage: 24?230 V UC ±10 %, Continuous current: 6 A, Screw connection, Test button available: No
2235 | 2663060000 | TRP 24-230VUC 2CO EMPTY ED2 | TERMSERIES, Relay socket, Number of contacts: 2, CO contact, Rated control voltage: 24?230 V UC ±10 %, Continuous current: 10 A, PUSH IN
2236 | 2662980000 | TRS 24-230VUC 1NO HCP ED2 | TERMSERIES, Relay module, Number of contacts: 1, NO contact AgSnO + W, Rated control voltage: 24?230 V UC ±10 %, Continuous current: 16 A, Screw connection, Test button available: No
2237 | 2662960000 | TRS 24-230VUC 1CO 16A ED2 | TERMSERIES, Relay module, Number of contacts: 1, CO contact AgNi, Rated control voltage: 24?230 V UC ±10 %, Continuous current: 16 A, Screw connection, Test button available: No
2238 | 2662900000 | TRS 24-230VUC 2CO EMPTY ED2 | TERMSERIES, Relay socket, Number of contacts: 2, CO contact, Rated control voltage: 24?230 V UC ±10 %, Continuous current: 10 A, Screw connection
2239 | 2662970000 | TRS 24-230VUC 1NO HC ED2 | TERMSERIES, Relay module, Number of contacts: 1, NO contact AgSnO, Rated control voltage: 24?230 V UC ±10 %, Continuous current: 16 A, Screw connection, Test button available: No
2240 | 2662860000 | TRS 24-230VUC 1CO AU ED2 | TERMSERIES, Relay module, Number of contacts: 1, CO contact AgNi gold-plated, Rated control voltage: 24?230 V UC ±10 %, Continuous current: 6 A, Screw connection, Test button available: No
2241 | 2662870000 | TRS 24-230VUC 1CO EMPTY ED2 | TERMSERIES, Relay socket, Number of contacts: 1, CO contact, Rated control voltage: 24?230 V UC ±10 %, Continuous current: 10 A, Screw connection
2242 | 2662890000 | TRS 24-230VUC 2CO AU ED2 | TERMSERIES, Relay module, Number of contacts: 2, CO contact AgNi gold-plated, Rated control voltage: 24?230 V UC ±10 %, Continuous current: 8 A, Screw connection, Test button available: No
2243 | 1173030800 | IE-C5DD4UG0800A20A20-E | Dragline cable, PROFINET, RJ45 IP 20, RJ45 IP 20, Cat.5 (ISO/IEC 11801) / Cat.5e (TIA T568-B), PUR, 80 m
2244 | 1201270003 | IE-C6FP8LM0003M40M40-M | Patch cable, RJ45 IP 20, RJ45 IP 20, Cat.6A / Class EA (ISO/IEC 11801 2010), LSZH, 0.3 m
2245 | 1251580400 | IE-C6FP8LY0400M40M40-Y | Patch cable, RJ45 IP 20, RJ45 IP 20, Cat.6A / Class EA (ISO/IEC 11801 2010), LSZH, 40 m
2246 | 1251590035 | IE-C6FP8LG0035M40M40-G | Patch cable, RJ45 IP 20, RJ45 IP 20, Cat.6A / Class EA (ISO/IEC 11801 2010), LSZH, 3.5 m
2247 | 1251590040 | IE-C6FP8LG0040M40M40-G | Patch cable, RJ45 IP 20, RJ45 IP 20, Cat.6A / Class EA (ISO/IEC 11801 2010), LSZH, 4 m
2248 | 1251590045 | IE-C6FP8LG0045M40M40-G | Patch cable, RJ45 IP 20, RJ45 IP 20, Cat.6A / Class EA (ISO/IEC 11801 2010), LSZH, 4.5 m
2249 | 1251590400 | IE-C6FP8LG0400M40M40-G | Patch cable, RJ45 IP 20, RJ45 IP 20, Cat.6A / Class EA (ISO/IEC 11801 2010), LSZH, 40 m
2250 | 1251610080 | IE-C6FP8LE0080M40M40-E | Patch cable, RJ45 IP 20, RJ45 IP 20, Cat.6A / Class EA (ISO/IEC 11801 2010), LSZH, 8 m
2251 | 1821050340 | SAIL-M12WM12G-3-3.4U | Sensor/actuator line, Connecting line, M12 / M12, Number of poles : 3, 3.4 m, Shielded: No, LED: No, Sheath material: PUR, Halogen: No
2252 | 1821050400 | SAIL-M12WM12G-3-4.0U | Sensor/actuator line, Connecting line, M12 / M12, Number of poles : 3, 4 m, Shielded: No, LED: No, Sheath material: PUR, Halogen: No
2253 | 1821050560 | SAIL-M12WM12G-3-5.6U | Sensor/actuator line, Connecting line, M12 / M12, Number of poles : 3, 5.6 m, Shielded: No, LED: No, Sheath material: PUR, Halogen: No
2254 | 1821050680 | SAIL-M12WM12G-3-6.8U | Sensor/actuator line, Connecting line, M12 / M12, Number of poles : 3, 6.8 m, Shielded: No, LED: No, Sheath material: PUR, Halogen: No
2255 | 1821050780 | SAIL-M12WM12G-3-7.8U | Sensor/actuator line, Connecting line, M12 / M12, Number of poles : 3, 7.8 m, Shielded: No, LED: No, Sheath material: PUR, Halogen: No
2256 | 1865870060 | SAIL-M12BG-8-0.6U | Sensor/actuator line, One end without connector, Number of poles : 8, 0.6 m, Shielded: No, LED: No, Sheath material: PUR, Halogen: No
2257 | 1865870100 | SAIL-M12BG-8-1.0U | Sensor/actuator line, One end without connector, Number of poles : 8, 1 m, Shielded: No, LED: No, Sheath material: PUR, Halogen: No
2258 | 1879710100 | SAIL-M12BG-12-1.0U | Sensor/actuator line, One end without connector, Number of poles : 12, Shielded: No, LED: No, Sheath material: PUR, Halogen: No
2259 | 1879712500 | SAIL-M12BG-12-25U | Sensor/actuator line, One end without connector, Number of poles : 12, Shielded: No, LED: No, Sheath material: PUR, Halogen: No
2260 | 1883460060 | SAIL-M12BW-8-0.6U | Sensor/actuator line, One end without connector, Number of poles : 8, 6 m, Shielded: No, LED: No, Sheath material: PUR, Halogen: No
2261 | 1883460100 | SAIL-M12BW-8-1.0U | Sensor/actuator line, One end without connector, Number of poles : 8, 6.1 m, Shielded: No, LED: No, Sheath material: PUR, Halogen: No
2262 | 1890520750 | SAIL-M12BG-8S7.5U | Sensor/actuator line, One end without connector, M12, Number of poles : 8, 7.5 m, Shielded: Yes, LED: No, Sheath material: PUR, Halogen: No
2263 | 1898240100 | SAIL-M12BW-12-1.0U | Sensor/actuator line, One end without connector, Number of poles : 12, 1 m, Shielded: No, LED: No, Sheath material: PUR, Halogen: No
2264 | 1898242500 | SAIL-M12BW-12-25U | Sensor/actuator line, One end without connector, Number of poles : 12, 23 m, Shielded: No, LED: No, Sheath material: PUR, Halogen: No
2265 | 1906300025 | SAIL-M12GM12G-4-0.25U | Sensor/actuator line, Connecting line, M12 / M12, Number of poles : 4, 0.25 m, Shielded: No, LED: No, Sheath material: PUR, Halogen: No
2266 | 1906300040 | SAIL-M12GM12G-4-0.4U | Sensor/actuator line, Connecting line, M12 / M12, Number of poles : 4, 0.4 m, Shielded: No, LED: No, Sheath material: PUR, Halogen: No
2267 | 1906300160 | SAIL-M12GM12G-4-1.6U | Sensor/actuator line, Connecting line, M12 / M12, Number of poles : 4, 1.6 m, Shielded: No, LED: No, Sheath material: PUR, Halogen: No
2268 | 1906300230 | SAIL-M12GM12G-4-2.3U | Sensor/actuator line, Connecting line, M12 / M12, Number of poles : 4, 2.3 m, Shielded: No, LED: No, Sheath material: PUR, Halogen: No
2269 | 1906300290 | SAIL-M12GM12G-4-2.9U | Sensor/actuator line, Connecting line, M12 / M12, Number of poles : 4, 2.9 m, Shielded: No, LED: No, Sheath material: PUR, Halogen: No
2270 | 1906300310 | SAIL-M12GM12G-4-3.1U | Sensor/actuator line, Connecting line, M12 / M12, Number of poles : 4, 3.1 m, Shielded: No, LED: No, Sheath material: PUR, Halogen: No
2271 | 1906300320 | SAIL-M12GM12G-4-3.2U | Sensor/actuator line, Connecting line, M12 / M12, Number of poles : 4, 3.2 m, Shielded: No, LED: No, Sheath material: PUR, Halogen: No
2272 | 1906300330 | SAIL-M12GM12G-4-3.3U | Sensor/actuator line, Connecting line, M12 / M12, Number of poles : 4, 3.3 m, Shielded: No, LED: No, Sheath material: PUR, Halogen: No
2273 | 1906300340 | SAIL-M12GM12G-4-3.4U | Sensor/actuator line, Connecting line, M12 / M12, Number of poles : 4, 3.4 m, Shielded: No, LED: No, Sheath material: PUR, Halogen: No
2274 | 1906300390 | SAIL-M12GM12G-4-3.9U | Sensor/actuator line, Connecting line, M12 / M12, Number of poles : 4, 3.9 m, Shielded: No, LED: No, Sheath material: PUR, Halogen: No
2275 | 1906300410 | SAIL-M12GM12G-4-4.1U | Sensor/actuator line, Connecting line, M12 / M12, Number of poles : 4, 4.1 m, Shielded: No, LED: No, Sheath material: PUR, Halogen: No
2276 | 1906300420 | SAIL-M12GM12G-4-4.2U | Sensor/actuator line, Connecting line, M12 / M12, Number of poles : 4, 4.2 m, Shielded: No, LED: No, Sheath material: PUR, Halogen: No
2277 | 1906300450 | SAIL-M12GM12G-4-4.5U | Sensor/actuator line, Connecting line, M12 / M12, Number of poles : 4, 4.5 m, Shielded: No, LED: No, Sheath material: PUR, Halogen: No
2278 | 1906300470 | SAIL-M12GM12G-4-4.7U | Sensor/actuator line, Connecting line, M12 / M12, Number of poles : 4, 4.7 m, Shielded: No, LED: No, Sheath material: PUR, Halogen: No
2279 | 1906300480 | SAIL-M12GM12G-4-4.8U | Sensor/actuator line, Connecting line, M12 / M12, Number of poles : 4, 4.8 m, Shielded: No, LED: No, Sheath material: PUR, Halogen: No
2280 | 1906300530 | SAIL-M12GM12G-4-5.3U | Sensor/actuator line, Connecting line, M12 / M12, Number of poles : 4, 5.3 m, Shielded: No, LED: No, Sheath material: PUR, Halogen: No
2281 | 1906300540 | SAIL-M12GM12G-4-5.4U | Sensor/actuator line, Connecting line, M12 / M12, Number of poles : 4, 5.4 m, Shielded: No, LED: No, Sheath material: PUR, Halogen: No
2282 | 1906300550 | SAIL-M12GM12G-4-5.5U | Sensor/actuator line, Connecting line, M12 / M12, Number of poles : 4, 5.5 m, Shielded: No, LED: No, Sheath material: PUR, Halogen: No
2283 | 1906300570 | SAIL-M12GM12G-4-5.7U | Sensor/actuator line, Connecting line, M12 / M12, Number of poles : 4, 5.7 m, Shielded: No, LED: No, Sheath material: PUR, Halogen: No
2284 | 1906300610 | SAIL-M12GM12G-4-6.1U | Sensor/actuator line, Connecting line, M12 / M12, Number of poles : 4, 6.1 m, Shielded: No, LED: No, Sheath material: PUR, Halogen: No
2285 | 1906300630 | SAIL-M12GM12G-4-6.3U | Sensor/actuator line, Connecting line, M12 / M12, Number of poles : 4, 6.3 m, Shielded: No, LED: No, Sheath material: PUR, Halogen: No
2286 | 1906300640 | SAIL-M12GM12G-4-6.4U | Sensor/actuator line, Connecting line, M12 / M12, Number of poles : 4, 6.4 m, Shielded: No, LED: No, Sheath material: PUR, Halogen: No
2287 | 1906300650 | SAIL-M12GM12G-4-6.5U | Sensor/actuator line, Connecting line, M12 / M12, Number of poles : 4, 6.5 m, Shielded: No, LED: No, Sheath material: PUR, Halogen: No
2288 | 1906300850 | SAIL-M12GM12G-4-8.5U | Sensor/actuator line, Connecting line, M12 / M12, Number of poles : 4, 8.5 m, Shielded: No, LED: No, Sheath material: PUR, Halogen: No
2289 | 1906300880 | SAIL-M12GM12G-4-8.8U | Sensor/actuator line, Connecting line, M12 / M12, Number of poles : 4, 8.8 m, Shielded: No, LED: No, Sheath material: PUR, Halogen: No
2290 | 1906300920 | SAIL-M12GM12G-4-9.2U | Sensor/actuator line, Connecting line, M12 / M12, Number of poles : 4, 9.2 m, Shielded: No, LED: No, Sheath material: PUR, Halogen: No
2291 | 1906300950 | SAIL-M12GM12G-4-9.5U | Sensor/actuator line, Connecting line, M12 / M12, Number of poles : 4, 9.5 m, Shielded: No, LED: No, Sheath material: PUR, Halogen: No
2292 | 1906300980 | SAIL-M12GM12G-4-9.8U | Sensor/actuator line, Connecting line, M12 / M12, Number of poles : 4, 9.8 m, Shielded: No, LED: No, Sheath material: PUR, Halogen: No
2293 | 1906301010 | SAIL-M12GM12G-4-10.1U | Sensor/actuator line, Connecting line, M12 / M12, Number of poles : 4, 10.1 m, Shielded: No, LED: No, Sheath material: PUR, Halogen: No
2294 | 1906301050 | SAIL-M12GM12G-4-10.5U | Sensor/actuator line, Connecting line, M12 / M12, Number of poles : 4, 10.5 m, Shielded: No, LED: No, Sheath material: PUR, Halogen: No
2295 | 1906301070 | SAIL-M12GM12G-4-10.7U | Sensor/actuator line, Connecting line, M12 / M12, Number of poles : 4, 10.7 m, Shielded: No, LED: No, Sheath material: PUR, Halogen: No
2296 | 1906301170 | SAIL-M12GM12G-4-11.7U | Sensor/actuator line, Connecting line, M12 / M12, Number of poles : 4, 11.7 m, Shielded: No, LED: No, Sheath material: PUR, Halogen: No
2297 | 1906301200 | SAIL-M12GM12G-4-12U | Sensor/actuator line, Connecting line, M12 / M12, Number of poles : 4, 12 m, Shielded: No, LED: No, Sheath material: PUR, Halogen: No
2298 | 1906301230 | SAIL-M12GM12G-4-12.3U | Sensor/actuator line, Connecting line, M12 / M12, Number of poles : 4, 12.3 m, Shielded: No, LED: No, Sheath material: PUR, Halogen: No
2299 | 1906301350 | SAIL-M12GM12G-4-13.5U | Sensor/actuator line, Connecting line, M12 / M12, Number of poles : 4, 13.5 m, Shielded: No, LED: No, Sheath material: PUR, Halogen: No
2300 | 1906301450 | SAIL-M12GM12G-4-14.5U | Sensor/actuator line, Connecting line, M12 / M12, Number of poles : 4, 14.5 m, Shielded: No, LED: No, Sheath material: PUR, Halogen: No
2301 | 1906301600 | SAIL-M12GM12G-4-16U | Sensor/actuator line, Connecting line, M12 / M12, Number of poles : 4, 16 m, Shielded: No, LED: No, Sheath material: PUR, Halogen: No
2302 | 1906301800 | SAIL-M12GM12G-4-18U | Sensor/actuator line, Connecting line, M12 / M12, Number of poles : 4, 18 m, Shielded: No, LED: No, Sheath material: PUR, Halogen: No
2303 | 1935511500 | SAIL-M23GM23G-MM19-15U | Sensor/actuator line, Connecting line, M23 / M23, Number of poles: 19, 15 m, Shielded: No, LED: No, Sheath material: PUR, Halogen: No
2304 | 7789617250 | C300-32B-F-2S-M34-25M | Pre-assembled cable, PAC, Cable LiYCY, 0.34 mm²
2305 | 7789617500 | C300-32B-F-2S-M34-50M | Pre-assembled cable, PAC, Cable LiYCY, 0.34 mm²
2306 | 8941350025 | IE-C6FS8UG0025A40A40-G | System cable, RJ45 IP 20, RJ45 IP 20, Cat.6A / Class EA (ISO/IEC 11801 2010), PUR, 2.5 m
2307 | 8941350035 | IE-C6FS8UG0035A40A40-G | System cable, RJ45 IP 20, RJ45 IP 20, Cat.6A / Class EA (ISO/IEC 11801 2010), PUR, 3.5 m
2308 | 8941350040 | IE-C6FS8UG0040A40A40-G | System cable, RJ45 IP 20, RJ45 IP 20, Cat.6A / Class EA (ISO/IEC 11801 2010), PUR, 4 m
2309 | 8941350045 | IE-C6FS8UG0045A40A40-G | System cable, RJ45 IP 20, RJ45 IP 20, Cat.6A / Class EA (ISO/IEC 11801 2010), PUR, 4.5 m
2310 | 9456100830 | SAIL-M12G-4-8.3U | Sensor/actuator line, One end without connector, M12, Number of poles : 4, 8.3 m, Shielded: No, LED: No, Sheath material: PUR, Halogen: No
2311 | 9457230015 | SAIL-M12GM12G-3-0.15U | Sensor/actuator line, Connecting line, M12 / M12, Number of poles : 3, 0.15 m, Shielded: No, LED: No, Sheath material: PUR, Halogen: No
2312 | 9457230020 | SAIL-M12GM12G-3-0.2U | Sensor/actuator line, Connecting line, M12 / M12, Number of poles : 3, 0.2 m, Shielded: No, LED: No, Sheath material: PUR, Halogen: No
2313 | 7789702010 | PAC-EMDV-HE20-V2-1M | Pre-assembled cable, PAC, Cable LiYY, 0.25 mm²
2314 | 7789702040 | PAC-EMDV-HE20-V2-4M | Pre-assembled cable, PAC, Cable LiYY, 0.25 mm²
2315 | 7789734050 | PAC-CTLX-UNIS-V1-5M | Pre-assembled cable, PAC, Cable LiYCY, 0.25 mm²
2316 | 7789732050 | PAC-CTLX-UNIS-V0-5M | Pre-assembled cable, PAC, Cable LiYCY, 0.25 mm²
2317 | 1211080300 | IE-C5DD4UG0300MSSA20-E | Dragline cable, PROFINET, M12 D-code ? IP 67 straight socket, RJ45 IP 20, Cat.5 (ISO/IEC 11801) / Cat.5e (TIA T568-B), PUR, 30 m
2318 | 1211080010 | IE-C5DD4UG0010MSSA20-E | Dragline cable, PROFINET, M12 D-code ? IP 67 straight socket, RJ45 IP 20, Cat.5 (ISO/IEC 11801) / Cat.5e (TIA T568-B), PUR, 1 m
2319 | 7789708060 | PAC-MIMQ-HE20-V2-6M | Pre-assembled cable, PAC, Cable LiYY, 0.25 mm²
2320 | 7789192040 | PAC-S300-HE20-V0-4M | Pre-assembled cable, PAC, Cable LiYY, 8.6 ± 1 mm
2321 | 7789606060 | PAC-S300-UNIU-V0-6M | Pre-assembled cable, PAC, Cable LiYY, 0.25 mm²
2322 | 7789124050 | PAC-QTUM-SD15-V0-5M | Pre-assembled cable, PAC, Cable LiYCY, 0.25 mm²
2323 | 7760054131 | ACT20P-VI3-VO3-S | Signal converter/isolator, Input : -10?0?+10 V, Output : -10?0?+10 V
2324 | 7789734015 | PAC-CTLX-UNIS-V1-1M5 | Pre-assembled cable, PAC, Cable LiYCY, 0.25 mm²
2325 | 2745360000 | RJ45C5 R1V 3.2N4G/Y RL | PCB plug-in connector, RJ45 jacks, Cat. 5 , THT/THR solder connection, LED: Yes, green, Number of poles: 8, Reel
2326 | 2748730000 | HDC C HS BM0.08-0.12 AU | Female, 0.08 - 0.12 mm²
2327 | 2748710000 | HDC C HS SM0.08-0.12 AU | Male, 0.08 - 0.12 mm²
2328 | 2748680000 | HDC C COAX 75 F | Female
2329 | 2748670000 | HDC C COAX 50 M | Male, 0.14 - 2.5 mm²
2330 | 2748660000 | HDC C COAX 50 F | Female, 0.14 - 2.5 mm²
2331 | 2748650000 | HDC MBUS HS 8 M | Data use
2332 | 2748640000 | HDC MBUS HS 8 F | Data use
2333 | 2748630000 | HDC MBUS HD 1 M | Data use
2334 | 2748620000 | HDC MBUS HD 1 F | Data use
2335 | 2748610000 | HDC MBUS HE 1 M | Data use
2336 | 2748590000 | HDC MBUS HD 4 M | Data use
2337 | 2748600000 | HDC MBUS HE 1 F | Data use
2338 | 2748070000 | DEK 5/8 PLUS FSZ 51-60 | Dekafix, Terminal marker, 5 x 8 mm, Pitch in mm (P): 8.00 Weidmueller, white
2339 | 2747980000 | DEK 5/8 PLUS FWZ 21-30 | Dekafix, Terminal marker, 5 x 8 mm, Pitch in mm (P): 8.00 Weidmueller, white
2340 | 2748090000 | DEK 5/8 PLUS FW 51-100 | Dekafix, Terminal marker, 5 x 8 mm, Pitch in mm (P): 8.00 Weidmueller, white
2341 | 2748040000 | DEK 5/8 PLUS FSZ 21-30 | Dekafix, Terminal marker, 5 x 8 mm, Pitch in mm (P): 8.00 Weidmueller, white
2342 | 2748060000 | DEK 5/8 PLUS FSZ 41-50 | Dekafix, Terminal marker, 5 x 8 mm, Pitch in mm (P): 8.00 Weidmueller, white
2343 | 2748050000 | DEK 5/8 PLUS FSZ 31-40 | Dekafix, Terminal marker, 5 x 8 mm, Pitch in mm (P): 8.00 Weidmueller, white
2344 | 2748030000 | DEK 5/8 PLUS FSZ 11-20 | Dekafix, Terminal marker, 5 x 8 mm, Pitch in mm (P): 8.00 Weidmueller, white
2345 | 2747970000 | DEK 5/8 PLUS FWZ 11-20 | Dekafix, Terminal marker, 5 x 8 mm, Pitch in mm (P): 8.00 Weidmueller, white
2346 | 2747990000 | DEK 5/8 PLUS FWZ 31-40 | Dekafix, Terminal marker, 5 x 8 mm, Pitch in mm (P): 8.00 Weidmueller, white
2347 | 2748000000 | DEK 5/8 PLUS FWZ 41-50 | Dekafix, Terminal marker, 5 x 8 mm, Pitch in mm (P): 8.00 Weidmueller, white
2348 | 2748010000 | DEK 5/8 PLUS FWZ 51-60 | Dekafix, Terminal marker, 5 x 8 mm, Pitch in mm (P): 8.00 Weidmueller, white
2349 | 2753000000 | KCMA-18-125-1A-0.5VA-1 | Primary current: 125 A, Secondary current max.: 1 A, Load: 0.5 VA, Tolerance class: 1, detachable current transformer
2350 | 2753010000 | KCMA-18-150-1A-1VA-1 | Primary current: 150 A, Secondary current max.: 1 A, Load: 1 VA, Tolerance class: 1, detachable current transformer
2351 | 2752990000 | KCMA-18-100-1A-0.3VA-1 | Primary current: 100 A, Secondary current max.: 1 A, Load: 0.3 VA, Tolerance class: 1, detachable current transformer
2352 | 2753060000 | KCMA-28-200-1A-0.3VA-1 | Primary current: 200 A, Secondary current max.: 1 A, Load: 0.3 VA, Tolerance class: 1, detachable current transformer
2353 | 2753030000 | KCMA-18-150-5A-1VA-1 | Primary current: 150 A, Secondary current max.: 5 A, Load: 1 VA, Tolerance class: 1
2354 | 2753050000 | KCMA-18-250-5A-1VA-0.5 | Primary current: 250 A, Secondary current max.: 5 A, Load: 1 VA, Tolerance class: 0,5, detachable current transformer
2355 | 2753020000 | KCMA-18-200-1A-1.5VA-1 | Primary current: 200 A, Secondary current max.: 1 A, Load: 1.5 VA, Tolerance class: 1, detachable current transformer
2356 | 2753040000 | KCMA-18-200-5A-1,5VA-1 | Primary current: 200 A, Secondary current max.: 5 A, Load: 1.5 VA, Tolerance class: 1, detachable current transformer
2357 | 2753090000 | KCMA-28-400-1A-2.5VA-1 | Primary current: 400 A, Secondary current max.: 1 A, Load: 2.5 VA, Tolerance class: 1, detachable current transformer
2358 | 2753070000 | KCMA-28-250-1A-1VA-1 | Primary current: 250 A, Secondary current max.: 1 A, Load: 1 VA, Tolerance class: 1, detachable current transformer
2359 | 2753080000 | KCMA-28-300-1A-1.5VA-1 | Primary current: 300 A, Secondary current max.: 1 A, Load: 1.5 VA, Tolerance class: 1, detachable current transformer
2360 | 2753110000 | KCMA-28-250-5A-1VA-1 | Primary current: 250 A, Secondary current max.: 5 A, Load: 1 VA, Tolerance class: 1, detachable current transformer
2361 | 2753100000 | KCMA-28-500-1A-1VA-0.5 | Primary current: 500 A, Secondary current max.: 1 A, Load: 1 VA, Tolerance class: 0,5, detachable current transformer
2362 | 2753130000 | KCMA-28-400-5A-2.5VA-1 | Primary current: 400 A, Secondary current max.: 5 A, Load: 2.5 VA, Tolerance class: 1, detachable current transformer
2363 | 2753140000 | KCMA-28-500-5A-3VA-1 | Primary current: 500 A, Secondary current max.: 5 A, Load: 3 VA, Tolerance class: 1, detachable current transformer
2364 | 2753120000 | KCMA-28-300-5A-1.5VA-1 | Primary current: 300 A, Secondary current max.: 5 A, Load: 1.5 VA, Tolerance class: 1, detachable current transformer
2365 | 2753150000 | KCMA-42-250-1A-2.5VA-1 | Primary current: 250 A, Secondary current max.: 1 A, Load: 2.5 VA, Tolerance class: 1, detachable current transformer
2366 | 2753170000 | KCMA-42-400-1A-2.5VA-0.5 | Primary current: 400 A, Secondary current max.: 1 A, Load: 2.5 VA, Tolerance class: 0,5, detachable current transformer
2367 | 2753160000 | KCMA-42-300-1A-2.5VA-1 | Primary current: 300 A, Secondary current max.: 1 A, Load: 2.5 VA, Tolerance class: 1, detachable current transformer
2368 | 2753180000 | KCMA-42-500-1A-2.5VA-0.5 | Primary current: 500 A, Secondary current max.: 1 A, Load: 2.5 VA, Tolerance class: 0,5, detachable current transformer
2369 | 2753240000 | KCMA-42-400-5A-5VA-1 | Primary current: 400 A, Secondary current max.: 5 A, Load: 5 VA, Tolerance class: 1, detachable current transformer
2370 | 2753230000 | KCMA-42-300-5A-2.5VA-1 | Primary current: 300 A, Secondary current max.: 5 A, Load: 2.5 VA, Tolerance class: 1, detachable current transformer
2371 | 2753190000 | KCMA-42-600-1A-2.5VA-0.5 | Primary current: 600 A, Secondary current max.: 1 A, Load: 2.5 VA, Tolerance class: 0,5, detachable current transformer
2372 | 2753210000 | KCMA-42-800-1A-2.5VA-0.5 | Primary current: 800 A, Secondary current max.: 1 A, Load: 2.5 VA, Tolerance class: 0,5, detachable current transformer
2373 | 2753200000 | KCMA-42-750-1A-2.5VA-0.5 | Primary current: 750 A, Secondary current max.: 1 A, Load: 2.5 VA, Tolerance class: 0,5, detachable current transformer
2374 | 2753220000 | KCMA-42-1000-1A-2.5VA-0.5 | Primary current: 1000 A, Secondary current max.: 1 A, Load: 2.5 VA, Tolerance class: 0,5, detachable current transformer
2375 | 2753260000 | KCMA-42-600-5A-2.5VA-0.5 | Primary current: 600 A, Secondary current max.: 5 A, Load: 2.5 VA, Tolerance class: 0,5, detachable current transformer
2376 | 2753250000 | KCMA-42-500-5A-5VA-1 | Primary current: 500 A, Secondary current max.: 5 A, Load: 5 VA, Tolerance class: 1, detachable current transformer
2377 | 2753270000 | KCMA-42-750-5A-2.5VA-0.5 | Primary current: 750 A, Secondary current max.: 5 A, Load: 2.5 VA, Tolerance class: 0,5, detachable current transformer
2378 | 2753280000 | KCMA-42-800-5A-2.5VA-0.5 | Primary current: 800 A, Secondary current max.: 5 A, Load: 2.5 VA, Tolerance class: 0,5, detachable current transformer
2379 | 2753290000 | KCMA-42-1000-5A-2.5VA-0.5 | Primary current: 1000 A, Secondary current max.: 5 A, Load: 2.5 VA, Tolerance class: 0,5, detachable current transformer
2380 | 2753360000 | KCMA 5-250-5A-1.5VA-1 | Primary current: 250 A, Secondary current max.: 5 A, Load: 1.5 VA, Tolerance class: 1, detachable current transformer
2381 | 2753390000 | KCMA 5-600-5A-2.5VA-0.5 | Primary current: 600 A, Secondary current max.: 5 A, Load: 2.5 VA, Tolerance class: 0,5, detachable current transformer
2382 | 2753410000 | KCMA-8-600-5A-2.5VA-0.5 | Primary current: 600 A, Secondary current max.: 5 A, Load: 2.5 VA, Tolerance class: 0,5, detachable current transformer
2383 | 2753400000 | KCMA 5-1000-5A-5VA-0.5 | Primary current: 1000 A, Secondary current max.: 5 A, Load: 5 VA, Tolerance class: 0,5, detachable current transformer
2384 | 2753420000 | KCMA-8-800-5A-2.5VA-0.5 | Primary current: 800 A, Secondary current max.: 5 A, Load: 2.5 VA, Tolerance class: 0,5, detachable current transformer
2385 | 2753380000 | KCMA 5-500-5A-2.5VA-0.5 | Primary current: 500 A, Secondary current max.: 5 A, Load: 2.5 VA, Tolerance class: 0,5, detachable current transformer
2386 | 2753370000 | KCMA 5-400-5A-1VA-0.5 | Primary current: 400 A, Secondary current max.: 5 A, Load: 1 VA, Tolerance class: 0,5, detachable current transformer
2387 | 2753430000 | KCMA-8-1000-5A-5VA-0.5 | Primary current: 1000 A, Secondary current max.: 5 A, Load: 5 VA, Tolerance class: 0,5, detachable current transformer
2388 | 2753450000 | KCMA-8-1200-5A-5VA-0.5 | Primary current: 1200 A, Secondary current max.: 5 A, Load: 5 VA, Tolerance class: 0,5, detachable current transformer
2389 | 2752980000 | KCMA-18-125-1A-1,5VA-3 | Primary current: 125 A, Secondary current max.: 1 A, Load: 1.5 VA, Tolerance class: 3
2390 | 2755910000 | A2C 95/120 DL BL | Feed-through terminal, 95 mm², 1000 V, 232 A, blue
2391 | 7760054355 | ACT20P-VI1-CO-OLP-P | Signal converter/isolator, Output current loop powered, Input : 0-5 V, Output : 4-20 mA, (loop powered)
2392 | 7760054356 | ACT20P-VI-CO-OLP-P | Signal converter/isolator, Output current loop powered, Input : 0-10 V, Output : 4-20 mA, (loop powered)
2393 | 7760054353 | ACT20P-CI1-CO-OLP-P | Signal converter/isolator, Output current loop powered, Input : 0-20 mA, Output : 4-20 mA, (loop powered)
2394 | 7760054358 | ACT20P-2CI-2CO-ILP-P | Signal converter/isolator, dual channel, Input current loop feed, Input : 2 x 0(4) - 20 mA, (loop powered), Output : 2 x 0(4) - 20 mA
2395 | 2756280000 | RSV1.6 B36 LTGY | PCB plug-in connector, male plug, 5.00 mm, Number of poles: 36, 180°, Crimp connection, Clamping range, max. : 3.31 mm², Box
2396 | 2744040000 | RSV1.6 S24 LTGY | PCB plug-in connector, male plug, 5.00 mm, Number of poles: 24, 180°, Crimp connection, Clamping range, max. : 3.31 mm², Box
2397 | 2744030000 | RSV1.6 B24 LTGY | PCB plug-in connector, male plug, 5.00 mm, Number of poles: 24, 180°, Crimp connection, Clamping range, max. : 3.31 mm², Box
2398 | 7789696010 | PAC-RX3I-RV36-V3-1M | Pre-assembled cable, PAC, Cable LiYY, 0.25 mm²
2399 | 7789135040 | PAC-QTUM-SD25-V3-4M | Pre-assembled cable, PAC, Cable LiYCY, 0.25 mm²
2400 | 7789621030 | PAC-RX3I-SD25-V2-3M | Pre-assembled cable, PAC, Cable LiYCY, 0.25 mm²
2401 | 7789135020 | PAC-QTUM-SD25-V3-2M | Pre-assembled cable, PAC, Cable LiYCY, 0.25 mm²
2402 | 2766290000 | VG M12 EMV-4/15 MS 3-6.5 | VG EMV GEN 4 (EMC cable gland with clamping cage), Cable glands, M 12, 15, OD min. 3 - OD max. 6.5 mm, IP54, IP66, IP67, IP68 - 5 bar (30 min.), IP69K, Brass, nickel-plated
2403 | 2766320000 | VG M25 EMV-4/15 MS 10-18 | VG EMV GEN 4 (EMC cable gland with clamping cage), Cable glands, M 25, 15, OD min. 10 - OD max. 18 mm, IP54, IP66, IP67, IP68 - 5 bar (30 min.), IP69K, Brass, nickel-plated
2404 | 2766310000 | VG M20 EMV-4/15 MS 6-12 | VG EMV GEN 4 (EMC cable gland with clamping cage), Cable glands, M 20, 15, OD min. 6 - OD max. 12 mm, IP54, IP66, IP67, IP68 - 5 bar (30 min.), IP69K, Brass, nickel-plated
2405 | 2766330000 | VG M32 EMV-4/15 MS 16-25 | VG EMV GEN 4 (EMC cable gland with clamping cage), Cable glands, M 32, 15, OD min. 16 - OD max. 25 mm, IP54, IP66, IP67, IP68 - 5 bar (30 min.), IP69K, Brass, nickel-plated
2406 | 2766340000 | VG M40 EMV-4/15 MS 23-32 | VG EMV GEN 4 (EMC cable gland with clamping cage), Cable glands, M 40, 15, OD min. 23 - OD max. 32 mm, IP54, IP66, IP67, IP68 - 5 bar (30 min.), IP69K, Brass, nickel-plated
2407 | 2772780000 | HDC MHX 3 MP | Power module
2408 | 2772830000 | HDC MHX 2 FP | Power module
2409 | 2772800000 | HDC MHX 4 MP | Power module
2410 | 2772790000 | HDC MHX 3 FP | Power module
2411 | 2772810000 | HDC MHX 4 FP | Power module
2412 | 2772820000 | HDC MHX 2 MP | Power module
2413 | 8000057079 | PV 216S0F3CXXV0O3T7P015PFJP | Photovoltaics, Assembled enclosure, Combiner Box, With fuse holder, Surge protection II, Switch disconnector, Current monitoring
2414 | 8000057077 | PV 224S0F3CXXV0O3TXPX15PFJP | Photovoltaics, Assembled enclosure, Combiner Box, With fuse holder, Surge protection II, Switch disconnector
2415 | 8000057078 | PV 216S0F0C15V0O1TXPX15PFWW | Photovoltaics, Assembled enclosure, Combiner Box, With fuse holder, Surge protection II, Switch disconnector
2416 | 8000057080 | PV 216S0F3CXXV0O3TXPX15PFJP | Photovoltaics, Assembled enclosure, Combiner Box, With fuse holder, Surge protection II, Switch disconnector
2417 | 8000057081 | PV 220S0F3CXXV0O3TXPX15PFJP | Photovoltaics, Assembled enclosure, Combiner Box, With fuse holder, Surge protection II, Switch disconnector
2418 | 8000057082 | PV 216S0F0C15V0O3TXPX15PFWW | Photovoltaics, Assembled enclosure, Combiner Box, With fuse holder, Surge protection II, Switch disconnector
2419 | 8000057083 | PV 218S0F0C15V0O3TXPX15PFWW | Photovoltaics, Assembled enclosure, Combiner Box, With fuse holder, Surge protection II, Switch disconnector
2420 | 8000057088 | PV 224S0F1C15V0O3TXPX15PFWW | Photovoltaics, Assembled enclosure, Combiner Box, With fuse holder, Surge protection II, Switch disconnector
2421 | 8000050557 | PV 218S0F0C15V0O3TXPX15PWW | Photovoltaics, Assembled enclosure, Combiner Box, With fuse holder, Surge protection II, Cable gland, for wall mounting, Switch disconnector
2422 | 8000050572 | PV 216S0F0C15V0O1T7P015PWW | Photovoltaics, Assembled enclosure, Combiner Box, With fuse holder, Surge protection II, for wall mounting, Switch disconnector, WM4C, Current monitoring
2423 | 8000057086 | PV 224S0F0C15V0O3TXPX15PFWW | Photovoltaics, Assembled enclosure, Combiner Box, With fuse holder, Surge protection II, Switch disconnector
2424 | 8000050570 | PV 220S0F0C15V0O3TXPX15LJP | Photovoltaics, Assembled enclosure, Combiner Box, With fuse holder, Surge protection II, Cable gland, for wall mounting, Switch disconnector
2425 | 8000050555 | PV 216S0F0C15V0O3T7P015PWW | Photovoltaics, Assembled enclosure, Combiner Box, With fuse holder, Surge protection II, Cable gland, for wall mounting, Switch disconnector, Current monitoring
2426 | 8000050558 | PV 220S0F0C15V0O3TXPX15LWW | Photovoltaics, Assembled enclosure, Combiner Box, With fuse holder, Surge protection II, Cable gland, for wall mounting, Switch disconnector
2427 | 8000050560 | PV 224S0F1C15V0O3T7P015LWW | Photovoltaics, Assembled enclosure, Combiner Box, With fuse holder, Surge protection II, Cable gland, for wall mounting, Switch disconnector, Current monitoring
2428 | 8000050561 | PV 224S0F1C15V0O3TXPX15PWW | Photovoltaics, Assembled enclosure, Combiner Box, With fuse holder, Surge protection II, Cable gland, for wall mounting, Switch disconnector
2429 | 8000050563 | PV 224S0F0C15V0O3TXPX15LWW | Photovoltaics, Assembled enclosure, Combiner Box, With fuse holder, Surge protection II, Cable gland, for wall mounting, Switch disconnector
2430 | 8000050564 | PV 232S0F1C15V0O3T7P015LWW | Photovoltaics, Assembled enclosure, Combiner Box, With fuse holder, Surge protection II, Cable gland, for wall mounting, Switch disconnector, Current monitoring
2431 | 8000050565 | PV 232S0F1C15V0O3TXPX15PWW | Photovoltaics, Assembled enclosure, Combiner Box, With fuse holder, Surge protection II, Cable gland, for wall mounting, Switch disconnector
2432 | 8000050568 | PV 216S0F0C15V0O3TXPX15LJP | Photovoltaics, Assembled enclosure, Combiner Box, With fuse holder, Surge protection II, Cable gland, for wall mounting, Switch disconnector
2433 | 8000050576 | PV 224S0F0C15V0O1TXPX15LWW | Photovoltaics, Assembled enclosure, Combiner Box, With fuse holder, Surge protection II, for wall mounting, Switch disconnector, WM4C
2434 | 8000050566 | PV 216S0F0C15V0O3T7P015PJP | Photovoltaics, Assembled enclosure, Combiner Box, With fuse holder, Surge protection II, Cable gland, for wall mounting, Switch disconnector, Current monitoring
2435 | 8000050569 | PV 220S0F0C15V0O3TXPX15PJP | Photovoltaics, Assembled enclosure, Combiner Box, With fuse holder, Surge protection II, Cable gland, for wall mounting, Switch disconnector
2436 | 8000050571 | PV 224S0F0C15V0O3TXPX15PJP | Photovoltaics, Assembled enclosure, Combiner Box, With fuse holder, Surge protection II, Cable gland, for wall mounting, Switch disconnector
2437 | 8000050574 | PV 232S0F0C15V0O1T7P015LWW | Photovoltaics, Assembled enclosure, Combiner Box, With fuse holder, Surge protection II, for wall mounting, Switch disconnector, WM4C, Current monitoring
2438 | 8000050573 | PV 224S0F0C15V0O1T7P015PWW | Photovoltaics, Assembled enclosure, Combiner Box, With fuse holder, Surge protection II, for wall mounting, Switch disconnector, WM4C, Current monitoring
2439 | 2764970000 | SAIH-SLL-5X0,75-16X0,34-100 | Sensor/actuator line, Number of poles: 21, 100 m, Shielded: No, LED: No, Sheath material: PUR, Halogen: No
2440 | 2764960000 | SAIH-SLL-3X0.75-16X0.34-500 | Sensor/actuator line, Number of poles: 19, 500 m, Shielded: No, LED: No, Sheath material: PUR, Halogen: No
2441 | 2764950000 | SAIH-SLL-3X0.75-16X0.34-100 | Sensor/actuator line, Number of poles: 19, 100 m, Shielded: No, LED: No, Sheath material: PUR, Halogen: No
2442 | 2764920000 | SAIH-PB-2X0.34-PVC-500 | Bus line, Number of poles: 2, 500 m, Shielded: Yes, LED: No, Sheath material: PVC, Halogen: No, Yes
2443 | 2764980000 | SAIH-SLL-5X0,75-16X0,34-500 | Sensor/actuator line, Number of poles: 21, 500 m, Shielded: No, LED: No, Sheath material: PUR, Halogen: No
2444 | 2764940000 | SAIH-SLL-3X0,75-8X0,34-500 | Sensor/actuator line, Number of poles: 11, 500 m, Shielded: No, LED: No, Sheath material: PUR, Halogen: No
2445 | 2764890000 | SAIH-SLL-3X1.0-16X0.5-100 | Sensor/actuator line, Number of poles: 19, 100 m, Shielded: No, LED: No, Sheath material: PUR, Halogen: No
2446 | 2764930000 | SAIH-SLL-3X0,75-8X0,34-100 | Sensor/actuator line, Number of poles: 11, 100 m, Shielded: No, LED: No, Sheath material: PUR, Halogen: No
2447 | 2764910000 | SAIH-PB-2X0.34-PVC-100 | Bus line, Number of poles: 2, 100 m, Shielded: Yes, LED: No, Sheath material: PVC, Halogen: No, Yes
2448 | 2764900000 | SAIH-SLL-3X1.0-16X0.5-500 | Sensor/actuator line, Number of poles: 19, 500 m, Shielded: No, LED: No, Sheath material: PUR, Halogen: No
2449 | 2762870000 | IE-C5CS8UG-500 | Installation cable, Cat.5 (ISO/IEC 11801) / Cat.5e (TIA T568-B), 500 m
2450 | 7789763080 | PAC-ELCO38-F38-F-8M | Pre-assembled cable, PAC, Pre-assembled cable, Cable LiYCY, 0.25 mm²
2451 | 2764770000 | IE-C5IT4UG-100 | Torsion cable, Cat.5 (ISO/IEC 11801) / Cat.5e (TIA T568-B), PUR, 100 m
2452 | 2763430000 | IE-C5AS4VG-500 | Installation cable, PROFINET, Cat.5 (ISO/IEC 11801) / Cat.5e (TIA T568-B), PVC, 500 m
2453 | 2763440000 | IE-C5CS8VG-500 | Installation cable, Cat.5 (ISO/IEC 11801) / Cat.5e (TIA T568-B), PVC, 500 m
2454 | 2763450000 | IE-C5DD4UG-500 | Dragline cable, PROFINET, Cat.5 (ISO/IEC 11801) / Cat.5e (TIA T568-B), PUR, 500 m
2455 | 2763460000 | IE-C5DHAG-500 | System cable, Cat.5 (ISO/IEC 11801) / Cat.5e (TIA T568-B), PVC, 500 m
2456 | 2763470000 | IE-C5DS4VG-500 | System cable, Cat.5 (ISO/IEC 11801) / Cat.5e (TIA T568-B), PVC, 500 mm
2457 | 2763500000 | IE-C5ES8UG-500 | System cable, Cat.5 (ISO/IEC 11801) / Cat.5e (TIA T568-B), PUR, 500 m
2458 | 2763510000 | IE-C5ES8VG-500 | System cable, Cat.5 (ISO/IEC 11801) / Cat.5e (TIA T568-B), PVC, 500 m
2459 | 2763520000 | IE-C5IT4UG-500 | Torsion cable, Cat.5 (ISO/IEC 11801) / Cat.5e (TIA T568-B), PUR, 500 m
2460 | 2763480000 | IE-C5ED8UB-500 | Dragline cable, Cat.5 (ISO/IEC 11801) / Cat.5e (TIA T568-B), PUR, 500 m
2461 | 2763540000 | IE-C7BS8VG-500 | Installation cable, Cat.7 (ISO/IEC 11801), PVC, 500 m
2462 | 2763550000 | IE-C7ES8UG-500 | System cable, Cat.7 (ISO/IEC 11801), PUR, 500 m
2463 | 2763530000 | IE-C7BS8UG-500 | Installation cable, Cat.7 (ISO/IEC 11801), PUR, 500 m
2464 | 2763660000 | IE-C5DHAG-100 | System cable, Cat.5 (ISO/IEC 11801) / Cat.5e (TIA T568-B), PVC, 100 m
2465 | 2762070000 | USB-MIC2.0B S1V 1N1 RL BK | OMNIMATE Data - USB jack, Number of poles: 4, black
2466 | 2763640000 | IE-FPOD2UG-500 | Dragline cable, 980 µm, PUR
2467 | 2784180000 | HDC-C-HE-BM0.3FE | Heavy-duty connectors, Crimp contact, Female, Conductor cross-section, max.: 0.3
2468 | 2784190000 | HDC-C-HE-SM0.3FE | Heavy-duty connectors, Crimp contact, Male, Conductor cross-section, max.: 0.3
2469 | 2784140000 | HDC-C-HE-SM0.3KO | Heavy-duty connectors, Crimp contact, Male, Conductor cross-section, max.: 0.3
2470 | 2784130000 | HDC-C-HE-BM0.3KO | Heavy-duty connectors, Crimp contact, Female, Conductor cross-section, max.: 0.3
2471 | 2789950000 | BLT 5.08HC/19/180F SN BK BX PRT | PCB plug-in connector, female plug, 5.08 mm, Number of poles: 19, 180°, TOP connection, Clamping range, max. : 2.5 mm², Box
2472 | 2790390000 | MPS 5/02 S TN B B D | PCB plug-in connector, female plug, Pitch in mm (P): 5.00 mm, Number of poles: 2, Box
2473 | 2790400000 | MPS 5/03 S TN B B D | PCB plug-in connector, female plug, Pitch in mm (P): 5.00 mm, Number of poles: 3, Box
2474 | 2790410000 | MPS 5/04 S TN B B D | PCB plug-in connector, female plug, Pitch in mm (P): 5.00 mm, Number of poles: 4, Box
2475 | 2790420000 | MPS 5/05 S TN B B D | PCB plug-in connector, female plug, Pitch in mm (P): 5.00 mm, Number of poles: 5, Box
2476 | 2790430000 | MPS 5/06 S TN B B D | PCB plug-in connector, female plug, Pitch in mm (P): 5.00 mm, Number of poles: 6, Box
2477 | 2790440000 | MPS 5/02 S F1 TN B B D | PCB plug-in connector, female plug, Pitch in mm (P): 5.00 mm, Number of poles: 2, Box
2478 | 2790450000 | MPS 5/03 S F2 TN B B D | PCB plug-in connector, female plug, Pitch in mm (P): 5.00 mm, Number of poles: 3, Box
2479 | 2790460000 | MPS 5/04 S F2 TN B B D | PCB plug-in connector, female plug, Pitch in mm (P): 5.00 mm, Number of poles: 4, Box
2480 | 2790470000 | MPS 5/05 S F3 TN B B D | PCB plug-in connector, female plug, Pitch in mm (P): 5.00 mm, Number of poles: 5, Box
2481 | 2790480000 | MPS 5/06 S F3 TN B B D | PCB plug-in connector, female plug, Pitch in mm (P): 5.00 mm, Number of poles: 6, Box
2482 | 2750100000 | SD EL 0,6X3,5X100 PICO | Screwdriver, Blade width (B): 3.5 mm, Blade length: 100 mm, Blade thickness (A): 0.6 mm
2483 | 2749990000 | SDIZ 0.8X4.0X100 | Screwdriver
2484 | 2749980000 | SDIZ 0.6X3.5X100 | Screwdriver
2485 | 2749890000 | SDIK PH1 X 80 | Screwdriver, Blade length: 80 mm
2486 | 2749900000 | SDIK PH2 X 100 | Screwdriver, Blade length: 100 mm
2487 | 2749930000 | SDIK PZ2 X 100 | Screwdriver, Blade length: 100 mm
2488 | 2749920000 | SDIK PZ1 X 80 | Screwdriver, Blade length: 80 mm
2489 | 2749880000 | SDIK PH0 X 60 | Screwdriver, Blade length: 60 mm
2490 | 2750020000 | SDIR 1 X 80 | Mounting tool, Blade length: 80 mm
2491 | 2750030000 | SDIR 2 X 100 | Mounting tool, Blade length: 100 mm
2492 | 2749670000 | SDIK SLIM PZ1 X 80 | Mounting tool, Blade length: 80 mm
2493 | 2749680000 | SDIK SLIM PZ2 X 100 | Mounting tool, Blade length: 100 mm
2494 | 2749770000 | SDI SET S2.0-5.5 | Mounting tool
2495 | 2749840000 | SDIS 1.0X4.5X175 | Screwdriver, Blade width (B): 4.5 mm, Blade length: 175 mm, Blade thickness (A): 1 mm
2496 | 2749690000 | SDIPM SLIM PZ2 X 100 | Mounting tool, Blade length: 100 mm
2497 | 2749630000 | SDIS SLIM 1.0X5.5X125 | Mounting tool, Blade width (B): 5.5 mm, Blade length: 125 mm, Blade thickness (A): 1 mm
2498 | 2749640000 | SDIS SLIM 1.2X6.5X150 | Mounting tool, Blade width (B): 6.5 mm, Blade length: 150 mm, Blade thickness (A): 1.2 mm
2499 | 2749440000 | SDK PZ1 X 80 | Screwdriver, Blade length: 80 mm
2500 | 2749400000 | SDK PH0 X 60 | Screwdriver, Blade length: 60 mm
2501 | 2749410000 | SDK PH1 X 80 | Screwdriver, Blade length: 80 mm
2502 | 2749360000 | SDS 0.8X4.0X100 | Screwdriver, Blade width (B): 4 mm, Blade length: 100 mm, Blade thickness (A): 0.8 mm
2503 | 2749370000 | SDS 0.8X4.5X125 | Screwdriver, Blade width (B): 4.5 mm, Blade length: 125 mm, Blade thickness (A): 0.8 mm
2504 | 2749450000 | SDK PZ2 X 100 | Screwdriver, Blade length: 100 mm
2505 | 2749560000 | SD TO 0,6X3,0 | Screwdriver, Blade width (B): 3 mm, Blade length: 70 mm, Blade thickness (A): 0.6 mm
2506 | 2749430000 | SDK PH3 X 150 | Screwdriver, Blade length: 150 mm
2507 | 2749260000 | SDS 0.4X2.0X60 | Screwdriver, Blade width (B): 2 mm, Blade length: 60 mm, Blade thickness (A): 0.4 mm
2508 | 2749580000 | SDI SET SLIM S3.5-6.5/PH1/2 | Mounting tool
2509 | 2749350000 | SDS 0.6X3.5X200 | Screwdriver, Blade width (B): 3.5 mm, Blade length: 200 mm, Blade thickness (A): 0.6 mm
2510 | 2749220000 | SD SET S2.0-5.5 | Screwdriver set
2511 | 2748110000 | BIT-BOX 11 | Mounting tool
2512 | 2789910000 | DURA ECO LA-BAT 24V 7AH | UPS control unit
2513 | 2748200000 | UBH 1/4 E6,3 | Mounting tool
2514 | 2749100000 | BIT E6.3Z 0.6X3.5X70 | Screwdriver insert, Blade width (B): 3.5 mm, Blade length: 70 mm, Blade thickness (A): 0.6 mm
2515 | 2749020000 | BIT E6,3 T40 X 70 | Screwdriver insert
2516 | 2749110000 | UBH SWH 1/4 EC 6.3 | Mounting tool
2517 | 2749060000 | BIT E6.3 0.6X4.5X110 | Screwdriver insert, Blade width (B): 4.5 mm, Blade length: 110 mm, Blade thickness (A): 0.6 mm
2518 | 2749050000 | BIT E6.3 0.6X3.5X110 | Screwdriver insert, Blade width (B): 3.5 mm, Blade length: 110 mm, Blade thickness (A): 0.6 mm
2519 | 2749090000 | BIT E6.3 1.2X6.5X110 | Screwdriver insert, Blade width (B): 6.5 mm, Blade length: 110 mm, Blade thickness (A): 1.2 mm
2520 | 2749080000 | BIT E6.3 1.0X5.5X110 | Screwdriver insert, Blade width (B): 5.5 mm, Blade length: 110 mm, Blade thickness (A): 1 mm
2521 | 2749070000 | BIT E6.3 0.8X4.0X110 | Screwdriver insert, Blade width (B): 4 mm, Blade length: 110 mm, Blade thickness (A): 0.8 mm
2522 | 2749040000 | BIT E6.3 0.5X3.0X110 | Screwdriver insert, Blade width (B): 3 mm, Blade length: 110 mm, Blade thickness (A): 0.5 mm
2523 | 2748970000 | BIT E6,3 PZ2X70 | Screwdriver insert, Blade length: 70 mm, Blade size, crosshead: 2
2524 | 2748960000 | BIT E6,3 PZ1X70 | Screwdriver insert, Blade length: 70 mm, Blade size, crosshead: 1
2525 | 2749030000 | BIT E6.3 Z 0.8X4.0X39 | Screwdriver insert, Blade width (B): 4 mm, Blade length: 39 mm, Blade thickness (A): 0.8 mm
2526 | 2749010000 | BIT E6,3 T20 X 70 | Screwdriver insert
2527 | 2748980000 | BIT E6,3 PH1X70 | Screwdriver insert, Blade length: 70 mm, Blade size, crosshead: 1
2528 | 2748950000 | BIT E6,3 1,2X6,5X70 | Screwdriver insert, Blade width (B): 6.5 mm, Blade length: 70 mm, Blade thickness (A): 1.2 mm
2529 | 2749000000 | BIT E6,3 T15 X 70 | Screwdriver insert
2530 | 2748990000 | BIT E6,3 PH2X70 | Screwdriver insert, Blade length: 70 mm, Blade size, crosshead: 2
2531 | 2749910000 | SDIK PH3 X 150 | Screwdriver, Blade length: 150 mm
2532 | 2749390000 | SDS 1.2X6.5X150 | Screwdriver, Blade width (B): 6.5 mm, Blade length: 150 mm, Blade thickness (A): 1.2 mm
2533 | 7760054360 | ACT20P-VM-AO-P | Analogue signal converter, Input: AC/DC voltage, Output: 4 - 20 mA
2534 | 2783280000 | FUSE 10X38 20A 1000 VDC GPV | Photovoltaics, Fuse, Fuse cartridge, 1000 V, 10x38, gPV, 20 A
2535 | 2783250000 | FUSE 10X38 15A 1000 VDC GPV | Photovoltaics, Fuse, Fuse cartridge, 1000 V, 10x38, gPV, 15 A
2536 | 2783260000 | FUSE 10X38 16A 1000 VDC GPV | Photovoltaics, Fuse, Fuse cartridge, 1000 V, 10x38, gPV, 16 A
2537 | 2783240000 | FUSE 10X38 12A 1000 VDC GPV | Photovoltaics, Fuse, Fuse cartridge, 1000 V, 10x38, gPV, 12 A
2538 | 2783230000 | FUSE 10X38 10A 1000 VDC GPV | Photovoltaics, Fuse, Fuse cartridge, 1000 V, 10x38, gPV, 10 A
2539 | 2783190000 | FUSE 10X38 4A 1000 VDC GPV | Photovoltaics, Fuse, Fuse cartridge, 1000 V, 10x38, gPV, 4 A
2540 | 2783220000 | FUSE 10X38 8A 1000 VDC GPV | Photovoltaics, Fuse, Fuse cartridge, 1000 V, 10x38, gPV, 8 A
2541 | 2783200000 | FUSE 10X38 5A 1000 VDC GPV | Photovoltaics, Fuse, Fuse cartridge, 1000 V, 10x38, gPV, 5 A
2542 | 2783210000 | FUSE 10X38 6A 1000 VDC GPV | Photovoltaics, Fuse, Fuse cartridge, 1000 V, 10x38, gPV, 6 A
2543 | 2783170000 | FUSE 10X38 2A 1000 VDC GPV | Photovoltaics, Fuse, Fuse cartridge, 1000 V, 10x38, gPV, 2 A
2544 | 2783160000 | FUSE 10X38 1A 1000 VDC GPV | Photovoltaics, Fuse, Fuse cartridge, 1000 V, 10x38, gPV, 1 A
2545 | 2783180000 | FUSE 10X38 3A 1000 VDC GPV | Photovoltaics, Fuse, Fuse cartridge, 1000 V, 10x38, gPV, 3 A
2546 | 2782950000 | HDC GRIP PANEL 4 COM | Heavy-duty connectors, Accessories, Grip panel
2547 | 2759090000 | FSKIT 24VDC 4NO2NC FG LD AGSNO AU | SAFESERIES, Relay module with positively driven contacts 2 NC and 4 NO contacts forcibily guided (EN 61810-3 type A) AgSnO gold-plated, Rated control voltage: 24 V DC, Continuous current: 6 A, Screw connection, Test button available: No
2548 | 2759080000 | FSKIT 24VDC 2NO2NC FG LD AGSNO AU | SAFESERIES, Relay module with positively driven contacts 2 NC and 2 NO contacts forcibily guided (EN 61810-3 type A) AgSnO gold-plated, Rated control voltage: 24 V DC, Continuous current: 6 A, Screw connection, Test button available: No
2549 | 2759070000 | FSKIT 24VDC 3NO1NC FG LD AGSNO AU | SAFESERIES, Relay module with positively driven contacts 1 NC and 3 NO contacts forcibily guided (EN 61810-3 type A) AgSnO gold-plated, Rated control voltage: 24 V DC, Continuous current: 6 A, Screw connection, Test button available: No
2550 | 2759100000 | FSKIT 24VDC 3NO3NC FG LD AGSNO AU | SAFESERIES, Relay module with positively driven contacts 3 NC and 3 NO contacts forcibily guided (EN 61810-3 type A) AgSnO gold-plated, Rated control voltage: 24 V DC, Continuous current: 6 A, Screw connection, Test button available: No
2551 | 2765160000 | DRL273024L | D-SERIES DRL, Relay, Number of contacts: 2, CO contact AgSnO, Rated control voltage: 24 V DC, Continuous current: 10 A, Flat blade connections (4.8 mm x 0.5 mm), Test button available: No
2552 | 2765270000 | DRL573024L | D-SERIES DRL, Relay, Number of contacts: 4, CO contact AgSnO, Rated control voltage: 24 V DC, Continuous current: 10 A, Flat blade connections (4.8 mm x 0.5 mm), Test button available: No
2553 | 7789683060 | PAC-MIMQ-HE20-V1-6M | Pre-assembled cable, PAC, Cable LiYY, 0.25 mm²
2554 | 1021710140 | SAIL-M12GM12G-3-1.4T | Sensor/actuator line, Connecting line, M12 / M12, Number of poles : 3, 1.4 m, Shielded: No, LED: No, Sheath material: PUR, Halogen: No
2555 | 1021710160 | SAIL-M12GM12G-3-1.6T | Sensor/actuator line, Connecting line, M12 / M12, Number of poles : 3, 1.6 m, Shielded: No, LED: No, Sheath material: PUR, Halogen: No
2556 | 1021710830 | SAIL-M12GM12G-3-8.3T | Sensor/actuator line, Connecting line, M12 / M12, Number of poles : 3, 8.3 m, Shielded: No, LED: No, Sheath material: PUR, Halogen: No
2557 | 1021771500 | SAIL-M12G-4-15T | Sensor/actuator line, One end without connector, M12, Number of poles : 4, 15 m, Shielded: No, LED: No, Sheath material: PUR, Halogen: No
2558 | 1021772000 | SAIL-M12G-4-20T | Sensor/actuator line, One end without connector, M12, Number of poles : 4, 20 m, Shielded: No, LED: No, Sheath material: PUR, Halogen: No
2559 | 1025940800 | IE-C5DD4UG0800MCSXXX-X | Dragline cable, PROFINET, M12 D-code ? IP 67 straight pin, Open, Cat.5 (ISO/IEC 11801) / Cat.5e (TIA T568-B), PUR, 80 m
2560 | 1025950025 | IE-C5DD4UG0025MCSMCS-E | Dragline cable, PROFINET, M12 D-code ? IP 67 straight pin, M12 D-code ? IP 67 straight pin, Cat.5 (ISO/IEC 11801) / Cat.5e (TIA T568-B), PUR, 2.5 m
2561 | 1025950060 | IE-C5DD4UG0060MCSMCS-E | Dragline cable, PROFINET, M12 D-code ? IP 67 straight pin, M12 D-code ? IP 67 straight pin, Cat.5 (ISO/IEC 11801) / Cat.5e (TIA T568-B), PUR, 6 m
2562 | 1025950090 | IE-C5DD4UG0090MCSMCS-E | Dragline cable, PROFINET, M12 D-code ? IP 67 straight pin, M12 D-code ? IP 67 straight pin, Cat.5 (ISO/IEC 11801) / Cat.5e (TIA T568-B), PUR, 9 m
2563 | 1057840100 | SAIL-M12GM12G-4B-1.0U | Sensor/actuator line, Connecting line, M12 / M12, Number of poles : 4, 1 m, Shielded: No, LED: No, Sheath material: PUR, Halogen: No
2564 | 1058500040 | SAIL-M12GM12G-4S0.4U | Sensor/actuator line, Connecting line, M12 / M12, Number of poles : 4, 0.4 m, Shielded: Yes, LED: No, Sheath material: PUR, Halogen: No
2565 | 1058500140 | SAIL-M12GM12G-4S1.4U | Sensor/actuator line, Connecting line, M12 / M12, Number of poles : 4, 1.4 m, Shielded: Yes, LED: No, Sheath material: PUR, Halogen: No
2566 | 1058500360 | SAIL-M12GM12G-4S3.6U | Sensor/actuator line, Connecting line, M12 / M12, Number of poles : 4, 3.6 m, Shielded: Yes, LED: No, Sheath material: PUR, Halogen: No
2567 | 1058500450 | SAIL-M12GM12G-4S4.5U | Sensor/actuator line, Connecting line, M12 / M12, Number of poles : 4, 4.5 m, Shielded: Yes, LED: No, Sheath material: PUR, Halogen: No
2568 | 1058500550 | SAIL-M12GM12G-4S5.5U | Sensor/actuator line, Connecting line, M12 / M12, Number of poles : 4, 5.5 m, Shielded: Yes, LED: No, Sheath material: PUR, Halogen: No
2569 | 1058500720 | SAIL-M12GM12G-4S7.2U | Sensor/actuator line, Connecting line, M12 / M12, Number of poles : 4, 7.2 m, Shielded: Yes, LED: No, Sheath material: PUR, Halogen: No
2570 | 1058500800 | SAIL-M12GM12G-4S8.0U | Sensor/actuator line, Connecting line, M12 / M12, Number of poles : 4, 8 m, Shielded: Yes, LED: No, Sheath material: PUR, Halogen: No
2571 | 1058500820 | SAIL-M12GM12G-4S8.2U | Sensor/actuator line, Connecting line, M12 / M12, Number of poles : 4, 8.2 m, Shielded: Yes, LED: No, Sheath material: PUR, Halogen: No
2572 | 1058510060 | SAIL-M12GM12G-5S0.6U | Sensor/actuator line, Connecting line, M12 / M12, Number of poles : 5, 0.6 m, Shielded: Yes, LED: No, Sheath material: PUR, Halogen: No
2573 | 1058513000 | SAIL-M12GM12G-5S30U | Sensor/actuator line, Connecting line, M12 / M12, Number of poles : 5, 30 m, Shielded: Yes, LED: No, Sheath material: PUR, Halogen: No
2574 | 1061900400 | SAIL-M12BW-4B-4.0U | Sensor/actuator line, One end without connector, M12, Number of poles : 4, 4 m, Shielded: No, LED: No, Sheath material: PUR, Halogen: No
2575 | 1062181500 | SAIL-M12BW-CD-15B | Bus line, One end without connector, M12, Number of poles: 5, 15 m, Shielded: Yes, LED: No, Sheath material: PVC, Halogen: Yes
2576 | 1062182000 | SAIL-M12BW-CD-20B | Bus line, One end without connector, M12, Number of poles: 5, 20 m, Shielded: Yes, LED: No, Sheath material: PVC, Halogen: Yes
2577 | 1201210300 | SAIL-M8GRJ45-4S3.0UIE | Bus line, Number of poles: 4, pin, straight, RJ45, Shielded: Yes, Sheath material: PUR, Halogen: None, No
2578 | 1217042000 | SAIL-M12GM12SG-CD-20A | Bus line, Connecting line, M12 / M12, Number of poles: 5, 20 m, Shielded: Yes, LED: No, Sheath material: PUR, Halogen: No
2579 | 1234750030 | IE-C5DS4UG0030MBSA20-E | System cable, M12 D-code ? flange, RJ45 IP 20, 3 m
2580 | 1244130025 | IE-C5DS4UG0025MBSMCS-E | System cable, M12 D-code ? flange, M12 D-code ? pin straight, 2.5 m
2581 | 1244130031 | IE-C5DS4UG0031MBSMCS-E | System cable, M12 D-code ? flange, M12 D-code ? pin straight, 3.1 m
2582 | 1244130041 | IE-C5DS4UG0041MBSMCS-E | System cable, M12 D-code ? flange, M12 D-code ? pin straight, 4.1 m
2583 | 1244130047 | IE-C5DS4UG0047MBSMCS-E | System cable, M12 D-code ? flange, M12 D-code ? pin straight, 4.7 m
2584 | 1244130060 | IE-C5DS4UG0060MBSMCS-E | System cable, M12 D-code ? flange, M12 D-code ? pin straight, 6 m
2585 | 1244130070 | IE-C5DS4UG0070MBSMCS-E | System cable, M12 D-code ? flange, M12 D-code ? pin straight, 7 m
2586 | 1279463000 | SAIL-M12GM12G-8S30U | Sensor/actuator line, Connecting line, M12 / M12, Number of poles : 8, 30 m, Shielded: Yes, LED: No, Sheath material: PUR, Halogen: No
2587 | 1405060060 | PAC-UNIV-FJ20-1:1-6M | Pre-assembled cable, PAC
2588 | 1405060080 | PAC-UNIV-FJ20-1:1-8M | Pre-assembled cable, PAC
2589 | 1405060100 | PAC-UNIV-FJ20-1:1-10M | Pre-assembled cable, PAC
2590 | 1434230000 | UR20-EM-1394390000-SP | Replacement part, ,
2591 | 1463650003 | IE-C6EL8UG0003XCSXXX-E | System cable, Open, M12 X-type IP 67 straight male, Cat.6A / Class EA (ISO/IEC 11801 2010), PUR, 0.3 m
2592 | 1463650060 | IE-C6EL8UG0060XCSXXX-E | System cable, Open, M12 X-type IP 67 straight male, Cat.6A / Class EA (ISO/IEC 11801 2010), PUR, 6 m
2593 | 1466230010 | PAC-S1500-UNIU-V0-1M | Pre-assembled cable, PAC, Cable LiYY, 0.25 mm²
2594 | 1466240010 | PAC-S1500-UNIS-V0-1M | Pre-assembled cable, PAC, Cable LiYCY, 0.25 mm²
2595 | 1489180010 | PAC-RCKW-HE20-V2-1M | Cable LiYY, 0.25 mm²
2596 | 1489210010 | PAC-RCKW-HE20-V4-1M | Cable LiYY, 0.25 mm²
2597 | 1489320010 | PAC-RCKW-HE20-V5-1M | Cable LiYY, 0.25 mm²
2598 | 1506210000 | ACT20P-2CI-2CO-12P-S | Signal converter/isolator, HART®, Input : 2 x 0(4) - 20 mA, Output : 0(4)-20 mA, Voltage supply also via CH20M rail bus
2599 | 1506220000 | ACT20P-CI-2CO-P-S | Signal converter/isolator, HART®, Input : 0(4)-20 mA, Output : 2 x 0(4) - 20 mA, Voltage supply also via CH20M rail bus
2600 | 1507700000 | SAISM-5/8S-M12 5P A-ZF | Plugs prefabricated to customer spec., M12, pin, straight
2601 | 2539380000 | THM ET 55/55 WS | Conductor and cable markers, 55 x 55 mm, white
2602 | 2539390000 | THM ET TA 58/55 WS | Conductor and cable markers, 58 x 55 mm, white
2603 | 2539400000 | THM ET DIA 55 WS | Conductor and cable markers, white
2604 | 2540860000 | ENERGY METER 610-PB-24 | Supply voltage : 24 V
2605 | 2540870000 | ENERGY METER 610-PB-230 | Supply voltage : 230 V
2606 | 2540880000 | ENERGY METER 525-24 | Supply voltage : 24 V
2607 | 2540890000 | ENERGY METER 525-230 | Supply voltage : 230 V
2608 | 2540900000 | ENERGY METER 750-24 | Supply voltage : 24 V
2609 | 2540910000 | ENERGY METER 750-230 | Supply voltage : 230 V
2610 | 2544050000 | HDC 64D TSBU 1M40G EMC | HDC enclosures, Size: 8, Protection degree: IP65 (in plugged condition), Cable entry from side, Plug housing, Side-locking clamp on lower side, high, Size of cable entries: M 40
2611 | 2544660000 | UR20-4AI-UI-DIF-32-DIAG | Remote I/O module, IP20, 4-channel, Analog signals, Input, Current/Voltage, 16 Bit
2612 | 2545540000 | DG M16 PT6 | FieldPower®, Field Power® sealing insert, IP65
2613 | 2545550000 | DG M20 PT6 | FieldPower®, Field Power® sealing insert, IP65
2614 | 2548900000 | HDC MHP 200 MC | Power module
2615 | 2549260000 | HDC MHP 200 FC | Power module
2616 | 2555170400 | SAIL-M12GM12G-12S4.0U | Sensor/actuator line, M12, Number of poles : 12, 4 m, Shielded: Yes, LED: No, Sheath material: PUR, Halogen: No
2617 | 2555220200 | SAIL-M12WM12W-8S2.0U | Sensor/actuator line, Connecting line, M12 / M12, Number of poles : 8, 2 m, Shielded: Yes, LED: No, Sheath material: PUR, Halogen: No
2618 | 2555340000 | HDC IP68 SCREW SET | Heavy-duty connectors, Accessories, Set of fixings
2619 | 2556010000 | CMA-CTM-7-64-1A-0.5VA-1 | Primary current: 64 A, Secondary current max.: 1 A, Load: 0.5 VA, Tolerance class: 1, closed current transformer
2620 | 2556030000 | CMA-CTM-7-50-1A-0.4VA-1 | Primary current: 50 A, Secondary current max.: 1 A, Load: 0.4 VA, Tolerance class: 1, closed current transformer
2621 | 2556580000 | SAIL-M12G-USB-1.0U | Bus line, Connecting line, M12, Number of poles: 4, 1 m, pin, straight, Shielded: Yes, LED: No, Sheath material: PUR, Halogen: No
2622 | 2558310000 | ESG 6/15 SDI MC SDR | ESG, Device markers x 15 mm, PA 66, Colour: To customer specification
2623 | 2558360000 | ESG 8/20 K MC NE WS | ESG, Device markers x 20 mm, PA 66, Colour: white
2624 | 2562730000 | WSI 6 | W-Series, Fuse terminal, Rated cross-section: 6 mm²
2625 | 2562740000 | WSI 6/LD 10-36V LLC | W-Series, Fuse terminal, Rated cross-section: 6 mm², Screw connection
2626 | 2562750000 | WSI 6/LD 30-70V LLC | W-Series, Fuse terminal, Rated cross-section: 6 mm², Screw connection
2627 | 2562760000 | WSI 6/LD 60-150V LLC | W-Series, Fuse terminal, Rated cross-section: 6 mm², Screw connection
2628 | 2563810005 | IE-C6FP8LO0005M40M40-O | Patch cable, RJ45 IP 20, RJ45 IP 20, Cat.6A / Class EA (ISO/IEC 11801 2010), LSZH, 0.5 m
2629 | 2563810010 | IE-C6FP8LO0010M40M40-O | Patch cable, RJ45 IP 20, RJ45 IP 20, Cat.6A / Class EA (ISO/IEC 11801 2010), LSZH, 1 m
2630 | 2563810015 | IE-C6FP8LO0015M40M40-O | Patch cable, RJ45 IP 20, RJ45 IP 20, Cat.6A / Class EA (ISO/IEC 11801 2010), LSZH, 1.5 m
2631 | 2563810020 | IE-C6FP8LO0020M40M40-O | Patch cable, RJ45 IP 20, RJ45 IP 20, Cat.6A / Class EA (ISO/IEC 11801 2010), LSZH, 2 m
2632 | 2563810030 | IE-C6FP8LO0030M40M40-O | Patch cable, RJ45 IP 20, RJ45 IP 20, Cat.6A / Class EA (ISO/IEC 11801 2010), LSZH, 3 m
2633 | 2563810050 | IE-C6FP8LO0050M40M40-O | Patch cable, RJ45 IP 20, RJ45 IP 20, Cat.6A / Class EA (ISO/IEC 11801 2010), LSZH, 5 m
2634 | 2563810150 | IE-C6FP8LO0150M40M40-O | Patch cable, RJ45 IP 20, RJ45 IP 20, Cat.6A / Class EA (ISO/IEC 11801 2010), LSZH, 15 m
2635 | 2563810300 | IE-C6FP8LO0300M40M40-O | Patch cable, RJ45 IP 20, RJ45 IP 20, Cat.6A / Class EA (ISO/IEC 11801 2010), LSZH, 30 m
2636 | 2564950000 | IE-PS-SCRJ1-POF-QA | FO plug reconnectable, Plug SCRJ, POF, IP20
2637 | 2568980000 | PRO TOP1 120W 24V 5A F | Power supply, switch-mode power supply unit, 24 V
2638 | 2581250000 | A2T 2.5 SNAPMARK | Feed-through terminal, PUSH IN, 2.5 mm², 800 V, 24 A, dark beige
2639 | 2581730005 | IE-USB-3.0-A-A-0.5M | USB cable, USB A 3.0, USB A 3.0, PVC, 0.5 m
2640 | 9457230025 | SAIL-M12GM12G-3-0.25U | Sensor/actuator line, Connecting line, M12 / M12, Number of poles : 3, 0.25 m, Shielded: No, LED: No, Sheath material: PUR, Halogen: No
2641 | 9457230035 | SAIL-M12GM12G-3-0.35U | Sensor/actuator line, Connecting line, M12 / M12, Number of poles : 3, 0.35 m, Shielded: No, LED: No, Sheath material: PUR, Halogen: No
2642 | 9457230050 | SAIL-M12GM12G-3-0.50U | Sensor/actuator line, Connecting line, M12 / M12, Number of poles : 3, 0.5 m, Shielded: No, LED: No, Sheath material: PUR, Halogen: No
2643 | 9457230075 | SAIL-M12GM12G-3-0.75U | Sensor/actuator line, Connecting line, M12 / M12, Number of poles : 3, 0.75 m, Shielded: No, LED: No, Sheath material: PUR, Halogen: No
2644 | 9457230180 | SAIL-M12GM12G-3-1.8U | Sensor/actuator line, Connecting line, M12 / M12, Number of poles : 3, 1.8 m, Shielded: No, LED: No, Sheath material: PUR, Halogen: No
2645 | 9457230320 | SAIL-M12GM12G-3-3.2U | Sensor/actuator line, Connecting line, M12 / M12, Number of poles : 3, 3.2 m, Shielded: No, LED: No, Sheath material: PUR, Halogen: No
2646 | 9457230330 | SAIL-M12GM12G-3-3.3U | Sensor/actuator line, Connecting line, M12 / M12, Number of poles : 3, 3.3 m, Shielded: No, LED: No, Sheath material: PUR, Halogen: No
2647 | 9457230350 | SAIL-M12GM12G-3-3.5U | Sensor/actuator line, Connecting line, M12 / M12, Number of poles : 3, 3.5 m, Shielded: No, LED: No, Sheath material: PUR, Halogen: No
2648 | 9457230360 | SAIL-M12GM12G-3-3.6U | Sensor/actuator line, Connecting line, M12 / M12, Number of poles : 3, 3.6 m, Shielded: No, LED: No, Sheath material: PUR, Halogen: No
2649 | 9457230370 | SAIL-M12GM12G-3-3.7U | Sensor/actuator line, Connecting line, M12 / M12, Number of poles : 3, 3.7 m, Shielded: No, LED: No, Sheath material: PUR, Halogen: No
2650 | 9457230410 | SAIL-M12GM12G-3-4.1U | Sensor/actuator line, Connecting line, M12 / M12, Number of poles : 3, 4.1 m, Shielded: No, LED: No, Sheath material: PUR, Halogen: No
2651 | 9457230420 | SAIL-M12GM12G-3-4.2U | Sensor/actuator line, Connecting line, M12 / M12, Number of poles : 3, 4.2 m, Shielded: No, LED: No, Sheath material: PUR, Halogen: No
2652 | 9457230430 | SAIL-M12GM12G-3-4.3U | Sensor/actuator line, Connecting line, M12 / M12, Number of poles : 3, 4.3 m, Shielded: No, LED: No, Sheath material: PUR, Halogen: No
2653 | 9457230460 | SAIL-M12GM12G-3-4.6U | Sensor/actuator line, Connecting line, M12 / M12, Number of poles : 3, 4.6 m, Shielded: No, LED: No, Sheath material: PUR, Halogen: No
2654 | 9457230470 | SAIL-M12GM12G-3-4.7U | Sensor/actuator line, Connecting line, M12 / M12, Number of poles : 3, 4.7 m, Shielded: No, LED: No, Sheath material: PUR, Halogen: No
2655 | 9457230480 | SAIL-M12GM12G-3-4.8U | Sensor/actuator line, Connecting line, M12 / M12, Number of poles : 3, 4.8 m, Shielded: No, LED: No, Sheath material: PUR, Halogen: No
2656 | 9457230490 | SAIL-M12GM12G-3-4.9U | Sensor/actuator line, Connecting line, M12 / M12, Number of poles : 3, 4.9 m, Shielded: No, LED: No, Sheath material: PUR, Halogen: No
2657 | 9457230520 | SAIL-M12GM12G-3-5.2U | Sensor/actuator line, Connecting line, M12 / M12, Number of poles : 3, 5.2 m, Shielded: No, LED: No, Sheath material: PUR, Halogen: No
2658 | 9457230530 | SAIL-M12GM12G-3-5.3U | Sensor/actuator line, Connecting line, M12 / M12, Number of poles : 3, 5.3 m, Shielded: No, LED: No, Sheath material: PUR, Halogen: No
2659 | 9457230540 | SAIL-M12GM12G-3-5.4U | Sensor/actuator line, Connecting line, M12 / M12, Number of poles : 3, 5.4 m, Shielded: No, LED: No, Sheath material: PUR, Halogen: No
2660 | 9457230560 | SAIL-M12GM12G-3-5.6U | Sensor/actuator line, Connecting line, M12 / M12, Number of poles : 3, 5.6 m, Shielded: No, LED: No, Sheath material: PUR, Halogen: No
2661 | 9457230570 | SAIL-M12GM12G-3-5.7U | Sensor/actuator line, Connecting line, M12 / M12, Number of poles : 3, 5.7 m, Shielded: No, LED: No, Sheath material: PUR, Halogen: No
2662 | 9457230580 | SAIL-M12GM12G-3-5.8U | Sensor/actuator line, Connecting line, M12 / M12, Number of poles : 3, 5.8 m, Shielded: No, LED: No, Sheath material: PUR, Halogen: No
2663 | 9457230590 | SAIL-M12GM12G-3-5.9U | Sensor/actuator line, Connecting line, M12 / M12, Number of poles : 3, 5.9 m, Shielded: No, LED: No, Sheath material: PUR, Halogen: No
2664 | 9457230610 | SAIL-M12GM12G-3-6.1U | Sensor/actuator line, Connecting line, M12 / M12, Number of poles : 3, 6.1 m, Shielded: No, LED: No, Sheath material: PUR, Halogen: No
2665 | 9457230620 | SAIL-M12GM12G-3-6.2U | Sensor/actuator line, Connecting line, M12 / M12, Number of poles : 3, 6.2 m, Shielded: No, LED: No, Sheath material: PUR, Halogen: No
2666 | 9457230630 | SAIL-M12GM12G-3-6.3U | Sensor/actuator line, Connecting line, M12 / M12, Number of poles : 3, 6.3 m, Shielded: No, LED: No, Sheath material: PUR, Halogen: No
2667 | 9457230640 | SAIL-M12GM12G-3-6.4U | Sensor/actuator line, Connecting line, M12 / M12, Number of poles : 3, 6.4 m, Shielded: No, LED: No, Sheath material: PUR, Halogen: No
2668 | 9457230650 | SAIL-M12GM12G-3-6.5U | Sensor/actuator line, Connecting line, M12 / M12, Number of poles : 3, 6.5 m, Shielded: No, LED: No, Sheath material: PUR, Halogen: No
2669 | 9457230670 | SAIL-M12GM12G-3-6.7U | Sensor/actuator line, Connecting line, M12 / M12, Number of poles : 3, 6.7 m, Shielded: No, LED: No, Sheath material: PUR, Halogen: No
2670 | 9457230680 | SAIL-M12GM12G-3-6.8U | Sensor/actuator line, Connecting line, M12 / M12, Number of poles : 3, 6.8 m, Shielded: No, LED: No, Sheath material: PUR, Halogen: No
2671 | 9457230690 | SAIL-M12GM12G-3-6.9U | Sensor/actuator line, Connecting line, M12 / M12, Number of poles : 3, 6.9 m, Shielded: No, LED: No, Sheath material: PUR, Halogen: No
2672 | 9457230710 | SAIL-M12GM12G-3-7.1U | Sensor/actuator line, Connecting line, M12 / M12, Number of poles : 3, 7.1 m, Shielded: No, LED: No, Sheath material: PUR, Halogen: No
2673 | 9457230730 | SAIL-M12GM12G-3-7.3U | Sensor/actuator line, Connecting line, M12 / M12, Number of poles : 3, 7.3 m, Shielded: No, LED: No, Sheath material: PUR, Halogen: No
2674 | 9457230740 | SAIL-M12GM12G-3-7.4U | Sensor/actuator line, Connecting line, M12 / M12, Number of poles : 3, 7.4 m, Shielded: No, LED: No, Sheath material: PUR, Halogen: No
2675 | 9457230770 | SAIL-M12GM12G-3-7.7U | Sensor/actuator line, Connecting line, M12 / M12, Number of poles : 3, 7.7 m, Shielded: No, LED: No, Sheath material: PUR, Halogen: No
2676 | 9457230790 | SAIL-M12GM12G-3-7.9U | Sensor/actuator line, Connecting line, M12 / M12, Number of poles : 3, 7.9 m, Shielded: No, LED: No, Sheath material: PUR, Halogen: No
2677 | 9457230820 | SAIL-M12GM12G-3-8.2U | Sensor/actuator line, Connecting line, M12 / M12, Number of poles : 3, 8.2 m, Shielded: No, LED: No, Sheath material: PUR, Halogen: No
2678 | 9457230840 | SAIL-M12GM12G-3-8.4U | Sensor/actuator line, Connecting line, M12 / M12, Number of poles : 3, 8.4 m, Shielded: No, LED: No, Sheath material: PUR, Halogen: No
2679 | 9457230850 | SAIL-M12GM12G-3-8.5U | Sensor/actuator line, Connecting line, M12 / M12, Number of poles : 3, 8.5 m, Shielded: No, LED: No, Sheath material: PUR, Halogen: No
2680 | 9457230860 | SAIL-M12GM12G-3-8.6U | Sensor/actuator line, Connecting line, M12 / M12, Number of poles : 3, 8.6 m, Shielded: No, LED: No, Sheath material: PUR, Halogen: No
2681 | 9457230870 | SAIL-M12GM12G-3-8.7U | Sensor/actuator line, Connecting line, M12 / M12, Number of poles : 3, 8.7 m, Shielded: No, LED: No, Sheath material: PUR, Halogen: No
2682 | 9457230890 | SAIL-M12GM12G-3-8.9U | Sensor/actuator line, Connecting line, M12 / M12, Number of poles : 3, 8.9 m, Shielded: No, LED: No, Sheath material: PUR, Halogen: No
2683 | 9457230900 | SAIL-M12GM12G-3-9.0U | Sensor/actuator line, Connecting line, M12 / M12, Number of poles : 3, 9 m, Shielded: No, LED: No, Sheath material: PUR, Halogen: No
2684 | 9457230920 | SAIL-M12GM12G-3-9.2U | Sensor/actuator line, Connecting line, M12 / M12, Number of poles : 3, 9.2 m, Shielded: No, LED: No, Sheath material: PUR, Halogen: No
2685 | 9457230950 | SAIL-M12GM12G-3-9.5U | Sensor/actuator line, Connecting line, M12 / M12, Number of poles : 3, 9.5 m, Shielded: No, LED: No, Sheath material: PUR, Halogen: No
2686 | 9457230960 | SAIL-M12GM12G-3-9.6U | Sensor/actuator line, Connecting line, M12 / M12, Number of poles : 3, 9.6 m, Shielded: No, LED: No, Sheath material: PUR, Halogen: No
2687 | 9457230970 | SAIL-M12GM12G-3-9.7U | Sensor/actuator line, Connecting line, M12 / M12, Number of poles : 3, 9.7 m, Shielded: No, LED: No, Sheath material: PUR, Halogen: No
2688 | 9457231010 | SAIL-M12GM12G-3-10.1U | Sensor/actuator line, Connecting line, M12 / M12, Number of poles : 3, 10.1 m, Shielded: No, LED: No, Sheath material: PUR, Halogen: No
2689 | 9457231020 | SAIL-M12GM12G-3-10.2U | Sensor/actuator line, Connecting line, M12 / M12, Number of poles : 3, 10.2 m, Shielded: No, LED: No, Sheath material: PUR, Halogen: No
2690 | 9457231040 | SAIL-M12GM12G-3-10.4U | Sensor/actuator line, Connecting line, M12 / M12, Number of poles : 3, 10.4 m, Shielded: No, LED: No, Sheath material: PUR, Halogen: No
2691 | 9457231050 | SAIL-M12GM12G-3-10.5U | Sensor/actuator line, Connecting line, M12 / M12, Number of poles : 3, 10.5 m, Shielded: No, LED: No, Sheath material: PUR, Halogen: No
2692 | 9457231070 | SAIL-M12GM12G-3-10.7U | Sensor/actuator line, Connecting line, M12 / M12, Number of poles : 3, 10.7 m, Shielded: No, LED: No, Sheath material: PUR, Halogen: No
2693 | 9457231120 | SAIL-M12GM12G-3-11.2U | Sensor/actuator line, Connecting line, M12 / M12, Number of poles : 3, 11.2 m, Shielded: No, LED: No, Sheath material: PUR, Halogen: No
2694 | 9457231140 | SAIL-M12GM12G-3-11.4U | Sensor/actuator line, Connecting line, M12 / M12, Number of poles : 3, 11.4 m, Shielded: No, LED: No, Sheath material: PUR, Halogen: No
2695 | 9457231150 | SAIL-M12GM12G-3-11.5U | Sensor/actuator line, Connecting line, M12 / M12, Number of poles : 3, 11.5 m, Shielded: No, LED: No, Sheath material: PUR, Halogen: No
2696 | 9457231170 | SAIL-M12GM12G-3-11.7U | Sensor/actuator line, Connecting line, M12 / M12, Number of poles : 3, 11.7 m, Shielded: No, LED: No, Sheath material: PUR, Halogen: No
2697 | 9457231220 | SAIL-M12GM12G-3-12.2U | Sensor/actuator line, Connecting line, M12 / M12, Number of poles : 3, 12.2 m, Shielded: No, LED: No, Sheath material: PUR, Halogen: No
2698 | 9457231230 | SAIL-M12GM12G-3-12.3U | Sensor/actuator line, Connecting line, M12 / M12, Number of poles : 3, 12.3 m, Shielded: No, LED: No, Sheath material: PUR, Halogen: No
2699 | 9457231240 | SAIL-M12GM12G-3-12.4U | Sensor/actuator line, Connecting line, M12 / M12, Number of poles : 3, 12.4 m, Shielded: No, LED: No, Sheath material: PUR, Halogen: No
2700 | 9457231300 | SAIL-M12GM12G-3-13U | Sensor/actuator line, Connecting line, M12 / M12, Number of poles : 3, 13 m, Shielded: No, LED: No, Sheath material: PUR, Halogen: No
2701 | 9457231350 | SAIL-M12GM12G-3-13.5U | Sensor/actuator line, Connecting line, M12 / M12, Number of poles : 3, 13.5 m, Shielded: No, LED: No, Sheath material: PUR, Halogen: No
2702 | 9457231450 | SAIL-M12GM12G-3-14.5U | Sensor/actuator line, Connecting line, M12 / M12, Number of poles : 3, 14.5 m, Shielded: No, LED: No, Sheath material: PUR, Halogen: No
2703 | 9457340330 | SAIL-M12GM12G-5-3.3U | Sensor/actuator line, Connecting line, M12 / M12, Number of poles : 5, 3.3 m, Shielded: No, LED: No, Sheath material: PUR, Halogen: No
2704 | 9457340340 | SAIL-M12GM12G-5-3.4U | Sensor/actuator line, Connecting line, M12 / M12, Number of poles : 5, 3.4 m, Shielded: No, LED: No, Sheath material: PUR, Halogen: No
2705 | 9457340460 | SAIL-M12GM12G-5-4.6U | Sensor/actuator line, Connecting line, M12 / M12, Number of poles : 5, 4.6 m, Shielded: No, LED: No, Sheath material: PUR, Halogen: No
2706 | 9457340520 | SAIL-M12GM12G-5-5.2U | Sensor/actuator line, Connecting line, M12 / M12, Number of poles : 5, 5.2 m, Shielded: No, LED: No, Sheath material: PUR, Halogen: No
2707 | 9457340620 | SAIL-M12GM12G-5-6.2U | Sensor/actuator line, Connecting line, M12 / M12, Number of poles : 5, 6.2 m, Shielded: No, LED: No, Sheath material: PUR, Halogen: No
2708 | 9457340650 | SAIL-M12GM12G-5-6.5U | Sensor/actuator line, Connecting line, M12 / M12, Number of poles : 5, 6.5 m, Shielded: No, LED: No, Sheath material: PUR, Halogen: No
2709 | 9457340800 | SAIL-M12GM12G-5-8.0U | Sensor/actuator line, Connecting line, M12 / M12, Number of poles : 5, 8 m, Shielded: No, LED: No, Sheath material: PUR, Halogen: No
2710 | 9457340900 | SAIL-M12GM12G-5-9.0U | Sensor/actuator line, Connecting line, M12 / M12, Number of poles : 5, 9 m, Shielded: No, LED: No, Sheath material: PUR, Halogen: No
2711 | 9457340920 | SAIL-M12GM12G-5-9.2U | Sensor/actuator line, Connecting line, M12 / M12, Number of poles : 5, 9.2 m, Shielded: No, LED: No, Sheath material: PUR, Halogen: No
2712 | 9457390160 | SAIL-M12GM12W-3-1.6U | Sensor/actuator line, Connecting line, M12 / M12, Number of poles : 3, 1.6 m, Shielded: No, LED: No, Sheath material: PUR, Halogen: No
2713 | 9457390340 | SAIL-M12GM12W-3-3.4U | Sensor/actuator line, Connecting line, M12 / M12, Number of poles : 3, 3.4 m, Shielded: No, LED: No, Sheath material: PUR, Halogen: No
2714 | 9457390480 | SAIL-M12GM12W-3-4.8U | Sensor/actuator line, Connecting line, M12 / M12, Number of poles : 3, 4.8 m, Shielded: No, LED: No, Sheath material: PUR, Halogen: No
2715 | 9457390510 | SAIL-M12GM12W-3-5.1U | Sensor/actuator line, Connecting line, M12 / M12, Number of poles : 3, 5.1 m, Shielded: No, LED: No, Sheath material: PUR, Halogen: No
2716 | 9457390560 | SAIL-M12GM12W-3-5.6U | Sensor/actuator line, Connecting line, M12 / M12, Number of poles : 3, 5.6 m, Shielded: No, LED: No, Sheath material: PUR, Halogen: No
2717 | 9457390660 | SAIL-M12GM12W-3-6.6U | Sensor/actuator line, Connecting line, M12 / M12, Number of poles : 3, 6.6 m, Shielded: No, LED: No, Sheath material: PUR, Halogen: No
2718 | 9457390680 | SAIL-M12GM12W-3-6.8U | Sensor/actuator line, Connecting line, M12 / M12, Number of poles : 3, 6.8 m, Shielded: No, LED: No, Sheath material: PUR, Halogen: No
2719 | 9457390710 | SAIL-M12GM12W-3-7.1U | Sensor/actuator line, Connecting line, M12 / M12, Number of poles : 3, 7.1 m, Shielded: No, LED: No, Sheath material: PUR, Halogen: No
2720 | 9457390720 | SAIL-M12GM12W-3-7.2U | Sensor/actuator line, Connecting line, M12 / M12, Number of poles : 3, 7.2 m, Shielded: No, LED: No, Sheath material: PUR, Halogen: No
2721 | 9457390770 | SAIL-M12GM12W-3-7.7U | Sensor/actuator line, Connecting line, M12 / M12, Number of poles : 3, 7.7 m, Shielded: No, LED: No, Sheath material: PUR, Halogen: No
2722 | 9457390780 | SAIL-M12GM12W-3-7.8U | Sensor/actuator line, Connecting line, M12 / M12, Number of poles : 3, 7.8 m, Shielded: No, LED: No, Sheath material: PUR, Halogen: No
2723 | 9457390860 | SAIL-M12GM12W-3-8.6U | Sensor/actuator line, Connecting line, M12 / M12, Number of poles : 3, 8.6 m, Shielded: No, LED: No, Sheath material: PUR, Halogen: No
2724 | 9457390870 | SAIL-M12GM12W-3-8.7U | Sensor/actuator line, Connecting line, M12 / M12, Number of poles : 3, 8.7 m, Shielded: No, LED: No, Sheath material: PUR, Halogen: No
2725 | 9457390880 | SAIL-M12GM12W-3-8.8U | Sensor/actuator line, Connecting line, M12 / M12, Number of poles : 3, 8.8 m, Shielded: No, LED: No, Sheath material: PUR, Halogen: No
2726 | 9457390930 | SAIL-M12GM12W-3-9.3U | Sensor/actuator line, Connecting line, M12 / M12, Number of poles : 3, 9.3 m, Shielded: No, LED: No, Sheath material: PUR, Halogen: No
2727 | 9457390940 | SAIL-M12GM12W-3-9.4U | Sensor/actuator line, Connecting line, M12 / M12, Number of poles : 3, 9.4 m, Shielded: No, LED: No, Sheath material: PUR, Halogen: No
2728 | 9457391020 | SAIL-M12GM12W-3-10.2U | Sensor/actuator line, Connecting line, M12 / M12, Number of poles : 3, 10.2 m, Shielded: No, LED: No, Sheath material: PUR, Halogen: No
2729 | 9457391050 | SAIL-M12GM12W-3-10.5U | Sensor/actuator line, Connecting line, M12 / M12, Number of poles : 3, 10.5 m, Shielded: No, LED: No, Sheath material: PUR, Halogen: No
2730 | 9457391060 | SAIL-M12GM12W-3-10.6U | Sensor/actuator line, Connecting line, M12 / M12, Number of poles : 3, 10.6 m, Shielded: No, LED: No, Sheath material: PUR, Halogen: No
2731 | 9457391150 | SAIL-M12GM12W-3-11.5U | Sensor/actuator line, Connecting line, M12 / M12, Number of poles : 3, 11.5 m, Shielded: No, LED: No, Sheath material: PUR, Halogen: No
2732 | 9457391160 | SAIL-M12GM12W-3-11.6U | Sensor/actuator line, Connecting line, M12 / M12, Number of poles : 3, 11.6 m, Shielded: No, LED: No, Sheath material: PUR, Halogen: No
2733 | 9457391200 | SAIL-M12GM12W-3-12U | Sensor/actuator line, Connecting line, M12 / M12, Number of poles : 3, 12 m, Shielded: No, LED: No, Sheath material: PUR, Halogen: No
2734 | 9457391300 | SAIL-M12GM12W-3-13U | Sensor/actuator line, Connecting line, M12 / M12, Number of poles : 3, 13 m, Shielded: No, LED: No, Sheath material: PUR, Halogen: No
2735 | 9457460030 | SAIL-M8BW-3L0.3U | Sensor/actuator line, One end without connector, M8, Number of poles : 3, 0.3 m, Shielded: No, LED: Yes, Sheath material: PUR, Halogen: No
2736 | 9457711500 | SAIL-VSA-15U | Valve plug, One end without connector - valve plug
2737 | 9457712500 | SAIL-VSA-25U | Valve plug, One end without connector - valve plug
2738 | 9457730400 | SAIL-M12BG-4-4.0U | Sensor/actuator line, One end without connector, M12, Number of poles : 4, 4 m, Shielded: No, LED: No, Sheath material: PUR, Halogen: No
2739 | 9457731250 | SAIL-M12BG-4-12.5U | Sensor/actuator line, One end without connector, M12, Number of poles : 4, 12.5 m, Shielded: No, LED: No, Sheath material: PUR, Halogen: No
2740 | 9457733500 | SAIL-M12BG-4-35U | Sensor/actuator line, One end without connector, M12, Number of poles : 4, 35 m, Shielded: No, LED: No, Sheath material: PUR, Halogen: No
2741 | 9457741540 | SAIL-M12BW-4-15.4U | Sensor/actuator line, One end without connector, M12, Number of poles : 4, 15.4 m, Shielded: No, LED: No, Sheath material: PUR, Halogen: No
2742 | 9457770040 | SAIL-M12GM8G-3-0.4U | Sensor/actuator line, Connecting line, Number of poles : 3, 0.4 m, Shielded: No, LED: No, Sheath material: PUR, Halogen: No
2743 | 9457770080 | SAIL-M12GM8G-3-0.8U | Sensor/actuator line, Connecting line, Number of poles : 3, 0.8 m, Shielded: No, LED: No, Sheath material: PUR, Halogen: No
2744 | 9457770190 | SAIL-M12GM8G-3-1.9U | Sensor/actuator line, Connecting line, Number of poles : 3, 1.9 m, Shielded: No, LED: No, Sheath material: PUR, Halogen: No
2745 | 9457770360 | SAIL-M12GM8G-3-3.6U | Sensor/actuator line, Connecting line, Number of poles : 3, 3.6 m, Shielded: No, LED: No, Sheath material: PUR, Halogen: No
2746 | 9457770460 | SAIL-M12GM8G-3-4.6U | Sensor/actuator line, Connecting line, Number of poles : 3, 4.6 m, Shielded: No, LED: No, Sheath material: PUR, Halogen: No
2747 | 9457770520 | SAIL-M12GM8G-3-5.2U | Sensor/actuator line, Connecting line, Number of poles : 3, 5.2 m, Shielded: No, LED: No, Sheath material: PUR, Halogen: No
2748 | 9457770640 | SAIL-M12GM8G-3-6.4U | Sensor/actuator line, Connecting line, Number of poles : 3, 6.4 m, Shielded: No, LED: No, Sheath material: PUR, Halogen: No
2749 | 9457770740 | SAIL-M12GM8G-3-7.4U | Sensor/actuator line, Connecting line, Number of poles : 3, 7.4 m, Shielded: No, LED: No, Sheath material: PUR, Halogen: No
2750 | 9457810160 | SAIL-M12G-3-1.6U | Sensor/actuator line, One end without connector, M12, Number of poles : 3, 1.6 m, Shielded: No, LED: No, Sheath material: PUR, Halogen: No
2751 | 9457810180 | SAIL-M12G-3-1.8U | Sensor/actuator line, One end without connector, M12, Number of poles : 3, 1.8 m, Shielded: No, LED: No, Sheath material: PUR, Halogen: No
2752 | 9457810260 | SAIL-M12G-3-2.6U | Sensor/actuator line, One end without connector, M12, Number of poles : 3, 2.6 m, Shielded: No, LED: No, Sheath material: PUR, Halogen: No
2753 | 9457810350 | SAIL-M12G-3-3.5U | Sensor/actuator line, One end without connector, M12, Number of poles : 3, 3.5 m, Shielded: No, LED: No, Sheath material: PUR, Halogen: No
2754 | 9457810400 | SAIL-M12G-3-4.0U | Sensor/actuator line, One end without connector, M12, Number of poles : 3, 4 m, Shielded: No, LED: No, Sheath material: PUR, Halogen: No
2755 | 9457810420 | SAIL-M12G-3-4.2U | Sensor/actuator line, One end without connector, M12, Number of poles : 3, 4.2 m, Shielded: No, LED: No, Sheath material: PUR, Halogen: No
2756 | 9457810470 | SAIL-M12G-3-4.7U | Sensor/actuator line, One end without connector, M12, Number of poles : 3, 4.7 m, Shielded: No, LED: No, Sheath material: PUR, Halogen: No
2757 | 9457810550 | SAIL-M12G-3-5.5U | Sensor/actuator line, One end without connector, M12, Number of poles : 3, 5.5 m, pin, straight, Shielded: No, LED: No, Sheath material: PUR, Halogen: No
2758 | 9457810580 | SAIL-M12G-3-5.8U | Sensor/actuator line, One end without connector, M12, Number of poles : 3, 5.8 m, pin, straight, Shielded: No, LED: No, Sheath material: PUR, Halogen: No
2759 | 9457810600 | SAIL-M12G-3-6.0U | Sensor/actuator line, One end without connector, M12, Number of poles : 3, 6 m, pin, straight, Shielded: No, LED: No, Sheath material: PUR, Halogen: No
2760 | 9457810630 | SAIL-M12G-3-6.3U | Sensor/actuator line, One end without connector, M12, Number of poles : 3, 6.3 m, pin, straight, Shielded: No, LED: No, Sheath material: PUR, Halogen: No
2761 | 9457810650 | SAIL-M12G-3-6.5U | Sensor/actuator line, One end without connector, M12, Number of poles : 3, 6.5 m, pin, straight, Shielded: No, LED: No, Sheath material: PUR, Halogen: No
2762 | 9457810750 | SAIL-M12G-3-7.5U | Sensor/actuator line, One end without connector, M12, Number of poles : 3, 7.5 m, pin, straight, Shielded: No, LED: No, Sheath material: PUR, Halogen: No
2763 | 9457810800 | SAIL-M12G-3-8.0U | Sensor/actuator line, One end without connector, M12, Number of poles : 3, 8 m, pin, straight, Shielded: No, LED: No, Sheath material: PUR, Halogen: No
2764 | 9457810850 | SAIL-M12G-3-8.5U | Sensor/actuator line, One end without connector, M12, Number of poles : 3, 8.5 m, pin, straight, Shielded: No, LED: No, Sheath material: PUR, Halogen: No
2765 | 9457820600 | SAIL-M12BG-3-6.0U | Sensor/actuator line, One end without connector, M12, Number of poles : 3, 6 m, Shielded: No, LED: No, Sheath material: PUR, Halogen: No
2766 | 9457820900 | SAIL-M12BG-3-9.0U | Sensor/actuator line, One end without connector, M12, Number of poles : 3, 9 m, Shielded: No, LED: No, Sheath material: PUR, Halogen: No
2767 | 9457850050 | SAIL-M8BG-4-0.5U | Sensor/actuator line, One end without connector, M8, Number of poles : 4, 0.5 m, Shielded: No, LED: No, Sheath material: PUR, Halogen: No
2768 | 9457850550 | SAIL-M8BG-4-5.5U | Sensor/actuator line, One end without connector, M8, Number of poles : 4, 5.5 m, Shielded: No, LED: No, Sheath material: PUR, Halogen: No
2769 | 9457850710 | SAIL-M8BG-4-7.1U | Sensor/actuator line, One end without connector, M8, Number of poles : 4, 7.1 m, Shielded: No, LED: No, Sheath material: PUR, Halogen: No
2770 | 9457850930 | SAIL-M8BG-4-9.3U | Sensor/actuator line, One end without connector, M8, Number of poles : 4, 9.3 m, Shielded: No, LED: No, Sheath material: PUR, Halogen: No
2771 | 9457854000 | SAIL-M8BG-4-40U | Sensor/actuator line, One end without connector, M8, Number of poles : 4, 40 m, Shielded: No, LED: No, Sheath material: PUR, Halogen: No
2772 | 9457910250 | SAIL-M12BG-5-2.5U | Sensor/actuator line, One end without connector, M12, Number of poles : 5, 2.5 m, Shielded: No, LED: No, Sheath material: PUR, Halogen: No
2773 | 9457910400 | SAIL-M12BG-5-4.0U | Sensor/actuator line, One end without connector, M12, Number of poles : 5, 4 m, Shielded: No, LED: No, Sheath material: PUR, Halogen: No
2774 | 9457910950 | SAIL-M12BG-5-9.5U | Sensor/actuator line, One end without connector, M12, Number of poles : 5, 9.5 m, Shielded: No, LED: No, Sheath material: PUR, Halogen: No
2775 | 9457911200 | SAIL-M12BG-5-12U | Sensor/actuator line, One end without connector, M12, Number of poles : 5, 12 m, Shielded: No, LED: No, Sheath material: PUR, Halogen: No
2776 | 9457915000 | SAIL-M12BG-5-50U | Sensor/actuator line, One end without connector, M12, Number of poles : 5, 50 m, Shielded: No, LED: No, Sheath material: PUR, Halogen: No
2777 | 9457980130 | SAIL-M12GM8W-3-1.3U | Sensor/actuator line, Connecting line, Number of poles : 3, 1.3 m, Shielded: No, LED: No, Sheath material: PUR, Halogen: No
2778 | 9457980280 | SAIL-M12GM8W-3-2.8U | Sensor/actuator line, Connecting line, Number of poles : 3, 2.8 m, Shielded: No, LED: No, Sheath material: PUR, Halogen: No
2779 | 9457980310 | SAIL-M12GM8W-3-3.1U | Sensor/actuator line, Connecting line, Number of poles : 3, 3.1 m, Shielded: No, LED: No, Sheath material: PUR, Halogen: No
2780 | 9457980400 | SAIL-M12GM8W-3-4.0U | Sensor/actuator line, Connecting line, Number of poles : 3, 4 m, Shielded: No, LED: No, Sheath material: PUR, Halogen: No
2781 | 9457980410 | SAIL-M12GM8W-3-4.1U | Sensor/actuator line, Connecting line, Number of poles : 3, 4.1 m, Shielded: No, LED: No, Sheath material: PUR, Halogen: No
2782 | 9457980440 | SAIL-M12GM8W-3-4.4U | Sensor/actuator line, Connecting line, Number of poles : 3, 4.4 m, Shielded: No, LED: No, Sheath material: PUR, Halogen: No
2783 | 9457980460 | SAIL-M12GM8W-3-4.6U | Sensor/actuator line, Connecting line, Number of poles : 3, 4.6 m, Shielded: No, LED: No, Sheath material: PUR, Halogen: No
2784 | 9457980520 | SAIL-M12GM8W-3-5.2U | Sensor/actuator line, Connecting line, Number of poles : 3, 5.2 m, Shielded: No, LED: No, Sheath material: PUR, Halogen: No
2785 | 9457980530 | SAIL-M12GM8W-3-5.3U | Sensor/actuator line, Connecting line, Number of poles : 3, 5.3 m, Shielded: No, LED: No, Sheath material: PUR, Halogen: No
2786 | 9457980560 | SAIL-M12GM8W-3-5.6U | Sensor/actuator line, Connecting line, Number of poles : 3, 5.6 m, Shielded: No, LED: No, Sheath material: PUR, Halogen: No
2787 | 9457980610 | SAIL-M12GM8W-3-6.1U | Sensor/actuator line, Connecting line, Number of poles : 3, 6.1 m, Shielded: No, LED: No, Sheath material: PUR, Halogen: No
2788 | 9457980620 | SAIL-M12GM8W-3-6.2U | Sensor/actuator line, Connecting line, Number of poles : 3, 6.2 m, Shielded: No, LED: No, Sheath material: PUR, Halogen: No
2789 | 9457980630 | SAIL-M12GM8W-3-6.3U | Sensor/actuator line, Connecting line, Number of poles : 3, 6.3 m, Shielded: No, LED: No, Sheath material: PUR, Halogen: No
2790 | 9457980660 | SAIL-M12GM8W-3-6.6U | Sensor/actuator line, Connecting line, Number of poles : 3, 6.6 m, Shielded: No, LED: No, Sheath material: PUR, Halogen: No
2791 | 9457980680 | SAIL-M12GM8W-3-6.8U | Sensor/actuator line, Connecting line, Number of poles : 3, 6.8 m, Shielded: No, LED: No, Sheath material: PUR, Halogen: No
2792 | 9457980710 | SAIL-M12GM8W-3-7.1U | Sensor/actuator line, Connecting line, Number of poles : 3, 7.1 m, Shielded: No, LED: No, Sheath material: PUR, Halogen: No
2793 | 9457980720 | SAIL-M12GM8W-3-7.2U | Sensor/actuator line, Connecting line, Number of poles : 3, 7.2 m, Shielded: No, LED: No, Sheath material: PUR, Halogen: No
2794 | 9457980740 | SAIL-M12GM8W-3-7.4U | Sensor/actuator line, Connecting line, Number of poles : 3, 7.4 m, Shielded: No, LED: No, Sheath material: PUR, Halogen: No
2795 | 9457980760 | SAIL-M12GM8W-3-7.6U | Sensor/actuator line, Connecting line, Number of poles : 3, 7.6 m, Shielded: No, LED: No, Sheath material: PUR, Halogen: No
2796 | 9457980800 | SAIL-M12GM8W-3-8.0U | Sensor/actuator line, Connecting line, Number of poles : 3, 8 m, Shielded: No, LED: No, Sheath material: PUR, Halogen: No
2797 | 9457980820 | SAIL-M12GM8W-3-8.2U | Sensor/actuator line, Connecting line, Number of poles : 3, 8.2 m, Shielded: No, LED: No, Sheath material: PUR, Halogen: No
2798 | 9457980840 | SAIL-M12GM8W-3-8.4U | Sensor/actuator line, Connecting line, Number of poles : 3, 8.4 m, Shielded: No, LED: No, Sheath material: PUR, Halogen: No
2799 | 9457980850 | SAIL-M12GM8W-3-8.5U | Sensor/actuator line, Connecting line, Number of poles : 3, 8.5 m, Shielded: No, LED: No, Sheath material: PUR, Halogen: No
2800 | 9457980860 | SAIL-M12GM8W-3-8.6U | Sensor/actuator line, Connecting line, Number of poles : 3, 8.6 m, Shielded: No, LED: No, Sheath material: PUR, Halogen: No
2801 | 9457980900 | SAIL-M12GM8W-3-9.0U | Sensor/actuator line, Connecting line, Number of poles : 3, 9 m, Shielded: No, LED: No, Sheath material: PUR, Halogen: No
2802 | 9457980920 | SAIL-M12GM8W-3-9.2U | Sensor/actuator line, Connecting line, Number of poles : 3, 9.2 m, Shielded: No, LED: No, Sheath material: PUR, Halogen: No
2803 | 9457980950 | SAIL-M12GM8W-3-9.5U | Sensor/actuator line, Connecting line, Number of poles : 3, 9.5 m, Shielded: No, LED: No, Sheath material: PUR, Halogen: No
2804 | 9457981020 | SAIL-M12GM8W-3-10.2U | Sensor/actuator line, Connecting line, Number of poles : 3, 10.2 m, Shielded: No, LED: No, Sheath material: PUR, Halogen: No
2805 | 9457981100 | SAIL-M12GM8W-3-11.0U | Sensor/actuator line, Connecting line, Number of poles : 3, 11 m, Shielded: No, LED: No, Sheath material: PUR, Halogen: No
2806 | 9457981200 | SAIL-M12GM8W-3-12.0U | Sensor/actuator line, Connecting line, Number of poles : 3, 12 m, Shielded: No, LED: No, Sheath material: PUR, Halogen: No
2807 | 9457981220 | SAIL-M12GM8W-3-12.2U | Sensor/actuator line, Connecting line, Number of poles : 3, 12.2 m, Shielded: No, LED: No, Sheath material: PUR, Halogen: No
2808 | 9457981300 | SAIL-M12GM8W-3-13U | Sensor/actuator line, Connecting line, Number of poles : 3, 13 m, Shielded: No, LED: No, Sheath material: PUR, Halogen: No
2809 | 2576150000 | DRIKITP230VAC 2CO LD/PB | D-SERIES DRI, Relay module, Number of contacts: 2, CO contact AgSnO, Rated control voltage: 230 V AC, Continuous current: 5 A, PUSH IN, Test button available: Yes
2810 | 2576060000 | DRMKITP230VAC 4CO LD/PB | D-SERIES DRM, Relay module, Number of contacts: 4, CO contact AgNi flash gold-plated, Rated control voltage: 230 V AC, Continuous current: 5 A, PUSH IN, Test button available: Yes
2811 | 2562040000 | WFS 4 100-250V BL | W-Series, Fuse terminal, Rated cross-section: 4 mm², Screw connection
2812 | 2562000000 | WFS 4 BL | W-Series, Fuse terminal, Rated cross-section: 4 mm², Screw connection
2813 | 2562010000 | WFS 4 10-36V BL | W-Series, Fuse terminal, Rated cross-section: 4 mm², Screw connection
2814 | 2562020000 | WFS 4 30-70V BL | W-Series, Fuse terminal, Rated cross-section: 4 mm², Screw connection
2815 | 2562030000 | WFS 4 60-150V BL | W-Series, Fuse terminal, Rated cross-section: 4 mm², Screw connection
2816 | 2544040000 | HDC 40D TOBU 1M40G EMC | HDC enclosures, Size: 6, Protection degree: IP65 (in plugged condition), Cable entry from top, Plug housing, Side-locking clamp on lower side, high, Size of cable entries: M 40
2817 | 2543980000 | HDC 24D TSLU 1M32G EMC | HDC enclosures, Size: 4, Protection degree: IP65 (in plugged condition), Cable entry from side, Plug housing, End-locking clamp, lower side, high, Size of cable entries: M 32
2818 | 2543970000 | HDC 16D TOLU 1M32G EMC | HDC enclosures, Size: 3, Protection degree: IP65 (in plugged condition), Cable entry from top, Plug housing, End-locking clamp, lower side, high, Size of cable entries: M 32
2819 | 2544000000 | HDC 24D TOLU 1M32G EMC | HDC enclosures, Size: 4, Protection degree: IP65 (in plugged condition), Cable entry from top, Plug housing, End-locking clamp, lower side, high, Size of cable entries: M 32
2820 | 1010850005 | IE-C5DB4RE0005MCSMCS-E | System cable, M12 D-code ? IP 67 straight pin, M12 D-code ? IP 67 straight pin, Cat.5 (ISO/IEC 11801) / Cat.5e (TIA T568-B), Radox GKW S, 0.5 m
2821 | 1059750025 | IE-C5DD4UG0025MCAXXX-X | Dragline cable, PROFINET, M12 D-code ? IP 67 angled pin, Open, Cat.5 (ISO/IEC 11801) / Cat.5e (TIA T568-B), PUR, 2.5 m
2822 | 1059750075 | IE-C5DD4UG0075MCAXXX-X | Dragline cable, PROFINET, M12 D-code ? IP 67 angled pin, Open, Cat.5 (ISO/IEC 11801) / Cat.5e (TIA T568-B), PUR, 7.5 m
2823 | 2556410000 | TCC 6.4/51 RD | TERMSERIES, Cross-connector
2824 | 2556400000 | TCC 6.4/10 RD | TERMSERIES, Cross-connector
2825 | 2556480000 | TCC 6.4/10 BK | TERMSERIES, Cross-connector
2826 | 2556440000 | TCC 6.4/10 BL | TERMSERIES, Cross-connector
2827 | 2556470000 | TCC 6.4/2 BK | TERMSERIES, Cross-connector
2828 | 2539970000 | A2T 4 | Double-tier terminal, PUSH IN, 4 mm², 800 V, 32 A, dark beige
2829 | 2560740000 | HDC 16B SBU 1M25G N | HDC enclosures, Size: 6, Protection degree: IP65 (in plugged condition), Base housing, Side-locking clamp on lower side, Standard, Size of cable entries: M 25
2830 | 2657180000 | THM WO VIN 25.4/57.2 WS | THM, Conductor and cable markers, 6 - 12 mm, 25.4 x 57.2 mm, white
2831 | 2540630000 | APG 4 R GN | Plug, 4 mm², 690 V, 32 A, green
2832 | 2540050000 | APGTB 4 FT 2C/1 | Feed-through terminal, PUSH IN, 4 mm², 800 V, 32 A, dark beige
2833 | 2540580000 | APG 4 MI | Plug, 4 mm², 690 V, 32 A, dark beige
2834 | 2540360000 | APG 4 L | Plug, 4 mm², 690 V, 32 A, dark beige
2835 | 2540800000 | MCV APG 4 | A-series, End plate
2836 | 2681790000 | PM 5.00/05/90 3.5SN BK BX | Printed circuit board terminals, 5.00 mm, Number of poles: 5, Clamping range, max. : 2.5 mm²
2837 | 2662630000 | CD 100X40 4/6 BL | 100 mm x 40 mm, 4.00 mm x 6.00 mm, 2000 mm
2838 | 2662470000 | CD 40X80 4/6 BL | 40 mm x 80 mm, 4.00 mm x 6.00 mm, 2000 mm
2839 | 1234750002 | IE-C5DS4UG0002MBSA20-E | System cable, M12 D-code ? flange, RJ45 IP 20, 0.2 m
2840 | 1025950170 | IE-C5DD4UG0170MCSMCS-E | Dragline cable, PROFINET, M12 D-code ? IP 67 straight pin, M12 D-code ? IP 67 straight pin, Cat.5 (ISO/IEC 11801) / Cat.5e (TIA T568-B), PUR, 17 m
2841 | 1025940075 | IE-C5DD4UG0075MCSXXX-X | Dragline cable, PROFINET
2842 | 2664810000 | SAISC-D-18/28-4/9CG | Plugs prefabricated to customer spec., M12, pin, straight
2843 | 2682130000 | IE-SW-EL05-5TX | Network switch, unmanaged, Fast Ethernet, Number of ports: 5x RJ45, IP30, -40 °C...75 °C
2844 | 2681700000 | SAIBP-M-4D-4/8-M12 | Sockets prefabricated to customer spec., M12, Female socket, straight
2845 | 2681540000 | SAIBP-M-4A-4/8-M12 | Sockets prefabricated to customer spec., M12, Female socket, straight
2846 | 2681680000 | SAISP-M-4D-4/8-M12 | Plugs prefabricated to customer spec., M12, pin, straight
2847 | 2681520000 | SAISP-M-4A-4/8-M12 | Plugs prefabricated to customer spec., M12, pin, straight
2848 | 2681480000 | SAISP-4A-4/8-M12 | Plugs prefabricated to customer spec., M12, pin, straight
2849 | 2682150000 | IE-SW-EL16-16TX | Network switch, unmanaged, Fast Ethernet, Number of ports: 16x RJ45, IP30, -40 °C...75 °C
2850 | 1059330200 | IE-C5DD4UG0200MSSMCS-E | Dragline cable, PROFINET, M12 D-code ? IP 67 straight socket, M12 D-code ? IP 67 straight pin, Cat.5 (ISO/IEC 11801) / Cat.5e (TIA T568-B), PUR, 20 m
2851 | 2731380000 | TS 35X7.5/1.0 2M/CU/BK | , Copper, untreated
2852 | 2737620000 | PVN1M6I4SXFXV1O1TXPX10 | Photovoltaics, Combiner Box, 1000 V, 6 MPPT?s, 2 Inputs / 1 Output per MPPT, Surge protection I / II, WM4C
2853 | 2738750000 | LSF-SMT 5.08/03/90 3.5SN BK TU SO | Printed circuit board terminals, 5.08 mm, Number of poles: 3, 90°, Solder pin length (l): 3.5 mm, black, PUSH IN with actuator, Clamping range, max. : 1.5 mm², Tube
2854 | 2730840000 | VPU AC I 0 275/25 LCF 2PE | Spare arrester, Leakage-current-free, Surge protection, UP(L/N-PE) ? 1.7 kV
2855 | 2730850000 | VPU AC I 0 N-PE 305/100 S | Spare arrester, Leakage-current-free, Surge protection, TT nur für N-PE, UP(L/N-PE) ? 1.5 kV
2856 | 2733790000 | VPU AC I 0 N-PE 305/100 2PE | Spare arrester, Leakage-current-free, Surge protection, TT nur für N-PE, UP(L/N-PE) ? 1.7 kV
2857 | 1490220000 | UR20-EM-1315180000-SP | Replacement part
2858 | 1059750300 | IE-C5DD4UG0300MCAXXX-X | Dragline cable, PROFINET, M12 D-code ? IP 67 angled pin, Open, Cat.5 (ISO/IEC 11801) / Cat.5e (TIA T568-B), PUR, 30 m
2859 | 1059750500 | IE-C5DD4UG0500MCAXXX-X | Dragline cable, PROFINET, M12 D-code ? IP 67 angled pin, Open, Cat.5 (ISO/IEC 11801) / Cat.5e (TIA T568-B), PUR, 50 m
2860 | 1059750800 | IE-C5DD4UG0800MCAXXX-X | Dragline cable, PROFINET, M12 D-code ? IP 67 angled pin, Open, Cat.5 (ISO/IEC 11801) / Cat.5e (TIA T568-B), PUR, 80 m
2861 | 1059750400 | IE-C5DD4UG0400MCAXXX-X | Dragline cable, PROFINET, M12 D-code ? IP 67 angled pin, Open, Cat.5 (ISO/IEC 11801) / Cat.5e (TIA T568-B), PUR, 40 m
2862 | 1059750700 | IE-C5DD4UG0700MCAXXX-X | Dragline cable, PROFINET, M12 D-code ? IP 67 angled pin, Open, Cat.5 (ISO/IEC 11801) / Cat.5e (TIA T568-B), PUR, 70 m
2863 | 2675180000 | A2T 4 FT-PE DL | Double-tier terminal, PUSH IN, 4 mm², 800 V, 32 A
2864 | 2675160000 | A2T 4 DL | Double-tier terminal, PUSH IN, 4 mm², 800 V, 32 A
2865 | 2675140000 | A2T 2.5 VL DL | Feed-through terminal, PUSH IN, 2.5 mm², 800 V
2866 | 2674970000 | A3C 10 DL | Feed-through terminal, PUSH IN, 10 mm², 1000 V
2867 | 2674980000 | A3C 10 DL BL | Feed-through terminal, PUSH IN, 10 mm², 1000 V
2868 | 2674830000 | A3C 4 PE DL | PE terminal, PUSH IN, 4 mm², Green/yellow
2869 | 2675050000 | A3C 16 PE DL | PE terminal, PUSH IN, 16 mm², Green/yellow
2870 | 2675100000 | A2T 1.5 PE DL | Double-tier terminal, PUSH IN, 1.5 mm², Green/yellow
2871 | 2674990000 | A3C 10 PE DL | PE terminal, PUSH IN, 10 mm², Green/yellow
2872 | 2675170000 | A2T 4 DL BL | Double-tier terminal, PUSH IN, 4 mm², 800 V, 32 A
2873 | 2675190000 | A2T 4 VL DL | Double-tier terminal, PUSH IN, 4 mm², 800 V, 32 A
2874 | 2675240000 | ADT 4 2C DL | Test-disconnect terminal, PUSH IN, 4 mm², 500 V, 20 A
2875 | 2675200000 | A2T 4 PE DL | Double-tier terminal, PUSH IN, 4 mm², Green/yellow
2876 | 2675130000 | A2T 2.5 FT-PE DL | Feed-through terminal, PUSH IN, 2.5 mm², 800 V
2877 | 2675030000 | A3C 16 DL | Feed-through terminal, PUSH IN, 16 mm², 1000 V
2878 | 2675310000 | AAP11 6 LO DL OR | Supply terminal, PUSH IN, 6 mm², 500 V
2879 | 2675040000 | A3C 16 DL BL | Feed-through terminal, PUSH IN, 16 mm², 1000 V
2880 | 2675560000 | AAP14 10 LO-LO DL | Supply terminal, PUSH IN, 500 V
2881 | 2675540000 | AAP13 6 LO-LO DL | Supply terminal, PUSH IN, 6 mm², 250 V
2882 | 2675430000 | AAP12 10 LO DL OR | Supply terminal, PUSH IN, 10 mm², 800 V
2883 | 2675420000 | AAP12 10 LO DL RD | Supply terminal, PUSH IN, 10 mm², 800 V
2884 | 2675460000 | AAP12 2.5 LI DL RD | Modular distribution terminals, PUSH IN, 800 V
2885 | 2675370000 | AAP11 1.5 LI DL BL/OR | Modular distribution terminals, PUSH IN, 500 V
2886 | 2675610000 | AIO22 1.5 SI-PE DL | Initiator/actuator terminal, PUSH IN, 1.5 mm², 250 V, 13.5 A, dark beige
2887 | 2675480000 | AAP12 2.5 LI DL BL/OR | Modular distribution terminals, PUSH IN, 800 V
2888 | 2675450000 | AAP12 10 LO DL BL/OR | Supply terminal, PUSH IN, 10 mm², 800 V
2889 | 2675440000 | AAP12 10 LO DL BL | Supply terminal, PUSH IN, 10 mm², 800 V
2890 | 2675770000 | APGTB 1.5 2T 4C/2 DL | Feed-through terminal, PUSH IN, 1.5 mm², 500 V, 17.5 A, dark beige
2891 | 2675670000 | AIO23 1.5 2SI DL OR | Initiator/actuator terminal, PUSH IN, 1.5 mm², 250 V, 13.5 A, orange
2892 | 2675800000 | APGTB 1.5 2T PE 4C/2 DL | PE terminal, PUSH IN, 1.5 mm², 17.5 A, Green/yellow
2893 | 2675650000 | AIO21 1.5 SO-PE DL OR | Initiator/actuator terminal, PUSH IN, 1.5 mm², 250 V, 13.5 A, orange
2894 | 2675630000 | AIO21 1.5 SI DL OR | Initiator/actuator terminal, PUSH IN, 1.5 mm², 250 V, 13.5 A, orange
2895 | 2675660000 | AIO22 1.5 SI-PE DL OR | Initiator/actuator terminal, PUSH IN, 1.5 mm², 250 V, 13.5 A, orange
2896 | 2675740000 | APGTB 1.5 FT 4C/2 DL | Feed-through terminal, PUSH IN, 1.5 mm², 500 V
2897 | 2675950000 | APGTB 2.5 2T VL 4C/2 DL | Feed-through terminal, PUSH IN, 2.5 mm², 800 V, 24 A, dark beige
2898 | 2675940000 | APGTB 2.5 2T PE 4C/2 DL | PE terminal, PUSH IN, 2.5 mm², 24 A, Green/yellow
2899 | 2674810000 | A3C 4 DL | Feed-through terminal, PUSH IN, 4 mm², 800 V, 32 A
2900 | 2675840000 | APGTB 2.5 PE 2C/1 DL | PE terminal, PUSH IN, 2.5 mm²
2901 | 2675820000 | APGTB 2.5 FT 2C/1 DL | Feed-through terminal, PUSH IN, 2.5 mm², 800 V
2902 | 2675890000 | APGTB 2.5 FT 4C/2 DL BL | Feed-through terminal, PUSH IN, 2.5 mm², 800 V
2903 | 2675910000 | APGTB 2.5 2T 4C/2 DL | Feed-through terminal, PUSH IN, 2.5 mm², 800 V, 24 A, dark beige
2904 | 2675920000 | APGTB 2.5 2T 4C/2 DL BL | Feed-through terminal, PUSH IN, 2.5 mm², 800 V, 24 A, blue
2905 | 2675930000 | APGTB 2.5 2T FT-PE 4C/2 DL | Feed-through terminal, PUSH IN, 2.5 mm², 800 V, 24 A, dark beige
2906 | 2675850000 | APGTB 2.5 FT 3C/1 DL | Feed-through terminal, PUSH IN, 2.5 mm², 800 V
2907 | 2675900000 | APGTB 2.5 PE 4C/2 DL | PE terminal, PUSH IN, 2.5 mm²
2908 | 2675830000 | APGTB 2.5 FT 2C/1 DL BL | Feed-through terminal, PUSH IN, 2.5 mm², 800 V
2909 | 2676080000 | APGTB 4 2T PE 4C/2 DL | PE terminal, PUSH IN, 4 mm²
2910 | 2676070000 | APGTB 4 2T FT-PE 4C/2 DL | Feed-through terminal, PUSH IN, 4 mm², 800 V, 32 A, dark beige
2911 | 2675990000 | APGTB 4 FT 3C/1 DL | Feed-through terminal, PUSH IN, 4 mm², 800 V
2912 | 2675870000 | APGTB 2.5 PE 3C/1 DL | PE terminal, PUSH IN, 2.5 mm²
2913 | 2675860000 | APGTB 2.5 FT 3C/1 DL BL | Feed-through terminal, PUSH IN, 2.5 mm², 800 V
2914 | 2675880000 | APGTB 2.5 FT 4C/2 DL | Feed-through terminal, PUSH IN, 2.5 mm², 800 V
2915 | 2675980000 | APGTB 4 PE 2C/1 DL | PE terminal, PUSH IN, 4 mm²
2916 | 2675970000 | APGTB 4 FT 2C/1 DL BL | Feed-through terminal, PUSH IN, 4 mm², 800 V
2917 | 2676050000 | APGTB 4 2T 4C/2 DL | Feed-through terminal, PUSH IN, 4 mm², 800 V, 32 A, dark beige
2918 | 2676000000 | APGTB 4 FT 3C/1 DL BL | Feed-through terminal, PUSH IN, 4 mm², 800 V
2919 | 2676090000 | APGTB 4 2T VL 4C/2 DL | Feed-through terminal, PUSH IN, 4 mm², 800 V, 32 A, dark beige
2920 | 2676060000 | APGTB 4 2T 4C/2 DL BL | Feed-through terminal, PUSH IN, 4 mm², 800 V, 32 A, blue
2921 | 2676010000 | APGTB 4 PE 3C/1 DL | PE terminal, PUSH IN, 4 mm²
2922 | 2676040000 | APGTB 4 PE 4C/2 DL | PE terminal, PUSH IN, 4 mm²
2923 | 2676030000 | APGTB 4 FT 4C/2 DL BL | Feed-through terminal, PUSH IN, 4 mm², 800 V
2924 | 2755900000 | A2C 50/70 DL BL | Feed-through terminal, 50 mm², 1000 V, 150 A, blue
2925 | 2755890000 | A2C 35 DL BL | 35 mm², 1000 V, 125 A, blue
2926 | 2675960000 | APGTB 4 FT 2C/1 DL | Feed-through terminal, PUSH IN, 4 mm², 800 V
2927 | 2675640000 | AIO21 1.5 SO DL OR | Initiator/actuator terminal, PUSH IN, 1.5 mm², 250 V, 13.5 A, orange
2928 | 2730750000 | VPU AC II US 4 R 400/50 | Surge voltage arrester, Low voltage, Surge protection, with remote contact, TN-C-S, TN-S
2929 | 2759190000 | BLDF 5.08/03/180 SN OR BX SO | PCB plug-in connector, female plug, 5.08 mm, Number of poles: 3, 180°, PUSH IN with actuator, Tension-clamp connection, Clamping range, max. : 3.31 mm², Box
2930 | 2562590000 | WSI 4 | W-Series, Fuse terminal, Rated cross-section: 4 mm², Screw connection
2931 | 2564350000 | WSI 4/LD 10-36V AC/DC | W-Series, Fuse terminal, Rated cross-section: 4 mm², Screw connection
2932 | 1373910300 | PAC-C300-36-F-34-30M | Pre-assembled cable, PAC, Cable LiYCY, 0.34 mm²
2933 | 2764130000 | VPUM2I2SXFXV2O1TXPX10 | Combiner Box, 2 MPPT's, 1 Input / 1 Output per MPPT, Surge protection II, WM4C, 1000 V
2934 | 2732640030 | IE-CSPD5UD0030LSSVAP-X | System cable, M12 L-code ? IP 67 straight socket, PushPull Power, PUR, 3 m
2935 | 2732640100 | IE-CSPD5UD0100LSSVAP-X | System cable, M12 L-code ? IP 67 straight socket, PushPull Power, PUR, 10 m
2936 | 2732640050 | IE-CSPD5UD0050LSSVAP-X | System cable, M12 L-code ? IP 67 straight socket, PushPull Power, PUR, 5 m
2937 | 2732640015 | IE-CSPD5UD0015LSSVAP-X | System cable, M12 L-code ? IP 67 straight socket, PushPull Power, PUR, 1.5 m
2938 | 1044470350 | IE-C5DD4UG0350MCSA20-E | Dragline cable, PROFINET, M12 D-code ? IP 67 straight pin, RJ45 IP 20, Cat.5 (ISO/IEC 11801) / Cat.5e (TIA T568-B), PUR, 35 m
2939 | 2766950000 | SLF 5.08/03/180B SN OR BX SO | PCB plug-in connector, male plug, 5.08 mm, Number of poles: 3, 180°, PUSH IN with actuator, Tension-clamp connection, Box
2940 | 2766910000 | BLF 5.08HC/03/90 SN OR BX SO | PCB plug-in connector, female plug, 5.08 mm, Number of poles: 3, 90°, PUSH IN with actuator, Tension-clamp connection, Clamping range, max. : 3.31 mm², Box
2941 | 2766920000 | BLF 5.08HC/03/180 SN OR BX SO | PCB plug-in connector, female plug, 5.08 mm, Number of poles: 3, 180°, PUSH IN with actuator, Tension-clamp connection, Clamping range, max. : 3.31 mm², Box
2942 | 2766930000 | SLF 5.08/03/180B SN OR BX SO | PCB plug-in connector, male plug, 5.08 mm, Number of poles: 3, 180°, PUSH IN with actuator, Tension-clamp connection, Box
2943 | 2682440000 | IE-INJ-EL02-2GTPOE | PoE Injector, Gigabit Ethernet, Number of ports: 2x RJ45 10/100/1000BaseT(X), 2x RJ45 10/100/1000 BaseT(X) PoE+, IP30, -40 °C...75 °C
2944 | 2682290000 | IE-SW-AL08M-6TX-2GT | Network switch, managed, Fast/Gigabit Ethernet, Number of ports: 6x RJ45 10/100BaseT(X), 2x RJ45 10/100/1000BaseT(X), IP30, -40 °C...75 °C
2945 | 2682260000 | IE-SW-AL06LM-4TX-2SC | Network switch, managed, Fast Ethernet, Number of ports: 4 x RJ45, 2 * SC Multi-mode, IP30, -40 °C...75 °C
2946 | 2682270000 | IE-SW-AL06LM-4TX-2SCS | Network switch, managed, Fast Ethernet, Number of ports: 4 x RJ45, 2 * SC Single-mode, IP30, -40 °C...75 °C
2947 | 2578040000 | KRN-M16/-400 | cable lug, terminal end,400 mm²
2948 | 2732600000 | WDK 2.5V ZQV OR | Feed-through terminal, Double-tier terminal, 2.5 mm², 400 V, 24 A, orange
2949 | 2578060000 | ES APG80 WM 400 | 400mm², WM crimp
2950 | 2764180000 | VPUM2I2SXFXV2O1TXPX15 | Combiner Box, 2 MPPT's, 1 Input / 1 Output per MPPT, Surge protection II, WM4C, 1500 V
2951 | 2764110000 | VPUM1I1SXFXV2O1TXPX10 | Combiner Box, 1 MPPT, 1 Input / 1 Output per MPPT, Surge protection II, WM4C, 1000 V
2952 | 2764140000 | VPUM1I1SXFXV1O1TXPX10 | Combiner Box, 1 MPPT, 1 Input / 1 Output per MPPT, Surge protection I / II, WM4C, 1000 V
2953 | 2764150000 | VPUM2I2SXFXV1O1TXPX10 | Combiner Box, 2 MPPT's, 1 Input / 1 Output per MPPT, Surge protection I / II, WM4C, 1000 V
2954 | 2764160000 | VPUM1I1SXFXV2O1TXPX15 | Combiner Box, 1 MPPT, 1 Input / 1 Output per MPPT, Surge protection II, WM4C, 1500 V
2955 | 2682310000 | IE-SW-AL16M-16TX | Network switch, managed, Fast Ethernet, Number of ports: 16x RJ45, IP30, -40 °C...75 °C
2956 | 2763490000 | IE-C5ED8UG-500 | Dragline cable, Cat.5 (ISO/IEC 11801) / Cat.5e (TIA T568-B), PUR, 500 m
2957 | 2737480000 | PVN1M1I6S0F3V1O1TXPX10 | Photovoltaics, Combiner Box, 1000 V, 1 MPPT, 6 Inputs / 6 Outputs per MPPT, With fuse holder, Surge protection I / II, Switch disconnector, WM4C
2958 | 2737600000 | PVN1M4I4SXFXV1O1TXPX10 | Photovoltaics, Combiner Box, 1000 V, 4 MPPT?s, 2 Inputs / 1 Output per MPPT, Surge protection I / II, WM4C
2959 | 2737500000 | PVN1M1I6S0F3V0O1TXPX10 | Photovoltaics, Combiner Box, 1000 V, 1 MPPT, 6 Inputs / 6 Outputs per MPPT, With fuse holder, Surge protection II, Switch disconnector, WM4C
2960 | 2737530000 | PVN1M1I6S0F3V1O0TXPX10 | Photovoltaics, Combiner Box, 1000 V, 1 MPPT, 6 Inputs / 6 Outputs per MPPT, With fuse holder, Surge protection I / II, Switch disconnector, Cable gland
2961 | 2737630000 | PVN1M6I4SXFXV1O0TXPX10 | Photovoltaics, Combiner Box, 1000 V, 6 MPPT?s, 2 Inputs / 1 Output per MPPT, Surge protection I / II, Cable gland
2962 | 2737590000 | PVN1M2I4SXFXV1O0TXPX10 | Photovoltaics, Combiner Box, 1000 V, 2 MPPT's, 2 Inputs / 1 Output per MPPT, Surge protection I / II, Cable gland
2963 | 2737610000 | PVN1M4I4SXFXV1O0TXPX10 | Photovoltaics, Combiner Box, 1000 V, 4 MPPT?s, 2 Inputs / 1 Output per MPPT, Surge protection I / II, Cable gland
2964 | 2737550000 | PVN1M1I6S0F3V0O0TXPX10 | Photovoltaics, Combiner Box, 1000 V, 1 MPPT, 6 Inputs / 6 Outputs per MPPT, With fuse holder, Surge protection II, Switch disconnector, Cable gland
2965 | 2737440000 | PVN1M1I6SXF3V1O1TXPX10 | Photovoltaics, Combiner Box, 1000 V, 1 MPPT, 6 Inputs / 6 Outputs per MPPT, With fuse holder, Surge protection I / II, WM4C
2966 | 2737490000 | PVN1M1I6SXF3V0O1TXPX10 | Photovoltaics, Combiner Box, 1000 V, 1 MPPT, 6 Inputs / 6 Outputs per MPPT, With fuse holder, Surge protection II, WM4C
2967 | 1010850250 | IE-C5DB4RE0250MCSMCS-E | System cable, M12 D-code ? IP 67 straight pin, M12 D-code ? IP 67 straight pin, Cat.5 (ISO/IEC 11801) / Cat.5e (TIA T568-B), Radox GKW S
2968 | 2784210000 | HDC-C-HE-SM0.5FE | Heavy-duty connectors, Crimp contact, Male, Conductor cross-section, max.: 0.5
2969 | 2784200000 | HDC-C-HE-BM0.5FE | Heavy-duty connectors, Crimp contact, Female, Conductor cross-section, max.: 0.5
2970 | 2784170000 | HDC-C-HE-SM0.5KO | Heavy-duty connectors, Crimp contact, Male, Conductor cross-section, max.: 0.5
2971 | 2784160000 | HDC-C-HE-BM0.5KO | Heavy-duty connectors, Crimp contact, Female, Conductor cross-section, max.: 0.5
2972 | 2737540000 | PVN1M1I6SXF3V0O0TXPX10 | Photovoltaics, Combiner Box, 1000 V, 1 MPPT, 6 Inputs / 6 Outputs per MPPT, With fuse holder, Surge protection II, Cable gland
2973 | 2737520000 | PVN1M1I6SXF3V1O0TXPX10 | Photovoltaics, Combiner Box, 1000 V, 1 MPPT, 6 Inputs / 6 Outputs per MPPT, With fuse holder, Surge protection I / II, Cable gland
2974 | 1010840010 | IE-C5DB4RE0010MCSXXX-X | System cable, M12 D-code ? IP 67 straight pin, Cat.5 (ISO/IEC 11801) / Cat.5e (TIA T568-B), Polyolefine
2975 | 2737750000 | CC-DT 85/54 K MC NE BL | ClipCard, Device markers, 54 x 85 mm, blue
2976 | 2737780000 | SM-DT 27/27 MC NE BL | SwitchMark, Device markers, 27 x 27 mm, blue
2977 | 2737720000 | CC-DT 30/60 MC NE BL | ClipCard, Device markers, 30 x 60 mm, blue
2978 | 2737730000 | CC-DT 30/60 K MC NE BL | ClipCard, Device markers, 30 x 60 mm, blue
2979 | 2737760000 | CC-DT-H 30/60 BL | ClipCard, Accessories, 30 x 60 mm, blue
2980 | 2737770000 | CC-DT-H 85/54 BL | ClipCard, Accessories, 90 x 58 mm, blue
2981 | 2737740000 | CC-DT 85/54 MC NE BL | ClipCard, Device markers, 54 x 85 mm, blue
2982 | 2737790000 | SM-DT 27/27 K MC NE BL | SwitchMark, Device markers, 27 x 27 mm, blue
2983 | 2737800000 | SM-DT-H 27/27 BL | SwitchMark, Accessories, 59 x 27 mm, blue
2984 | 2740050000 | WTTB 6 LTGY | Test-disconnect terminal, Screw connection, 6 mm², 500 V, 30 A, Light Grey
2985 | 2740060000 | WTTB 6 BK | Test-disconnect terminal, Screw connection, 6 mm², 500 V, 30 A, black
2986 | 2740010000 | ATTB 6 BL | Test-disconnect terminal, PUSH IN, 6 mm², 500 V, 30 A, blue
2987 | 2740030000 | ATTB 6 BK | Test-disconnect terminal, PUSH IN, 6 mm², 500 V, 30 A, black
2988 | 2740020000 | ATTB 6 LTGY | Test-disconnect terminal, PUSH IN, 6 mm², 500 V, 30 A, Light Grey
2989 | 2568970000 | PRO TOP1 72W 24V 3A F | Power supply, switch-mode power supply unit, 24 V
2990 | 1073020030 | SAIL-M8WM8G-3-0.3U | Sensor/actuator line, Connecting line, Number of poles : 3, 0.3 m, Shielded: No, LED: No, Sheath material: PUR, Halogen: No
2991 | 1077750030 | SAIL-M12G-4-0.3UGE | Sensor/actuator line, One end without connector, Number of poles : 4, 0.3 m, Shielded: No, LED: No, Sheath material: PUR, Halogen: No
2992 | 1092920030 | SAIL-M12BG-4-0.3UGE | Sensor/actuator line, One end without connector, Number of poles : 4, 0.3 m, Shielded: No, LED: No, Sheath material: PUR, Halogen: No
2993 | 1093190030 | SAIL-M8BG-3-0.3UGE | Sensor/actuator line, One end without connector, Number of poles : 3, 0.3 m, Shielded: No, LED: No, Sheath material: PUR, Halogen: No
2994 | 1093220030 | SAIL-M8BW-3-0.3UGE | Sensor/actuator line, One end without connector, Number of poles : 3, 0.3 m, Shielded: No, LED: No, Sheath material: PUR, Halogen: No
2995 | 1251590025 | IE-C6FP8LG0025M40M40-G | Patch cable, RJ45 IP 20, RJ45 IP 20, Cat.6A / Class EA (ISO/IEC 11801 2010), LSZH, 2.5 m
2996 | 1251590300 | IE-C6FP8LG0300M40M40-G | Patch cable, RJ45 IP 20, RJ45 IP 20, Cat.6A / Class EA (ISO/IEC 11801 2010), LSZH, 30 m
2997 | 1251590500 | IE-C6FP8LG0500M40M40-G | Patch cable, RJ45 IP 20, RJ45 IP 20, Cat.6A / Class EA (ISO/IEC 11801 2010), LSZH, 50 m
2998 | 1275470200 | SAIL-M12BW-8S2.0U | Sensor/actuator line, One end without connector, M12, Number of poles : 8, 2 m, Shielded: Yes, LED: No, Sheath material: PUR, Halogen: No
2999 | 1346730000 | UR20-EM-1315250000-SP | Replacement part, ,
3000 | 1347270000 | UR20-EM-1315680000-SP | Replacement part, ,
3001 | 1349650040 | PAC-UNIV-HE16-HE16-4M | Pre-assembled cable, PAC
3002 | 1349680020 | PAC-UNIV-HE26-HE26-2M | Pre-assembled cable, PAC
3003 | 1349680070 | PAC-UNIV-HE26-HE26-7M | Pre-assembled cable, PAC
3004 | 1349700070 | PAC-UNIV-HE40-HE40-7M | Pre-assembled cable, PAC
3005 | 1349720040 | PAC-UNIV-HE50-HE50-4M | Pre-assembled cable, PAC
3006 | 1350250010 | PAC-CMLX-UNIU-V0-1M | Cable LiYY, 0.25 mm²
3007 | 1431530015 | PAC-S7300-HE20-V18-1M5 | Pre-assembled cable, PAC, Cable LiYY, 8.6 ± 1 mm
3008 | 1431530030 | PAC-S7300-HE20-V18-3M | Pre-assembled cable, PAC, Cable LiYY, 8.6 ± 1 mm
3009 | 1431530040 | PAC-S7300-HE20-V18-4M | Pre-assembled cable, PAC, Cable LiYY, 8.6 ± 1 mm
3010 | 1431530050 | PAC-S7300-HE20-V18-5M | Pre-assembled cable, PAC, Cable LiYY, 8.6 ± 1 mm
3011 | 1535470030 | SAIL-M8WM8G-4-0.3U | Sensor/actuator line, Connecting line, Number of poles : 4, 0.3 m, Shielded: No, LED: No, Sheath material: PUR, Halogen: No
3012 | 1535470300 | SAIL-M8WM8G-4-3.0U | Sensor/actuator line, Connecting line, Number of poles : 4, 3 m, Shielded: No, LED: No, Sheath material: PUR, Halogen: No
3013 | 1550230050 | SAIL-M8GM8G-3L0.5U | Sensor/actuator line, Connecting line, Number of poles : 3, 0.5 m, Shielded: No, LED: Yes, Sheath material: PUR, Halogen: No
3014 | 1550230060 | SAIL-M8GM8G-3L0.6U | Sensor/actuator line, Connecting line, Number of poles : 3, 0.6 m, Shielded: No, LED: Yes, Sheath material: PUR, Halogen: No
3015 | 1550230100 | SAIL-M8GM8G-3L1.0U | Sensor/actuator line, Connecting line, Number of poles : 3, 1 m, Shielded: No, LED: Yes, Sheath material: PUR, Halogen: No
3016 | 1550230200 | SAIL-M8GM8G-3L2.0U | Sensor/actuator line, Connecting line, Number of poles : 3, 2 m, Shielded: No, LED: Yes, Sheath material: PUR, Halogen: No
3017 | 1815670630 | SAIL-M12WM12W-3-6.3U | Sensor/actuator line, Connecting line, M12 / M12, Number of poles : 3, 6.3 m, Shielded: No, LED: No, Sheath material: PUR, Halogen: No
3018 | 1815670750 | SAIL-M12WM12W-3-7.5U | Sensor/actuator line, Connecting line, M12 / M12, Number of poles : 3, 7.5 m, Shielded: No, LED: No, Sheath material: PUR, Halogen: No
3019 | 1857550030 | SAIL-M8W-3-0.3U | Sensor/actuator line, One end without connector, M8, Number of poles : 3, 0.3 m, Shielded: No, LED: No, Sheath material: PUR, Halogen: No
3020 | 1880470070 | SAIL-M8GM8G-4-0.7U | Sensor/actuator line, Connecting line, Number of poles : 4, 0.7 m, Shielded: No, LED: No, Sheath material: PUR, Halogen: No
3021 | 1880470180 | SAIL-M8GM8G-4-1.8U | Sensor/actuator line, Connecting line, Number of poles : 4, 1.8 m, Shielded: No, LED: No, Sheath material: PUR, Halogen: No
3022 | 1880470230 | SAIL-M8GM8G-4-2.3U | Sensor/actuator line, Connecting line, Number of poles : 4, 2.3 m, Shielded: No, LED: No, Sheath material: PUR, Halogen: No
3023 | 1880470370 | SAIL-M8GM8G-4-3.7U | Sensor/actuator line, Connecting line, Number of poles : 4, 3.7 m, Shielded: No, LED: No, Sheath material: PUR, Halogen: No
3024 | 1906270030 | SAIL-M8G-4-0.3U | Sensor/actuator line, One end without connector, M8, Number of poles : 4, 0.3 m, Shielded: No, LED: No, Sheath material: PUR, Halogen: No
3025 | 1925511500 | SAIL-M12W-3-15V | Sensor/actuator line, One end without connector, M12, Number of poles : 3, 15 m, Shielded: No, LED: No, Sheath material: PVC, Halogen: Yes
3026 | 1925580600 | SAIL-M12BG-4-6.0V | Sensor/actuator line, One end without connector, M12, Number of poles : 4, 6 m, Shielded: No, LED: No, Sheath material: PVC, Halogen: Yes
3027 | 1925590600 | SAIL-M12BG-5-6.0V | Sensor/actuator line, One end without connector, M12, Number of poles : 5, 6 m, Shielded: No, LED: No, Sheath material: PVC, Halogen: Yes
3028 | 1927150010 | SAIL-M8GM8G-3-0.1V | Sensor/actuator line, Connecting line, Number of poles : 3, 0.1 m, Shielded: No, LED: No, Sheath material: PVC, Halogen: Yes
3029 | 1927150040 | SAIL-M8GM8G-3-0.4V | Sensor/actuator line, Connecting line, Number of poles : 3, 0.4 m, Shielded: No, LED: No, Sheath material: PVC, Halogen: Yes
3030 | 1927250050 | SAIL-M8G-4-0.5V | Sensor/actuator line, One end without connector, M8, Number of poles : 4, 0.5 m, Shielded: No, LED: No, Sheath material: PVC, Halogen: Yes
3031 | 1927252000 | SAIL-M8G-4-20V | Sensor/actuator line, One end without connector, M8, Number of poles : 4, 20 m, Shielded: No, LED: No, Sheath material: PVC, Halogen: Yes
3032 | 1927342000 | SAIL-M8BW-4-20V | Sensor/actuator line, One end without connector, M8, Number of poles : 4, 20 m, Shielded: No, LED: No, Sheath material: PVC, Halogen: Yes
3033 | 1938200050 | SAIL-M12GM8G-4-0.5V | Sensor/actuator line, Connecting line, Number of poles : 4, 0.5 m, Shielded: No, LED: No, Sheath material: PVC, Halogen: Yes
3034 | 1964690030 | SAIL-M12BG-CD-0.3A | Bus line, One end without connector, M12, Number of poles: 5, 0.3 m, Shielded: Yes, LED: No, Sheath material: PUR, Halogen: No
3035 | 1964690700 | SAIL-M12BG-CD-7.0A | Bus line, One end without connector, M12, Number of poles: 5, 7 m, Shielded: Yes, LED: No, Sheath material: PUR, Halogen: No
3036 | 1964710070 | SAIL-M12GM12G-CD-0.7A | Bus line, Connecting line, M12 / M12, Number of poles: 4, 0.7 m, Shielded: Yes, LED: No, Sheath material: PUR, Halogen: No
3037 | 1964710750 | SAIL-M12GM12G-CD-7.5A | Bus line, Connecting line, M12 / M12, Number of poles: 5, 7.5 m, Shielded: Yes, LED: No, Sheath material: PUR, Halogen: No
3038 | 1964711200 | SAIL-M12GM12G-CD-12A | Bus line, Connecting line, M12 / M12, Number of poles: 5, 12 m, Shielded: Yes, LED: No, Sheath material: PUR, Halogen: No
3039 | 1968590700 | SAIL-M12BG-3-7.0T | Sensor/actuator line, One end without connector, M12, Number of poles : 3, 7 m, Shielded: No, LED: No, Sheath material: PUR, Halogen: No
3040 | 1968590830 | SAIL-M12BG-3-8.3T | Sensor/actuator line, One end without connector, M12, Number of poles : 3, 8.3 m, Shielded: No, LED: No, Sheath material: PUR, Halogen: No
3041 | 1985910000 | USB2.0A T1V 2.5N4 TY BK | OMNIMATE Data - USB jack, USB jacks, 480 Mbps, THT solder connection, 180°, Pitch in mm (P): 2.00 mm, Number of poles: 4, PBT, black, Tray (manual assembly)
3042 | 2003350000 | IE-FC-IP-PWB/1D9 | FrontCom, Insert plate, unshielded, 1x Power, 1x Signal
3043 | 2023790000 | KTB GP 553520 CD S4 PE | Klippon TB (Terminal Box), flange plate, Height: 494 mm, Width: 167 mm, Depth: 3 mm, Gland plates: left, right, Material: Stainless steel 1.4404, electropolished, silver
3044 | 2050101000 | SAIL-M12GM12W-S3-10P | Power cable, Connecting line, Number of poles : 3 (2 + PE), 10 m, pin, straight - socket, 90°, Shielded: No, LED: No, Sheath material: PUR, Halogen: No
3045 | 2437370000 | KCMA-44-800-5A-5VA-1 | Primary current: 800 A, Secondary current max.: 5 A, Load: 5 VA, Tolerance class: 1, detachable current transformer
3046 | 2448860000 | DEK-A 5/8 MM WS | Dekafix, Terminal marker, 5 x 8.1 mm, Weidmueller, white
3047 | 2448920000 | WS-A 12/8 MM WS | WS, Terminal marker, 12 x 8.1 mm, Weidmueller, white
3048 | 2449680000 | ZP 4/1AN ZA O.RA BL | Z-series, Plug-in connector, Direct mounting
3049 | 2455991000 | SAIL-M12BGM12G-CD-10A | Bus line, Connecting line, M12 / M12, Number of poles: 5, 10 m, Shielded: Yes, LED: No, Sheath material: PUR, Halogen: No
3050 | 2466990000 | PRO TOP1 240W 24V 10A EX | Power supply, switch-mode power supply unit, 24 V
3051 | 2467020000 | PRO TOP1 120W 12V 10A EX | Power supply, switch-mode power supply unit, 12 V
3052 | 2467040000 | PRO TOP1 480W 48V 10A EX | Power supply, switch-mode power supply unit, 48 V
3053 | 2470690000 | KEBI QL 302015 S2B0 | Klippon EBi QL (Essential Box industrial - Quarter Lock), Empty enclosure, stainless steel enclosure, Height: 300 mm, Width: 200 mm, Depth: 150 mm, Material: Stainless steel 1.4301 (304), Brushed, silver
3054 | 2470700000 | KEBI QL 303015 S2B0 | Klippon EBi QL (Essential Box industrial - Quarter Lock), Empty enclosure, stainless steel enclosure, Height: 300 mm, Width: 300 mm, Depth: 150 mm, Material: Stainless steel 1.4301 (304), Brushed, silver
3055 | 2470710000 | KEBI QL 303022 S2B0 | Klippon EBi QL (Essential Box industrial - Quarter Lock), Empty enclosure, stainless steel enclosure, Height: 300 mm, Width: 300 mm, Depth: 220 mm, Material: Stainless steel 1.4301 (304), Brushed, silver
3056 | 2470730000 | KEBI QL 403022 S2B0 | Klippon EBi QL (Essential Box industrial - Quarter Lock), Empty enclosure, stainless steel enclosure, Height: 400 mm, Width: 300 mm, Depth: 220 mm, Material: Stainless steel 1.4301 (304), Brushed, silver
3057 | 2470740000 | KEBI QL 404022 S2B0 | Klippon EBi QL (Essential Box industrial - Quarter Lock), Empty enclosure, stainless steel enclosure, Height: 400 mm, Width: 400 mm, Depth: 220 mm, Material: Stainless steel 1.4301 (304), Brushed, silver
3058 | 2470750000 | KEBI QL 504022 S2B0 | Klippon EBi QL (Essential Box industrial - Quarter Lock), Empty enclosure, stainless steel enclosure, Height: 500 mm, Width: 400 mm, Depth: 220 mm, Material: Stainless steel 1.4301 (304), Brushed, silver
3059 | 2470760000 | KEBI QL 505022 S2B0 | Klippon EBi QL (Essential Box industrial - Quarter Lock), Empty enclosure, stainless steel enclosure, Height: 500 mm, Width: 500 mm, Depth: 220 mm, Material: Stainless steel 1.4301 (304), Brushed, silver
3060 | 2470770000 | KEBI QL 604022 S2B0 | Klippon EBi QL (Essential Box industrial - Quarter Lock), Empty enclosure, stainless steel enclosure, Height: 600 mm, Width: 400 mm, Depth: 220 mm, Material: Stainless steel 1.4301 (304), Brushed, silver
3061 | 2470780000 | KEBI QL 606022 S2B0 | Klippon EBi QL (Essential Box industrial - Quarter Lock), Empty enclosure, stainless steel enclosure, Height: 600 mm, Width: 600 mm, Depth: 220 mm, Material: Stainless steel 1.4301 (304), Brushed, silver
3062 | 2470790000 | KEBI QL 806022 S2B0 | Klippon EBi QL (Essential Box industrial - Quarter Lock), Empty enclosure, stainless steel enclosure, Height: 800 mm, Width: 600 mm, Depth: 220 mm, Material: Stainless steel 1.4301 (304), Brushed, silver
3063 | 2470800000 | KEBI QL 302015 S2B1 | Klippon EBi QL (Essential Box industrial - Quarter Lock), Empty enclosure, stainless steel enclosure, Height: 300 mm, Width: 200 mm, Depth: 150 mm, Gland plates: Bottom, Material: Stainless steel 1.4301 (304), Brushed, silver
3064 | 2470830000 | KEBI QL 403015 S2B1 | Klippon EBi QL (Essential Box industrial - Quarter Lock), Empty enclosure, stainless steel enclosure, Height: 400 mm, Width: 300 mm, Depth: 150 mm, Gland plates: Bottom, Material: Stainless steel 1.4301 (304), Brushed, silver
3065 | 2470840000 | KEBI QL 403022 S2B1 | Klippon EBi QL (Essential Box industrial - Quarter Lock), Empty enclosure, stainless steel enclosure, Height: 400 mm, Width: 300 mm, Depth: 220 mm, Gland plates: Bottom, Material: Stainless steel 1.4301 (304), Brushed, silver
3066 | 2470850000 | KEBI QL 404022 S2B1 | Klippon EBi QL (Essential Box industrial - Quarter Lock), Empty enclosure, stainless steel enclosure, Height: 400 mm, Width: 400 mm, Depth: 220 mm, Gland plates: Bottom, Material: Stainless steel 1.4301 (304), Brushed, silver
3067 | 2470870000 | KEBI QL 505022 S2B1 | Klippon EBi QL (Essential Box industrial - Quarter Lock), Empty enclosure, stainless steel enclosure, Height: 500 mm, Width: 500 mm, Depth: 220 mm, Gland plates: Bottom, Material: Stainless steel 1.4301 (304), Brushed, silver
3068 | 2470890000 | KEBI QL 606022 S2B1 | Klippon EBi QL (Essential Box industrial - Quarter Lock), Empty enclosure, stainless steel enclosure, Height: 600 mm, Width: 600 mm, Depth: 220 mm, Gland plates: Bottom, Material: Stainless steel 1.4301 (304), Brushed, silver
3069 | 2482170000 | APGTB 1.5 FT 2C/1 BL | Feed-through terminal, PUSH IN, 1.5 mm², 500 V, 17.5 A, blue
3070 | 2482180000 | APGTB 1.5 FT 3C/1 | Feed-through terminal, PUSH IN, 1.5 mm², 500 V, 17.5 A, dark beige
3071 | 2482190000 | APGTB 1.5 FT 3C/1 BL | Feed-through terminal, PUSH IN, 1.5 mm², 500 V, 17.5 A, blue
3072 | 2482200000 | APGTB 1.5 FT 4C/2 | Feed-through terminal, PUSH IN, 1.5 mm², 500 V, 17.5 A, dark beige
3073 | 2482210000 | APGTB 1.5 FT 4C/2 BL | Feed-through terminal, PUSH IN, 1.5 mm², 500 V, 17.5 A, blue
3074 | 2482240000 | APGTB 1.5 PE 4C/2 | PE terminal, PUSH IN, 1.5 mm², 500 V, Green/yellow
3075 | 2482260000 | APG 1.5 L BL | Plug, 1.5 mm², 500, 17.5 A, blue
3076 | 2482290000 | APG 1.5 MI BL | Plug, 1.5 mm², 500, 17.5 A, blue
3077 | 2482300000 | APG 1.5 MI GN | Plug, 1.5 mm², 500, 17.5 A, green
3078 | 2482320000 | APG 1.5 R BL | Plug, 1.5 mm², 500, 17.5 A, blue
3079 | 2482350000 | APG 1.5/2 | Plug, 1.5 mm², 500, 17.5 A, dark beige
3080 | 2482380000 | APG 1.5/5 | Plug, 1.5 mm², 500, 17.5 A, dark beige
3081 | 2482390000 | APG 1.5/6 | Plug, 1.5 mm², 500, 17.5 A, dark beige
3082 | 2482400000 | APG 1.5/7 | Plug, 1.5 mm², 500, 17.5 A, dark beige
3083 | 2482410000 | APG 1.5/8 | Plug, 1.5 mm², 500, 17.5 A, dark beige
3084 | 2482420000 | APG 1.5/9 | Plug, 1.5 mm², 500, 17.5 A, dark beige
3085 | 2482430000 | APG 1.5/10 | Plug, 1.5 mm², 500, 17.5 A, dark beige
3086 | 2482440000 | APG 1.5/5-3BG-BL-GN | Plug, 1.5 mm², 500, 17.5 A, dark beige, blue, green
3087 | 2482450000 | APG 1.5/4-3BG-GN | Plug, 1.5 mm², 500, 17.5 A, dark beige, green
3088 | 2485590015 | IE-C6EL8UG0015XCAXCA-E | System cable, M12 X-type IP67 male, angled, M12 X-type IP67 male, angled, Cat.6A / Class EA (ISO/IEC 11801 2010), PUR, 1.5 m
3089 | 2485850000 | APGTB 1.5 2T 4C/2 BL | Feed-through terminal, PUSH IN, 1.5 mm², 500 V, 17.5 A, blue
3090 | 2485860000 | APGTB 1.5 2T FT-PE 4C/2 | Feed-through terminal, PUSH IN, 1.5 mm², 500 V, 17.5 A, dark beige
3091 | 2485920000 | APGTB 1.5 2T VL 4C/2 | Feed-through terminal, PUSH IN, 1.5 mm², 500 V, 17.5 A, dark beige
3092 | 2485930000 | APGTB 1.5 2T VL 4C/2 BL | Feed-through terminal, PUSH IN, 1.5 mm², 500 V, 17.5 A, blue
3093 | 2500860000 | ENERGY METER 520-24 | Supply voltage : 24 V
3094 | 2500870000 | ENERGY METER 700-PN-24 | Supply voltage : 24 V
3095 | 2500880000 | ENERGY METER 520-230 | Supply voltage : 230 V
3096 | 2514820000 | HDC MHP200 F 25 | Female, silver, 25 mm²
3097 | 2514830000 | HDC MHP200 F 35 | Female, silver, 35 mm²
3098 | 2514850000 | HDC MHP200 F 70 | Female, silver, 70 mm²
3099 | 2514860000 | HDC MHP200 M 25 | Pin, silver, 25 mm²
3100 | 2514870000 | HDC MHP200 M 35 | Pin, silver, 35 mm²
3101 | 2514880000 | HDC MHP200 M 50 | Pin, silver, 50 mm²
3102 | 2514890000 | HDC MHP200 M 70 | Pin, silver, 70 mm²
3103 | 2521770000 | WPD 305 3X35/6X25+9X16 3XBL | W-Series, Distribution block, Rated cross-section: Screw connection, Terminal rail / mounting plate
3104 | 2527810000 | HDC 24B ABU EMC | HDC enclosures, Size: 8, Protection degree: IP65 (in plugged condition), Bulkhead housing, Side-locking clamp on lower side, Side-locking clamp replaceable
3105 | 2531300000 | A2T 2.5 3C FT-PE | Feed-through terminal, PUSH IN, 2.5 mm², 800 V, 22 A, dark beige
3106 | 2531510000 | A2T 2.5 3C BL | Feed-through terminal, PUSH IN, 2.5 mm², 800 V, 22 A, blue
3107 | 2531530000 | A2T 2.5 3C VL BL | Feed-through terminal, PUSH IN, 2.5 mm², 800 V, 22 A, blue
3108 | 2532700000 | AEP 2T 2.5 3C BL | A-series, End plate
3109 | 2535090000 | HDC HE 16 MQT BL | HDC insert, Male, 500 V, 16 A, Number of poles: 16, SNAP IN, Size: 6
3110 | 2535130000 | HDC HE 16 FQT BL | HDC insert, Female, 500 V, 16 A, Number of poles: 16, SNAP IN, Size: 6
3111 | 2535970000 | IE-SR-2GT-LTE/4G-EU-M | Security/NAT/VPN/U-link Router, with integrated multi-band modem (4G/3G/2G), EU-model, Gigabit Ethernet, 2 * RJ45 10/100/1000BaseT(X), DNV-GL, IP20, -20 °C...70 °C
3112 | 2536650000 | IE-WLT-BL-AP-CL-EU | Wireless Access Point/Client, IEEE 802.11 a/b/g/n, EU-Model, IP30, -40 °C...75 °C
3113 | 2536660000 | IE-WL-BL-AP-CL-US | Wireless Access Point/Client, IEEE 802.11 a/b/g/n, US-Model, IP30, 0 °C...60 °C
3114 | 2536670000 | IE-WLT-BL-AP-CL-US | Wireless Access Point/Client, IEEE 802.11 a/b/g/n, US-Model, IP30, -40 °C...75 °C
3115 | 2536690000 | IE-WLT-VL-AP-BR-CL-EU | Wireless Access Point/Bridge/Client, IEEE 802.11 a/b/g/n, EU-Model, IP30, -40 °C...75 °C
3116 | 2536700000 | IE-WL-VL-AP-BR-CL-US | Wireless Access Point/Bridge/Client, IEEE 802.11 a/b/g/n, US-Model, IP30, -25 °C...60 °C
3117 | 2536710000 | IE-WLT-VL-AP-BR-CL-US | Wireless Access Point/Bridge/Client, IEEE 802.11 a/b/g/n, US-Model, IP30, -40 °C...75 °C
3118 | 7789637020 | PAC-M340-SD15-V0-2M | Pre-assembled cable, PAC, Cable LiYCY, 0.25 mm²
3119 | 7789765060 | PAC-ELCO 56-F56-F-6M | Pre-assembled cable, PAC, Pre-assembled cable, Cable LiYCY, 0.25 mm²
3120 | 7789768040 | PAC-CJ1W-HE20-V8-4M | Pre-assembled cable, PAC, Cable LiYY, 0.25 mm²
3121 | 7789806030 | PAC-UNIV-HE20-FD1-3M | Pre-assembled cable, PAC, Cable LiYY, 0.25 mm²
3122 | 7789806040 | PAC-UNIV-HE20-FD1-4M | Pre-assembled cable, PAC, Cable LiYY, 0.25 mm²
3123 | 7789806100 | PAC-UNIV-HE20-FD1-10M | Pre-assembled cable, PAC, Cable LiYY, 0.25 mm²
3124 | 7789880100 | PAC-C300-3232-25-10 | Pre-assembled cable, PAC, Cable LiYCY, 0.25 mm²
3125 | 7789880150 | PAC-C300-3232-25-15 | Pre-assembled cable, PAC, Cable LiYCY, 0.25 mm²
3126 | 9456100670 | SAIL-M12G-4-6.7U | Sensor/actuator line, One end without connector, M12, Number of poles : 4, 6.7 m, Shielded: No, LED: No, Sheath material: PUR, Halogen: No
3127 | 9456100900 | SAIL-M12G-4-9.0U | Sensor/actuator line, One end without connector, M12, Number of poles : 4, 9 m, Shielded: No, LED: No, Sheath material: PUR, Halogen: No
3128 | 9456101050 | SAIL-M12G-4-10.5U | Sensor/actuator line, One end without connector, M12, Number of poles : 4, 10.5 m, Shielded: No, LED: No, Sheath material: PUR, Halogen: No
3129 | 9456101100 | SAIL-M12G-4-11U | Sensor/actuator line, One end without connector, M12, Number of poles : 4, 11 m, Shielded: No, LED: No, Sheath material: PUR, Halogen: No
3130 | 9456380030 | SAIL-M12BW-4-2L0.3U | Sensor/actuator line, One end without connector, M12, Number of poles : 4, 0.3 m, Shielded: No, LED: Yes, Sheath material: PUR, Halogen: No
3131 | 9456660320 | SAIL-M12GM8G-4-3.2U | Sensor/actuator line, Connecting line, Number of poles : 4, 3.2 m, Shielded: No, LED: No, Sheath material: PUR, Halogen: No
3132 | 9456660330 | SAIL-M12GM8G-4-3.3U | Sensor/actuator line, Connecting line, Number of poles : 4, 3.3 m, Shielded: No, LED: No, Sheath material: PUR, Halogen: No
3133 | 9456660940 | SAIL-M12GM8G-4-9.4U | Sensor/actuator line, Connecting line, Number of poles : 4, 9.4 m, Shielded: No, LED: No, Sheath material: PUR, Halogen: No
3134 | 9456661150 | SAIL-M12GM8G-4-11.5U | Sensor/actuator line, Connecting line, Number of poles : 4, 11.5 m, Shielded: No, LED: No, Sheath material: PUR, Halogen: No
3135 | 9457230130 | SAIL-M12GM12G-3-1.3U | Sensor/actuator line, Connecting line, M12 / M12, Number of poles : 3, 1.3 m, Shielded: No, LED: No, Sheath material: PUR, Halogen: No
3136 | 9457340480 | SAIL-M12GM12G-5-4.8U | Sensor/actuator line, Connecting line, M12 / M12, Number of poles : 5, 4.8 m, Shielded: No, LED: No, Sheath material: PUR, Halogen: No
3137 | 2622420000 | SFX-DT 10/60 S MC SDR | Conductor and cable markers, 7 - 40 mm, 60 x 10 mm, blue
3138 | 2622440000 | SFX-DT 9/24 MC SDR | Conductor and cable markers, 7 - 40 mm, 24 x 15 mm, blue
3139 | 2622430000 | SFX-DT 11/60 MC SDR | Conductor and cable markers, 7 - 40 mm, 60 x 11 mm, blue
3140 | 7789373005 | PAC-CJ1W-HE20-V3-0M5 | Pre-assembled cable, PAC, Cable LiYY, 0.25 mm²
3141 | 2592710000 | HDC MBUS CT B 8.0-9.1 | Pressing tool
3142 | 2592730000 | HDC MBUS CT C 6.8-7.9 | Pressing tool
3143 | 2615510000 | BLZP 5.08HC/06/270F SN GY BX | PCB plug-in connector, female plug, 5.08 mm, Number of poles: 6, 270°, Clamping yoke connection, Clamping range, max. : 4 mm², Box
3144 | 2615370000 | BLZP 5.08HC/04/270F SN GY BX | PCB plug-in connector, female plug, 5.08 mm, Number of poles: 4, 270°, Clamping yoke connection, Clamping range, max. : 4 mm², Box
3145 | 2615500000 | BLZP 5.08HC/05/270F SN GY BX | PCB plug-in connector, female plug, 5.08 mm, Number of poles: 5, 270°, Clamping yoke connection, Clamping range, max. : 4 mm², Box
3146 | 2623930000 | FB 16-50 | WPAK, Potential equalisation block, Rated cross-section: Screw connection, Direct mounting
3147 | 2512830000 | UR67-MP-78-16DIO-12-60M | Automation Products - u-remote IP67, Sensor-actuator active distributor, PROFINET V2.3, EtherNet/IP, EtherCAT, Multiprotocol
3148 | 2602140000 | P BAG XL SET 4 | Tools, Accessories
3149 | 2602160000 | P BAG XL SET 6 | Tools, Accessories
3150 | 2602280000 | PRO CASE ELEC | Tool case with contents
3151 | 2602290000 | TOP CASE CAB | Tool case with contents
3152 | 2602250000 | PRO CASE CAB | Tool case with contents
3153 | 2619940000 | ESG 6/15 MM WS | ESG, Device markers, 6 x 15 mm, white
3154 | 2621460000 | SFX-VT 9/24 MM GE | SlimFix, Conductor and cable markers, 7 - , 26 x 15 mm, yellow
3155 | 2621520000 | THM WO 24/69 WS | THM, Conductor and cable markers, 5 - 16 mm, 24 x 69 mm, white
3156 | 2621510000 | THM WO 25/37 WS | THM, Conductor and cable markers, 4.8 - 7 mm, 25 x 37 mm, white
3157 | 2621450000 | SFX-VT 11/60 MM WS | SlimFix, Conductor and cable markers, 7 - , 60 x 13 mm, white
3158 | 7789158020 | PAC-CTLX-SD25-V6-2M | Pre-assembled cable, PAC, Cable LiYCY, 0.25 mm²
3159 | 2619830000 | WS 8/8 MM BP WS | WS, Terminal marker, 8 x 8 mm, Weidmueller, white
3160 | 2619790000 | DEK 5/8 MM BP WS | Dekafix, Terminal marker, 5 x 8 mm, Weidmueller, white
3161 | 2619760000 | DEK 5/3.5 MM BP WS | Dekafix, Terminal marker, 5 x 3.5 mm, Weidmueller, white
3162 | 2619840000 | WS 12/3.5 MM BP WS | WS, Terminal marker, 12 x 3.5 mm, Weidmueller, white
3163 | 2613390000 | LL 10.00/02/90 3.2SN OR BX | Printed circuit board terminals, 10.00 mm, Number of poles: 2, 90°, Solder pin length (l): 3.2 mm, tinned, orange, Clamping yoke connection, Clamping range, max. : 6 mm², Box
3164 | 2635580000 | AAM 10 YE FLASH | Terminal marker, 14 x 10 mm, yellow
3165 | 2591420000 | VPU AC I 4 300/12.5 | Surge voltage arrester, Low voltage, Surge protection, TN-C-S, TN-S
3166 | 2591460000 | VPU AC I 3+1 300/12.5 | Surge voltage arrester, Low voltage, Surge protection, TN-C-S, TN-S, TT, IT with N, IT without N
3167 | 2591060000 | VPU AC II 1+1 300/50 | Surge voltage arrester, Low voltage, Surge protection, Single-phase, TN, TN-S, IT with N, IT without N
3168 | 2591450000 | VPU AC I 3 R 300/12.5 | Surge voltage arrester, Low voltage, Surge protection, with remote contact, TN-C (U0? 230/400 V)
3169 | 2636920000 | VPU AC I 3+1 R 300/12.5 LCF | Surge voltage arrester, Low voltage, Surge protection, with remote contact, TN-C-S, TN-S, TT, IT with N, IT without N
3170 | 2621310000 | CC-FO 15/60 MM WS | ClipCard, Device markers, 15 x 60 mm, white
3171 | 2621330000 | CC-FO 15/60 MM SI | ClipCard, Device markers, 15 x 60 mm, silver
3172 | 2621240000 | SM-FO 27/12.5 MM SI | SwitchMark, Device markers, 12.5 x 27 mm, silver
3173 | 2621390000 | CC-FO 15/27 MM SI | ClipCard, Device markers, 15 x 27 mm, grey
3174 | 2621260000 | CC-FO 85/54 MM GE | ClipCard, Device markers, 54 x 85 mm, yellow
3175 | 2620980000 | ESG-FO 6/15 MM WS | ESG, Device markers, 6 x 15 mm, white
3176 | 2621370000 | CC-FO 15/27 MM WS | ClipCard, Device markers, 15 x 27 mm, white
3177 | 2619930000 | WS 12/6.5 MM WS | WS, Terminal marker, 12 x 6.5 mm, Weidmueller, white
3178 | 2621190000 | SM-FO 36/18-30 MM WS | SwitchMark, Device markers, 56 x 36 mm, white
3179 | 2638070000 | VPU AC I 3+1 R 275/25 LCF MB | Surge voltage arrester, Low voltage, Surge protection, Leakage-current-free, with remote contact, TN-C-S, TN-S, TT, IT with N, IT without N
3180 | 2587360000 | PRO COM IO-LINK | Communication module
3181 | 2566960000 | UR20-4AI-UI-ISO-16-DIAG | Remote I/O module, IP20, 4-channel, Analog signals, Input, Current/Voltage, 16 Bit
3182 | 2639560000 | TRS T 24VDC 1CO M3 | TERMSERIES, Multifunction timing relay, Number of contacts: 1, CO contact, AgSnO, Rated control voltage: 24 V DC ±20 %, Continuous current: 6 A, Screw connection
3183 | 2636070000 | HDC MHE 4X MP | Signal module
3184 | 2669630000 | IE-FC-SFM-KNOB-4X | FrontCom, Single frame, Metal cover, Control knob locking, NEMA 4X
3185 | 1347200000 | UR20-EM-1315620000-SP | Replacement part, ,
3186 | 2716700000 | HDC 06B TOS 1M25 WMP | HDC enclosures, Size: 3, Protection degree: IP66 (in plugged condition), IP67 plugged, Cable entry from top, Screw, , Size of cable entries: M 25
3187 | 2716730000 | HDC 16B TOS 1M40 WMP | HDC enclosures, Size: 6, Protection degree: IP66 (in plugged condition), IP67 plugged, Cable entry from top, Screw, , Size of cable entries: M 40
3188 | 2716720000 | HDC 10B TOS 1M32 WMP | HDC enclosures, Size: 4, Protection degree: IP66 (in plugged condition), IP67 plugged, Cable entry from top, Screw, , Size of cable entries: M 32
3189 | 2716740000 | HDC 24B TOS 1M40 WMP | HDC enclosures, Size: 8, Protection degree: IP66 (in plugged condition), IP67 plugged, Cable entry from top, Screw, , Size of cable entries: M 40
3190 | 2716750000 | HDC 06B TSS 1M25 WMP | HDC enclosures, Size: 3, Protection degree: IP66 (in plugged condition), IP67 plugged, Cable entry from side, Screw, , Size of cable entries: M 25
3191 | 2716760000 | HDC 10B TSS 1M32 WMP | HDC enclosures, Size: 4, Protection degree: IP66 (in plugged condition), IP67 plugged, Cable entry from side, Screw, , Size of cable entries: M 32
3192 | 2716770000 | HDC 16B TSS 1M40 WMP | HDC enclosures, Size: 6, Protection degree: IP66 (in plugged condition), IP67 plugged, Cable entry from side, Screw, , Size of cable entries: M 40
3193 | 2726820000 | VPU AC II US 0 N-PE 240/65 | Spare arrester, Surge protection, TT nur für N-PE
3194 | 2726780000 | VPU AC I 4 275/25 LCF S | Surge voltage arrester, Low voltage, without telecomm. contact, Leakage-current-free, Surge protection, TN-C-S, TN-S
3195 | 2726750000 | VPU AC I 3 R 275/25 LCF S | Surge voltage arrester, Low voltage, Surge protection, Leakage-current-free, with remote contact, TN-C
3196 | 2726770000 | VPU AC I 3+1 R 275/25 LCF S 2PE | Surge voltage arrester, Low voltage, Surge protection, Leakage-current-free, with remote contact, TN-C-S, TN-S, TT, IT with N, IT without N
3197 | 2726740000 | VPU AC I 3 275/25 LCF S | Surge voltage arrester, Low voltage, without telecomm. contact, Leakage-current-free, Surge protection, TN-C
3198 | 2730860000 | VPU AC I 0 275/25 LCF S | Spare arrester, Leakage-current-free, Surge protection, UP(L/N-PE) ? 1.5 kV
3199 | 1346640000 | UR20-EM-1315170000-SP | Replacement part
3200 | 1347380000 | UR20-EM-1334710000-SP | Replacement part, ,
3201 | 2467110000 | PRO TOP3 480W 24V 20A CO | Power supply, switch-mode power supply unit, 24 V
3202 | 2467090000 | PRO TOP3 240W 24V 10A CO | Power supply, switch-mode power supply unit, 24 V
3203 | 2467070000 | PRO TOP3 120W 24V 5A CO | Power supply, switch-mode power supply unit, 24 V
3204 | 2467130000 | PRO TOP3 960W 24V 40A CO | Power supply, switch-mode power supply unit, 24 V
3205 | 2467140000 | PRO TOP3 960W 36V 26,6A CO | Power supply, switch-mode power supply unit, 36 V
3206 | 2467180000 | PRO TOP3 960W 48V 20A CO | Power supply, switch-mode power supply unit, 48 V
3207 | 2467160000 | PRO TOP3 480W 48V 10A CO | Power supply, switch-mode power supply unit, 48 V
3208 | 2748720000 | HDC C HS BM0.2-0.5 AU | Female, 0.2 - 0.5 mm²
3209 | 2748700000 | HDC C HS SM0.2-0.5 AU | Male, 0.2 - 0.5 mm²
3210 | 2748550000 | HDC MCOAX 4 FC | Module
3211 | 2748540000 | HDC MCOAX 4 MC | Module
3212 | 2748520000 | HDC MGBIT 8 MC | Data module
3213 | 2748530000 | HDC MGBIT 8 FC | Data module
3214 | 2748490000 | HDC MHD 17 FC | Signal module
3215 | 2748480000 | HDC MHD 17 MC | Signal module
3216 | 2748460000 | HDC MHD 12 MP | Signal module
3217 | 2748470000 | HDC MHD 12 FP | Signal module
3218 | 2748450000 | HDC MHE 8 FP | Signal module
3219 | 2748430000 | HDC MHE 6 FP | Signal module
3220 | 2748440000 | HDC MHE 8 MP | Signal module
3221 | 2748340000 | HDC MHX 2 MC | Power module
3222 | 2748330000 | HDC MHX 2 FAS | Power module
3223 | 2748310000 | HDC MHP 70 FAS | Power module
3224 | 2748320000 | HDC MHX 2 MAS | Power module
3225 | 2748300000 | HDC MHP 70 MAS | Power module
3226 | 2748280000 | HDC MHP 100 MAS | Power module
3227 | 2748290000 | HDC MHP 100 FAS | Power module
3228 | 2748270000 | HDC MHP 200 PE FAS | Power module
3229 | 2748240000 | HDC MHP 200 MAS | Power module
3230 | 2748260000 | HDC MHP 200 PE MAS | Power module
3231 | 2706430000 | TRP 24VUC 2CO FG | TERMSERIES, Relay module with positively driven contacts, Number of contacts: 2, CO contacts forcibily guided (EN 61810-3 type B) AgNi, Rated control voltage: 24 V UC ±10 %, Continuous current: 6 A, PUSH IN, Test button available: No
3232 | 2747390000 | FFH9 S1/40V F1 B RL | PCB plug-in connector, female header, SMD solder connection, Pitch in mm (P): 1.27 mm, Number of poles: 40, 180°, Tape
3233 | 2747490000 | FFH S1/50H F1 B RL | PCB plug-in connector, female header, SMD solder connection, Pitch in mm (P): 1.27 mm, Number of poles: 50, 90°, Tape
3234 | 2747450000 | FFH S1/20H F1 B RL | PCB plug-in connector, female header, SMD solder connection, Pitch in mm (P): 1.27 mm, Number of poles: 20, 90°, Tape
3235 | 2747410000 | FFH9 S1/68V F1 B RL | PCB plug-in connector, female header, SMD solder connection, Pitch in mm (P): 1.27 mm, Number of poles: 68, 180°, Tape
3236 | 2747430000 | FFH S1/12H F1 B RL | PCB plug-in connector, female header, SMD solder connection, Pitch in mm (P): 1.27 mm, Number of poles: 12, 90°, Tape
3237 | 2747470000 | FFH S1/32H F1 B RL | PCB plug-in connector, female header, SMD solder connection, Pitch in mm (P): 1.27 mm, Number of poles: 32, 90°, Tape
3238 | 2747480000 | FFH S1/40H F1 B RL | PCB plug-in connector, female header, SMD solder connection, Pitch in mm (P): 1.27 mm, Number of poles: 40, 90°, Tape
3239 | 2747440000 | FFH S1/16H F1 B RL | PCB plug-in connector, female header, SMD solder connection, Pitch in mm (P): 1.27 mm, Number of poles: 16, 90°, Tape
3240 | 2747460000 | FFH S1/26H F1 B RL | PCB plug-in connector, female header, SMD solder connection, Pitch in mm (P): 1.27 mm, Number of poles: 26, 90°, Tape
3241 | 2747420000 | FFH9 S1/80V F1 B RL | PCB plug-in connector, female header, SMD solder connection, Pitch in mm (P): 1.27 mm, Number of poles: 80, 180°, Tape
3242 | 2747310000 | FFH6 S1/50V F1 B RL | PCB plug-in connector, female header, SMD solder connection, Pitch in mm (P): 1.27 mm, Number of poles: 50, 180°, Tape
3243 | 2747300000 | FFH6 S1/40V F1 B RL | PCB plug-in connector, female header, SMD solder connection, Pitch in mm (P): 1.27 mm, Number of poles: 40, 180°, Tape
3244 | 2747400000 | FFH9 S1/50V F1 B RL | PCB plug-in connector, female header, SMD solder connection, Pitch in mm (P): 1.27 mm, Number of poles: 50, 180°, Tape
3245 | 2747280000 | FFH6 S1/26V F1 B RL | PCB plug-in connector, female header, SMD solder connection, Pitch in mm (P): 1.27 mm, Number of poles: 26, 180°, Tape
3246 | 2747350000 | FFH9 S1/16V F1 B RL | PCB plug-in connector, female header, SMD solder connection, Pitch in mm (P): 1.27 mm, Number of poles: 16, 180°, Tape
3247 | 2747340000 | FFH9 S1/12V F1 B RL | PCB plug-in connector, female header, SMD solder connection, Pitch in mm (P): 1.27 mm, Number of poles: 12, 180°, Tape
3248 | 2747370000 | FFH9 S1/26V F1 B RL | PCB plug-in connector, female header, SMD solder connection, Pitch in mm (P): 1.27 mm, Number of poles: 26, 180°, Tape
3249 | 2747320000 | FFH6 S1/68V F1 B RL | PCB plug-in connector, female header, SMD solder connection, Pitch in mm (P): 1.27 mm, Number of poles: 68, 180°, Tape
3250 | 2747360000 | FFH9 S1/20V F1 B RL | PCB plug-in connector, female header, SMD solder connection, Pitch in mm (P): 1.27 mm, Number of poles: 20, 180°, Tape
3251 | 2747380000 | FFH9 S1/32V F1 B RL | PCB plug-in connector, female header, SMD solder connection, Pitch in mm (P): 1.27 mm, Number of poles: 32, 180°, Tape
3252 | 2747230000 | FMH S1/68H F1 B RL | PCB plug-in connector, male header, SMD solder connection, Pitch in mm (P): 1.27 mm, Number of poles: 68, 90°, Tape
3253 | 2747330000 | FFH6 S1/80V F1 B RL | PCB plug-in connector, female header, SMD solder connection, Pitch in mm (P): 1.27 mm, Number of poles: 80, 180°, Tape
3254 | 2747290000 | FFH6 S1/32V F1 B RL | PCB plug-in connector, female header, SMD solder connection, Pitch in mm (P): 1.27 mm, Number of poles: 32, 180°, Tape
3255 | 2747260000 | FFH6 S1/16V F1 B RL | PCB plug-in connector, female header, SMD solder connection, Pitch in mm (P): 1.27 mm, Number of poles: 16, 180°, Tape
3256 | 2747190000 | FMH S1/26H F1 B RL | PCB plug-in connector, male header, SMD solder connection, Pitch in mm (P): 1.27 mm, Number of poles: 26, 90°, Tape
3257 | 2747200000 | FMH S1/32H F1 B RL | PCB plug-in connector, male header, SMD solder connection, Pitch in mm (P): 1.27 mm, Number of poles: 32, 90°, Tape
3258 | 2747240000 | FMH S1/80H F1 B RL | PCB plug-in connector, male header, SMD solder connection, Pitch in mm (P): 1.27 mm, Number of poles: 80, 90°, Tape
3259 | 2747250000 | FFH6 S1/12V F1 B RL | PCB plug-in connector, female header, SMD solder connection, Pitch in mm (P): 1.27 mm, Number of poles: 12, 180°, Tape
3260 | 2747210000 | FMH S1/40H F1 B RL | PCB plug-in connector, male header, SMD solder connection, Pitch in mm (P): 1.27 mm, Number of poles: 40, 90°, Tape
3261 | 2747270000 | FFH6 S1/20V F1 B RL | PCB plug-in connector, female header, SMD solder connection, Pitch in mm (P): 1.27 mm, Number of poles: 20, 180°, Tape
3262 | 2747220000 | FMH S1/50H F1 B RL | PCB plug-in connector, male header, SMD solder connection, Pitch in mm (P): 1.27 mm, Number of poles: 50, 90°, Tape
3263 | 2747180000 | FMH S1/20H F1 B RL | PCB plug-in connector, male header, SMD solder connection, Pitch in mm (P): 1.27 mm, Number of poles: 20, 90°, Tape
3264 | 2747160000 | FMH S1/12H F1 B RL | PCB plug-in connector, male header, SMD solder connection, Pitch in mm (P): 1.27 mm, Number of poles: 12, 90°, Tape
3265 | 2747170000 | FMH S1/16H F1 B RL | PCB plug-in connector, male header, SMD solder connection, Pitch in mm (P): 1.27 mm, Number of poles: 16, 90°, Tape
3266 | 2757430000 | A3T 2.5 FT-FT-PE DL | 2.5 mm², 24 A, dark beige
3267 | 1537750000 | ACT20P-CI-VO-P-S | Signal converter/isolator, Input : 0(4)-20 mA, Output : 0-10 V, Voltage supply also via CH20M rail bus
3268 | 7760054354 | ACT20P-CI2-CO-OLP-P | Signal converter/isolator, Output current loop powered, Input : 4-20 mA, Output : 4-20 mA, (loop powered)
3269 | 7760054357 | ACT20P-CI-CO-ILP-P | Signal converter/isolator, Input current loop feed, Input : 0(4)-20 mA, (loop powered), Output : 0(4)-20 mA
3270 | 2736500000 | VPU AC II US 0 240/50 Y | Spare arrester, Surge protection, UP(L/N-PE) ? 1.5 kV
3271 | 2736480000 | VPU AC II US 2 R 240/50 Y | Surge voltage arrester, Low voltage, Surge protection, with remote contact, Single-phase
3272 | 2736490000 | VPU AC II US 4 R 240/50 Y | Surge voltage arrester, Low voltage, Surge protection, with remote contact, TN-C-S, TN-S
3273 | 2736470000 | VPU AC II US 1 R 240/50 Y | Surge voltage arrester, Low voltage, Surge protection, with remote contact, Single-phase
3274 | 2736350000 | VPU AC II US 1+1 R 240/50 | Surge voltage arrester, Low voltage, Surge protection, with remote contact, Single-phase, TT, TN, IT with N
3275 | 2736360000 | VPU AC II US 3+1 240/50 | Surge voltage arrester, Low voltage, Surge protection, TN-C-S, TN-S, TT, IT with N
3276 | 2736410000 | VPU AC II US 4 R 240/50 | Surge voltage arrester, Low voltage, Surge protection, with remote contact, TN-C-S, TN-S
3277 | 2736400000 | VPU AC II US 4 240/50 | Surge voltage arrester, Low voltage, Surge protection, TN-C-S, TN-S
3278 | 2736430000 | VPU AC II US 2 R 600/35 | Surge voltage arrester, Low voltage, Surge protection, with remote contact, Single-phase
3279 | 2736340000 | VPU AC II US 1+1 240/50 | Surge voltage arrester, Low voltage, Surge protection, Single-phase, TT, TN, IT with N
3280 | 2736450000 | VPU AC II US 3 R 240/50 Y | Surge voltage arrester, Low voltage, Surge protection, with remote contact, TN-C
3281 | 2736390000 | VPU AC II US 3+1 R 240/50 | Surge voltage arrester, Low voltage, Surge protection, with remote contact, TN-C-S, TT, IT with N, TN-S
3282 | 2736420000 | VPU AC II US 1 R 600/35 | Surge voltage arrester, Low voltage, Surge protection, with remote contact, Single-phase
3283 | 2736460000 | VPU AC II US 1+1 R 240/50 Y | Surge voltage arrester, Low voltage, Surge protection, with remote contact, Single-phase, TT, TN, IT with N
3284 | 2736440000 | VPU AC II US 3+1 R 240/50 Y | Surge voltage arrester, Low voltage, Surge protection, with remote contact, TN-C-S, TN-S, TT, IT with N
3285 | 2736210000 | VPU AC II US 1 60/50 | Surge voltage arrester, Low voltage, Surge protection, Single-phase
3286 | 2730740000 | VPU AC II US 4 400/50 | Surge voltage arrester, Low voltage, Surge protection, TN-S, TN-C-S
3287 | 2730730000 | VPU AC II US 3 R 400/50 | Surge voltage arrester, Low voltage, Surge protection, with remote contact, TN-C
3288 | 2730710000 | VPU AC II US 1 R 400/50 | Surge voltage arrester, Low voltage, Surge protection, with remote contact, Single-phase
3289 | 2730760000 | VPU AC II US 0 600/35 | Spare arrester, Surge protection, UP(L/N-PE) ? 3,4 kV
3290 | 2730780000 | VPU AC II US 3 R 600/35 | Surge voltage arrester, Low voltage, Surge protection, with remote contact, TN-C
3291 | 2730720000 | VPU AC II US 3 400/50 | Surge voltage arrester, Low voltage, Surge protection, TN-C
3292 | 2730800000 | VPU AC II US 1 N-PE 240/65 | Surge voltage arrester, Low voltage, Surge protection, TT nur für N-PE, UP(L/N-PE) ? 1.5 kV
3293 | 2730650000 | VPU AC II US 1+1 277/50 | Surge voltage arrester, Low voltage, Surge protection, Single-phase, TT, TN, IT with N
3294 | 2730620000 | VPU AC II US 4 R 277/50 | Surge voltage arrester, Low voltage, Surge protection, with remote contact, TN-C-S, TN-S
3295 | 2730590000 | VPU AC II US 3 277/50 | Surge voltage arrester, Low voltage, Surge protection, TN-C
3296 | 2730700000 | VPU AC II US 1 400/50 | Surge voltage arrester, Low voltage, Surge protection, Single-phase
3297 | 2730690000 | VPU AC II US 0 400/50 | Spare arrester, Surge protection, UP(L/N-PE) ? 2.3 kV
3298 | 2730660000 | VPU AC II US 1+1 R 277/50 | Surge voltage arrester, Low voltage, Surge protection, with remote contact, Single-phase, TT, TN, IT with N
3299 | 2730550000 | VPU AC II US 3 R 240/50 | Surge voltage arrester, Low voltage, Surge protection, with remote contact, TN-C
3300 | 2730560000 | VPU AC II US 0 277/50 | Spare arrester, Surge protection, UP(L/N-PE) ? 1.75 kV
3301 | 2730570000 | VPU AC II US 1 277/50 | Surge voltage arrester, Low voltage, Surge protection, Single-phase
3302 | 2730600000 | VPU AC II US 3 R 277/50 | Surge voltage arrester, Low voltage, Surge protection, with remote contact, TN-C
3303 | 2730670000 | VPU AC II US 3+1 277/50 | Surge voltage arrester, Low voltage, Surge protection, TN-C-S, TN-S, TT, IT with N
3304 | 2730580000 | VPU AC II US 1 R 277/50 | Surge voltage arrester, Low voltage, Surge protection, with remote contact, Single-phase
3305 | 2730630000 | VPU AC II US 2 277/50 | Surge voltage arrester, Low voltage, Surge protection, Single-phase
3306 | 2730790000 | VPU AC II US 2 R 60/50 | Surge voltage arrester, Low voltage, Surge protection, with remote contact, Single-phase
3307 | 2730610000 | VPU AC II US 4 277/50 | Surge voltage arrester, Low voltage, Surge protection, TN-C-S, TN-S
3308 | 2730510000 | VPU AC II US 3 120/50 | Surge voltage arrester, Low voltage, Surge protection, TN-C
3309 | 2730530000 | VPU AC II US 0 240/50 | Spare arrester, Surge protection, UP(L/N-PE) ? 1.5 kV
3310 | 2730490000 | VPU AC II US 4 120/50 | Surge voltage arrester, Low voltage, Surge protection, with remote contact, TN-C-S, TN-S
3311 | 2730520000 | VPU AC II US 3 R 120/50 | Surge voltage arrester, Low voltage, Surge protection, with remote contact, TN-C
3312 | 2730540000 | VPU AC II US 3 240/50 | Surge voltage arrester, Low voltage, Surge protection, TN-C
3313 | 2730680000 | VPU AC II US 3+1 R 277/50 | Surge voltage arrester, Low voltage, Surge protection, with remote contact, TN-C-S, TN-S, TT, IT with N
3314 | 2730470000 | VPU AC II US 2 120/50 | Surge voltage arrester, Low voltage, Surge protection, Single-phase
3315 | 2730480000 | VPU AC II US 2 R 120/50 | Surge voltage arrester, Low voltage, Surge protection, with remote contact, Single-phase
3316 | 2730440000 | VPU AC II US 0 120/50 | Spare arrester, Surge protection, UP(L/N-PE) ? 1.25 kV
3317 | 2730450000 | VPU AC II US 1 120/50 | Surge voltage arrester, Low voltage, Surge protection, Single-phase
3318 | 2730460000 | VPU AC II US 1 R 120/50 | Surge voltage arrester, Low voltage, Surge protection, with remote contact, Single-phase
3319 | 2730500000 | VPU AC II US 4 R 120/50 | Surge voltage arrester, Low voltage, Surge protection, with remote contact, TN-C-S, TN-S
3320 | 2730640000 | VPU AC II US 2 R 277/50 | Surge voltage arrester, Low voltage, Surge protection, with remote contact, Single-phase
3321 | 7789285100 | PAC-S400-SD25-V0-10M | Pre-assembled cable, PAC, Cable LiYCY, 0.25 mm²
3322 | 7789135030 | PAC-QTUM-SD25-V3-3M | Pre-assembled cable, PAC, Cable LiYCY, 0.25 mm²
3323 | 2742060000 | A2C 35 DL | 35 mm², 1000 V, 125 A, dark beige
3324 | 2742110000 | A2C 50/70 PE DL | 50 mm², Green/yellow
3325 | 2742100000 | A2C 50/70 FE DL | Feed-through terminal, 50 mm², 1000 V, 150 A, black, yellow
3326 | 2742090000 | A2C 50/70 DL | Feed-through terminal, 50 mm², 1000 V, 150 A, dark beige
3327 | 2682600000 | IE-CS-MBGW-2TX-1COM | Serial/Ethernet converter and Modbus TCP/RTU gateway, Number of ports: 2x RJ45 10/100BASE-T(X), 1x DB9 male for RS-232/422/485, IP30, -40 °C...70 °C
3328 | 2682610000 | IE-EBR-MODULE-RS232-ALM | Configuration backup and restore module, IP40, -10 °C...60 °C
3329 | 2682340000 | IE-SW-AL12M-8GT-4GESFP | Network switch, managed, Gigabit Ethernet, Number of ports: 8x RJ45, 4x 100/1000BaseSFP Slot, IP30, -40 °C...75 °C
3330 | 2682370000 | IE-SW-AL24M-16GT-8GESFP | Network switch, managed, Gigabit Ethernet, Number of ports: 16x RJ45, 8x 100/1000BaseSFP Slot, IP30, -40 °C...75 °C
3331 | 2682330000 | IE-SW-AL18M-16TX-2GC | Network switch, managed, Fast/Gigabit Ethernet, Number of ports: 16x RJ45 10/100BaseT(X), 2x combo-ports (10/100/1000BaseT(X) or 100/1000BaseSFP), IP30, -40 °C...75 °C
3332 | 2682360000 | IE-SW-AL14M-12GT-2GESFP | Network switch, managed, Gigabit Ethernet, Number of ports: 12x RJ45, 2 * Slots 100/1000BaseSFP, IP30, -40 °C...75 °C
3333 | 2682320000 | IE-SW-AL24M-24TX | Network switch, managed, Fast Ethernet, Number of ports: 24x RJ45, IP30, -40 °C...75 °C
3334 | 2755980000 | VPUM2I2SXFXV1O0TXPX10 | Combiner Box, 2 MPPT's, 1 Input / 1 Output per MPPT, Surge protection I / II, Cable gland, PUSH IN connection, 1000 V
3335 | 2756000000 | VPUM2I2SXFXV2O0TXPX15 | Combiner Box, 2 MPPT's, 1 Input / 1 Output per MPPT, Surge protection II, Cable gland, PUSH IN connection, 1500 V
3336 | 2755990000 | VPUM1I1SXFXV2O0TXPX15 | Combiner Box, 1 MPPT, 1 Input / 1 Output per MPPT, Surge protection II, Cable gland, PUSH IN connection, 1500 V
3337 | 2755960000 | VPUM2I2SXFXV2O0TXPX10 | Combiner Box, 2 MPPT's, 1 Input / 1 Output per MPPT, Surge protection II, Cable gland, PUSH IN connection, 1000 V
3338 | 2755970000 | VPUM1I1SXFXV1O0TXPX10 | Combiner Box, 1 MPPT, 1 Input / 1 Output per MPPT, Surge protection I / II, Cable gland, PUSH IN connection, 1000 V
3339 | 2755950000 | VPUM1I1SXFXV2O0TXPX10 | Combiner Box, 1 MPPT, 1 Input / 1 Output per MPPT, Surge protection II, Cable gland, PUSH IN connection, 1000 V
3340 | 2467290000 | PRO TOPDC 24V/24V 5A EX | DC/DC converter, 31.2 V, 24 V
3341 | 2467300000 | PRO TOPDC 24V/24V 10A EX | DC/DC converter, 31.2 V, 24 V
3342 | 2467310000 | PRO TOPDC 24V/24V 20A EX | DC/DC converter, 31.2 V, 24 V
3343 | 1347420000 | UR20-EM-1334740000-SP | Replacement part, ,
3344 | 1347330000 | UR20-EM-1315730000-SP | Replacement part
3345 | 1347130000 | UR20-EM-1315550000-SP | Replacement part, ,
3346 | 1347120000 | UR20-EM-1315540000-SP | Replacement part, ,
3347 | 1347190000 | UR20-EM-1315610000-SP | Replacement part, ,
3348 | 2710100000 | WTTB 6 PE | PE terminal, Screw connection, 6 mm², 500 V, Green/yellow
3349 | 2710170000 | EP TTB 6 | A-series, End plate
3350 | 2739630000 | IE-SR-4TX-LTE/4G-USEMEA | Security/NAT/VPN/U-link Router, with integrated multi-band modem (4G/3G), US/EMEA-model, Fast Ethernet, 4x RJ45 10/100BaseT(X), IP30, -30 °C...70 °C
3351 | 2749850000 | SDIS 1.0X5.5X125 | Screwdriver, Blade width (B): 5.5 mm, Blade length: 125 mm, Blade thickness (A): 1 mm
3352 | 2749860000 | SDIS 1.2X6.5X150 | Screwdriver, Blade width (B): 6.5 mm, Blade length: 150 mm, Blade thickness (A): 1.2 mm
3353 | 2749820000 | SDIS 0.8X4.0X100 | Screwdriver, Blade width (B): 4 mm, Blade length: 100 mm, Blade thickness (A): 0.8 mm
3354 | 2749830000 | SDIS 1.0X4.5X125 | Screwdriver, Blade width (B): 4.5 mm, Blade length: 125 mm, Blade thickness (A): 1 mm
3355 | 2749760000 | SDI SET S2.5-5.5/PZ1/2 | Mounting tool
3356 | 2749750000 | SDI SET S2.5-5.5/PH1/2 | Mounting tool
3357 | 2749590000 | SDI SET SLIM S3.5-6.5/PZ1/2 | Mounting tool
3358 | 2749330000 | SDS 0.5X3.0X80 | Screwdriver, Blade width (B): 3 mm, Blade length: 80 mm, Blade thickness (A): 0.5 mm
3359 | 2749320000 | SDS 0.4X2.5X75 | Screwdriver, Blade width (B): 2.5 mm, Blade length: 75 mm, Blade thickness (A): 0.4 mm
3360 | 2749200000 | SD SET S2.5-5.5/PH1/2 | Screwdriver set
3361 | 1347500000 | UR20-EM-1334810000-SP | Replacement part, ,
3362 | 1347470000 | UR20-EM-1334780000-SP | Replacement part, ,
3363 | 1347480000 | UR20-EM-1334790000-SP | Replacement part, ,
3364 | 7760054118 | ACT20P-CI1-CO-OLP-S | Signal converter/isolator, Output current loop powered, Input : 0-20 mA, Output : 4-20 mA, (loop powered)
3365 | 2774950000 | VPU AC I 2 R 275/25 LCF MB | Surge voltage arrester, Low voltage, Surge protection, Leakage-current-free, with remote contact, Single-phase, TN, TN-C
3366 | 2775000000 | VPU AC I 1+1 R 275/25 LCF MB | Surge voltage arrester, Low voltage, Surge protection, Leakage-current-free, with remote contact, Single-phase, TN, TT, IT with N, IT without N
3367 | 2774990000 | VPU AC I 4 R 275/25 LCF MB | Surge voltage arrester, Low voltage, Surge protection, Leakage-current-free, with remote contact, TN, TN-S
3368 | 2774960000 | VPU AC I 3 R 275/25 LCF MB | Surge voltage arrester, Low voltage, Surge protection, Leakage-current-free, with remote contact, TN, TN-C
3369 | 2774940000 | VPU AC I 1 R 275/25 LCF MB | Surge voltage arrester, Low voltage, Surge protection, Leakage-current-free, with remote contact, Single-phase, TN
3370 | 2748900000 | BIT E6,3 0,4X2,5X70 | Screwdriver insert, Blade width (B): 2.5 mm, Blade length: 70 mm, Blade thickness (A): 0.4 mm
3371 | 2466980000 | PRO TOP1 120W 24V 5A EX | Power supply, switch-mode power supply unit, 24 V
3372 | 2467000000 | PRO TOP1 480W 24V 20A EX | Power supply, switch-mode power supply unit, 24 V
3373 | 2467010000 | PRO TOP1 960W 24V 40A EX | Power supply, switch-mode power supply unit, 24 V
3374 | 1021730060 | SAIL-M12GM12G-4-0.6T | Sensor/actuator line, Connecting line, M12 / M12, Number of poles : 4, 0.6 m, Shielded: No, LED: No, Sheath material: PUR, Halogen: No
3375 | 1021730100 | SAIL-M12GM12G-4-1.0T | Sensor/actuator line, Connecting line, M12 / M12, Number of poles : 4, 1 m, Shielded: No, LED: No, Sheath material: PUR, Halogen: No
3376 | 1021730400 | SAIL-M12GM12G-4-4.0T | Sensor/actuator line, Connecting line, M12 / M12, Number of poles : 4, 4 m, Shielded: No, LED: No, Sheath material: PUR, Halogen: No
3377 | 1021730700 | SAIL-M12GM12G-4-7.0T | Sensor/actuator line, Connecting line, M12 / M12, Number of poles : 4, 0.7 m, Shielded: No, LED: No, Sheath material: PUR, Halogen: No
3378 | 1059330020 | IE-C5DD4UG0020MSSMCS-E | Dragline cable, PROFINET, M12 D-code ? IP 67 straight socket, M12 D-code ? IP 67 straight pin, Cat.5 (ISO/IEC 11801) / Cat.5e (TIA T568-B), PUR, 2 m
3379 | 1059480200 | SAIL-M12GM12W-4S2.0U | Sensor/actuator line, Connecting line, M12 / M12, Number of poles : 4, 2 m, Shielded: Yes, LED: No, Sheath material: PUR, Halogen: No
3380 | 1059480250 | SAIL-M12GM12W-4S2.5U | Sensor/actuator line, Connecting line, M12 / M12, Number of poles : 4, 2.5 m, Shielded: Yes, LED: No, Sheath material: PUR, Halogen: No
3381 | 1059480400 | SAIL-M12GM12W-4S4.0U | Sensor/actuator line, Connecting line, M12 / M12, Number of poles : 4, 4 m, Shielded: Yes, LED: No, Sheath material: PUR, Halogen: No
3382 | 1059544000 | SAIL-M12GM12W-5S40U | Sensor/actuator line, Connecting line, M12 / M12, Number of poles : 5, 40 m, Shielded: Yes, LED: No, Sheath material: PUR, Halogen: No
3383 | 1059730200 | SAIL-M12WM12W-4S2.0U | Sensor/actuator line, Connecting line, M12 / M12, Number of poles : 4, 2 m, Shielded: Yes, LED: No, Sheath material: PUR, Halogen: No
3384 | 1059750150 | IE-C5DD4UG0150MCAXXX-X | Dragline cable, PROFINET, M12 D-code ? IP 67 angled pin, Open, Cat.5 (ISO/IEC 11801) / Cat.5e (TIA T568-B), PUR, 15 m
3385 | 1059750250 | IE-C5DD4UG0250MCAXXX-X | Dragline cable, PROFINET, M12 D-code ? IP 67 angled pin, Open, Cat.5 (ISO/IEC 11801) / Cat.5e (TIA T568-B), PUR, 25 m
3386 | 1059770250 | IE-C5DD4UG0250MCSMCA-E | Dragline cable, PROFINET, M12 D-code ? IP 67 straight pin, M12 D-code ? IP 67 angled pin, Cat.5 (ISO/IEC 11801) / Cat.5e (TIA T568-B), PUR, 25 m
3387 | 1059890020 | IE-C5DD4UG0020MCAMCA-E | Dragline cable, PROFINET, M12 D-code ? IP 67 angled pin, M12 D-code ? IP 67 angled pin, Cat.5 (ISO/IEC 11801) / Cat.5e (TIA T568-B), PUR, 2 m
3388 | 1059890200 | IE-C5DD4UG0200MCAMCA-E | Dragline cable, PROFINET, M12 D-code ? IP 67 angled pin, M12 D-code ? IP 67 angled pin, Cat.5 (ISO/IEC 11801) / Cat.5e (TIA T568-B), PUR, 20 m
3389 | 1059890250 | IE-C5DD4UG0250MCAMCA-E | Dragline cable, PROFINET, M12 D-code ? IP 67 angled pin, M12 D-code ? IP 67 angled pin, Cat.5 (ISO/IEC 11801) / Cat.5e (TIA T568-B), PUR, 25 m
3390 | 1060120800 | SAIL-M12BG-CD-8.0B | Bus line, One end without connector, M12, Number of poles: 5, 8 m, Shielded: Yes, LED: No, Sheath material: PVC, Halogen: Yes
3391 | 1061881500 | SAIL-M12BG-5B-15U | Sensor/actuator line, One end without connector, M12, Number of poles : 5, 15 m, Shielded: No, LED: No, Sheath material: PUR, Halogen: No
3392 | 1061901500 | SAIL-M12BW-4B-15U | Sensor/actuator line, One end without connector, M12, Number of poles : 4, 15 m, Shielded: No, LED: No, Sheath material: PUR, Halogen: No
3393 | 1061990030 | SAIL-M12GM12W-CD-0.3A | Bus line, Connecting line, M12 / M12, Number of poles: 5, 0.3 m, pin, straight - socket, 90°, Shielded: Yes, LED: No, Sheath material: PUR, Halogen: No
3394 | 1062150050 | SAIL-M12WM12W-CD-0.5A | Bus line, Connecting line, M12 / M12, Number of poles: 5, 0.5 m, Shielded: Yes, LED: No, Sheath material: PUR, Halogen: No
3395 | 1062150250 | SAIL-M12WM12W-CD-2.5A | Bus line, Connecting line, M12 / M12, Number of poles: 5, 2.5 m, Shielded: Yes, LED: No, Sheath material: PUR, Halogen: No
3396 | 1062150350 | SAIL-M12WM12W-CD-3.5A | Bus line, Connecting line, M12 / M12, Number of poles: 5, 3.5 m, Shielded: Yes, LED: No, Sheath material: PUR, Halogen: No
3397 | 1062150400 | SAIL-M12WM12W-CD-4.0A | Bus line, Connecting line, M12 / M12, Number of poles: 5, 4 m, Shielded: Yes, LED: No, Sheath material: PUR, Halogen: No
3398 | 1062150450 | SAIL-M12WM12W-CD-4.5A | Bus line, Connecting line, M12 / M12, Number of poles: 5, 4.5 m, Shielded: Yes, LED: No, Sheath material: PUR, Halogen: No
3399 | 1062150550 | SAIL-M12WM12W-CD-5.5A | Bus line, Connecting line, M12 / M12, Number of poles: 5, 5.5 m, Shielded: Yes, LED: No, Sheath material: PUR, Halogen: No
3400 | 1062150600 | SAIL-M12WM12W-CD-6.0A | Bus line, Connecting line, M12 / M12, Number of poles: 5, 6 m, Shielded: Yes, LED: No, Sheath material: PUR, Halogen: No
3401 | 1062150650 | SAIL-M12WM12W-CD-6.5A | Bus line, Connecting line, M12 / M12, Number of poles: 5, 6.5 m, Shielded: Yes, LED: No, Sheath material: PUR, Halogen: No
3402 | 1062150700 | SAIL-M12WM12W-CD-7.0A | Bus line, Connecting line, M12 / M12, Number of poles: 5, 7 m, Shielded: Yes, LED: No, Sheath material: PUR, Halogen: No
3403 | 1071990400 | SAIL-M12WM12G-4-4.0U | Sensor/actuator line, Connecting line, M12 / M12, Number of poles : 4, 4 m, Shielded: No, LED: No, Sheath material: PUR, Halogen: No
3404 | 1139680000 | HDC 40D TOLU 1M40G | HDC enclosures, Size: 6, Protection degree: IP65, IP65 (in plugged condition), Cable entry from top, Plug housing, End-locking clamp, lower side, high, Size of cable entries: M 40
3405 | 1171890150 | SAIL-ZW-M12BG-3-1.5V | Sensor/actuator line, Connecting line, M12 / M12, Number of poles : 3, 1.5 m, Twin cabling, pin, straight, 2x socket, straight, Shielded: No, LED: No, Sheath material: PVC, Halogen: Yes
3406 | 1171891000 | SAIL-ZW-M12BG-3-10V | Sensor/actuator line, Connecting line, M12 / M12, Number of poles : 3, 10 m, Twin cabling, pin, straight, 2x socket, straight, Shielded: No, LED: No, Sheath material: PVC, Halogen: Yes
3407 | 1251580003 | IE-C6FP8LY0003M40M40-Y | Patch cable, RJ45 IP 20, RJ45 IP 20, Cat.6A / Class EA (ISO/IEC 11801 2010), LSZH, 0.3 m
3408 | 1279410060 | SAIL-M12G-8-0.6U | Sensor/actuator line, One end without connector, Number of poles : 8, 0.6 m, Shielded: No, LED: No, Sheath material: PUR, Halogen: No
3409 | 1279443000 | SAIL-M12GM12G-8-30U | Sensor/actuator line, Connecting line, Number of poles : 8, 30 m, Shielded: No, LED: No, Sheath material: PUR, Halogen: No
3410 | 1329110020 | PAC-S1200-HE20-V0-2M | Pre-assembled cable, PAC, Cable LiYY, 0.25 mm²
3411 | 1329140010 | PAC-S1200-RV24-V0-1M | Pre-assembled cable, PAC, Cable LiYY, 0.25 mm²
3412 | 1329150020 | PAC-S1200-HE20-V2-2M | Pre-assembled cable, PAC, Cable LiYY, 0.25 mm²
3413 | 1329150030 | PAC-S1200-HE20-V2-3M | Pre-assembled cable, PAC, Cable LiYY, 0.25 mm²
3414 | 1329170020 | PAC-S1200-HE20-V3-2M | Pre-assembled cable, PAC, Cable LiYY, 0.25 mm²
3415 | 1329170030 | PAC-S1200-HE20-V3-3M | Pre-assembled cable, PAC, Cable LiYY, 0.25 mm²
3416 | 1329200010 | PAC-S1200-HE20-V5-1M | Pre-assembled cable, PAC, Cable LiYY, 0.25 mm²
3417 | 1329290020 | PAC-S1200-SD15-V2-2M | Pre-assembled cable, PAC, Cable LiYCY, 0.25 mm²
3418 | 1345040015 | PAC-S300-SD37-V5-1M5 | Pre-assembled cable, PAC, Cable LiYCY, 0.25 mm²
3419 | 1346410000 | UR20-PK-1315240000-SP | Replacement part
3420 | 1346430000 | UR20-PK-1315180000-SP | Replacement part, ,
3421 | 1346440000 | UR20-PK-1315170000-SP | Replacement part, ,
3422 | 1346450000 | UR20-PK-1334770000-SP | Replacement part
3423 | 1346460000 | UR20-PK-1334710000-SP | Replacement part, ,
3424 | 1346470000 | UR20-PK-1334800000-SP | Replacement part, ,
3425 | 1346490000 | UR20-PK-1334790000-SP | Replacement part, ,
3426 | 1346500000 | UR20-PK-1315550000-SP | Replacement part, ,
3427 | 1349370150 | C300-36B-F-2S-M25-15M | Pre-assembled cable, PAC, Cable LiYCY, 0.25 mm²
3428 | 1349670050 | PAC-UNIV-HE20-HE20-5M | Pre-assembled cable, PAC
3429 | 1349790040 | PAC-UNIV-HE20-F-4M | Pre-assembled cable, PAC
3430 | 1349790080 | PAC-UNIV-HE20-F-8M | Pre-assembled cable, PAC
3431 | 1349790100 | PAC-UNIV-HE20-F-10M | Pre-assembled cable, PAC
3432 | 1349900020 | PAC-UNIV-HE50-F-2M | Pre-assembled cable, PAC
3433 | 1349900100 | PAC-UNIV-HE50-F-10M | Pre-assembled cable, PAC
3434 | 1405060030 | PAC-UNIV-FJ20-1:1-3M | Pre-assembled cable, PAC
3435 | 1405060050 | PAC-UNIV-FJ20-1:1-5M | Pre-assembled cable, PAC
3436 | 1431530010 | PAC-S7300-HE20-V18-1M | Pre-assembled cable, PAC, Cable LiYY, 8.6 ± 1 mm
3437 | 1466370150 | SAIL-ZW-M8BW-3L1.5V | Sensor/actuator line, One end without connector, M12 / M8, Number of poles : 3, 1.5 m, Twin cabling, Shielded: No, LED: Yes, Sheath material: PVC, Halogen: Yes
3438 | 1466370500 | SAIL-ZW-M8BW-3L5.0V | Sensor/actuator line, One end without connector, M12 / M8, Number of poles : 3, 5 m, Twin cabling, Shielded: No, LED: Yes, Sheath material: PVC, Halogen: Yes
3439 | 1466371000 | SAIL-ZW-M8BW-3L10V | Sensor/actuator line, One end without connector, M12 / M8, Number of poles : 3, 10 m, Twin cabling, Shielded: No, LED: Yes, Sheath material: PVC, Halogen: Yes
3440 | 1469080000 | WQV 50N/5/3/1 | W-Series, Cross-connector, For the terminals, Number of poles: 3
3441 | 1469090000 | WQV 95N/120N/5/3/1 | W-Series, Cross-connector, For the terminals, Number of poles: 3
3442 | 1471490000 | SAIE-7/8-S-5-0.2U-M20 | Built-in plugs, 7/8", M 20, Number of poles: 5, 0.2 m
3443 | 1471510000 | SAIE-7/8-B-3-0.2U-M20 | Built-in plugs, 7/8", M 20, Number of poles: 3, 0.2 m
3444 | 1471520000 | SAIE-7/8-B-4-0.2U-M20 | Built-in plugs, 7/8", M 20, Number of poles: 4, 0.2 m
3445 | 1473470000 | HDC HP ABGH COVER | HDC enclosures, Cover
3446 | 1481140000 | SAIBW-4/9(KV) | Sockets prefabricated to customer spec., M12, Socket, angled
3447 | 1481150000 | SAISW-4/9(KV) | Plugs prefabricated to customer spec., M12, pin, 90°
3448 | 1481690150 | C300-16B-160B-2S-M25-15 | Pre-assembled cable, PAC, Cable LiYCY, 0.25 mm²
3449 | 1483880000 | SAIE-M23-L-VW-VA | Sensor/Actuator plug-in connector, Built-in plugs, Empty enclosure
3450 | 1483940000 | UR20-PK-1315270000-SP | Replacement part
3451 | 1483950000 | UR20-PK-1315670000-SP | Replacement part
3452 | 1483960000 | UR20-PK-1315220000-SP | Replacement part
3453 | 1483970000 | UR20-PK-1315230000-SP | Replacement part
3454 | 1483980000 | UR20-PK-1394420000-SP | Replacement part
3455 | 1484000000 | UR20-PK-1315540000-SP | Replacement part
3456 | 1484010000 | UR20-PK-1315600000-SP | Replacement part
3457 | 1484020000 | UR20-PK-1315620000-SP | Replacement part
3458 | 1484030000 | UR20-PK-1394390000-SP | Replacement part
3459 | 1484040000 | UR20-PK-1315700000-SP | Replacement part
3460 | 1484050000 | UR20-PK-1315710000-SP | Replacement part
3461 | 1484080000 | UR20-PK-1334780000-SP | Replacement part
3462 | 1484090000 | UR20-PK-1334810000-SP | Replacement part
3463 | 1484100000 | UR20-PK-1335040000-SP | Replacement part
3464 | 1484110000 | UR20-PK-1460140000-SP | Replacement part
3465 | 1484120000 | UR20-PK-1334880000-SP | Replacement part
3466 | 1484130000 | UR20-PK-1334930000-SP | Replacement part
3467 | 1484440000 | UR20-PK-1334910000-SP | Replacement part
3468 | 1489190010 | PAC-RCKW-HE20-V3-1M | Cable LiYY, 0.25 mm²
3469 | 1524720000 | SAI-Y-4/3 M8-M8 | Y connector, M8 / M8
3470 | 1525530000 | VG 16 HQ K68 2X7 SW | Heavy-duty connectors, Accessories, Cable glands, Polycarbonate
3471 | 1528370000 | HDC HEEE 40 MC | HDC insert, Pin, Male, 500 V, 16 A, Number of poles: 40, Crimp connection, Size: 6
3472 | 1528380000 | HDC HEEE 40 FC | HDC insert, Female, 500 V, 16 A, Number of poles: 40, Crimp connection, Size: 6
3473 | 1531930000 | CMA-3151-250-AO-24DC-05 | Primary current: 250 A, Output : 0(4)-20 mA, 0(2)-10 V, Load: 1 VA
3474 | 1532050000 | CMA-3151-500-AO-24DC-05 | Primary current: 500 A, Output : 0(4)-20 mA, 0(2)-10 V, Load: 1 VA
3475 | 1534280000 | POK MOPL 0808 MINI | Klippon POK (polyester empty enclosure), Mounting plate, Height: 68 mm, Width: 34 mm, Depth: 1.5 mm, Material: Sheet steel, galvanized, galvanized, silver
3476 | 1534290000 | POK MOPL 0811 MINI | Klippon POK (polyester empty enclosure), Mounting plate, Height: 98 mm, Width: 34 mm, Depth: 1.5 mm, Material: Sheet steel, galvanized, galvanized, silver
3477 | 1534310000 | POK MOPL 0816 MINI | Klippon POK (polyester empty enclosure), Mounting plate, Height: 148 mm, Width: 34 mm, Depth: 1.5 mm, Material: Sheet steel, galvanized, galvanized, silver
3478 | 1534320000 | POK MOPL 0819 MINI | Klippon POK (polyester empty enclosure), Mounting plate, Height: 178 mm, Width: 34 mm, Depth: 1.5 mm, Material: Sheet steel, galvanized, galvanized, silver
3479 | 1534340000 | POK MOPL 1212 MINI | Klippon POK (polyester empty enclosure), Mounting plate, Height: 77 mm, Width: 109 mm, Depth: 1.5 mm, Material: Sheet steel, galvanized, galvanized, silver
3480 | 1534350000 | POK MOPL 1222 MINI | Klippon POK (polyester empty enclosure), Mounting plate, Height: 77 mm, Width: 207 mm, Depth: 1.5 mm, Material: Sheet steel, galvanized, galvanized, silver
3481 | 1534360000 | POK MOPL 1616 MINI | Klippon POK (polyester empty enclosure), Mounting plate, Height: 113 mm, Width: 142.5 mm, Depth: 1.5 mm, Material: Sheet steel, galvanized, galvanized, silver
3482 | 1534380000 | POK MOPL 1636 MINI | Klippon POK (polyester empty enclosure), Mounting plate, Height: 113 mm, Width: 342 mm, Depth: 1.5 mm, Material: Sheet steel, galvanized, galvanized, silver
3483 | 1534390000 | POK MOPL 1656 MINI | Klippon POK (polyester empty enclosure), Mounting plate, Height: 113 mm, Width: 545 mm, Depth: 1.5 mm, Material: Sheet steel, galvanized, galvanized, silver
3484 | 1534430000 | POK MOPL 2560 MINI | Klippon POK (polyester empty enclosure), Mounting plate, Height: 203 mm, Width: 583 mm, Depth: 1.5 mm, Material: Sheet steel, galvanized, galvanized, silver
3485 | 1540010000 | ACT20P-CI-VO-S | Signal converter/isolator, Input : 0(4)-20 mA, Output : 0-10 V
3486 | 1541070150 | SAIL-M23GM23G-GM-19-1.5U | Sensor/actuator line, Connecting line, M23 / M23, Number of poles: 19, 1.5 m, pin, straight - socket, straight, Shielded: No, LED: No, Sheath material: PUR, Halogen: No
3487 | 1543490000 | SAI-WDF 8P M12 M16 | Panel feed-through, Number of poles: 8, Coding: A, M12, 30 V
3488 | 1550620000 | SAI-Y-3/3 M8-M8 U | Y connector, M8 / M8
3489 | 1824570320 | SAIL-M8GM8G-3-3.2U | Sensor/actuator line, Connecting line, Number of poles : 3, 3.2 m, Shielded: No, LED: No, Sheath material: PUR, Halogen: No
3490 | 1824570520 | SAIL-M8GM8G-3-5.2U | Sensor/actuator line, Connecting line, Number of poles : 3, 5.2 m, Shielded: No, LED: No, Sheath material: PUR, Halogen: No
3491 | 1824570570 | SAIL-M8GM8G-3-5.7U | Sensor/actuator line, Connecting line, Number of poles : 3, 5.7 m, Shielded: No, LED: No, Sheath material: PUR, Halogen: No
3492 | 1964300250 | SAIL-ZW-M8BW-3-2.5U | Sensor/actuator line, One end without connector, M8, Number of poles : 3, 2.5 m, Twin cabling, pin, straight, 2x socket, angled, Shielded: No, LED: No, Sheath material: PUR, Halogen: No
3493 | 1964690800 | SAIL-M12BG-CD-8.0A | Bus line, One end without connector, M12, Number of poles: 5, 8 m, Shielded: Yes, LED: No, Sheath material: PUR, Halogen: No
3494 | 1964703000 | SAIL-M12G-CD-30A | Bus line, One end without connector, M12, Number of poles: 5, 30 m, Shielded: Yes, LED: No, Sheath material: PUR, Halogen: No
3495 | 1964710025 | SAIL-M12GM12G-CD-0.25A | Bus line, Connecting line, M12 / M12, Number of poles: 5, 0.25 m, Shielded: Yes, LED: No, Sheath material: PUR, Halogen: No
3496 | 1964710050 | SAIL-M12GM12G-CD-0.5A | Bus line, Connecting line, M12 / M12, Number of poles: 5, 0.5 m, pin, straight - socket, straight, Shielded: Yes, LED: No, Sheath material: PUR, Halogen: No
3497 | 1964710230 | SAIL-M12GM12G-CD-2.3A | Bus line, Connecting line, M12 / M12, Number of poles: 5, 2.3 m, pin, straight - socket, straight, Shielded: Yes, LED: No, Sheath material: PUR, Halogen: No
3498 | 1964710250 | SAIL-M12GM12G-CD-2.5A | Bus line, Connecting line, M12 / M12, Number of poles: 5, 2.5 m, Shielded: Yes, LED: No, Sheath material: PUR, Halogen: No
3499 | 1964712000 | SAIL-M12GM12G-CD-20A | Bus line, Connecting line, M12 / M12, Number of poles: 5, 20 m, Shielded: Yes, LED: No, Sheath material: PUR, Halogen: No
3500 | 1968582500 | SAIL-M12BG-4-25T | Sensor/actuator line, One end without connector, M12, Number of poles : 4, 25 m, Shielded: No, LED: No, Sheath material: PUR, Halogen: No
3501 | 1987920000 | HDC HP 550 SSM SET | HDC insert, Number of poles: 3, Size: 8
3502 | 1987950000 | HDC HP 550 SSF SET | HDC insert, Number of poles: 3, Size: 8
3503 | 1989050000 | RCL424110T | TERMSERIES, Relay, Number of contacts: 2, CO contact AgNi, Rated control voltage: 110 V DC, Continuous current: 8 A, Plug-in connection, Test button available: No
3504 | 2007790000 | DEK 5/3.5 PLUS MC SDR | Dekafix, Terminal marker, 5 x 3.5 mm, Pitch in mm (P): 3.50 Weidmueller, To customer specification
3505 | 2049950300 | SAIL-M12BG-S3-3.0PK16 | Power cable, One end without connector, M12, Number of poles : 3 (2 + PE), 3 m, Female socket, straight, Shielded: No, LED: No, Sheath material: PUR, Halogen: No
3506 | 2049950500 | SAIL-M12BG-S3-5.0PK16 | Power cable, One end without connector, M12, Number of poles : 3 (2 + PE), 5 m, Female socket, straight, Shielded: No, LED: No, Sheath material: PUR, Halogen: No
3507 | 2049951000 | SAIL-M12BG-S3-10PK16 | Power cable, One end without connector, M12, Number of poles : 3 (2 + PE), 10 m, Female socket, straight, Shielded: No, LED: No, Sheath material: PUR, Halogen: No
3508 | 2437400000 | KCMA-44-1000-5A-5VA-1 | Primary current: 1000 A, Secondary current max.: 5 A, Load: 5 VA, Tolerance class: 1, detachable current transformer
3509 | 2443151200 | SAIL-M8WM8W-4S12U | Sensor/actuator line, M8, Number of poles : 4, 12 m, Shielded: Yes, LED: No, Sheath material: PUR, Halogen: No
3510 | 2443152200 | SAIL-M8WM8W-4S22U | Sensor/actuator line, M8, Number of poles : 4, 22 m, Shielded: Yes, LED: No, Sheath material: PUR, Halogen: No
3511 | 2450440100 | HDC XX6A01 MFSM12X-0100 | Data use
3512 | 2450440300 | HDC XX6A01 MFSM12X-0300 | Data use
3513 | 2450440500 | HDC XX6A01 MFSM12X-0500 | Data use
3514 | 2450440700 | HDC XX6A01 MFSM12X-0700 | Data use
3515 | 2450441000 | HDC XX6A01 MFSM12X-1000 | Data use
3516 | 2450442000 | HDC XX6A01 MFSM12X-2000 | Data use
3517 | 2450444000 | HDC XX6A01 MFSM12X-4000 | Data use
3518 | 2450447000 | HDC XX6A01 MFSM12X-7000 | Data use
3519 | 2450450050 | HDC XX5E01 MFSM12D-0050 | Data use
3520 | 2450450100 | HDC XX5E01 MFSM12D-0100 | Data use
3521 | 2450450150 | HDC XX5E01 MFSM12D-0150 | Data use
3522 | 2450450300 | HDC XX5E01 MFSM12D-0300 | Data use
3523 | 2450450400 | HDC XX5E01 MFSM12D-0400 | Data use
3524 | 2450450600 | HDC XX5E01 MFSM12D-0600 | Data use
3525 | 2450450800 | HDC XX5E01 MFSM12D-0800 | Data use
3526 | 2450451500 | HDC XX5E01 MFSM12D-1500 | Data use
3527 | 2450452000 | HDC XX5E01 MFSM12D-2000 | Data use
3528 | 2450457000 | HDC XX5E01 MFSM12D-7000 | Data use
3529 | 2451220000 | SAIB-VSA-3P/24/9/SD | Valve plug-in connector, Socket, angled
3530 | 2453540400 | HDC XX6A01 MFSXXXX-0400 | Data use
3531 | 2453540600 | HDC XX6A01 MFSXXXX-0600 | Data use
3532 | 2453540700 | HDC XX6A01 MFSXXXX-0700 | Data use
3533 | 2453541800 | HDC XX6A01 MFSXXXX-1800 | Data use
3534 | 2453544000 | HDC XX6A01 MFSXXXX-4000 | Data use
3535 | 2453550600 | HDC XX5E01 MFSXXXX-0600 | Data use
3536 | 2453551800 | HDC XX5E01 MFSXXXX-1800 | Data use
3537 | 2453552000 | HDC XX5E01 MFSXXXX-2000 | Data use
3538 | 2453554000 | HDC XX5E01 MFSXXXX-4000 | Data use
3539 | 2453557000 | HDC XX5E01 MFSXXXX-7000 | Data use
3540 | 2453820000 | HPG 60 | 6mm², 300mm², Hexagonal crimp, WM crimp, Indent crimp, Trapezoidal crimp, Oval crimping
3541 | 2456540000 | UR20-4AI-RTD-HP-DIAG | Remote I/O module, IP20, Analog signals, Temperature, RTD
3542 | 2461730000 | BKP-16DO-SDV541-V0-S | 2 x AKB (50P)
3543 | 2463540000 | TNST OR | Accessories, Disconnect plug
3544 | 2464200006 | IE-C6GB8RB0006XCSXCS-E | System cable, M12 X-type IP 67 straight male, M12 X-type IP 67 straight male, Cat.6A / Class EA (ISO/IEC 11801 2010), Radox EM 104, 0.6 m
3545 | 2464200015 | IE-C6GB8RB0015XCSXCS-E | System cable, M12 X-type IP 67 straight male, M12 X-type IP 67 straight male, Cat.6A / Class EA (ISO/IEC 11801 2010), Radox EM 104, 1.5 m
3546 | 2464200030 | IE-C6GB8RB0030XCSXCS-E | System cable, M12 X-type IP 67 straight male, M12 X-type IP 67 straight male, Cat.6A / Class EA (ISO/IEC 11801 2010), Radox EM 104, 3 m
3547 | 2464200050 | IE-C6GB8RB0050XCSXCS-E | System cable, M12 X-type IP 67 straight male, M12 X-type IP 67 straight male, Cat.6A / Class EA (ISO/IEC 11801 2010), Radox EM 104, 5 m
3548 | 2464200060 | IE-C6GB8RB0060XCSXCS-E | System cable, M12 X-type IP 67 straight male, M12 X-type IP 67 straight male, Cat.6A / Class EA (ISO/IEC 11801 2010), Radox EM 104, 6 m
3549 | 2464200070 | IE-C6GB8RB0070XCSXCS-E | System cable, M12 X-type IP 67 straight male, M12 X-type IP 67 straight male, Cat.6A / Class EA (ISO/IEC 11801 2010), Radox EM 104, 7 m
3550 | 2464200100 | IE-C6GB8RB0100XCSXCS-E | System cable, M12 X-type IP 67 straight male, M12 X-type IP 67 straight male, Cat.6A / Class EA (ISO/IEC 11801 2010), Radox EM 104, 10 m
3551 | 2464200190 | IE-C6GB8RB0190XCSXCS-E | System cable, M12 X-type IP 67 straight male, M12 X-type IP 67 straight male, Cat.6A / Class EA (ISO/IEC 11801 2010), Radox EM 104, 19 m
3552 | 2464200210 | IE-C6GB8RB0210XCSXCS-E | System cable, M12 X-type IP 67 straight male, M12 X-type IP 67 straight male, Cat.6A / Class EA (ISO/IEC 11801 2010), Radox EM 104, 21 m
3553 | 2464200230 | IE-C6GB8RB0230XCSXCS-E | System cable, M12 X-type IP 67 straight male, M12 X-type IP 67 straight male, Cat.6A / Class EA (ISO/IEC 11801 2010), Radox EM 104, 23 m
3554 | 2464200250 | IE-C6GB8RB0250XCSXCS-E | System cable, M12 X-type IP 67 straight male, M12 X-type IP 67 straight male, Cat.6A / Class EA (ISO/IEC 11801 2010), Radox EM 104, 25 m
3555 | 2464200300 | IE-C6GB8RB0300XCSXCS-E | System cable, M12 X-type IP 67 straight male, M12 X-type IP 67 straight male, Cat.6A / Class EA (ISO/IEC 11801 2010), Radox EM 104, 30 m
3556 | 2467050000 | PRO TOP1 960W 48V 20A CO | Power supply, switch-mode power supply unit, 48 V
3557 | 2470720000 | KEBI QL 403015 S2B0 | Klippon EBi QL (Essential Box industrial - Quarter Lock), Empty enclosure, stainless steel enclosure, Height: 400 mm, Width: 300 mm, Depth: 150 mm, Material: Stainless steel 1.4301 (304), Brushed, silver
3558 | 2471430000 | A2T 1.5 BL | Double-tier terminal, PUSH IN, 1.5 mm², 500 V, 16 A, blue
3559 | 2473930000 | KLIPPON QL KEY | Klippon EBi (Essential Box industrial), Key, Miscellaneous, Material: Plastic
3560 | 2486090000 | PRO RM 10 | Redundancy module, 24 V DC
3561 | 2486100000 | PRO RM 20 | Redundancy module, 24 V DC
3562 | 2486110000 | PRO RM 40 | Redundancy module, 24 V DC
3563 | 2494000000 | A2C 16 | Feed-through terminal, PUSH IN, 16 mm², 1000 V, 76 A, dark beige
3564 | 2494020000 | A3C 16 PE | PE terminal, PUSH IN, 16 mm², 1000 V, white
3565 | 2494080000 | A3C 16 BL | Feed-through terminal, PUSH IN, 16 mm², 1000 V, 76 A, blue
3566 | 2495690000 | ACT20P-UI-2RCO-AC-P | Limit value monitoring, universal, Input: temperature, R, U, I, Relay output, 24?230 V AC/DC power supply, 24 V (@ 4-20 mA loop)
3567 | 2495700000 | ACT20P-AI-AO-AC-P | Signal converter/isolator, 90?264 V AC power supply, Input : I/U universal, Output : I/U universal
3568 | 2500980000 | SCS 24VDC P1SIL3DS I | SAFESERIES, Safety relay,24 V DC (16...36 V DC), , Max. switching current, internal fuse : 5 A, SIL 3, EN 61508:2010
3569 | 2502520000 | TRANSCLINIC 16I+ 1K5 H | Photovoltaics
3570 | 2503560200 | SAIL-M8WM8G-3-2.0V | Sensor/actuator line, Connecting line, Number of poles : 3, 2 m, Shielded: No, LED: No, Sheath material: PVC, Halogen: Yes
3571 | 2503560335 | SAIL-M8WM8G-3-3.35V | Sensor/actuator line, Connecting line, Number of poles : 3, 3.35 m, Shielded: No, LED: No, Sheath material: PVC, Halogen: Yes
3572 | 2503560450 | SAIL-M8WM8G-3-4.5V | Sensor/actuator line, Connecting line, Number of poles : 3, 4.5 m, Shielded: No, LED: No, Sheath material: PVC, Halogen: Yes
3573 | 2515410000 | WDK 2.5N V SW | Double-tier terminal, Screw connection, 2.5 mm², 800 V, 24 A, black
3574 | 2518620000 | ELS 7/40 MM WS | ELS, Insert markers, 40 x 6.3 mm, white
3575 | 2519220000 | MF-W 5/5 MINI MM WS | Terminal marker, 5 x 5 mm, white
3576 | 2519240000 | MF-W 9/5 F MM WS | Terminal marker, 9 x 5 mm, white
3577 | 2530180000 | VPU PV II 3 R 1000 | Surge voltage arrester, Low voltage, with remote contact
3578 | 2530550000 | VPU PV II 3 1000 | Surge voltage arrester, Low voltage
3579 | 2530570000 | VPU PV I+II 0 1500 | Surge voltage arrester, Low voltage, Accessories, Spare arrester
3580 | 2530580000 | VPU PV I+II 3 1500 | Surge voltage arrester, Low voltage
3581 | 2530590000 | VPU PV I+II 3 R 1500 | Surge voltage arrester, Low voltage, with remote contact
3582 | 2530610000 | VPU PV I+II 3 1000 | Surge voltage arrester, Low voltage
3583 | 2530630000 | VPU PV II 0 1500 | Surge voltage arrester, Low voltage, Accessories, Spare arrester
3584 | 2530640000 | VPU PV II 3 1500 | Surge voltage arrester, Low voltage
3585 | 2530650000 | VPU PV II 3 R 1500 | Surge voltage arrester, Low voltage, with remote contact
3586 | 2530660000 | VPU PV II 0 1000 | Surge voltage arrester, Low voltage, Accessories, Spare arrester
3587 | 2530890000 | SAIE-M12BL-5S-F12TL-M16 | Built-in plugs, M12, M 16, Number of poles: 5, Frontpanel mounting
3588 | 2531060000 | IE-FCI-PWB-ISR | FrontCom, Insert Power large, Type H, Socket connector, ISR
3589 | 2534330000 | VPU PV I+II 0M 1500 | Surge voltage arrester, Low voltage, Accessories, Spare arrester
3590 | 2535100000 | HDC HE 24 MQT BL | HDC insert, Pin, 500 V, 16 A, Number of poles: 24, SNAP IN, Size: 8
3591 | 2535120000 | HDC HE 10 FQT BL | HDC insert, Female, 500 V, 16 A, Number of poles: 10, SNAP IN, Size: 4
3592 | 2535140000 | HDC HE 24 FQT BL | HDC insert, Female, 500 V, 16 A, Number of poles: 24, SNAP IN, Size: 8
3593 | 2535780000 | IE-SR-2GT-LTE/4G-US | Security/NAT/VPN/U-link Router, with integrated multi-band modem (4G/3G/2G), US-model, Gigabit Ethernet, 2x RJ45 10/100/1000BaseT(X), IP20, -20 °C...70 °C
3594 | 2536600000 | IE-WL-BL-AP-CL-EU | Wireless Access Point/Client, IEEE 802.11 a/b/g/n, EU-Model, IP30, 0 °C...60 °C
3595 | 2555830000 | UV66-ADV-7-CAP-W | web-compatible touch panel, Display size 7", MultiTouch, Capacitive, Front protection IP66
3596 | 2555840000 | UV66-ADV-10-CAP-W | web-compatible touch panel, Display size 10.1", MultiTouch, Capacitive, Front protection IP66
3597 | 2555850000 | UV66-ADV-15-CAP-W | web-compatible touch panel, Display size 15.6", MultiTouch, Capacitive, Front protection IP66
3598 | 2556510000 | ESG-F 9/20 MC NE WS | ESG, Device markers x 20 mm, PA 66, Colour: white
3599 | 2556880000 | FF 65 54/230V BK | Filter fan, IP54, black
3600 | 2556890000 | FF 65 55/230V GY | Filter fan, IP55, grey
3601 | 2556900000 | FF 65 55/230V BK | Filter fan, IP55, black
3602 | 2556910000 | FF 66 54/230V GY | Filter fan, IP54, grey
3603 | 2556920000 | FF 66 54/230V BK | Filter fan, IP54, black
3604 | 2556930000 | FF 66 55/230V GY | Filter fan, IP55, grey
3605 | 2556940000 | FF 66 55/230V BK | Filter fan, IP55, black
3606 | 2556950000 | FF 67 54/230V GY | Filter fan, IP54, grey
3607 | 2556960000 | FF 67 54/230V BK | Filter fan, IP54, black
3608 | 2556970000 | FF 67 55/230V GY | Filter fan, IP55, grey
3609 | 2556980000 | FF 67 55/230V BK | Filter fan, IP55, black
3610 | 2557000000 | FF-SL 65 55/230V GY | Filter fan, IP55, grey
3611 | 2557010000 | FF-SL 65 55/230V BK | Filter fan, IP55, black
3612 | 2557030000 | FF-SL 67 55/230V GY | Filter fan, IP55, grey
3613 | 2557040000 | FF-SL 67 55/230V BK | Filter fan, IP55, black
3614 | 2557080000 | EF 10 54 BK | Exhaust filter, IP54, black
3615 | 2557090000 | EF 20 54 GY | Exhaust filter, IP54, grey
3616 | 2557100000 | EF 20 54 BK | Exhaust filter, IP54, black
3617 | 2557110000 | EF 20 55 GY | Exhaust filter, IP55, grey
3618 | 2557120000 | EF 20 55 BK | Exhaust filter, IP55, black
3619 | 2557140000 | EF 30 54 BK | Exhaust filter, IP54, black
3620 | 2557150000 | EF 30 55 GY | Exhaust filter, IP55, grey
3621 | 2557160000 | EF 30 55 BK | Exhaust filter, IP55, black
3622 | 2557170000 | EF 40 54 GY | Exhaust filter, IP54, grey
3623 | 2557190000 | EF 40 55 GY | Exhaust filter, IP55, grey
3624 | 2557200000 | EF 40 55 BK | Exhaust filter, IP55, black
3625 | 2557210000 | EF 60 54 GY | Exhaust filter, IP54, grey
3626 | 2557220000 | EF 60 54 BK | Exhaust filter, IP54, black
3627 | 2557230000 | EF 60 55 GY | Exhaust filter, IP55, grey
3628 | 2557240000 | EF 60 55 BK | Exhaust filter, IP55, black
3629 | 2557250000 | FF-EMC 11 54/230V GY | Filter fan, IP54, grey
3630 | 2557260000 | FF-EMC 11 54/230V BK | Filter fan, IP54, black
3631 | 2557280000 | FF-EMC 22 54/230V BK | Filter fan, IP54, black
3632 | 2557290000 | FF-EMC 22 55/230V GY | Filter fan, IP55, grey
3633 | 2557300000 | FF-EMC 22 55/230V BK | Filter fan, IP55, black
3634 | 2557310000 | FF-EMC 32 54/230V GY | Filter fan, IP54, grey
3635 | 2557320000 | FF-EMC 32 54/230V BK | Filter fan, IP54, black
3636 | 2557330000 | FF-EMC 32 55/230V GY | Filter fan, IP55, grey
3637 | 2557340000 | FF-EMC 32 55/230V BK | Filter fan, IP55, black
3638 | 2557350000 | FF-EMC 42 54/230V GY | Filter fan, IP54, grey
3639 | 2557360000 | FF-EMC 42 54/230V BK | Filter fan, IP54, black
3640 | 2557370000 | FF-EMC 42 55/230V GY | Filter fan, IP55, grey
3641 | 2557380000 | FF-EMC 42 55/230V BK | Filter fan, IP55, black
3642 | 2557390000 | FF-EMC 43 54/230V GY | Filter fan, IP54, grey
3643 | 2557400000 | FF-EMC 43 54/230V BK | Filter fan, IP54, black
3644 | 2557410000 | FF-EMC 43 55/230V GY | Filter fan, IP55, grey
3645 | 2557420000 | FF-EMC 43 55/230V BK | Filter fan, IP55, black
3646 | 2557430000 | FF-EMC 65 54/230V GY | Filter fan, IP54, grey
3647 | 2557440000 | FF-EMC 65 54/230V BK | Filter fan, IP54, black
3648 | 2557450000 | FF-EMC 65 55/230V GY | Filter fan, IP55, grey
3649 | 2557460000 | FF-EMC 65 55/230V BK | Filter fan, IP55, black
3650 | 2557470000 | FF-EMC 66 54/230V GY | Filter fan, IP54, grey
3651 | 2557480000 | FF-EMC 66 54/230V BK | Filter fan, IP54, black
3652 | 2557490000 | FF-EMC 66 55/230V GY | Filter fan, IP55, grey
3653 | 2557500000 | FF-EMC 66 55/230V BK | Filter fan, IP55, black
3654 | 2557510000 | FF-EMC 67 54/230V GY | Filter fan, IP54, grey
3655 | 2557520000 | FF-EMC 67 54/230V BK | Filter fan, IP54, black
3656 | 2557530000 | FF-EMC 67 55/230V GY | Filter fan, IP55, grey
3657 | 2557540000 | FF-EMC 67 55/230V BK | Filter fan, IP55, black
3658 | 2557560000 | EF-EMC 10 54 BK | Exhaust filter, IP54, black
3659 | 2557570000 | EF-EMC 20 54 GY | Exhaust filter, IP54, grey
3660 | 2557580000 | EF-EMC 20 54 BK | Exhaust filter, IP54, black
3661 | 2557590000 | EF-EMC 20 55 GY | Exhaust filter, IP55, grey
3662 | 2557600000 | EF-EMC 20 55 BK | Exhaust filter, IP55, black
3663 | 2557610000 | EF-EMC 30 54 GY | Exhaust filter, IP54, grey
3664 | 2557620000 | EF-EMC 30 54 BK | Exhaust filter, IP54, black
3665 | 2557630000 | EF-EMC 30 55 GY | Exhaust filter, IP55, grey
3666 | 2557640000 | EF-EMC 30 55 BK | Exhaust filter, IP55, black
3667 | 2557650000 | EF-EMC 40 54 GY | Exhaust filter, IP54, grey
3668 | 2557660000 | EF-EMC 40 54 BK | Exhaust filter, IP54, black
3669 | 2557670000 | EF-EMC 40 55 GY | Exhaust filter, IP55, grey
3670 | 2557680000 | EF-EMC 40 55 BK | Exhaust filter, IP55, black
3671 | 2557690000 | EF-EMC 60 54 GY | Exhaust filter, IP54, grey
3672 | 2557700000 | EF-EMC 60 54 BK | Exhaust filter, IP54, black
3673 | 2557710000 | EF-EMC 60 55 GY | Exhaust filter, IP55, grey
3674 | 2557720000 | EF-EMC 60 55 BK | Exhaust filter, IP55, black
3675 | 2558120000 | FH-TH 500W 230V BK | Heating panel fan, IP20, black
3676 | 2558130000 | FH-TH 650W 230V BK | Heating panel fan, IP20, black
3677 | 2558140000 | FH-TH 800W 230V BK | Heating panel fan, IP20, black
3678 | 2558150000 | FH-TH 1000W 230V BK | Heating panel fan, IP20, black
3679 | 2558330000 | ESG 9/26 SCM-I MC NE WS | ESG, Device markers x 26 mm, PA 66, Colour: white
3680 | 2558350000 | ESG 6/15 SRC-I MC NE WS | ESG, Device markers x 15 mm, PA 66, Colour: white
3681 | 2571490000 | ERTE KLBC SPX 16 | Accessories, Replacement clamping jaw
3682 | 2571500000 | ERTE KLBC SPX UL | Accessories, Replacement clamping jaw
3683 | 2582520000 | AAP21 4 DT BL/OR | Test-disconnect terminal, PUSH IN, 4 mm², 250 V, 20 A, blue
3684 | 7760054120 | ACT20P-VI1-CO-OLP-S | Signal converter/isolator, Output current loop powered, Input : 0-5 V, Output : 4-20 mA, (loop powered)
3685 | 7760056354 | SDI 2CO PCB | , Relay socket, Number of contacts: 2, CO contact
3686 | 7760056364 | SDI 1CO P | D-SERIES DRI, Relay socket, Number of contacts: 1, CO contact, Continuous current: 12 A, PUSH IN
3687 | 7760056365 | SDI 2CO P | D-SERIES DRI, Relay socket, Number of contacts: 2, CO contact, Continuous current: 8 A, PUSH IN
3688 | 7760056389 | SDI CLIP P | D-SERIES DRI, Retaining clip
3689 | 7760056390 | SDI CLIP HM | D-SERIES DRI, Retaining clip
3690 | 7789066090 | PAC-GF30-HE20-V0-9M | Pre-assembled cable, PAC, Cable LiYY, 0.25 mm²
3691 | 7789106035 | PAC-UNIV-RV36-F-3M5 | Pre-assembled cable, PAC, Cable LiYY, 0.25 mm²
3692 | 7789134025 | PAC-QTUM-SD25-V2-2M5 | Pre-assembled cable, PAC, Cable LiYCY, 0.25 mm²
3693 | 7789771015 | PAC-CJ1W-HE20-V9-1M5 | Pre-assembled cable, PAC, Cable LiYY, 0.25 mm²
3694 | 7789772050 | PAC-CJ1W-HE20-V10-5M | Pre-assembled cable, PAC, Cable LiYY, 0.25 mm²
3695 | 7789790020 | PAC-FJ40-F-2M | Pre-assembled cable, PAC, Cable LiYY, 0.25 mm²
3696 | 7789794010 | PAC-CJ1W-HE20-V12-1M | Pre-assembled cable, PAC, Cable LiYY, 0.25 mm²
3697 | 7789794050 | PAC-CJ1W-HE20-V12-5M | Pre-assembled cable, PAC, Cable LiYY, 0.25 mm²
3698 | 7789831020 | PAC-CMLX-HE20-V7-2M | Pre-assembled cable, PAC, Cable LiYY, 0.25 mm²
3699 | 9456100750 | SAIL-M12G-4-7.5U | Sensor/actuator line, One end without connector, M12, Number of poles : 4, 7.5 m, Shielded: No, LED: No, Sheath material: PUR, Halogen: No
3700 | 9456143000 | SAIL-M12BG-5S30U | Sensor/actuator line, One end without connector, M12, Number of poles : 5, 30 m, Shielded: Yes, LED: No, Sheath material: PUR, Halogen: No
3701 | 9456146000 | SAIL-M12BG-5S60U | Sensor/actuator line, One end without connector, M12, Number of poles : 5, 60 m, Shielded: Yes, LED: No, Sheath material: PUR, Halogen: No
3702 | 9457311200 | SAIL-M12GM12W-4-12U | Sensor/actuator line, Connecting line, M12 / M12, Number of poles : 4, 12 m, pin, straight - socket, 90°, Shielded: No, LED: No, Sheath material: PUR, Halogen: No
3703 | 9457320750 | SAIL-M12BW-3-7.5U | Sensor/actuator line, One end without connector, M12, Number of poles : 3, 10 m, Socket, angled, Shielded: No, LED: No, Sheath material: PUR, Halogen: No
3704 | 9457323500 | SAIL-M12BW-3-35U | Sensor/actuator line, One end without connector, M12, Number of poles : 3, 35 m, Socket, angled, Shielded: No, LED: No, Sheath material: PUR, Halogen: No
3705 | 9457324000 | SAIL-M12BW-3-40U | Sensor/actuator line, One end without connector, M12, Number of poles : 3, 40 m, Socket, angled, Shielded: No, LED: No, Sheath material: PUR, Halogen: No
3706 | 9457325000 | SAIL-M12BW-3-50U | Sensor/actuator line, One end without connector, M12, Number of poles : 3, 50 m, Socket, angled, Shielded: No, LED: No, Sheath material: PUR, Halogen: No
3707 | 9457340750 | SAIL-M12GM12G-5-7.5U | Sensor/actuator line, Connecting line, M12 / M12, Number of poles : 5, 7.5 m, pin, straight - socket, straight, Shielded: No, LED: No, Sheath material: PUR, Halogen: No
3708 | 9457340860 | SAIL-M12GM12G-5-8.6U | Sensor/actuator line, Connecting line, M12 / M12, Number of poles : 5, 8.6 m, Shielded: No, LED: No, Sheath material: PUR, Halogen: No
3709 | 9457616000 | SAIL-M12G-5-60U | Sensor/actuator line, One end without connector, M12, Number of poles : 5, 60 m, pin, straight, Shielded: No, LED: No, Sheath material: PUR, Halogen: No
3710 | 9457617000 | SAIL-M12G-5-70U | Sensor/actuator line, One end without connector, M12, Number of poles : 5, 70 m, pin, straight, Shielded: No, LED: No, Sheath material: PUR, Halogen: No
3711 | 9457749999 | SAIL-M12BW-4-100U | Sensor/actuator line, One end without connector, M12, Number of poles : 4, 100 m, Shielded: No, LED: No, Sheath material: PUR, Halogen: No
3712 | 2576210000 | DRIKITP 24VDC 1CO LD/PB | D-SERIES DRI, Relay module, Number of contacts: 1, CO contact AgSnO, Rated control voltage: 24 V DC, Continuous current: 10 A, PUSH IN, Test button available: Yes
3713 | 2576200000 | DRIKITP 24VDC 2CO LD | D-SERIES DRI, Relay module, Number of contacts: 2, CO contact AgSnO, Rated control voltage: 24 V DC, Continuous current: 5 A, PUSH IN, Test button available: No
3714 | 2576190000 | DRIKITP 24VDC 2CO LD/PB | D-SERIES DRI, Relay module, Number of contacts: 2, CO contact AgSnO, Rated control voltage: 24 V DC, Continuous current: 5 A, PUSH IN, Test button available: Yes
3715 | 2576170000 | DRIKITP115VAC 2CO LD/PB | D-SERIES DRI, Relay module, Number of contacts: 2, CO contact AgSnO, Rated control voltage: 115 V AC, Continuous current: 5 A, PUSH IN, Test button available: Yes
3716 | 2576140000 | DRMKITP 24VDC 4CO LD/PB | D-SERIES DRM, Relay module, Number of contacts: 4, CO contact AgNi flash gold-plated, Rated control voltage: 24 V DC, Continuous current: 5 A, PUSH IN, Test button available: Yes
3717 | 1334990000 | UC20-WL2000-IOT | Controller, IP20, IoT Controller, u-control 2000 web, Web-based, integrated engineering tool: u-create web for IIoT applications
3718 | 1025940020 | IE-C5DD4UG0020MCSXXX-X | Dragline cable, PROFINET, M12 D-code ? IP 67 straight pin, Open, Cat.5 (ISO/IEC 11801) / Cat.5e (TIA T568-B), PUR, 2 m
3719 | 2542310000 | HDC 10B ABU EMC | HDC enclosures, Size: 4, Protection degree: IP65 (in plugged condition), Bulkhead housing, Side-locking clamp on lower side, Side-locking clamp replaceable
3720 | 2542320000 | HDC 16B ABU EMC | HDC enclosures, Size: 6, Protection degree: IP65 (in plugged condition), Bulkhead housing, Side-locking clamp on lower side, Side-locking clamp replaceable
3721 | 2544020000 | HDC 24D TOBU 1M32G EMC | HDC enclosures, Size: 4, Protection degree: IP65 (in plugged condition), Cable entry from top, Plug housing, Side-locking clamp on lower side, high, Size of cable entries: M 32
3722 | 2542230000 | HDC 06B ALU EMC | HDC enclosures, Size: 3, Protection degree: IP65 (in plugged condition), Bulkhead housing, End-locking clamp, lower side, End-locking clamp replaceable
3723 | 2602130000 | P BAG XL SET 3 | Tools, Accessories
3724 | 2602110000 | P BAG XL SET 1 | Tools, Accessories
3725 | 2602170000 | P BAG XL SET 7 | Tools, Accessories
3726 | 2619780000 | DEK 5/6 MM BP WS | Dekafix, Terminal marker, 5 x 6 mm, Weidmueller, white
3727 | 2619770000 | DEK 5/5 MM BP WS | Dekafix, Terminal marker, 5 x 5 mm, Weidmueller, white
3728 | 2619850000 | WS 12/5 MM BP WS | WS, Terminal marker, 12 x 5 mm, Weidmueller, white
3729 | 2556450000 | TCC 6.4/51 BL | TERMSERIES, Cross-connector
3730 | 2556430000 | TCC 6.4/2 BL | TERMSERIES, Cross-connector
3731 | 2556360000 | TCC 6.4/10 OR | TERMSERIES, Cross-connector
3732 | 2540000000 | AEP 2T 4 | A-series, End plate
3733 | 2539980000 | A2T 4 FT-PE | Double-tier terminal, PUSH IN, 4 mm², 800 V, 32 A, dark beige
3734 | 2570240000 | AEB 35 SCL/1 V0 DL | A-series, End bracket
3735 | 7789617050 | C300-32B-F-2S-M34-5M | Pre-assembled cable, PAC, Cable LiYCY, 0.34 mm²
3736 | 2635590000 | AAM 16 YE FLASH | Terminal marker, 14 x 12 mm, yellow
3737 | 2635570000 | AAM 6 YE FLASH | Terminal marker, 13 x 8.1 mm, Pitch in mm (P): 8.00 yellow
3738 | 2635550000 | AAM 2.5 YE FLASH | Terminal marker, 8 x 5.1 mm, Pitch in mm (P): 5.00 yellow
3739 | 2591700000 | VPU AC II 3 R 150/50 | Surge voltage arrester, Low voltage, Surge protection, with remote contact, TN-C
3740 | 2591660000 | VPU AC II 1 R 150/50 | Surge voltage arrester, Low voltage, Surge protection, with remote contact, Single-phase
3741 | 2591260000 | VPU AC II 3 R 480/50 | Surge voltage arrester, Low voltage, Surge protection, with remote contact, TN-C
3742 | 2591270000 | VPU AC II 4 480/50 | Surge voltage arrester, Low voltage, Surge protection, TN-C-S, TN-S
3743 | 2591030000 | VPU AC II 1 R 300/50 | Surge voltage arrester, Low voltage, Surge protection, with remote contact, Single-phase
3744 | 2591160000 | VPU AC II 3 300/50 | Surge voltage arrester, Low voltage, Surge protection, TN-C
3745 | 2591170000 | VPU AC II 3 R 300/50 | Surge voltage arrester, Low voltage, Surge protection, with remote contact, TN-C
3746 | 2591150000 | VPU AC II 4 R 300/50 | Surge voltage arrester, Low voltage, Surge protection, with remote contact, TN-C-S, TN-S
3747 | 2591050000 | VPU AC II 2 R 300/50 | Surge voltage arrester, Low voltage, Surge protection, with remote contact, Single-phase, TN
3748 | 2591320000 | VPU AC II 3 R 750/35 | Surge voltage arrester, Low voltage, Surge protection, with remote contact, TN-C
3749 | 2591010000 | VPU AC II 0 300/50 | Spare arrester, Surge protection, UP(L/N-PE) ? 1.5 kV
3750 | 2591190000 | VPU AC II 0 N-PE 305/65 | Spare arrester, Surge protection, TT nur für N-PE
3751 | 2591130000 | VPU AC II 4 R 350/50 | Surge voltage arrester, Low voltage, Surge protection, with remote contact, TN-C-S, TN-S
3752 | 2637060000 | VPU AC II 3+1 R 350/50 | Surge voltage arrester, Low voltage, Surge protection, with remote contact, TN-C-S, TN-S, TT, IT with N, IT without N
3753 | 2621120000 | SM-FO 27/18 MM SI | SwitchMark, Device markers, 18 x 27 mm, silver
3754 | 2621250000 | CC-FO 85/54 MM WS | ClipCard, Device markers, 54 x 85 mm, white
3755 | 2621220000 | SM-FO 27/12.5 MM WS | SwitchMark, Device markers, 12.5 x 27 mm, white
3756 | 2621340000 | CC-FO 15/45 MM WS | ClipCard, Device markers, 15 x 45 mm, white
3757 | 2599440000 | THM MULTIMARK PLUS | Marking systems, Thermotransfer printer, Thermotransfer, 300 DPI, MultiMark, Shrink-fit sleeves, Label reel
3758 | 2621280000 | CC-FO 30/60 MM WS | ClipCard, Device markers, 30 x 60 mm, white
3759 | 2621300000 | CC-FO 30/60 MM SI | ClipCard, Device markers, 30 x 60 mm, silver
3760 | 2621290000 | CC-FO 30/60 MM GE | ClipCard, Device markers, 30 x 60 mm, yellow
3761 | 2638920000 | UC20-SL2000-OLAC-EC | Controller, IP20, u-control 2000 studio, OpenLinux Automation Controller with EtherCAT interface
3762 | 2624980000 | TGD ELM-6 | Electronic load monitoring
3763 | 2625000000 | TGD FIM-C | Supply module
3764 | 2603850000 | WBBD 16 BL | W-Series, Distribution block, Rated cross-section: 16 mm², Screw connection, Wemid, Terminal rail / mounting plate
3765 | 2682120000 | PM 5.00/06/90 3.5SN BK BX | Printed circuit board terminals, 5.00 mm, Number of poles: 6, Clamping range, max. : 2.5 mm²
3766 | 2639340000 | VPU AC II 1+1 R 300/50 Y | Surge voltage arrester, Low voltage, Surge protection, with remote contact, Single-phase, TN, TN-S, TT, IT with N, IT without N
3767 | 2639320000 | VPU AC II 3+1 R 300/50 Y | Surge voltage arrester, Low voltage, Surge protection, with remote contact, TN-C-S, TN-S, TT, IT with N, IT without N
3768 | 2592210000 | HDC MRJ45 ABP MI | RJ45 module, Plug insert, RJ45 tool-free, TIA-568A, EIA/TIA T568 B, PROFINET
3769 | 2592030000 | HDC MRJ45 GC F | RJ45 module, RJ45 Gender Changer
3770 | 2697270000 | TFIS 12-240VUC 2NO SD | TFI-SERIES, Star-Delta Timer, Number of contacts: 2, NO contact, AgNi, Rated control voltage: 12...240 V UC -10 % / +10 %, Continuous current: 3 A, Screw connection
3771 | 2697260000 | TFIS 12-240VUC 1CO CG | TFI-SERIES, Clock generator, Number of contacts: 1, CO contact, AgNi, Rated control voltage: 12...240 V UC -10 % / +10 %, Continuous current: 8 A, Screw connection
3772 | 2697290000 | TFIS 24-240VUC 1CO OFFC | TFI-SERIES, Off-delay timing relay, with separate control input, Number of contacts: 1, CO contact, AgNi, Rated control voltage: 24...240 V UC -15 % / +10 %, Continuous current: 8 A, Screw connection
3773 | 2697250000 | TFIS 12-240VUC 1CO M7C | TFI-SERIES, Multifunction timing relay, with separate control input, Number of contacts: 1, CO contact, AgNi, Rated control voltage: 12...240 V UC -10 % / +10 %, Continuous current: 8 A, Screw connection
3774 | 2697280000 | TFIS 24-240VUC 1CO ON | TFI-SERIES, On-delay timing relay, Number of contacts: 1, CO contact, AgNi, Rated control voltage: 24...240 V UC -15 % / +10 %, Continuous current: 8 A, Screw connection
3775 | 2676340000 | UV20-B-IPC-1000.01 | Industrial PC, IP20
3776 | 2665820000 | UV20-B-IPC-3031.01 | Industrial PC, IP20
3777 | 2676670000 | UV66-ADV-12-IPM-10 | Industrial Monitor, Display size 12.1", MultiTouch, Capacitive touch, Front protection IP66
3778 | 2676690000 | UV66-ADV-18-IPM-10 | Industrial Monitor, Display size 18.5", MultiTouch, Capacitive touch, Front protection IP66
3779 | 2676700000 | UV66-ADV-21-IPM-10 | Industrial Monitor, Display size 21.5", MultiTouch, Capacitive touch, Front protection IP66
3780 | 2676680000 | UV66-ADV-15-IPM-10 | Industrial Monitor, Display size 15.6", MultiTouch, Capacitive touch, Front protection IP66
3781 | 2636180000 | HDC MHE 5 MP | Signal module
3782 | 2636190000 | HDC MHE 5 FP | Signal module
3783 | 2701550020 | IE-C6FP8LV0020M40M40-V | Patch cable, RJ45 IP 20, RJ45 IP 20, Cat.6A / Class EA (ISO/IEC 11801 2010), LSZH, 2 m
3784 | 2701550010 | IE-C6FP8LV0010M40M40-V | Patch cable, RJ45 IP 20, RJ45 IP 20, Cat.6A / Class EA (ISO/IEC 11801 2010), LSZH, 1 m
3785 | 2701550030 | IE-C6FP8LV0030M40M40-V | Patch cable, RJ45 IP 20, RJ45 IP 20, Cat.6A / Class EA (ISO/IEC 11801 2010), LSZH, 3 m
3786 | 2701550015 | IE-C6FP8LV0015M40M40-V | Patch cable, RJ45 IP 20, RJ45 IP 20, Cat.6A / Class EA (ISO/IEC 11801 2010), LSZH, 1.5 m
3787 | 2716000000 | TS 35X7.5 2M/CRN 316L | , Stainless steel 1.4404 (316L), untreated
3788 | 2618400000 | TRP 24VDC 2CO | TERMSERIES, Relay module, Number of contacts: 2, CO contact AgNi, Rated control voltage: 24 V DC ±20 %, Continuous current: 8 A, PUSH IN, Test button available: No
3789 | 2618220000 | TRP 24VUC 1CO | TERMSERIES, Relay module, Number of contacts: 1, CO contact AgNi, Rated control voltage: 24 V UC ±10 %, Continuous current: 6 A, PUSH IN, Test button available: No
3790 | 2618200000 | TRP 230VAC RC 1CO | TERMSERIES, Relay module, Number of contacts: 1, CO contact AgNi, Rated control voltage: 230 V AC ±10 %, Continuous current: 6 A, PUSH IN, Test button available: No
3791 | 2618720000 | TOP 24VDC 24VDC2A | TERMSERIES, Solid-state relay, 1 NO contact (MOS-FET), Rated control voltage: 24 V DC ±20 % , Rated switching voltage: 3...33 V DC, Continuous current: 2 A, PUSH IN
3792 | 2617880000 | TRP 24VUC 1CO AGSNO | TERMSERIES, Relay module, Number of contacts: 1, CO contact AgSnO, Rated control voltage: 24 V UC ±10 %, Continuous current: 6 A, PUSH IN, Test button available: No
3793 | 2618440000 | TRP 230VUC 2CO | TERMSERIES, Relay module, Number of contacts: 2, CO contact AgNi, Rated control voltage: 230 V UC ±5 %, Continuous current: 8 A, PUSH IN, Test button available: No
3794 | 2635980000 | HDC MHE 4 MP | Signal module
3795 | 2712060000 | SM-FO 22/22 MM WS | SwitchMark, Device markers, 22 x 22 mm, white
3796 | 2703390000 | IE-PS-RJ45-FH-180-A-1.6-CG | RJ45 plug with piercing contacts, straight, Cable gland, Cat.6A / Class EA (ISO/IEC 11801 2010), EIA/TIA T568 A
3797 | 2682140000 | IE-SW-EL08-8TX | Network switch, unmanaged, Fast Ethernet, Number of ports: 8x RJ45, IP30, -40 °C...75 °C
3798 | 2639730000 | TRP T 24VDC 1CO M3 | TERMSERIES, Multifunction timing relay, Number of contacts: 1, CO contact, AgSnO, Rated control voltage: 24 V DC ±20 %, Continuous current: 6 A, PUSH IN
3799 | 2682190000 | IE-SW-EL24-24TX | Network switch, unmanaged, Fast Ethernet, Number of ports: 24x RJ45, IP30, -40 °C...75 °C
3800 | 2682400000 | IE-SW-EL08-8GTPOE | Network switch, unmanaged PoE, Gigabit Ethernet, Number of ports: 8x RJ45 10/100/1000 BaseT(X) PoE+, IP30, -40 °C...75 °C
3801 | 2716780000 | HDC 24B TSS 1M40 WMP | HDC enclosures, Size: 8, Protection degree: IP66 (in plugged condition), IP67 plugged, Cable entry from side, Screw, , Size of cable entries: M 40
3802 | 2716800000 | HDC AF SET WM | HDC enclosures, Size: , Protection degree:
3803 | 2740900000 | CA 100 DUO | Automatic stripper and crimper
3804 | 2748690000 | HDC C COAX 75 M | Male
3805 | 2748580000 | HDC MBUS HD 4 F | Data use
3806 | 2748570000 | HDC MEMC 2 FC | Data module
3807 | 2748560000 | HDC MEMC 2 MC | Data module
3808 | 2748420000 | HDC MHE 6 MP | Signal module
3809 | 2748410000 | HDC MHE 5L FP | Signal module
3810 | 2748400000 | HDC MHE 5L MP | Signal module
3811 | 2748390000 | HDC MHE 2 HV FC | High voltage module
3812 | 2748360000 | HDC MHX 3/4 MC | Power module
3813 | 2748370000 | HDC MHX 3/4 FC | Power module
3814 | 2748380000 | HDC MHE 2 HV MC | High voltage module
3815 | 2748350000 | HDC MHX 2 FC | Power module
3816 | 2748250000 | HDC MHP 200 FAS | Power module
3817 | 2736520000 | VPU AC II US 0 N-PE 240 Y | Spare arrester, Surge protection, TT nur für N-PE
3818 | 2748100000 | DEK 5/8 PLUS FS 1-50 | Dekafix, Terminal marker, 5 x 8 mm, Pitch in mm (P): 8.00 Weidmueller, white
3819 | 2748020000 | DEK 5/8 PLUS FSZ 1-10 | Dekafix, Terminal marker, 5 x 8 mm, Pitch in mm (P): 8.00 Weidmueller, white
3820 | 2747960000 | DEK 5/8 PLUS FWZ 1-10 | Dekafix, Terminal marker, 5 x 8 mm, Pitch in mm (P): 8.00 Weidmueller, white
3821 | 2748080000 | DEK 5/8 PLUS FW 1-50 | Dekafix, Terminal marker, 5 x 8 mm, Pitch in mm (P): 8.00 Weidmueller, white
3822 | 2706290000 | TRS 24VUC 2CO FG | TERMSERIES, Relay module with positively driven contacts, Number of contacts: 2, CO contacts forcibily guided (EN 61810-3 type B) AgNi, Rated control voltage: 24 V UC ±10 %, Continuous current: 6 A, Screw connection, Test button available: No
3823 | 2674900000 | A3C 6 DL | Feed-through terminal, PUSH IN, 6 mm², 800 V, 41 A
3824 | 2747580000 | FFP D1/50H S1 B TY | PCB plug-in connector, female plug, Pitch in mm (P): 1.27 mm, Number of poles: 50, Tray (manual assembly)
3825 | 2747590000 | FFP D1/68H S1 B TY | PCB plug-in connector, female plug, Pitch in mm (P): 1.27 mm, Number of poles: 68, Tray (manual assembly)
3826 | 2747600000 | FFP D1/80H S1 B TY | PCB plug-in connector, female plug, Pitch in mm (P): 1.27 mm, Number of poles: 80, Tray (manual assembly)
3827 | 2747550000 | FFP D1/26H S1 B TY | PCB plug-in connector, female plug, Pitch in mm (P): 1.27 mm, Number of poles: 26, Tray (manual assembly)
3828 | 2747570000 | FFP D1/40H S1 B TY | PCB plug-in connector, female plug, Pitch in mm (P): 1.27 mm, Number of poles: 40, Tray (manual assembly)
3829 | 2747500000 | FFH S1/68H F1 B RL | PCB plug-in connector, female header, SMD solder connection, Pitch in mm (P): 1.27 mm, Number of poles: 68, 90°, Tape
3830 | 2747560000 | FFP D1/32H S1 B RL | PCB plug-in connector, female plug, Pitch in mm (P): 1.27 mm, Number of poles: 32, Tray (manual assembly)
3831 | 2747510000 | FFH S1/80H F1 B RL | PCB plug-in connector, female header, SMD solder connection, Pitch in mm (P): 1.27 mm, Number of poles: 80, 90°, Tape
3832 | 2747530000 | FFP D1/16H S1 B TY | PCB plug-in connector, female plug, Pitch in mm (P): 1.27 mm, Number of poles: 16, Tray (manual assembly)
3833 | 2747520000 | FFP D1/12H S1 B TY | PCB plug-in connector, female plug, Pitch in mm (P): 1.27 mm, Number of poles: 12, Tray (manual assembly)
3834 | 2747540000 | FFP D1/20H S1 B TY | PCB plug-in connector, female plug, Pitch in mm (P): 1.27 mm, Number of poles: 20, Tray (manual assembly)
3835 | 2747140000 | FMH3 S1/68V F1 B RL | PCB plug-in connector, male header, SMD solder connection, Pitch in mm (P): 1.27 mm, Number of poles: 68, 180°, Tape
3836 | 2747110000 | FMH3 S1/32V F1 B RL | PCB plug-in connector, male header, SMD solder connection, Pitch in mm (P): 1.27 mm, Number of poles: 32, 180°, Tape
3837 | 2747040000 | FMH1 S1/50V F1 B RL | PCB plug-in connector, male header, SMD solder connection, Pitch in mm (P): 1.27 mm, Number of poles: 50, 180°, Tape
3838 | 2747090000 | FMH3 S1/20V F1 B RL | PCB plug-in connector, male header, SMD solder connection, Pitch in mm (P): 1.27 mm, Number of poles: 20, 180°, Tape
3839 | 2747120000 | FMH3 S1/40V F1 B RL | PCB plug-in connector, male header, SMD solder connection, Pitch in mm (P): 1.27 mm, Number of poles: 40, 180°, Tape
3840 | 2747060000 | FMH1 S1/80V F1 B RL | PCB plug-in connector, male header, SMD solder connection, Pitch in mm (P): 1.27 mm, Number of poles: 80, 180°, Tape
3841 | 2747050000 | FMH1 S1/68V F1 B RL | PCB plug-in connector, male header, SMD solder connection, Pitch in mm (P): 1.27 mm, Number of poles: 68, 180°, Tape
3842 | 2747100000 | FMH3 S1/26V F1 B RL | PCB plug-in connector, male header, SMD solder connection, Pitch in mm (P): 1.27 mm, Number of poles: 26, 180°, Tape
3843 | 2747150000 | FMH3 S1/80V F1 B RL | PCB plug-in connector, male header, SMD solder connection, Pitch in mm (P): 1.27 mm, Number of poles: 80, 180°, Tape
3844 | 2747130000 | FMH3 S1/50V F1 B RL | PCB plug-in connector, male header, SMD solder connection, Pitch in mm (P): 1.27 mm, Number of poles: 50, 180°, Tape
3845 | 2747080000 | FMH3 S1/16V F1 B RL | PCB plug-in connector, male header, SMD solder connection, Pitch in mm (P): 1.27 mm, Number of poles: 16, 180°, Tape
3846 | 2747070000 | FMH3 S1/12V F1 B RL | PCB plug-in connector, male header, SMD solder connection, Pitch in mm (P): 1.27 mm, Number of poles: 12, 180°, Tape
3847 | 2747020000 | FMH1 S1/32V F1 B RL | PCB plug-in connector, male header, SMD solder connection, Pitch in mm (P): 1.27 mm, Number of poles: 32, 180°, Tape
3848 | 2746980000 | FMH1 S1/12V F1 B RL | PCB plug-in connector, male header, SMD solder connection, Pitch in mm (P): 1.27 mm, Number of poles: 12, 180°, Tape
3849 | 2747010000 | FMH1 S1/26V F1 B RL | PCB plug-in connector, male header, SMD solder connection, Pitch in mm (P): 1.27 mm, Number of poles: 26, 180°, Tape
3850 | 2747030000 | FMH1 S1/40V F1 B RL | PCB plug-in connector, male header, SMD solder connection, Pitch in mm (P): 1.27 mm, Number of poles: 40, 180°, Tape
3851 | 2746990000 | FMH1 S1/16V F1 B RL | PCB plug-in connector, male header, SMD solder connection, Pitch in mm (P): 1.27 mm, Number of poles: 16, 180°, Tape
3852 | 2747000000 | FMH1 S1/20V F1 B RL | PCB plug-in connector, male header, SMD solder connection, Pitch in mm (P): 1.27 mm, Number of poles: 20, 180°, Tape
3853 | 2751270000 | IE-SR-4TX | Security/NAT/VPN/U-link Router, Fast Ethernet, 4x RJ45 10/100BaseT(X), IP30, -30 °C...70 °C
3854 | 2736310000 | VPU AC II US 1 R 240/50 | Surge voltage arrester, Low voltage, Surge protection, with remote contact, Single-phase
3855 | 2736330000 | VPU AC II US 2 R 240/50 | Surge voltage arrester, Low voltage, Surge protection, with remote contact, Single-phase
3856 | 2736320000 | VPU AC II US 2 240/50 | Surge voltage arrester, Low voltage, Surge protection, Single-phase
3857 | 2736280000 | VPU AC II US 2 60/50 | Surge voltage arrester, Low voltage, Surge protection, Single-phase
3858 | 2736270000 | VPU AC II US 1 R 60/50 | Surge voltage arrester, Low voltage, Surge protection, with remote contact, Single-phase
3859 | 2736300000 | VPU AC II US 1 240/50 | Surge voltage arrester, Low voltage, Surge protection, Single-phase, UP(L/N-PE) ? 1.5 kV
3860 | 2735510000 | A3T 2.5 VL DL | 2.5 mm², 24 A, dark beige
3861 | 1349840050 | PAC-UNIV-HE34-F-5M | Pre-assembled cable, PAC
3862 | 7789041070 | PAC-CTLX-HE20-V2-7M | Pre-assembled cable, PAC, Cable LiYY, 0.25 mm²
3863 | 7789059025 | PAC-CTLX-HE20-V6-2M5 | Pre-assembled cable, PAC, Cable LiYY, 0.25 mm²
3864 | 7789617030 | C300-32B-F-2S-M34-3M | Pre-assembled cable, PAC, Cable LiYCY, 0.34 mm²
3865 | 7789657020 | PAC-ABS8-SD25-V0-2M | Pre-assembled cable, PAC, Cable LiYCY, 0.25 mm²
3866 | 7789056050 | PAC-CTLX-RV24-V1-5M | Pre-assembled cable, PAC, Cable LiYY, 0.25 mm²
3867 | 2740420000 | IE-SW-AL10M-8TX-2GC | Network switch, managed, Fast/Gigabit Ethernet, Number of ports: 8x RJ45 10/100BaseT(X), 2x combo-ports (10/100/1000BaseT(X) or 100/1000BaseSFP), IP30, -40 °C...75 °C
3868 | 8000050567 | PV 216S0F0C15V0O3TXPX15PJP | Photovoltaics, Assembled enclosure, Combiner Box, With fuse holder, Surge protection II, Cable gland, for wall mounting, Switch disconnector
3869 | 8000050575 | PV 216S0F0C15V0O1TXPX15PWW | Photovoltaics, Assembled enclosure, Combiner Box, With fuse holder, Surge protection II, for wall mounting, Switch disconnector, WM4C
3870 | 2763560000 | IE-C7ES8VG-500 | System cable, Cat.7 (ISO/IEC 11801), PVC, 500 m
3871 | 2737580000 | PVN1M2I4SXFXV1O1TXPX10 | Photovoltaics, Combiner Box, 1000 V, 2 MPPT's, 2 Inputs / 1 Output per MPPT, Surge protection I / II, WM4C
3872 | 2707220000 | D-SUB F6.3 T25VB 3.2B4 TY BK | OMNIMATE Data - D-SUB connector, female header, D-SUB connectors male/fimale, Thread-bolt UNC 4-40, THT solder connection, Pitch in mm (P): 2.77 mm, Number of poles: 25, ? 50 µ" Ni / 100 µ" Sn , 500, PBT glass fibre reinforced UL 94 V-0, PBT GF, black, Tray
3873 | 2749870000 | SDIS 1.2X8.0X175 | Screwdriver, Blade width (B): 8 mm, Blade length: 175 mm, Blade thickness (A): 1.6 mm
3874 | 2749780000 | SDIS 0.4X2.0X60 | Screwdriver, Blade width (B): 2 mm, Blade length: 60 mm, Blade thickness (A): 0.4 mm
3875 | 2749810000 | SDIS 0.6X3.5X100 | Screwdriver, Blade width (B): 3.5 mm, Blade length: 100 mm, Blade thickness (A): 0.6 mm
3876 | 2749800000 | SDIS 0.5X3.0X100 | Screwdriver, Blade width (B): 3 mm, Blade length: 100 mm, Blade thickness (A): 0.5 mm
3877 | 2749620000 | SDIS SLIM 0.8X4.0X100 | Mounting tool, Blade width (B): 4 mm, Blade length: 100 mm, Blade thickness (A): 0.8 mm
3878 | 2749610000 | SDIS SLIM 0.6X3.5X100 | Mounting tool, Blade width (B): 3.5 mm, Blade length: 100 mm, Blade thickness (A): 0.6 mm
3879 | 2749790000 | SDIS 0.4X2.5X75 | Screwdriver, Blade width (B): 2.5 mm, Blade length: 75 mm, Blade thickness (A): 0.4 mm
3880 | 2749380000 | SDS 1.0X5.5X150 | Screwdriver, Blade width (B): 5.5 mm, Blade length: 150 mm, Blade thickness (A): 1 mm
3881 | 2749340000 | SDS 0.6X3.5X100 | Screwdriver, Blade width (B): 3.5 mm, Blade length: 100 mm, Blade thickness (A): 0.6 mm
3882 | 2719200000 | SFM 3/24 2.5-3.3 MM GE | SlimFix, Conductor and cable markers, 2.5 - 3.3 mm, 24 x 5.4 mm, yellow
3883 | 2719160000 | SFM 3/18 2.5-3.3 MM WS | SlimFix, Conductor and cable markers, 2.5 - 3.3 mm, 18 x 5.4 mm, white
3884 | 2719170000 | SFM 3/24 2.5-3.3 MM WS | SlimFix, Conductor and cable markers, 2.5 - 3.3 mm, 24 x 5.4 mm, white
3885 | 2719150000 | SFM 3/12 2.5-3.3 MM WS | SlimFix, Conductor and cable markers, 2.5 - 3.3 mm, 12 x 5.4 mm, white
3886 | 2719180000 | SFM 3/12 2.5-3.3 MM GE | SlimFix, Conductor and cable markers, 2.5 - 3.3 mm, 12 x 5.4 mm, yellow
3887 | 2719190000 | SFM 3/18 2.5-3.3 MM GE | SlimFix, Conductor and cable markers, 2.5 - 3.3 mm, 18 x 5.4 mm, yellow
3888 | 2710150000 | CS TTB | A-series, End bracket
3889 | 2467060000 | PRO TOP3 120W 24V 5A | Power supply, switch-mode power supply unit, 24 V
3890 | 2467080000 | PRO TOP3 240W 24V 10A | Power supply, switch-mode power supply unit, 24 V
3891 | 2467100000 | PRO TOP3 480W 24V 20A | Power supply, switch-mode power supply unit, 24 V
3892 | 2467170000 | PRO TOP3 960W 48V 20A | Power supply, switch-mode power supply unit, 48 V
3893 | 1025950700 | IE-C5DD4UG0700MCSMCS-E | Dragline cable, PROFINET, M12 D-code ? IP 67 straight pin, M12 D-code ? IP 67 straight pin, Cat.5 (ISO/IEC 11801) / Cat.5e (TIA T568-B), PUR, 70 m
3894 | 1025950900 | IE-C5DD4UG0900MCSMCS-E | Dragline cable, PROFINET, M12 D-code ? IP 67 straight pin, M12 D-code ? IP 67 straight pin, Cat.5 (ISO/IEC 11801) / Cat.5e (TIA T568-B), PUR, 90 m
3895 | 1059330150 | IE-C5DD4UG0150MSSMCS-E | Dragline cable, PROFINET, M12 D-code ? IP 67 straight socket, M12 D-code ? IP 67 straight pin, Cat.5 (ISO/IEC 11801) / Cat.5e (TIA T568-B), PUR, 15 m
3896 | 1059330250 | IE-C5DD4UG0250MSSMCS-E | Dragline cable, PROFINET, M12 D-code ? IP 67 straight socket, M12 D-code ? IP 67 straight pin, Cat.5 (ISO/IEC 11801) / Cat.5e (TIA T568-B), PUR, 25 m
3897 | 1062150750 | SAIL-M12WM12W-CD-7.5A | Bus line, Connecting line, M12 / M12, Number of poles: 5, 7.5 m, Shielded: Yes, LED: No, Sheath material: PUR, Halogen: No
3898 | 1062150800 | SAIL-M12WM12W-CD-8.0A | Bus line, Connecting line, M12 / M12, Number of poles: 5, 8 m, Shielded: Yes, LED: No, Sheath material: PUR, Halogen: No
3899 | 1062151200 | SAIL-M12WM12W-CD-12A | Bus line, Connecting line, M12 / M12, Number of poles: 5, 12 m, Shielded: Yes, LED: No, Sheath material: PUR, Halogen: No
3900 | 1062152200 | SAIL-M12WM12W-CD-22A | Bus line, Connecting line, M12 / M12, Number of poles: 5, 22 m, Shielded: Yes, LED: No, Sheath material: PUR, Halogen: No
3901 | 1062153000 | SAIL-M12WM12W-CD-30A | Bus line, Connecting line, M12 / M12, Number of poles: 4, 30 m, Shielded: Yes, LED: No, Sheath material: PUR, Halogen: No
3902 | 1062190100 | SAIL-M12GM12W-CD-1.0B | Bus line, Connecting line, M12 / M12, Number of poles: 5, 1 m, Shielded: Yes, LED: No, Sheath material: PVC, Halogen: Yes
3903 | 1062190200 | SAIL-M12GM12W-CD-2.0B | Bus line, Connecting line, M12 / M12, Number of poles: 5, 2 m, Shielded: Yes, LED: No, Sheath material: PVC, Halogen: Yes
3904 | 1062330050 | SAIL-M12WM12W-PB-0.5D | Bus line, Connecting line, M12 / M12, Number of poles: 2, 0.5 m, Shielded: Yes, LED: No, Sheath material: PUR, Halogen: No
3905 | 1108851500 | SAIP-M12GM12G-5-15U | Sensor/actuator line, Connecting line, M12 / M12, Number of poles : 5, Shielded: No, LED: No, Sheath material: PUR, Halogen: No
3906 | 1166000003 | IE-C5ES8UG0003M40M40-G | System cable, RJ45 IP 20, RJ45 IP 20, Cat.5 (ISO/IEC 11801), PUR, 0.3 m
3907 | 1173030450 | IE-C5DD4UG0450A20A20-E | Dragline cable, PROFINET, RJ45 IP 20, RJ45 IP 20, Cat.5 (ISO/IEC 11801) / Cat.5e (TIA T568-B), PUR, 45 m
3908 | 1201210050 | SAIL-M8GRJ45-4S0.5UIE | Bus line, Number of poles: 4, pin, straight, RJ45, Shielded: Yes, Sheath material: PUR, Halogen: None, No
3909 | 1251580300 | IE-C6FP8LY0300M40M40-Y | Patch cable, RJ45 IP 20, RJ45 IP 20, Cat.6A / Class EA (ISO/IEC 11801 2010), LSZH, 30 m
3910 | 1269740010 | IE-C5DB4WE0010MCSXXX-E | System cable, M12 D-code ? IP 67 straight pin, Cat.5 (ISO/IEC 11801), Radox GKW S, 1 m
3911 | 1273430200 | IE-FPOZ2EE0020MSJ0SJ0-X | Connecting line, PROFINET, SCRJ IP 20, SCRJ IP 20, 980 µm, 20 m
3912 | 1279431500 | SAIL-M12G-8S15U | Sensor/actuator line, One end without connector, M12, Number of poles : 8, 15 m, Shielded: Yes, LED: No, Sheath material: PUR, Halogen: No
3913 | 1279432000 | SAIL-M12G-8S20U | Sensor/actuator line, One end without connector, M12, Number of poles : 8, 20 m, Shielded: Yes, LED: No, Sheath material: PUR, Halogen: No
3914 | 1279433000 | SAIL-M12G-8S30U | Sensor/actuator line, One end without connector, M12, Number of poles : 8, 30 m, Shielded: Yes, LED: No, Sheath material: PUR, Halogen: No
3915 | 1279434000 | SAIL-M12G-8S40U | Sensor/actuator line, One end without connector, M12, Number of poles : 8, 40 m, Shielded: Yes, LED: No, Sheath material: PUR, Halogen: No
3916 | 1279440020 | SAIL-M12GM12G-8-0.2U | Sensor/actuator line, Connecting line, Number of poles : 8, 0.2 m, Shielded: No, LED: No, Sheath material: PUR, Halogen: No
3917 | 1279440100 | SAIL-M12GM12G-8-1.0U | Sensor/actuator line, Connecting line, Number of poles : 8, 1 m, Shielded: No, LED: No, Sheath material: PUR, Halogen: No
3918 | 1329240010 | PAC-S1200-HE20-V7-1M | Pre-assembled cable, PAC, Cable LiYY, 0.25 mm²
3919 | 1346520000 | UR20-PK-1315570000-SP | Replacement part
3920 | 1346540000 | UR20-PK-1315590000-SP | Replacement part
3921 | 1346550000 | UR20-PK-1315610000-SP | Replacement part, ,
3922 | 1346680000 | UR20-EM-1315200000-SP | Replacement part
3923 | 1349790025 | PAC-UNIV-HE20-F-2M5 | Pre-assembled cable, PAC
3924 | 1417920000 | SAI-M23-SK-F-FS | Protected component assemblies, Protective cap
3925 | 1421710040 | IE-C5DB4WE0040A20A20-E | System cable, RJ45 IP 20, RJ45 IP 20, Cat.5 (ISO/IEC 11801), Radox GKW S, 4 m
3926 | 1475700000 | HDC HP550 ABGH BG | HDC enclosures, 1500 V, Screw connection
3927 | 1479130000 | HDC HP SUKA 1P 550A | HDC enclosures
3928 | 1488230000 | HDC HP550 MTA 3P SET | HDC enclosures, Number of poles: 3
3929 | 1488280000 | HDC HP550 MTA 4P SET | HDC enclosures, Number of poles: 4
3930 | 1506850000 | HDC HP550 KIT 3M185 | HDC kits, 1500 V, 550 A, Number of poles: 3, Crimp connection
3931 | 1506860000 | HDC HP550 KIT 4M120 | RockStar® HDC kits-Heavy-duty connectors, Plug-in connector, HighPower, 1500 V, 550 A, diecast aluminium, Plug housing
3932 | 1506870005 | IE-C6ES8UG0005A20A20-E | System cable, RJ45 IP 20, RJ45 IP 20, Cat.6A / Class EA (ISO/IEC 11801 2010), PUR, 0.5 m
3933 | 1506870015 | IE-C6ES8UG0015A20A20-E | System cable, RJ45 IP 20, RJ45 IP 20, Cat.6A / Class EA (ISO/IEC 11801 2010), PUR, 1.5 m
3934 | 1506870020 | IE-C6ES8UG0020A20A20-E | System cable, RJ45 IP 20, RJ45 IP 20, Cat.6A / Class EA (ISO/IEC 11801 2010), PUR, 2 m
3935 | 1506870030 | IE-C6ES8UG0030A20A20-E | System cable, RJ45 IP 20, RJ45 IP 20, Cat.6A / Class EA (ISO/IEC 11801 2010), PUR, 3 m
3936 | 1506870040 | IE-C6ES8UG0040A20A20-E | System cable, RJ45 IP 20, RJ45 IP 20, Cat.6A / Class EA (ISO/IEC 11801 2010), PUR, 4 m
3937 | 1506870050 | IE-C6ES8UG0050A20A20-E | System cable, RJ45 IP 20, RJ45 IP 20, Cat.6A / Class EA (ISO/IEC 11801 2010), PUR, 5 m
3938 | 1506870060 | IE-C6ES8UG0060A20A20-E | System cable, RJ45 IP 20, RJ45 IP 20, Cat.6A / Class EA (ISO/IEC 11801 2010), PUR, 6 m
3939 | 1506880000 | IE-CT-TB | Continuity tester for data cables
3940 | 1508190000 | SAISW-5/8S-M12 5P A-ZF | Plugs prefabricated to customer spec., M12, pin, 90°
3941 | 1510280000 | ACT20P-CMT-60-RC-P | Current-measuring transducer, Limit value monitoring, Input : 0?40/50/60 A, Relay output
3942 | 1511890010 | PAC-CMLX-4X10-V0-1M | Pre-assembled cable, PAC, Cable LiYY, 5.4 ± 1 mm
3943 | 1511890015 | PAC-CMLX-4X10-V0-1M5 | Pre-assembled cable, PAC, Cable LiYY, 5.4 ± 1 mm
3944 | 1511920010 | PAC-CMLX-4X10-V2-1M | Pre-assembled cable, PAC, Cable LiYY, 5.4 ± 1 mm
3945 | 1511920015 | PAC-CMLX-4X10-V2-1M5 | Pre-assembled cable, PAC, Cable LiYY, 5.4 ± 1 mm
3946 | 1512010010 | PAC-CTLX-4X10-V0-1M | Pre-assembled cable, PAC, Cable LiYY, 5.4 ± 1 mm
3947 | 1512010015 | PAC-CTLX-4X10-V0-1M5 | Pre-assembled cable, PAC, Cable LiYY, 5.4 ± 1 mm
3948 | 1512020010 | PAC-CTLX-4X10-V1-1M | Pre-assembled cable, PAC, Cable LiYY, 5.4 ± 1 mm
3949 | 1512020025 | PAC-CTLX-4X10-V1-2M5 | Pre-assembled cable, PAC, Cable LiYY, 5.4 ± 1 mm
3950 | 1512190060 | PAC-YOKO-4X10-V0-6M | Pre-assembled cable, PAC, Cable LiYY, 5.4 ± 1 mm
3951 | 1512220010 | PAC-YOKO-4X10-V2-1M | Pre-assembled cable, PAC, Cable LiYY, 5.4 ± 1 mm
3952 | 1512220060 | PAC-YOKO-4X10-V2-6M | Pre-assembled cable, PAC, Cable LiYY, 5.4 ± 1 mm
3953 | 1512270010 | PAC-YOKO-HE20-V2-1M | Pre-assembled cable, PAC, Cable LiYY, 0.25 mm²
3954 | 1512470020 | PAC-PREM-2X10-V1-2M | Pre-assembled cable, PAC, Cable LiYY, 5.4 ± 1 mm
3955 | 1512470060 | PAC-PREM-2X10-V1-6M | Pre-assembled cable, PAC, Cable LiYY, 5.4 ± 1 mm
3956 | 1512530010 | PAC-S1500-2X10-V0-1M | Pre-assembled cable, PAC, Cable LiYY, 5.4 ± 1 mm
3957 | 1512530020 | PAC-S1500-2X10-V0-2M | Pre-assembled cable, PAC, Cable LiYY, 5.4 ± 1 mm
3958 | 1512590040 | PAC-S1500-4X10-V0-4M | Pre-assembled cable, PAC, Cable LiYY, 5.4 ± 1 mm
3959 | 1512620010 | PAC-S300-2X10-V0-1M | Pre-assembled cable, PAC, Cable LiYY, 5.4 ± 1 mm
3960 | 1512620015 | PAC-S300-2X10-V0-1M5 | Pre-assembled cable, PAC, Cable LiYY, 5.4 ± 1 mm
3961 | 1512640015 | PAC-S300-4X10-V0-1M5 | Pre-assembled cable, PAC, Cable LiYY, 5.4 ± 1 mm
3962 | 1512680010 | PAC-S300-4X10-V2-1M | Pre-assembled cable, PAC, Cable LiYY, 5.4 ± 1 mm
3963 | 1512680080 | PAC-S300-4X10-V2-8M | Pre-assembled cable, PAC, Cable LiYY, 5.4 ± 1 mm
3964 | 1513040000 | SAIE-M12B-4-1.0U-M16 | Built-in plugs, M12, Female socket, straight, M 16, Number of poles: 4, 1 m, Front mounting
3965 | 1522100002 | IE-C5DS4VG0002A60A60-E | System cable, RJ45 IP 20, RJ45 IP 20, Cat.5 (ISO/IEC 11801) / Cat.5e (TIA T568-B), PVC, 0.2 m
3966 | 1522100070 | IE-C5DS4VG0070A60A60-E | System cable, RJ45 IP 20, RJ45 IP 20, Cat.5 (ISO/IEC 11801) / Cat.5e (TIA T568-B), PVC, 7 m
3967 | 1522100250 | IE-C5DS4VG0250A60A60-E | System cable, RJ45 IP 20, RJ45 IP 20, Cat.5 (ISO/IEC 11801) / Cat.5e (TIA T568-B), PVC, 25 m
3968 | 1522100350 | IE-C5DS4VG0350A60A60-E | System cable, RJ45 IP 20, RJ45 IP 20, Cat.5 (ISO/IEC 11801) / Cat.5e (TIA T568-B), PVC, 35 m
3969 | 1522100400 | IE-C5DS4VG0400A60A60-E | System cable, RJ45 IP 20, RJ45 IP 20, Cat.5 (ISO/IEC 11801) / Cat.5e (TIA T568-B), PVC, 40 m
3970 | 1522100450 | IE-C5DS4VG0450A60A60-E | System cable, RJ45 IP 20, RJ45 IP 20, Cat.5 (ISO/IEC 11801) / Cat.5e (TIA T568-B), PVC, 45 m
3971 | 1522100500 | IE-C5DS4VG0500A60A60-E | System cable, RJ45 IP 20, RJ45 IP 20, Cat.5 (ISO/IEC 11801) / Cat.5e (TIA T568-B), PVC, 50 m
3972 | 1522100550 | IE-C5DS4VG0550A60A60-E | System cable, RJ45 IP 20, RJ45 IP 20, Cat.5 (ISO/IEC 11801) / Cat.5e (TIA T568-B), PVC, 55 m
3973 | 1522100600 | IE-C5DS4VG0600A60A60-E | System cable, RJ45 IP 20, RJ45 IP 20, Cat.5 (ISO/IEC 11801) / Cat.5e (TIA T568-B), PVC, 60 m
3974 | 1522100650 | IE-C5DS4VG0650A60A60-E | System cable, RJ45 IP 20, RJ45 IP 20, Cat.5 (ISO/IEC 11801) / Cat.5e (TIA T568-B), PVC, 65 m
3975 | 1522100700 | IE-C5DS4VG0700A60A60-E | System cable, RJ45 IP 20, RJ45 IP 20, Cat.5 (ISO/IEC 11801) / Cat.5e (TIA T568-B), PVC, 70 m
3976 | 1522100750 | IE-C5DS4VG0750A60A60-E | System cable, RJ45 IP 20, RJ45 IP 20, Cat.5 (ISO/IEC 11801) / Cat.5e (TIA T568-B), PVC, 75 m
3977 | 1522100800 | IE-C5DS4VG0800A60A60-E | System cable, RJ45 IP 20, RJ45 IP 20, Cat.5 (ISO/IEC 11801) / Cat.5e (TIA T568-B), PVC, 80 m
3978 | 1522100900 | IE-C5DS4VG0900A60A60-E | System cable, RJ45 IP 20, RJ45 IP 20, Cat.5 (ISO/IEC 11801) / Cat.5e (TIA T568-B), PVC, 90 m
3979 | 1522101000 | IE-C5DS4VG1000A60A60-E | System cable, RJ45 IP 20, RJ45 IP 20, Cat.5 (ISO/IEC 11801) / Cat.5e (TIA T568-B), PVC, 100 m
3980 | 1534330000 | POK MOPL 0823 MINI | Klippon POK (polyester empty enclosure), Mounting plate, Height: 219 mm, Width: 34 mm, Depth: 1.5 mm, Material: Sheet steel, galvanized, galvanized, silver
3981 | 1534370000 | POK MOPL 1626 MINI | Klippon POK (polyester empty enclosure), Mounting plate, Height: 113 mm, Width: 243.5 mm, Depth: 1.5 mm, Material: Sheet steel, galvanized, galvanized, silver
3982 | 1534970000 | SAIE-7/8B-5-2.0U-H | Built-in plugs, 7/8", 7/8", Number of poles: 5, 2 m
3983 | 1535420000 | HDC HP550 ABGH 1P | HDC enclosures, 1500 V, 550 A, Number of poles: 1
3984 | 1548810000 | SAIS-M16-12/9 | Plugs prefabricated to customer spec., M16, pin, straight
3985 | 1548820000 | SAIS-M16-16/9 | Plugs prefabricated to customer spec., M16, pin, straight
3986 | 1548830000 | SAIB-M16-12/9 | Sockets prefabricated to customer spec., M16, Female socket, straight
3987 | 1548840000 | SAIB-M16-16/9 | Sockets prefabricated to customer spec., M16, Female socket, straight
3988 | 1548850000 | SAISW-M16-12/9 | Plugs prefabricated to customer spec., M16, pin, 90°
3989 | 1548860000 | SAIBW-M16-12/9 | Sockets prefabricated to customer spec., M16, Socket, angled
3990 | 1555270000 | CAN SUB-D M12 TERM | SUB-D
3991 | 1555290000 | CAN SUB-D M12 180 TERM | SUB-D
3992 | 1555300000 | CAN SUB-D SK | SUB-D
3993 | 1555330300 | SAIL-M8G-8-3.0U | Sensor/actuator line, One end without connector, M8, Number of poles : 8, 3 m, pin, straight, Shielded: No, LED: No, Sheath material: PUR, Halogen: No
3994 | 1555331000 | SAIL-M8G-8-10U | Sensor/actuator line, One end without connector, M8, Number of poles : 8, 10 m, pin, straight, Shielded: No, LED: No, Sheath material: PUR, Halogen: No
3995 | 1555340300 | SAIL-M8W-8-3.0U | Sensor/actuator line, One end without connector, M8, Number of poles : 8, 3 m, pin, 90°, Shielded: No, LED: No, Sheath material: PUR, Halogen: No
3996 | 1555340500 | SAIL-M8W-8-5.0U | Sensor/actuator line, One end without connector, M8, Number of poles : 8, 5 m, pin, 90°, Shielded: No, LED: No, Sheath material: PUR, Halogen: No
3997 | 1555341000 | SAIL-M8W-8-10U | Sensor/actuator line, One end without connector, M8, Number of poles : 8, 10 m, pin, 90°, Shielded: No, LED: No, Sheath material: PUR, Halogen: No
3998 | 1555370150 | SAIL-M8BG-8-1.5U | Sensor/actuator line, One end without connector, M8, Number of poles : 8, 1.5 m, Female socket, straight, Shielded: No, LED: No, Sheath material: PUR, Halogen: No
3999 | 1555370300 | SAIL-M8BG-8-3.0U | Sensor/actuator line, One end without connector, M8, Number of poles : 8, 3 m, Female socket, straight, Shielded: No, LED: No, Sheath material: PUR, Halogen: No
4000 | 1555370500 | SAIL-M8BG-8-5.0U | Sensor/actuator line, One end without connector, M8, Number of poles : 8, 5 m, Female socket, straight, Shielded: No, LED: No, Sheath material: PUR, Halogen: No
4001 | 1555380300 | SAIL-M8BW-8-3.0U | Sensor/actuator line, One end without connector, M8, Number of poles : 8, 3 m, Socket, angled, Shielded: No, LED: No, Sheath material: PUR, Halogen: No
4002 | 1555380500 | SAIL-M8BW-8-5.0U | Sensor/actuator line, One end without connector, M8, Number of poles : 8, 5 m, Socket, angled, Shielded: No, LED: No, Sheath material: PUR, Halogen: No
4003 | 1555381000 | SAIL-M8BW-8-10U | Sensor/actuator line, One end without connector, M8, Number of poles : 8, 10 m, Socket, angled, Shielded: No, LED: No, Sheath material: PUR, Halogen: No
4004 | 1559800000 | UR20-PK-1315400000-SP | Replacement part
4005 | 1808975000 | SAIL-M12BW-4S50U | Sensor/actuator line, One end without connector, M12, Number of poles : 4, 50 m, Shielded: Yes, LED: No, Sheath material: PUR, Halogen: No
4006 | 1812550250 | SAIL-ZW-M12BG-2/4-2.5U | Sensor/actuator line, Connecting line, M12 / M12, Number of poles : 3, 2.5 m, Twin cabling, pin, straight, 2x socket, straight, Shielded: No, LED: No, Sheath material: PUR, Halogen: No
4007 | 1815702000 | SAIL-VSA-20U-220V-OB | Valve plug, One end without connector - valve plug
4008 | 1818144000 | SAIB-M23-19P-AN-40M | Sensor/actuator line, One end without connector, M23, Number of poles: 19, 40 m, Socket, angled, Shielded: No, LED: No, Sheath material: PUR, Halogen: No
4009 | 1818188000 | SAIB-M23-19P-ST-80M | Sensor/actuator line, One end without connector, M23, Number of poles: 19, 80 m, Female socket, straight, Shielded: No, LED: No, Sheath material: PUR, Halogen: No
4010 | 1818189000 | SAIB-M23-19P-ST-90M | Sensor/actuator line, One end without connector, M23, Number of poles: 19, 90 m, Female socket, straight, Shielded: No, LED: No, Sheath material: PUR, Halogen: No
4011 | 1824570080 | SAIL-M8GM8G-3-0.8U | Sensor/actuator line, Connecting line, M8 / M8, Number of poles : 3, 0.8 m, pin, straight - socket, straight, Shielded: No, LED: No, Sheath material: PUR, Halogen: No
4012 | 1824570900 | SAIL-M8GM8G-3-9.0U | Sensor/actuator line, Connecting line, M8 / M8, Number of poles : 3, 9 m, pin, straight - socket, straight, Shielded: No, LED: No, Sheath material: PUR, Halogen: No
4013 | 1824571500 | SAIL-M8GM8G-3-15U | Sensor/actuator line, Connecting line, M8 / M8, Number of poles : 3, 15 m, pin, straight - socket, straight, Shielded: No, LED: No, Sheath material: PUR, Halogen: No
4014 | 1845121500 | SAIL-VSA-15U(0.5) | Valve plug, One end without connector - valve plug
4015 | 1845122000 | SAIL-VSA-20U(0.5) | Valve plug, One end without connector - valve plug
4016 | 1857670050 | SAIL-M8WM8W-3-0.5U | Sensor/actuator line, Connecting line, Number of poles : 3, 0.5 m, Shielded: No, LED: No, Sheath material: PUR, Halogen: No
4017 | 1857670100 | SAIL-M8WM8W-3-1.0U | Sensor/actuator line, Connecting line, Number of poles : 3, 1 m, Shielded: No, LED: No, Sheath material: PUR, Halogen: No
4018 | 1857671200 | SAIL-M8WM8W-3-12U | Sensor/actuator line, Connecting line, Number of poles : 3, 12 m, Shielded: No, LED: No, Sheath material: PUR, Halogen: No
4019 | 1857672200 | SAIL-M8WM8W-3-22U | Sensor/actuator line, Connecting line, Number of poles : 3, 22 m, Shielded: No, LED: No, Sheath material: PUR, Halogen: No
4020 | 1857680030 | SAIL-M8WM8W-4-0.3U | Sensor/actuator line, Connecting line, M8, Number of poles : 4, 0.3 m, pin, 90° - socket 90°, Shielded: No, LED: No, Sheath material: PUR, Halogen: No
4021 | 1867412000 | SAIL-M12BG-3S20U | Sensor/actuator line, One end without connector, M12, Number of poles : 3, 20 m, Female socket, straight, Shielded: Yes, LED: No, Sheath material: PUR, Halogen: No
4022 | 1873303000 | SAIL-M12G-PB-30D | Bus line, One end without connector, M12, Number of poles: 2, 30 m, Shielded: Yes, LED: No, Sheath material: PUR, Halogen: No
4023 | 1873310750 | SAIL-M12GM12G-PB-7.5D | Bus line, Connecting line, M12 / M12, Number of poles: 2, 7.5 m, Shielded: Yes, LED: No, Sheath material: PUR, Halogen: No
4024 | 1873320400 | SAIL-M12BG-PB-4.0D | Bus line, One end without connector, M12, Number of poles: 2, 4 m, Shielded: Yes, LED: No, Sheath material: PUR, Halogen: No
4025 | 1879713000 | SAIL-M12BG-12-30U | Sensor/actuator line, One end without connector, M12, Number of poles : 12, 30 m, Female socket, straight, Shielded: No, LED: No, Sheath material: PUR, Halogen: No
4026 | 1880470020 | SAIL-M8GM8G-4-0.2U | Sensor/actuator line, Connecting line, M8, Number of poles : 4, 0.2 m, pin, straight - socket, straight, Shielded: No, LED: No, Sheath material: PUR, Halogen: No
4027 | 1880471300 | SAIL-M8GM8G-4-13U | Sensor/actuator line, Connecting line, M8, Number of poles : 4, 13 m, pin, straight - socket, straight, Shielded: No, LED: No, Sheath material: PUR, Halogen: No
4028 | 1880472000 | SAIL-M8GM8G-4-20U | Sensor/actuator line, Connecting line, M8, Number of poles : 4, 20 m, pin, straight - socket, straight, Shielded: No, LED: No, Sheath material: PUR, Halogen: No
4029 | 1883463000 | SAIL-M12BW-8-30U | Sensor/actuator line, One end without connector, Number of poles : 8, 30 m, Shielded: No, LED: No, Sheath material: PUR, Halogen: No
4030 | 1883464000 | SAIL-M12BW-8-40U | Sensor/actuator line, One end without connector, Number of poles : 8, 40 m, Shielded: No, LED: No, Sheath material: PUR, Halogen: No
4031 | 1883465000 | SAIL-M12BW-8-50U | Sensor/actuator line, One end without connector, Number of poles : 8, 50 m, Shielded: No, LED: No, Sheath material: PUR, Halogen: No
4032 | 1890520200 | SAIL-M12BG-8S2.0U | Sensor/actuator line, One end without connector, M12, Number of poles : 8, 2 m, Female socket, straight, Shielded: Yes, LED: No, Sheath material: PUR, Halogen: No
4033 | 1890520250 | SAIL-M12BG-8S2.5U | Sensor/actuator line, One end without connector, M12, Number of poles : 8, 2.5 m, Female socket, straight, Shielded: Yes, LED: No, Sheath material: PUR, Halogen: No
4034 | 1890523000 | SAIL-M12BG-8S30U | Sensor/actuator line, One end without connector, M12, Number of poles : 8, 30 m, Female socket, straight, Shielded: Yes, LED: No, Sheath material: PUR, Halogen: No
4035 | 1890525000 | SAIL-M12BG-8S50U | Sensor/actuator line, One end without connector, M12, Number of poles : 8, 50 m, Shielded: Yes, LED: No, Sheath material: PUR, Halogen: No
4036 | 1906262000 | SAIL-M12W-4-20U | Sensor/actuator line, One end without connector, M12, Number of poles : 4, 20 m, pin, 90°, Shielded: No, LED: No, Sheath material: PUR, Halogen: No
4037 | 1906300700 | SAIL-M12GM12G-4-7.0U | Sensor/actuator line, Connecting line, M12 / M12, Number of poles : 4, 7 m, pin, straight - socket, straight, Shielded: No, LED: No, Sheath material: PUR, Halogen: No
4038 | 1906303000 | SAIL-M12GM12G-4-30U | Sensor/actuator line, Connecting line, M12 / M12, Number of poles : 4, 30 m, pin, straight - socket, straight, Shielded: No, LED: No, Sheath material: PUR, Halogen: No
4039 | 1906304000 | SAIL-M12GM12G-4-40U | Sensor/actuator line, Connecting line, M12 / M12, Number of poles : 4, 40 m, pin, straight - socket, straight, Shielded: No, LED: No, Sheath material: PUR, Halogen: No
4040 | 1906410030 | SAIL-M12GM12W-4-2L0.3U | Sensor/actuator line, Connecting line, M12 / M12, Number of poles : 4, 0.3 m, Shielded: No, LED: Yes, Sheath material: PUR, Halogen: No
4041 | 1906410100 | SAIL-M12GM12W-4-2L1.0U | Sensor/actuator line, Connecting line, M12 / M12, Number of poles : 4, 1 m, pin, straight - socket, 90°, Shielded: No, LED: Yes, Sheath material: PUR, Halogen: No
4042 | 1906482000 | SAIL-M12G-4S20U | Sensor/actuator line, One end without connector, M12, Number of poles : 4, 20 m, pin, straight, Shielded: Yes, LED: No, Sheath material: PUR, Halogen: No
4043 | 1906545000 | SAIL-M12BW-5S50U | Sensor/actuator line, One end without connector, M12, Number of poles : 5, 50 m, Socket, angled, Shielded: Yes, LED: No, Sheath material: PUR, Halogen: No
4044 | 1925300200 | SAIL-M12GM12G-3-2.0V | Sensor/actuator line, Connecting line, M12 / M12, Number of poles : 3, 2 m, pin, straight - socket, straight, Shielded: No, LED: No, Sheath material: PVC, Halogen: Yes
4045 | 1925300600 | SAIL-M12GM12G-3-6.0V | Sensor/actuator line, Connecting line, M12 / M12, Number of poles : 3, 6 m, pin, straight - socket, straight, Shielded: No, LED: No, Sheath material: PVC, Halogen: Yes
4046 | 1925300800 | SAIL-M12GM12G-3-8.0V | Sensor/actuator line, Connecting line, M12 / M12, Number of poles : 3, 8 m, pin, straight - socket, straight, Shielded: No, LED: No, Sheath material: PVC, Halogen: Yes
4047 | 1925310030 | SAIL-M12GM12G-4-0.3V | Sensor/actuator line, Connecting line, M12 / M12, Number of poles : 4, 0.3 m, pin, straight - socket, straight, Shielded: No, LED: No, Sheath material: PVC, Halogen: Yes
4048 | 1925320060 | SAIL-M12GM12G-5-0.6V | Sensor/actuator line, Connecting line, M12 / M12, Number of poles : 5, 0.6 m, pin, straight - socket, straight, Shielded: No, LED: No, Sheath material: PVC, Halogen: Yes
4049 | 1925340400 | SAIL-M12GM12W-3-4.0V | Sensor/actuator line, Connecting line, M12 / M12, Number of poles : 3, 4 m, pin, straight - socket, 90°, Shielded: No, LED: No, Sheath material: PVC, Halogen: Yes
4050 | 1925340600 | SAIL-M12GM12W-3-6.0V | Sensor/actuator line, Connecting line, M12 / M12, Number of poles : 3, 6 m, pin, straight - socket, 90°, Shielded: No, LED: No, Sheath material: PVC, Halogen: Yes
4051 | 1925340800 | SAIL-M12GM12W-3-8.0V | Sensor/actuator line, Connecting line, M12 / M12, Number of poles : 3, 8 m, pin, straight - socket, 90°, Shielded: No, LED: No, Sheath material: PVC, Halogen: Yes
4052 | 1925390050 | SAIL-M12WM12W-4-0.5V | Sensor/actuator line, Connecting line, M12 / M12, Number of poles : 4, 0.5 m, pin, 90° - socket 90°, Shielded: No, LED: No, Sheath material: PVC, Halogen: Yes
4053 | 1925440400 | SAIL-M12G-4-4.0V | Sensor/actuator line, One end without connector, M12, Number of poles : 4, 4 m, pin, straight, Shielded: No, LED: No, Sheath material: PVC, Halogen: Yes
4054 | 1925443500 | SAIL-M12G-4-35V | Sensor/actuator line, One end without connector, M12, Number of poles : 4, 35 m, pin, straight, Shielded: No, LED: No, Sheath material: PVC, Halogen: Yes
4055 | 1925445000 | SAIL-M12G-4-50V | Sensor/actuator line, One end without connector, M12, Number of poles : 4, 50 m, pin, straight, Shielded: No, LED: No, Sheath material: PVC, Halogen: Yes
4056 | 1925450200 | SAIL-M12G-5-2.0V | Sensor/actuator line, One end without connector, M12, Number of poles : 5, 2 m, pin, straight, Shielded: No, LED: No, Sheath material: PVC, Halogen: Yes
4057 | 1925453000 | SAIL-M12G-5-30V | Sensor/actuator line, One end without connector, M12, Number of poles : 5, 30 m, pin, straight, Shielded: No, LED: No, Sheath material: PVC, Halogen: Yes
4058 | 1925472000 | SAIL-M12BW-4-2L20V | Sensor/actuator line, One end without connector, M12, Number of poles : 4, 20 m, Shielded: No, LED: Yes, Sheath material: PVC, Halogen: Yes
4059 | 1925584000 | SAIL-M12BG-4-40V | Sensor/actuator line, One end without connector, M12, Number of poles : 4, 40 m, Shielded: No, LED: No, Sheath material: PVC, Halogen: Yes
4060 | 1925585000 | SAIL-M12BG-4-50V | Sensor/actuator line, One end without connector, M12, Number of poles : 4, 50 m, Shielded: No, LED: No, Sheath material: PVC, Halogen: Yes
4061 | 1925594000 | SAIL-M12BG-5-40V | Sensor/actuator line, One end without connector, M12, Number of poles : 5, 40 m, Female socket, straight, Shielded: No, LED: No, Sheath material: PVC, Halogen: Yes
4062 | 1925640060 | SAIL-M12BW-4-0.6V | Sensor/actuator line, One end without connector, M12, Number of poles : 4, 0.6 m, Socket, angled, Shielded: No, LED: No, Sheath material: PVC, Halogen: Yes
4063 | 1925642500 | SAIL-M12BW-4-25V | Sensor/actuator line, One end without connector, M12, Number of poles : 4, 25 m, Socket, angled, Shielded: No, LED: No, Sheath material: PVC, Halogen: Yes
4064 | 1926690040 | SAIL-M12G-5S0.4U | Sensor/actuator line, One end without connector, M12, Number of poles : 5, 0.4 m, Shielded: Yes, LED: No, Sheath material: PUR, Halogen: No
4065 | 1926690700 | SAIL-M12G-5S7.0U | Sensor/actuator line, One end without connector, M12, Number of poles : 5, 7 m, Shielded: Yes, LED: No, Sheath material: PUR, Halogen: No
4066 | 1927150030 | SAIL-M8GM8G-3-0.3V | Sensor/actuator line, Connecting line, Number of poles : 3, 0.3 m, Shielded: No, LED: No, Sheath material: PVC, Halogen: Yes
4067 | 1927160100 | SAIL-M8GM8G-4-1.0V | Sensor/actuator line, Connecting line, M8, Number of poles : 4, 1 m, pin, straight - socket, straight, Shielded: No, LED: No, Sheath material: PVC, Halogen: Yes
4068 | 1927160650 | SAIL-M8GM8G-4-6.5V | Sensor/actuator line, Connecting line, M8, Number of poles : 4, 6.5 m, pin, straight - socket, straight, Shielded: No, LED: No, Sheath material: PVC, Halogen: Yes
4069 | 1927230035 | SAIL-M8G-3-0.35V | Sensor/actuator line, One end without connector, M12 / M8, Number of poles : 3, 0.35 m, Shielded: No, LED: No, Sheath material: PVC, Halogen: Yes
4070 | 1927241700 | SAIL-M8BG-3-17V | Sensor/actuator line, One end without connector, M12 / M8, Number of poles : 3, 17 m, Female socket, straight, Shielded: No, LED: No, Sheath material: PVC, Halogen: Yes
4071 | 1927263000 | SAIL-M8BG-4-30V | Sensor/actuator line, One end without connector, M8, Number of poles : 4, 30 m, Female socket, straight, Shielded: No, LED: No, Sheath material: PVC, Halogen: Yes
4072 | 1927323000 | SAIL-M8BW-3-30V | Sensor/actuator line, One end without connector, M12 / M8, Number of poles : 4, 30 m, Shielded: No, LED: No, Sheath material: PVC, Halogen: Yes
4073 | 1927351500 | SAIL-M8BW-3L15V | Sensor/actuator line, One end without connector, M12 / M8, Number of poles : 3, 15 m, Shielded: No, LED: Yes, Sheath material: PVC, Halogen: Yes
4074 | 1927352000 | SAIL-M8BW-3L20V | Sensor/actuator line, One end without connector, M12 / M8, Number of poles : 3, 20 m, Shielded: No, LED: Yes, Sheath material: PVC, Halogen: Yes
4075 | 1927355000 | SAIL-M8BW-3L50V | Sensor/actuator line, One end without connector, M12 / M8, Number of poles : 3, 50 m, Socket, angled, Shielded: No, LED: Yes, Sheath material: PVC, Halogen: Yes
4076 | 1927361500 | SAIL-M8BW-4L15V | Sensor/actuator line, One end without connector, M8, Number of poles : 4, 15 m, Shielded: No, LED: Yes, Sheath material: PVC, Halogen: Yes
4077 | 1937950250 | SAIL-M8GM12G-3-2.5U | Sensor/actuator line, Connecting line, M12 / M8, Number of poles : 3, 2.5 m, pin, straight - socket, straight, Shielded: No, LED: No, Sheath material: PUR, Halogen: No
4078 | 1937950450 | SAIL-M8GM12G-3-4.5U | Sensor/actuator line, Connecting line, M12 / M8, Number of poles : 3, 4.5 m, pin, straight - socket, straight, Shielded: No, LED: No, Sheath material: PUR, Halogen: No
4079 | 1937950650 | SAIL-M8GM12G-3-6.5U | Sensor/actuator line, Connecting line, M12 / M8, Number of poles : 3, 6.5 m, pin, straight - socket, straight, Shielded: No, LED: No, Sheath material: PUR, Halogen: No
4080 | 1937980030 | SAIL-M8GM12G-4-0.3U | Sensor/actuator line, Connecting line, M12 / M8, Number of poles : 4, 0.3 m, pin, straight - socket, straight, Shielded: No, LED: No, Sheath material: PUR, Halogen: No
4081 | 1937980100 | SAIL-M8GM12G-4-1.0U | Sensor/actuator line, Connecting line, M12 / M8, Number of poles : 4, 1 m, pin, straight - socket, straight, Shielded: No, LED: No, Sheath material: PUR, Halogen: No
4082 | 1938230250 | SAIL-M8GM12G-3-2.5V | Sensor/actuator line, Connecting line, M12 / M8, Number of poles : 3, 2.5 m, pin, straight - socket, straight, Shielded: No, LED: No, Sheath material: PVC, Halogen: Yes
4083 | 1963942000 | SAIL-M12BW-4-3L20U | Sensor/actuator line, One end without connector, M12, Number of poles : 4, 20 m, Socket, angled, Shielded: No, LED: Yes, Sheath material: PUR, Halogen: No
4084 | 1985400000 | SAIE-M8B-4-2.5U-FP-M8 | Built-in plugs, M8 thread, Female socket, straight, M 8, Number of poles: 4, 2.5 m
4085 | 1985860000 | SAIE-M12S-8-2.5U-M16 | Built-in plugs, M12, pin, straight, M 16, Number of poles: 3, 2.5 m, Front mounting
4086 | 2018050000 | SAIEND CAN-M12B 5P A-COD | Protected component assemblies, SAI Active, Accessories, Sensor/Actuator plug-in connector
4087 | 2020870000 | SAIE-M8B-3-1.5U-FP-M8 | Built-in plugs, M8 thread, Female socket, straight, M 8, Number of poles: 3, 1.5 m
4088 | 2124860000 | SAI-M23-SK-VA-IG-FS | Protected component assemblies, Protective cap
4089 | 2125220000 | SAI-M23-SK-VA-AG | Protected component assemblies, Protective cap
4090 | 2125950000 | SAI-M23-SK-VA-AG-FS | Protected component assemblies, Protective cap
4091 | 2152650500 | SAIL-VSA-5.0U-OB-0.75 | Valve plug, One end without connector - valve plug
4092 | 2433950000 | TRANSCLINIC 16I+ 1K5 L | Photovoltaics
4093 | 2434700000 | SAIE-M12B-5B-0.5U-M16 | Built-in plugs, M12, Female socket, straight, M 16, Number of poles: 5, Front mounting
4094 | 2435140000 | VG M16 EMV-4 MS 5-10 | VG EMV GEN 4 (EMC cable gland with clamping cage), Cable glands, M 16, 6, OD min. 5 - OD max. 10 mm, IP54, IP66, IP67, IP68 - 5 bar (30 min.), IP69K, Brass, nickel-plated
4095 | 2435160000 | VG M20 EMV-4 MS 8-14 | VG EMV GEN 4 (EMC cable gland with clamping cage), Cable glands, M 20, 8, OD min. 7.5 - OD max. 14 mm, IP54, IP66, IP67, IP68 - 5 bar (30 min.), IP69K, Brass, nickel-plated
4096 | 2448930000 | WS-A 8/8 MM WS | WS, Terminal marker, 8 x 8.1 mm, Weidmueller, white
4097 | 2450440050 | HDC XX6A01 MFSM12X-0050 | Data use
4098 | 2450440150 | HDC XX6A01 MFSM12X-0150 | Data use
4099 | 2450440400 | HDC XX6A01 MFSM12X-0400 | Data use
4100 | 2450440600 | HDC XX6A01 MFSM12X-0600 | Data use
4101 | 2450441500 | HDC XX6A01 MFSM12X-1500 | Data use
4102 | 2450441800 | HDC XX6A01 MFSM12X-1800 | Data use
4103 | 2450450500 | HDC XX5E01 MFSM12D-0500 | Data use
4104 | 2450450700 | HDC XX5E01 MFSM12D-0700 | Data use
4105 | 2450451000 | HDC XX5E01 MFSM12D-1000 | Data use
4106 | 2450451800 | HDC XX5E01 MFSM12D-1800 | Data use
4107 | 2450454000 | HDC XX5E01 MFSM12D-4000 | Data use
4108 | 2453540800 | HDC XX6A01 MFSXXXX-0800 | Data use
4109 | 2453541000 | HDC XX6A01 MFSXXXX-1000 | Data use
4110 | 2453541500 | HDC XX6A01 MFSXXXX-1500 | Data use
4111 | 2453542000 | HDC XX6A01 MFSXXXX-2000 | Data use
4112 | 2453547000 | HDC XX6A01 MFSXXXX-7000 | Data use
4113 | 2453550400 | HDC XX5E01 MFSXXXX-0400 | Data use
4114 | 2453550700 | HDC XX5E01 MFSXXXX-0700 | Data use
4115 | 2453550800 | HDC XX5E01 MFSXXXX-0800 | Data use
4116 | 2453551000 | HDC XX5E01 MFSXXXX-1000 | Data use
4117 | 2453551500 | HDC XX5E01 MFSXXXX-1500 | Data use
4118 | 2455040150 | SAIL-M8G-5-1.5U | Sensor/actuator line, M8, Number of poles : 5, 1.5 m, pin, straight, Shielded: No, LED: No, Sheath material: PUR, Halogen: No
4119 | 2455040300 | SAIL-M8G-5-3.0U | Sensor/actuator line, M8, Number of poles : 5, 3 m, pin, straight, Shielded: No, LED: No, Sheath material: PUR, Halogen: No
4120 | 2455040500 | SAIL-M8G-5-5.0U | Sensor/actuator line, M8, Number of poles : 5, 5 m, pin, straight, Shielded: No, LED: No, Sheath material: PUR, Halogen: No
4121 | 2455041000 | SAIL-M8G-5-10U | Sensor/actuator line, M8, Number of poles : 5, 10 m, pin, straight, Shielded: No, LED: No, Sheath material: PUR, Halogen: No
4122 | 2455130015 | IE-C6EL8UG0015XCAXXX-E | System cable, Open, M12 X-type IP67 male, angled, Cat.6A / Class EA (ISO/IEC 11801 2010), PUR, 1.5 m
4123 | 2455130030 | IE-C6EL8UG0030XCAXXX-E | System cable, Open, M12 X-type IP67 male, angled, Cat.6A / Class EA (ISO/IEC 11801 2010), PUR, 3 m
4124 | 2455130050 | IE-C6EL8UG0050XCAXXX-E | System cable, Open, M12 X-type IP67 male, angled, Cat.6A / Class EA (ISO/IEC 11801 2010), PUR, 5 m
4125 | 2455130100 | IE-C6EL8UG0100XCAXXX-E | System cable, Open, M12 X-type IP67 male, angled, Cat.6A / Class EA (ISO/IEC 11801 2010), PUR, 10 m
4126 | 2455150150 | SAIL-M12BG-K-1.5P | Power cable, One end without connector, M12, Number of poles : 5 (4 + PE), 1.5 m, Female socket, straight, Shielded: No, LED: No, Sheath material: PUR, Halogen: No
4127 | 2455150300 | SAIL-M12BG-K-3.0P | Power cable, One end without connector, M12, Number of poles : 5 (4 + PE), 3 m, Female socket, straight, Shielded: No, LED: No, Sheath material: PUR, Halogen: No
4128 | 2455150500 | SAIL-M12BG-K-5.0P | Power cable, One end without connector, M12, Number of poles : 5 (4 + PE), 5 m, Female socket, straight, Shielded: No, LED: No, Sheath material: PUR, Halogen: No
4129 | 2455151000 | SAIL-M12BG-K-10P | Power cable, One end without connector, M12, Number of poles : 5 (4 + PE), 10 m, Female socket, straight, Shielded: No, LED: No, Sheath material: PUR, Halogen: No
4130 | 2455190150 | SAIL-M12BW-K-1.5P | Power cable, One end without connector, M12, Number of poles : 5 (4 + PE), 1.5 m, Socket, angled, Shielded: No, LED: No, Sheath material: PUR, Halogen: No
4131 | 2455190300 | SAIL-M12BW-K-3.0P | Power cable, One end without connector, M12, Number of poles : 5 (4 + PE), 3 m, Socket, angled, Shielded: No, LED: No, Sheath material: PUR, Halogen: No
4132 | 2455190500 | SAIL-M12BW-K-5.0P | Power cable, One end without connector, M12, Number of poles : 5 (4 + PE), 5 m, Socket, angled, Shielded: No, LED: No, Sheath material: PUR, Halogen: No
4133 | 2455191000 | SAIL-M12BW-K-10P | Power cable, One end without connector, M12, Number of poles : 5 (4 + PE), 10 m, Socket, angled, Shielded: No, LED: No, Sheath material: PUR, Halogen: No
4134 | 2455210150 | SAIL-M12G-K-1.5P | Power cable, One end without connector, M12, Number of poles : 5 (4 + PE), 1.5 m, pin, straight, Shielded: No, LED: No, Sheath material: PUR, Halogen: No
4135 | 2455210300 | SAIL-M12G-K-3.0P | Power cable, One end without connector, M12, Number of poles : 5 (4 + PE), 3 m, pin, straight, Shielded: No, LED: No, Sheath material: PUR, Halogen: No
4136 | 2455210500 | SAIL-M12G-K-5.0P | Power cable, One end without connector, M12, Number of poles : 5 (4 + PE), 5 m, pin, straight, Shielded: No, LED: No, Sheath material: PUR, Halogen: No
4137 | 2455230150 | SAIL-M12W-K-1.5P | Power cable, One end without connector, M12, Number of poles : 5 (4 + PE), 1.5 m, pin, 90°, Shielded: No, LED: No, Sheath material: PUR, Halogen: No
4138 | 2455230300 | SAIL-M12W-K-3.0P | Power cable, One end without connector, M12, Number of poles : 5 (4 + PE), 3 m, pin, 90°, Shielded: No, LED: No, Sheath material: PUR, Halogen: No
4139 | 2455230500 | SAIL-M12W-K-5.0P | Power cable, One end without connector, M12, Number of poles : 5 (4 + PE), 5 m, pin, 90°, Shielded: No, LED: No, Sheath material: PUR, Halogen: No
4140 | 2455231000 | SAIL-M12W-K-10P | Power cable, One end without connector, M12, Number of poles : 5 (4 + PE), 10 m, pin, 90°, Shielded: No, LED: No, Sheath material: PUR, Halogen: No
4141 | 2455250150 | SAIL-M12GM12G-K-1.5P | Power cable, Connecting line, M12 / M12, Number of poles : 5 (4 + PE), 1.5 m, pin, straight - socket, straight, Shielded: No, LED: No, Sheath material: PUR, Halogen: No
4142 | 2455250300 | SAIL-M12GM12G-K-3.0P | Power cable, Connecting line, M12 / M12, Number of poles : 5 (4 + PE), 3 m, pin, straight - socket, straight, Shielded: No, LED: No, Sheath material: PUR, Halogen: No
4143 | 2455250500 | SAIL-M12GM12G-K-5.0P | Power cable, Connecting line, M12 / M12, Number of poles : 5 (4 + PE), 5 m, pin, straight - socket, straight, Shielded: No, LED: No, Sheath material: PUR, Halogen: No
4144 | 2455251000 | SAIL-M12GM12G-K-10P | Power cable, Connecting line, M12 / M12, Number of poles : 5 (4 + PE), 10 m, pin, straight - socket, straight, Shielded: No, LED: No, Sheath material: PUR, Halogen: No
4145 | 2455260030 | SAIL-M12GM12G-L-0.3PGR | Sensor/actuator line, Connecting line, M12 / M12, Number of poles : 5, 0.3 m, pin, straight - socket, straight, Shielded: No, LED: No, Sheath material: PUR, Halogen: No
4146 | 2455270150 | SAIL-M12GM12W-K-1.5P | Power cable, Connecting line, M12 / M12, Number of poles : 5 (4 + PE), 1.5 m, pin, straight - socket, 90°, Shielded: No, LED: No, Sheath material: PUR, Halogen: No
4147 | 2455270300 | SAIL-M12GM12W-K-3.0P | Power cable, Connecting line, M12 / M12, Number of poles : 5 (4 + PE), 3 m, pin, straight - socket, 90°, Shielded: No, LED: No, Sheath material: PUR, Halogen: No
4148 | 2455270500 | SAIL-M12GM12W-K-5.0P | Power cable, Connecting line, M12 / M12, Number of poles : 5 (4 + PE), 5 m, pin, straight - socket, 90°, Shielded: No, LED: No, Sheath material: PUR, Halogen: No
4149 | 2455271000 | SAIL-M12GM12W-K-10P | Power cable, Connecting line, M12 / M12, Number of poles : 5 (4 + PE), 10 m, pin, straight - socket, 90°, Shielded: No, LED: No, Sheath material: PUR, Halogen: No
4150 | 2455290150 | SAIL-M12WM12W-K-1.5P | Power cable, Connecting line, M12 / M12, Number of poles : 5 (4 + PE), 1.5 m, pin, 90° - socket 90°, Shielded: No, LED: No, Sheath material: PUR, Halogen: No
4151 | 2455290300 | SAIL-M12WM12W-K-3.0P | Power cable, Connecting line, M12 / M12, Number of poles : 5 (4 + PE), 3 m, pin, 90° - socket 90°, Shielded: No, LED: No, Sheath material: PUR, Halogen: No
4152 | 2455290500 | SAIL-M12WM12W-K-5.0P | Power cable, Connecting line, M12 / M12, Number of poles : 5 (4 + PE), 5 m, pin, 90° - socket 90°, Shielded: No, LED: No, Sheath material: PUR, Halogen: No
4153 | 2455291000 | SAIL-M12WM12W-K-10P | Power cable, Connecting line, M12 / M12, Number of poles : 5 (4 + PE), 10 m, pin, 90° - socket 90°, Shielded: No, LED: No, Sheath material: PUR, Halogen: No
4154 | 2455310150 | SAIL-M12WM12G-K-1.5P | Power cable, Connecting line, M12 / M12, Number of poles : 5 (4 + PE), 1.5 m, pin, angled - bush straight, Shielded: No, LED: No, Sheath material: PUR, Halogen: No
4155 | 2455310300 | SAIL-M12WM12G-K-3.0P | Power cable, Connecting line, M12 / M12, Number of poles : 5 (4 + PE), 3 m, pin, angled - bush straight, Shielded: No, LED: No, Sheath material: PUR, Halogen: No
4156 | 2455310500 | SAIL-M12WM12G-K-5.0P | Power cable, Connecting line, M12 / M12, Number of poles : 5 (4 + PE), 5 m, pin, angled - bush straight, Shielded: No, LED: No, Sheath material: PUR, Halogen: No
4157 | 2455311000 | SAIL-M12WM12G-K-10P | Power cable, Connecting line, M12 / M12, Number of poles : 5 (4 + PE), 10 m, pin, angled - bush straight, Shielded: No, LED: No, Sheath material: PUR, Halogen: No
4158 | 2455990030 | SAIL-M12BGM12G-CD-0.3A | Bus line, Connecting line, M12 / M12, Number of poles: 5, 0.3 m, Shielded: Yes, LED: No, Sheath material: PUR, Halogen: No
4159 | 2455990050 | SAIL-M12BGM12G-CD-0.5A | Bus line, Connecting line, M12 / M12, Number of poles: 5, 0.5 m, Shielded: Yes, LED: No, Sheath material: PUR, Halogen: No
4160 | 2455990100 | SAIL-M12BGM12G-CD-1.0A | Bus line, Connecting line, M12 / M12, Number of poles: 5, 1 m, Shielded: Yes, LED: No, Sheath material: PUR, Halogen: No
4161 | 2455990250 | SAIL-M12BGM12G-CD-2.5A | Bus line, Connecting line, M12 / M12, Number of poles: 5, 2.5 m, Shielded: Yes, LED: No, Sheath material: PUR, Halogen: No
4162 | 2455990500 | SAIL-M12BGM12G-CD-5.0A | Bus line, Connecting line, M12 / M12, Number of poles: 5, 5 m, Shielded: Yes, LED: No, Sheath material: PUR, Halogen: No
4163 | 2457240000 | UR20-8DI-ISO-2W | Remote I/O module, IP20, Digital signals, Input, 8-channel
4164 | 2458910050 | IE-C5DS4VG0050A60XXX-E | System cable, RJ45 IP 20, Open, Cat.5 (ISO/IEC 11801) / Cat.5e (TIA T568-B), PVC, 5 m
4165 | 2458910075 | IE-C5DS4VG0075A60XXX-E | System cable, RJ45 IP 20, Open, Cat.5 (ISO/IEC 11801) / Cat.5e (TIA T568-B), PVC, 7.5 m
4166 | 2458910150 | IE-C5DS4VG0150A60XXX-E | System cable, RJ45 IP 20, Open, Cat.5 (ISO/IEC 11801) / Cat.5e (TIA T568-B), PVC, 15 m
4167 | 2460640000 | IE-FC-SET-IPDED003-KY-M | FrontCom, Set
4168 | 2492380000 | WMF 2.5 DI SW | W-Series, Test-disconnect terminal, Rated cross-section: 2.5 mm², Screw connection
4169 | 2503570150 | SAIL-M12WM12G-5-1.5V | Sensor/actuator line, Connecting line, M12 / M12, Number of poles : 5, 1.5 m, Shielded: No, LED: No, Sheath material: PVC, Halogen: Yes
4170 | 2503570300 | SAIL-M12WM12G-5-3.0V | Sensor/actuator line, Connecting line, M12 / M12, Number of poles : 5, 3 m, Shielded: No, LED: No, Sheath material: PVC, Halogen: Yes
4171 | 2503570500 | SAIL-M12WM12G-5-5.0V | Sensor/actuator line, Connecting line, M12 / M12, Number of poles : 5, 5 m, Shielded: No, LED: No, Sheath material: PVC, Halogen: Yes
4172 | 2503571000 | SAIL-M12WM12G-5-10V | Sensor/actuator line, Connecting line, M12 / M12, Number of poles : 5, 10 m, Shielded: No, LED: No, Sheath material: PVC, Halogen: Yes
4173 | 2503571500 | SAIL-M12WM12G-5-15V | Sensor/actuator line, Connecting line, M12 / M12, Number of poles : 5, 15 m, Shielded: No, LED: No, Sheath material: PVC, Halogen: Yes
4174 | 2530620000 | VPU PV I+II 3 R 1000 | Surge voltage arrester, Low voltage, with remote contact
4175 | 2530770000 | SAIE-M12SL-0.3VFM16-1.5 | Built-in plugs, M12, pin, straight, Number of poles: 5, 0.3 m, Front mounting
4176 | 2530780000 | SAIE-M12BL-0.3VFM16-1.5 | Built-in plugs, M12, Female socket, straight, Number of poles: 5, 0.3 m, Front mounting
4177 | 2530790000 | SAIE-M12SL-0.3VFM16-2.5 | Built-in plugs, M12, pin, straight, Number of poles: 5, 0.3 m, Front mounting
4178 | 2530800000 | SAIE-M12BL-0.3VFM16-2.5 | Built-in plugs, M12, Female socket, straight, Number of poles: 5, 0.3 m, Front mounting
4179 | 2530880000 | SAIE-M12SL-5S-F12TL-M16 | Built-in plugs, M12, M 16, Number of poles: 5, Frontpanel mounting
4180 | 2530910000 | SAIE-M12BL-5S-H11TL-M16 | Built-in plugs, M12, M 16, Number of poles: 5, Backpanel mouting
4181 | 2531290000 | A2T 2.5 3C | Feed-through terminal, PUSH IN, 2.5 mm², 800 V, 22 A, dark beige
4182 | 2531310000 | A2T 2.5 3C VL | Feed-through terminal, PUSH IN, 2.5 mm², 800 V, 22 A, dark beige
4183 | 2532690000 | AEP 2T 2.5 3C | A-series, End plate
4184 | 2535930000 | IE-SR-2GT-LTE/4G-EU | Security/NAT/VPN/U-link Router, with integrated multi-band modem (4G/3G/2G), EU-model, Gigabit Ethernet, 2x RJ45 10/100/1000BaseT(X), IP20, -20 °C...70 °C
4185 | 2535940000 | IE-SR-6GT-LAN | Security/NAT/VPN/U-link Router, Gigabit Ethernet, 6 * RJ45 10/100/1000BaseT(X), IP20, -20 °C...70 °C
4186 | 2535950000 | IE-SR-6GT-LTE/4G-US | Security/NAT/VPN/U-link Router, with integrated multi-band modem (4G/3G/2G), US-model, Gigabit Ethernet, 6 * RJ45 10/100/1000BaseT(X), IP20, -20 °C...70 °C
4187 | 2535960000 | IE-SR-6GT-LTE/4G-EU | Security/NAT/VPN/U-link Router, with integrated multi-band modem (4G/3G/2G), EU-model, Gigabit Ethernet, 6 * RJ45 10/100/1000BaseT(X), IP20, -20 °C...70 °C
4188 | 2535980000 | IE-SR-2GT-LAN-M | Security/NAT/VPN/U-link Router, Gigabit Ethernet, 2 * RJ45 10/100/1000BaseT(X), DNV-GL, IP20, -20 °C...70 °C
4189 | 2540830000 | ENERGY METER D370-CBM | Supply voltage :
4190 | 2540850000 | ENERGY METER 610-230 | Supply voltage : 230 V
4191 | 2540920000 | ENERGY METER 610-24 | Supply voltage : 24 V
4192 | 2544060000 | HDC 64D TOBU 1M40G EMC | HDC enclosures, Size: 8, Protection degree: IP65 (in plugged condition), Cable entry from top, Plug housing, Side-locking clamp on lower side, high, Size of cable entries: M 40
4193 | 2548060000 | IE-FC-IP-PWB | FrontCom, Insert plate, unshielded, 1x Power
4194 | 2548180000 | P BAG | Tools, Accessories
4195 | 2555650000 | WDK 2.5/D/7 | W-Series, Component terminal, Rated cross-section: 2.5 mm², Screw connection
4196 | 2556590000 | FF 11 54/230V BK | Filter fan, IP54, black
4197 | 2556620000 | FF 22 54/230V GY | Filter fan, IP54, grey
4198 | 2556630000 | FF 22 54/230V BK | Filter fan, IP54, black
4199 | 2556640000 | FF 22 55/230V GY | Filter fan, IP55, grey
4200 | 2556650000 | FF 22 55/230V BK | Filter fan, IP55, black
4201 | 2556680000 | FF 32 54/230V GY | Filter fan, IP54, grey
4202 | 2556690000 | FF 32 54/230V BK | Filter fan, IP54, black
4203 | 2556710000 | FF 32 55/230V BK | Filter fan, IP55, black
4204 | 2556850000 | FF 43 55/230V BK | Filter fan, IP55, black
4205 | 2556870000 | FF 65 54/230V GY | Filter fan, IP54, grey
4206 | 2557730000 | RFF 605 54/230V GY | Filter fan, IP54, grey
4207 | 2557740000 | RFF 605 33/230V GY | Filter fan, IP33, grey
4208 | 2557750000 | RFF-FIMT 605X 54 | Filter mat, IP54, white
4209 | 2557770000 | RFF 607 54/230V GY | Filter fan, IP54, grey
4210 | 2557780000 | RFF 607 33/230V GY | Filter fan, IP33, grey
4211 | 2557810000 | RFF 610 54/230V GY | Filter fan, IP54, grey
4212 | 2557820000 | RFF 610 33/230V GY | Filter fan, IP33, grey
4213 | 2557840000 | REF 600 54 GY | Exhaust filter, IP54, grey
4214 | 2557850000 | REF 600 33 GY | Exhaust filter, IP33, grey
4215 | 2557860000 | RH-CBCO 10W 110-250V BK | Radiant heating panel, 110 V, 250 V, IP54, black
4216 | 2557870000 | RH-CBCO 20W 110-250V BK | Radiant heating panel, 110 V, 250 V, IP54, black
4217 | 2557880000 | RH-CBCO 30W 110-250V BK | Radiant heating panel, 110 V, 250 V, IP54, black
4218 | 2557900000 | RH-CBCO 45W 110-250V | Radiant heating panel, 110 V, 250 V, IP44, silver
4219 | 2557910000 | RH-TCO 30W 110-250V | Radiant heating panel, 110 V, 250 V, IP20, silver
4220 | 2557920000 | RH-TCO 45W 110-250V | Radiant heating panel, 110 V, 250 V, IP20, silver
4221 | 2557930000 | RH-CBCO 75W 110-250V | Radiant heating panel, 110 V, 250 V, IP44, silver
4222 | 2557940000 | RH-CBCO 100W 110-250V | Radiant heating panel, 110 V, 250 V, IP44, silver
4223 | 2557950000 | RH-CBCO 150W 110-250V | Radiant heating panel, 110 V, 250 V, IP44, silver
4224 | 2557960000 | RH-TCO 75W 110-250V | Radiant heating panel, 110 V, 250 V, IP20, silver
4225 | 2557970000 | RH-TCO 100W 110-250V | Radiant heating panel, 110 V, 250 V, IP20, silver
4226 | 2557980000 | RH-TCO 150W 110-250V | Radiant heating panel, 110 V, 250 V, IP20, silver
4227 | 2558000000 | FH-TCO 400W 230V | Heating panel fan, IP20, silver
4228 | 2558010000 | FH-TCO 200W 230V BK | Heating panel fan, IP20, black
4229 | 2558020000 | FH-TCO 300W 230V BK | Heating panel fan, IP20, black
4230 | 2558030000 | FH-TCO 400W 230V BK | Heating panel fan, IP20, black
4231 | 2558040000 | FH-TCO 500W 230V BK | Heating panel fan, IP20, black
4232 | 2558050000 | FH-TCO 650W 230V BK | Heating panel fan, IP20, black
4233 | 2558060000 | FH-TCO 800W 230V BK | Heating panel fan, IP20, black
4234 | 2558070000 | FH-TCO 1000W 230V BK | Heating panel fan, IP20, black
4235 | 2558080000 | FH-TCO 1200W 230V BK | Heating panel fan, IP20, black
4236 | 2558090000 | FH-TH 200W 230V BK | Heating panel fan, IP20, black
4237 | 2558100000 | FH-TH 300W 230V BK | Heating panel fan, IP20, black
4238 | 2558110000 | FH-TH 400W 230V BK | Heating panel fan, IP20, black
4239 | 2558160000 | FH-TH 1200W 230V BK | Heating panel fan, IP20, black
4240 | 2558170000 | THSW 1K -20°+40°C CO | Temperature switch, grey white
4241 | 2558180000 | THSW 3K -20°+40°C CO | Temperature switch, grey white
4242 | 2558190000 | THSW 1K 0°+60°C CO | Temperature switch, grey white
4243 | 2558200000 | THSW 3K 0°+60°C CO | Temperature switch, grey white
4244 | 2558250000 | THSW 0°+60°C NO/NC | Temperature switch, grey white
4245 | 2579430000 | P BAG SET 4 | Tools, Accessories
4246 | 2579440000 | P BAG SET 5 | Tools, Accessories
4247 | 2579450000 | P BAG SET 6 | Tools, Accessories
4248 | 2579460000 | P BAG SET 7 | Tools, Accessories
4249 | 2579470000 | P BAG SET 8 | Tools, Accessories
4250 | 2579480000 | P BAG SET 9 | Tools, Accessories
4251 | 7760054124 | ACT20P-2CI-2CO-ILP-S | Signal converter/isolator, dual channel, Input current loop feed, Input : 2 x 0(4) - 20 mA, (loop powered), Output : 2 x 0(4) - 20 mA
4252 | 7760056353 | SDI 1CO PCB | , Relay socket, Number of contacts: 1, CO contact
4253 | 7760056367 | SCM CLIP P | D-SERIES DRM, Retaining clip
4254 | 7760056368 | SDI CLIP LM | D-SERIES DRI, Retaining clip
4255 | 7789028020 | PAC-CMLX-SD25-V0-2M | Pre-assembled cable, PAC, Cable LiYCY, 0.25 mm²
4256 | 7789030060 | PAC-CTLX-RV36-V0-6M | Pre-assembled cable, PAC, Cable LiYY, 0.25 mm²
4257 | 7789044020 | PAC-CMLX-SD25-V1-2M | Pre-assembled cable, PAC, Cable LiYCY, 0.25 mm²
4258 | 7789650050 | PAC-CJ1W-HE20-V5-5M | Pre-assembled cable, PAC, Cable LiYY, 0.25 mm²
4259 | 7789765100 | PAC-ELCO 56-F56-F-10M | Pre-assembled cable, PAC, Pre-assembled cable, Cable LiYCY, 0.25 mm²
4260 | 7789767020 | PAC-CJ1W-HE20-V7-2M | Pre-assembled cable, PAC, Cable LiYY, 0.25 mm²
4261 | 7789778030 | PAC-S300-HE40-V0-3M | Pre-assembled cable, PAC, Cable LiYY, 8.6 ± 1 mm
4262 | 7789800030 | PAC-S300-SD25-V5-3M | Pre-assembled cable, PAC, Cable LiYCY, 0.25 mm²
4263 | 7789801100 | PAC-S300-HE20-S-V0-10M | Pre-assembled cable, PAC, Cable LiYCY, 8.6 ± 1 mm
4264 | 7789806025 | PAC-UNIV-HE20-FD1-2M5 | Pre-assembled cable, PAC, Cable LiYY, 0.25 mm²
4265 | 7789808025 | PAC-UNIV-HE40-FD1-2M5 | Pre-assembled cable, PAC, Cable LiYY, 0.25 mm²
4266 | 8909650330 | IE-C6ES8UG0330A40A40-E | System cable, RJ45 IP 20, RJ45 IP 20, Cat.6A / Class EA (ISO/IEC 11801 2010), PUR, 33 m
4267 | 9457232000 | SAIL-M12GM12G-3-20U | Sensor/actuator line, Connecting line, M12 / M12, Number of poles : 3, 20 m, Shielded: No, LED: No, Sheath material: PUR, Halogen: No
4268 | 9457270070 | SAIL-M12GM12W-5-0.7U | Sensor/actuator line, Connecting line, M12 / M12, Number of poles : 5, 0.7 m, Shielded: No, LED: No, Sheath material: PUR, Halogen: No
4269 | 9457272000 | SAIL-M12GM12W-5-20U | Sensor/actuator line, Connecting line, M12 / M12, Number of poles : 5, 20 m, pin, straight - socket, 90°, Shielded: No, LED: No, Sheath material: PUR, Halogen: No
4270 | 9457343000 | SAIL-M12GM12G-5-30U | Sensor/actuator line, Connecting line, M12 / M12, Number of poles : 5, 30 m, pin, straight - socket, straight, Shielded: No, LED: No, Sheath material: PUR, Halogen: No
4271 | 9457343500 | SAIL-M12GM12G-5-35U | Sensor/actuator line, Connecting line, M12 / M12, Number of poles : 3, 35 m, pin, straight - socket, straight, Shielded: No, LED: No, Sheath material: PUR, Halogen: No
4272 | 9457382000 | SAIL-M8BW-3-20U | Sensor/actuator line, One end without connector, M8, Number of poles : 3, 20 m, Socket, angled, Shielded: No, LED: No, Sheath material: PUR, Halogen: No
4273 | 9457383000 | SAIL-M8BW-3-30U | Sensor/actuator line, One end without connector, M8, Number of poles : 3, 30 m, Socket, angled, Shielded: No, LED: No, Sheath material: PUR, Halogen: No
4274 | 9457383500 | SAIL-M8BW-3-35U | Sensor/actuator line, One end without connector, M8, Number of poles : 3, 35 m, Shielded: No, LED: No, Sheath material: PUR, Halogen: No
4275 | 9457384000 | SAIL-M8BW-3-40U | Sensor/actuator line, One end without connector, M8, Number of poles : 3, 40 m, Shielded: No, LED: No, Sheath material: PUR, Halogen: No
4276 | 9457612500 | SAIL-M12G-5-25U | Sensor/actuator line, One end without connector, M12, Number of poles : 5, 25 m, pin, straight, Shielded: No, LED: No, Sheath material: PUR, Halogen: No
4277 | 9457614500 | SAIL-M12G-5-45U | Sensor/actuator line, One end without connector, M12, Number of poles : 5, 45 m, pin, straight, Shielded: No, LED: No, Sheath material: PUR, Halogen: No
4278 | 9457615500 | SAIL-M12G-5-55U | Sensor/actuator line, One end without connector, M12, Number of poles : 5, 55 m, pin, straight, Shielded: No, LED: No, Sheath material: PUR, Halogen: No
4279 | 9457933000 | SAIL-VSB-30U | Valve plug, One end without connector - valve plug
4280 | 2602720000 | SFX-DT 9/24 MC NE BL | Conductor and cable markers, 7 - 40 mm, 24 x 15 mm, blue
4281 | 2602730000 | SFX-DT 11/60 MC NE BL | Conductor and cable markers, 7 - 40 mm, 60 x 11 mm, blue
4282 | 2602740000 | SFX-DT 10/60 S MC NE BL | Conductor and cable markers, 7 - 40 mm, 60 x 10 mm, blue
4283 | 2544030000 | HDC 40D TSBU 1M40G EMC | HDC enclosures, Size: 6, Protection degree: IP65 (in plugged condition), Cable entry from side, Plug housing, Side-locking clamp on lower side, high, Size of cable entries: M 40
4284 | 2543960000 | HDC 16D TSLU 1M32G EMC | HDC enclosures, Size: 3, Protection degree: IP65 (in plugged condition), Cable entry from side, Plug housing, End-locking clamp, lower side, high, Size of cable entries: M 32
4285 | 2544010000 | HDC 24D TSBU 1M32G EMC | HDC enclosures, Size: 4, Protection degree: IP65 (in plugged condition), Cable entry from side, Plug housing, Side-locking clamp on lower side, high, Size of cable entries: M 32
4286 | 2556370000 | TCC 6.4/51 OR | TERMSERIES, Cross-connector
4287 | 2591440000 | VPU AC I 3 300/12.5 | Surge voltage arrester, Low voltage, Surge protection, TN-C (U0? 230/400 V)
4288 | 2591430000 | VPU AC I 4 R 300/12.5 | Surge voltage arrester, Low voltage, Surge protection, with remote contact, TN-C-S, TN-S
4289 | 2591470000 | VPU AC I 3+1 R 300/12.5 | Surge voltage arrester, Low voltage, Surge protection, with remote contact, TN-C-S, TN-S, TT, IT with N, IT without N
4290 | 2551510000 | A2C 35 | Feed-through terminal, PUSH IN, 35 mm², 1000 V, 125 A, dark beige
4291 | 2552090000 | A2C 35 BL | Feed-through terminal, PUSH IN, 35 mm², 1000 V, 125 A, blue
4292 | 2618000000 | TRP 24VDC 1CO | TERMSERIES, Relay module, Number of contacts: 1, CO contact AgNi, Rated control voltage: 24 V DC ±20 %, Continuous current: 6 A, PUSH IN, Test button available: No
4293 | 7760054121 | ACT20P-VI-CO-OLP-S | Signal converter/isolator, Output current loop powered, Input : 0-10 V, Output : 4-20 mA, (loop powered)
4294 | 1010850085 | IE-C5DB4RE0085MCSMCS-E | System cable, M12 D-code ? IP 67 straight pin, M12 D-code ? IP 67 straight pin, Cat.5 (ISO/IEC 11801) / Cat.5e (TIA T568-B), Radox GKW S, 8.5 m
4295 | 1010850090 | IE-C5DB4RE0090MCSMCS-E | System cable, M12 D-code ? IP 67 straight pin, M12 D-code ? IP 67 straight pin, Cat.5 (ISO/IEC 11801) / Cat.5e (TIA T568-B), Radox GKW S, 9 m
4296 | 1094190200 | SAIL-M12BG-4-2L2.0U | Sensor/actuator line, One end without connector, M12, Number of poles : 4, 2 m, Female socket, straight, Shielded: No, LED: Yes, Sheath material: PUR, Halogen: No
4297 | 1094191000 | SAIL-M12BG-4-2L10U | Sensor/actuator line, One end without connector, M12, Number of poles : 4, 10 m, Female socket, straight, Shielded: No, LED: Yes, Sheath material: PUR, Halogen: No
4298 | 1111440050 | IE-C5DD4UG0050MSSXXX-X | Dragline cable, PROFINET, M12 D-code ? IP 67 straight socket, Open, Cat.5 (ISO/IEC 11801) / Cat.5e (TIA T568-B), PUR, 5 m
4299 | 1111440100 | IE-C5DD4UG0100MSSXXX-X | Dragline cable, PROFINET, M12 D-code ? IP 67 straight socket, Open, Cat.5 (ISO/IEC 11801) / Cat.5e (TIA T568-B), PUR, 10 m
4300 | 1111440150 | IE-C5DD4UG0150MSSXXX-X | Dragline cable, PROFINET, M12 D-code ? IP 67 straight socket, Open, Cat.5 (ISO/IEC 11801) / Cat.5e (TIA T568-B), PUR, 15 m
4301 | 1111440200 | IE-C5DD4UG0200MSSXXX-X | Dragline cable, PROFINET, M12 D-code ? IP 67 straight socket, Open, Cat.5 (ISO/IEC 11801) / Cat.5e (TIA T568-B), PUR, 20 m
4302 | 1220310003 | IE-C5DB4WE0003MCSA20-E | System cable, M12 D-code ? IP 67 straight pin, RJ45 IP 20, Cat.5 (ISO/IEC 11801), Radox GKW S, 0.3 m
4303 | 1220310015 | IE-C5DB4WE0015MCSA20-E | System cable, M12 D-code ? IP 67 straight pin, RJ45 IP 20, Cat.5 (ISO/IEC 11801), Radox GKW S, 1.5 m
4304 | 1220310025 | IE-C5DB4WE0025MCSA20-E | System cable, M12 D-code ? IP 67 straight pin, RJ45 IP 20, Cat.5 (ISO/IEC 11801), Radox GKW S, 2.5 m
4305 | 1220310065 | IE-C5DB4WE0065MCSA20-E | System cable, M12 D-code ? IP 67 straight pin, RJ45 IP 20, Cat.5 (ISO/IEC 11801), Radox GKW S, 6.5 m
4306 | 1220310085 | IE-C5DB4WE0085MCSA20-E | System cable, M12 D-code ? IP 67 straight pin, RJ45 IP 20, Cat.5 (ISO/IEC 11801), Radox GKW S, 8.5 m
4307 | 1220620500 | SAIP-M12GM8W-3-5.0U | Sensor/actuator line, Connecting line, M12 / M8, Number of poles : 3, 5 m, pin, straight, Socket, angled, Shielded: No, LED: No, Sheath material: PUR, Halogen: No
4308 | 1220621000 | SAIP-M12GM8W-3-10U | Sensor/actuator line, Connecting line, M12 / M8, Number of poles : 3, 10 m, pin, straight, Socket, angled, Shielded: No, LED: No, Sheath material: PUR, Halogen: No
4309 | 1273430002 | IE-FPOZ2EE0002DSJ0SJ0-X | Connecting line, PROFINET, SCRJ IP 20, SCRJ IP 20, 980 µm, 0.2 m
4310 | 1273430003 | IE-FPOZ2EE0003DSJ0SJ0-X | Connecting line, PROFINET, SCRJ IP 20, SCRJ IP 20, 980 µm, 0.3 m
4311 | 1273430005 | IE-FPOZ2EE0005DSJ0SJ0-X | Connecting line, PROFINET, SCRJ IP 20, SCRJ IP 20, 980 µm, 0.5 m
4312 | 1312160060 | IE-C6FP8LD0060X40X40-Y | Patch cable, crossover, RJ45 IP 20, RJ45 IP 20, Cat.6A / Class EA (ISO/IEC 11801 2010), LSZH, 6 m
4313 | 1318011500 | IE-FM6C2UE0150MSD1SD1X | Dragline cable, SC IP 67 bayonet V01 metal, SC IP 67 bayonet V01 metal, 62.5 µm, PUR, 150 m
4314 | 1318013650 | IE-FM6C2UE0365MSD1SD1X | Dragline cable, SC IP 67 bayonet V01 metal, SC IP 67 bayonet V01 metal, 62.5 µm, PUR, 365 m
4315 | 1318016000 | IE-FM6C2UE0600MSD1SD1X | Dragline cable, SC IP 67 bayonet V01 metal, SC IP 67 bayonet V01 metal, 62.5 µm, PUR, 600 m
4316 | 1373950020 | PAC-C300-36-F-50-2M | Pre-assembled cable, PAC, Cable LiYCY, 0.50 mm²
4317 | 1382970150 | SAIP-M8BG-3-1.5U | Sensor/actuator line, One end without connector, M8, Number of poles : 3, 1.5 m, Female socket, straight, Shielded: No, LED: No, Sheath material: PUR, Halogen: No
4318 | 1382970500 | SAIP-M8BG-3-5.0U | Sensor/actuator line, One end without connector, M8, Number of poles : 3, 5 m, Female socket, straight, Shielded: No, LED: No, Sheath material: PUR, Halogen: No
4319 | 1393020000 | WQV 70N/5/3/1 | W-Series, Cross-connector, For the terminals, Number of poles: 3
4320 | 1403680075 | IE-CSPD5US0075VAPVAP-X | System cable, PushPull Power, PushPull Power, PUR, 7.5 m
4321 | 1405060015 | PAC-UNIV-FJ20-1:1-1M5 | Pre-assembled cable, PAC
4322 | 1413930000 | SAI-Y-7/8 4P | Y connector, 7/8"
4323 | 1414680000 | IE-PS-ST-SM | FO connector, ST plug, Singlemode, IP20
4324 | 1415410000 | HDC HP 250 M CM3 | HDC insert, Pin, Crimp connection
4325 | 1415420000 | HDC HP 250 F CM3 | HDC insert, Female, Crimp connection
4326 | 1423040000 | SAISW-M-8/9 M12 | Plugs prefabricated to customer spec., M12, pin, 90°
4327 | 1424270150 | SAIL-M12BG-12S1.5U | Sensor/actuator line, One end without connector, M12, Number of poles : 12, 1.5 m, Female socket, straight, Shielded: Yes, LED: No, Sheath material: PUR, Halogen: No
4328 | 1424270750 | SAIL-M12BG-12S7.5U | Sensor/actuator line, One end without connector, M12, Number of poles : 12, 7.5 m, Female socket, straight, Shielded: Yes, LED: No, Sheath material: PUR, Halogen: No
4329 | 1424271000 | SAIL-M12BG-12S10U | Sensor/actuator line, One end without connector, M12, Number of poles : 12, 10 m, Female socket, straight, Shielded: Yes, LED: No, Sheath material: PUR, Halogen: No
4330 | 1424280200 | SAIL-M12BW-12S2.0U | Sensor/actuator line, M12, Number of poles : 12, 2 m, Shielded: Yes, LED: No, Sheath material: PUR, Halogen: No
4331 | 1449420050 | IE-FSMD2UE0005MSDESDEX | Dragline cable, SC IP 67 PushPull V14 metal, SC IP 67 PushPull V14 metal, 9 µm, PUR, 5 m
4332 | 1449420100 | IE-FSMD2UE0010MSDESDEX | Dragline cable, SC IP 67 PushPull V14 metal, SC IP 67 PushPull V14 metal, 9 µm, PUR, 10 m
4333 | 1449420200 | IE-FSMD2UE0020MSDESDEX | Dragline cable, SC IP 67 PushPull V14 metal, SC IP 67 PushPull V14 metal, 9 µm, PUR, 20 m
4334 | 1449420250 | IE-FSMD2UE0025MSDESDEX | Dragline cable, SC IP 67 PushPull V14 metal, SC IP 67 PushPull V14 metal, 9 µm, PUR, 25 m
4335 | 1449420400 | IE-FSMD2UE0040MSDESDEX | Dragline cable, SC IP 67 PushPull V14 metal, SC IP 67 PushPull V14 metal, 9 µm, PUR, 40 m
4336 | 1449470005 | IE-C6KS8VG0005XCSXXX-E | Connecting line, M12 X-type IP 67 straight male, Open, Cat.6A / Class EA (ISO/IEC 11801 2010), PVC, 0.5 m
4337 | 1449470015 | IE-C6KS8VG0015XCSXXX-E | Connecting line, M12 X-type IP 67 straight male, Open, Cat.6A / Class EA (ISO/IEC 11801 2010), PVC, 1.5 m
4338 | 1449470030 | IE-C6KS8VG0030XCSXXX-E | Connecting line, M12 X-type IP 67 straight male, Open, Cat.6A / Class EA (ISO/IEC 11801 2010), PVC, 3 m
4339 | 1449470050 | IE-C6KS8VG0050XCSXXX-E | Connecting line, M12 X-type IP 67 straight male, Open, Cat.6A / Class EA (ISO/IEC 11801 2010), PVC, 5 m
4340 | 1449470100 | IE-C6KS8VG0100XCSXXX-E | Connecting line, M12 X-type IP 67 straight male, Open, Cat.6A / Class EA (ISO/IEC 11801 2010), PVC, 10 m
4341 | 1452440000 | SAI-M23-GS-7/12-VA | Sensor/Actuator plug-in connector, Empty enclosure
4342 | 1452450000 | SAIE-M23-S-VW-VA | Sensor/Actuator plug-in connector, Built-in plugs, Empty enclosure
4343 | 1454710000 | SAIBEND PB M12 4P B-COD | Protected component assemblies, SAI Active, Accessories, Sensor/Actuator plug-in connector
4344 | 1457580075 | IE-C6EL8UG0075U40XCS-E | System cable, RJ45 IP 20, M12 X-type IP 67 straight male, Cat.6A / Class EA (ISO/IEC 11801 2010), PUR, 7.5 m
4345 | 1457580300 | IE-C6EL8UG0300U40XCS-E | System cable, RJ45 IP 20, M12 X-type IP 67 straight male, Cat.6A / Class EA (ISO/IEC 11801 2010), PUR, 30 m
4346 | 1457580400 | IE-C6EL8UG0400U40XCS-E | System cable, RJ45 IP 20, M12 X-type IP 67 straight male, Cat.6A / Class EA (ISO/IEC 11801 2010), PUR, 40 m
4347 | 1465850010 | IE-CSQS9VE0010AQEAQE-K1 | System cable, V14 hybrid (shielded), V14 hybrid (shielded), PVC, 1 m, Hybrid
4348 | 1465850015 | IE-CSQS9VE0015AQEAQE-K1 | System cable, V14 hybrid (shielded), V14 hybrid (shielded), PVC, 1.5 m, Hybrid
4349 | 1465850020 | IE-CSQS9VE0020AQEAQE-K1 | System cable, V14 hybrid (shielded), V14 hybrid (shielded), PVC, 2 m, Hybrid
4350 | 1465850050 | IE-CSQS9VE0050AQEAQE-K1 | System cable, V14 hybrid (shielded), V14 hybrid (shielded), PVC, 5 m, Hybrid
4351 | 1465850080 | IE-CSQS9VE0080AQEAQE-K1 | System cable, V14 hybrid (shielded), V14 hybrid (shielded), PVC, 8 m, Hybrid
4352 | 1465850160 | IE-CSQS9VE0160AQEAQE-K1 | System cable, V14 hybrid (shielded), V14 hybrid (shielded), PVC, 16 m, Hybrid
4353 | 1465880150 | SAIP-M8BG-4-1.5V | Sensor/actuator line, One end without connector, M8, Number of poles : 4, 1.5 m, Female socket, straight, Shielded: No, LED: No, Sheath material: PVC, Halogen: Yes
4354 | 1465880500 | SAIP-M8BG-4-5.0V | Sensor/actuator line, One end without connector, M8, Number of poles : 4, 5 m, Female socket, straight, Shielded: No, LED: No, Sheath material: PVC, Halogen: Yes
4355 | 1465881000 | SAIP-M8BG-4-10V | Sensor/actuator line, One end without connector, M8, Number of poles : 4, 10 m, Female socket, straight, Shielded: No, LED: No, Sheath material: PVC, Halogen: Yes
4356 | 1465890150 | SAIP-M8BW-3-1.5V | Sensor/actuator line, One end without connector, M12 / M8, Number of poles : 3, 1.5 m, Socket, angled, Shielded: No, LED: No, Sheath material: PVC, Halogen: Yes
4357 | 1465890500 | SAIP-M8BW-3-5.0V | Sensor/actuator line, One end without connector, M12 / M8, Number of poles : 3, 5 m, Socket, angled, Shielded: No, LED: No, Sheath material: PVC, Halogen: Yes
4358 | 1465891000 | SAIP-M8BW-3-10V | Sensor/actuator line, One end without connector, M12 / M8, Number of poles : 3, 10 m, Socket, angled, Shielded: No, LED: No, Sheath material: PVC, Halogen: Yes
4359 | 1465910150 | SAIP-M8BW-4-1.5V | Sensor/actuator line, One end without connector, M8, Number of poles : 4, 1.5 m, Socket, angled, Shielded: No, LED: No, Sheath material: PVC, Halogen: Yes
4360 | 1465910500 | SAIP-M8BW-4-5.0V | Sensor/actuator line, One end without connector, M8, Number of poles : 4, 5 m, Socket, angled, Shielded: No, LED: No, Sheath material: PVC, Halogen: Yes
4361 | 1465911000 | SAIP-M8BW-4-10V | Sensor/actuator line, One end without connector, M8, Number of poles : 4, 10 m, Socket, angled, Shielded: No, LED: No, Sheath material: PVC, Halogen: Yes
4362 | 1465950150 | SAIP-M12BG-3-1.5V | Sensor/actuator line, One end without connector, M12, Number of poles : 3, 1.5 m, Female socket, straight, Shielded: No, LED: No, Sheath material: PVC, Halogen: Yes
4363 | 1465950500 | SAIP-M12BG-3-5.0V | Sensor/actuator line, One end without connector, M12, Number of poles : 3, 5 m, Female socket, straight, Shielded: No, LED: No, Sheath material: PVC, Halogen: Yes
4364 | 1465951000 | SAIP-M12BG-3-10V | Sensor/actuator line, One end without connector, M12, Number of poles : 3, 10 m, Female socket, straight, Shielded: No, LED: No, Sheath material: PVC, Halogen: Yes
4365 | 1465960150 | SAIP-M12BG-4-1.5V | Sensor/actuator line, One end without connector, M12, Number of poles : 4, 1.5 m, Female socket, straight, Shielded: No, LED: No, Sheath material: PVC, Halogen: Yes
4366 | 1465961000 | SAIP-M12BG-4-10V | Sensor/actuator line, One end without connector, M12, Number of poles : 4, 10 m, Female socket, straight, Shielded: No, LED: No, Sheath material: PVC, Halogen: Yes
4367 | 1465971000 | SAIP-M12BG-5-10V | Sensor/actuator line, One end without connector, M12, Number of poles : 5, 10 m, Female socket, straight, Shielded: No, LED: No, Sheath material: PVC, Halogen: Yes
4368 | 1465980150 | SAIP-M12BW-3-1.5V | Sensor/actuator line, One end without connector, M12, Number of poles : 3, 1.5 m, Socket, angled, Shielded: No, LED: No, Sheath material: PVC, Halogen: Yes
4369 | 1465980500 | SAIP-M12BW-3-5.0V | Sensor/actuator line, One end without connector, M12, Number of poles : 3, 5 m, Socket, angled, Shielded: No, LED: No, Sheath material: PVC, Halogen: Yes
4370 | 1465981000 | SAIP-M12BW-3-10V | Sensor/actuator line, One end without connector, M12, Number of poles : 3, 10 m, Socket, angled, Shielded: No, LED: No, Sheath material: PVC, Halogen: Yes
4371 | 1465990150 | SAIP-M12BW-4-1.5V | Sensor/actuator line, One end without connector, M12, Number of poles : 4, 1.5 m, Socket, angled, Shielded: No, LED: No, Sheath material: PVC, Halogen: Yes
4372 | 1465990500 | SAIP-M12BW-4-5.0V | Sensor/actuator line, One end without connector, M12, Number of poles : 4, 5 m, Socket, angled, Shielded: No, LED: No, Sheath material: PVC, Halogen: Yes
4373 | 1465991000 | SAIP-M12BW-4-10V | Sensor/actuator line, One end without connector, M12, Number of poles : 4, 10 m, Socket, angled, Shielded: No, LED: No, Sheath material: PVC, Halogen: Yes
4374 | 1466010150 | SAIP-M12BW-5-1.5V | Sensor/actuator line, One end without connector, M12, Number of poles : 5, 1.5 m, Socket, angled, Shielded: No, LED: No, Sheath material: PVC, Halogen: Yes
4375 | 1466010500 | SAIP-M12BW-5-5.0V | Sensor/actuator line, One end without connector, M12, Number of poles : 5, 5 m, Socket, angled, Shielded: No, LED: No, Sheath material: PVC, Halogen: Yes
4376 | 1466011000 | SAIP-M12BW-5-10V | Sensor/actuator line, One end without connector, M12, Number of poles : 5, 10 m, Socket, angled, Shielded: No, LED: No, Sheath material: PVC, Halogen: Yes
4377 | 1990540000 | SAI-ADAPT-M8/M12 4P | Y connector, M12 / M8
4378 | 1990550000 | SAI-ADAPT-M12/M8 3P | Y connector, M12 / M8
4379 | 1990560000 | SAI-ADAPT-M12/M8 4P | Y connector, M12 / M8
4380 | 1990570000 | SAI-ADAPT-M8/M8 4/3P | Y connector, M8 / M8
4381 | 1990620000 | IE-CC-V14M-MF | Accessories, FreeCon
4382 | 1990640000 | IE-CC-VAPM-MF | Accessories, FreeCon
4383 | 2008210000 | HDC HP 250 SSM BO SET | HDC insert, Number of poles: 3, Size: 8
4384 | 2008220000 | HDC HP 250 SSF BO SET | HDC insert, Number of poles: 3, Size: 8
4385 | 2009390000 | SAI-M23-GS-3/7 | Sensor/Actuator plug-in connector, Empty enclosure
4386 | 2010680000 | LOGIC UNIT WCU 650 | graphically programmable logic module, CAN interface, Mounting foot
4387 | 2028150150 | SAIP-M12GM12SG-5-1.5U | Sensor/actuator line, Connecting line, M12 / M12, Number of poles : 5, 1.5 m, Shielded: No, LED: No, Sheath material: PUR, Halogen: No
4388 | 2028150300 | SAIP-M12GM12SG-5-3.0U | Sensor/actuator line, Connecting line, M12 / M12, Number of poles : 5, 3 m, Shielded: No, LED: No, Sheath material: PUR, Halogen: No
4389 | 2028150500 | SAIP-M12GM12SG-5-5.0U | Sensor/actuator line, Connecting line, M12 / M12, Number of poles : 5, 5 m, Shielded: No, LED: No, Sheath material: PUR, Halogen: No
4390 | 2028151000 | SAIP-M12GM12SG-5-10U | Sensor/actuator line, Connecting line, M12 / M12, Number of poles : 5, 10 m, Shielded: No, LED: No, Sheath material: PUR, Halogen: No
4391 | 2047310010 | IE-C5DD4UG0010A60A60-E | Dragline cable, PROFINET, RJ45 IP 20, RJ45 IP 20, Cat.5 (ISO/IEC 11801) / Cat.5e (TIA T568-B), PUR, 1 m
4392 | 2047310025 | IE-C5DD4UG0025A60A60-E | Dragline cable, PROFINET, RJ45 IP 20, RJ45 IP 20, Cat.5 (ISO/IEC 11801) / Cat.5e (TIA T568-B), PUR, 2.5 m
4393 | 2050010150 | SAIL-M12BW-S3-1.5P | Power cable, One end without connector, M12, Number of poles : 3 (2 + PE), 1.5 m, Socket, angled, Shielded: No, LED: No, Sheath material: PUR, Halogen: No
4394 | 2050010300 | SAIL-M12BW-S3-3.0P | Power cable, One end without connector, M12, Number of poles : 3 (2 + PE), 3 m, Socket, angled, Shielded: No, LED: No, Sheath material: PUR, Halogen: No
4395 | 2050010500 | SAIL-M12BW-S3-5.0P | Power cable, One end without connector, M12, Number of poles : 3 (2 + PE), 5 m, Socket, angled, Shielded: No, LED: No, Sheath material: PUR, Halogen: No
4396 | 2050011000 | SAIL-M12BW-S3-10P | Power cable, One end without connector, M12, Number of poles : 3 (2 + PE), 10 m, Socket, angled, Shielded: No, LED: No, Sheath material: PUR, Halogen: No
4397 | 2050020300 | SAIL-M12G-S3-3.0P | Power cable, One end without connector, M12, Number of poles : 3 (2 + PE), 3 m, pin, straight, Shielded: No, LED: No, Sheath material: PUR, Halogen: No
4398 | 2050020500 | SAIL-M12G-S3-5.0P | Power cable, One end without connector, M12, Number of poles : 3 (2 + PE), 5 m, pin, straight, Shielded: No, LED: No, Sheath material: PUR, Halogen: No
4399 | 2050021000 | SAIL-M12G-S3-10P | Power cable, One end without connector, M12, Number of poles : 3 (2 + PE), 10 m, pin, straight, Shielded: No, LED: No, Sheath material: PUR, Halogen: No
4400 | 2050050300 | SAIL-M12W-S3-3.0P | Power cable, One end without connector, M12, Number of poles : 3 (2 + PE), 3 m, pin, 90°, Shielded: No, LED: No, Sheath material: PUR, Halogen: No
4401 | 2050050500 | SAIL-M12W-S3-5.0P | Power cable, One end without connector, M12, Number of poles : 3 (2 + PE), 5 m, pin, 90°, Shielded: No, LED: No, Sheath material: PUR, Halogen: No
4402 | 2050051000 | SAIL-M12W-S3-10P | Power cable, One end without connector, M12, Number of poles : 3 (2 + PE), 10 m, pin, 90°, Shielded: No, LED: No, Sheath material: PUR, Halogen: No
4403 | 2050060030 | SAIL-M12GM12G-S3-0.3P | Power cable, Connecting line, Number of poles : 3 (2 + PE), 0.3 m, Shielded: No, LED: No, Sheath material: PUR, Halogen: No
4404 | 2050060150 | SAIL-M12GM12G-S3-1.5P | Power cable, Connecting line, Number of poles : 3 (2 + PE), 1.5 m, pin, straight - socket, straight, Shielded: No, LED: No, Sheath material: PUR, Halogen: No
4405 | 2050060300 | SAIL-M12GM12G-S3-3.0P | Power cable, Connecting line, Number of poles : 3 (2 + PE), 3 m, pin, straight - socket, straight, Shielded: No, LED: No, Sheath material: PUR, Halogen: No
4406 | 2050060500 | SAIL-M12GM12G-S3-5.0P | Power cable, Connecting line, Number of poles : 3 (2 + PE), 5 m, pin, straight - socket, straight, Shielded: No, LED: No, Sheath material: PUR, Halogen: No
4407 | 2050061000 | SAIL-M12GM12G-S3-10P | Power cable, Connecting line, Number of poles : 3 (2 + PE), 10 m, pin, straight - socket, straight, Shielded: No, LED: No, Sheath material: PUR, Halogen: No
4408 | 2050080150 | SAIL-M12WM12G-S3-1.5P | Power cable, Connecting line, Number of poles : 3 (2 + PE), 1.5 m, pin, angled - bush straight, Shielded: No, LED: No, Sheath material: PUR, Halogen: No
4409 | 2050080300 | SAIL-M12WM12G-S3-3.0P | Power cable, Connecting line, Number of poles : 3 (2 + PE), 3 m, pin, angled - bush straight, Shielded: No, LED: No, Sheath material: PUR, Halogen: No
4410 | 2050080500 | SAIL-M12WM12G-S3-5.0P | Power cable, Connecting line, Number of poles : 3 (2 + PE), 5 m, pin, angled - bush straight, Shielded: No, LED: No, Sheath material: PUR, Halogen: No
4411 | 2050081000 | SAIL-M12WM12G-S3-10P | Power cable, Connecting line, Number of poles : 3 (2 + PE), 10 m, pin, angled - bush straight, Shielded: No, LED: No, Sheath material: PUR, Halogen: No
4412 | 2050100150 | SAIL-M12GM12W-S3-1.5P | Power cable, Connecting line, Number of poles : 3 (2 + PE), 1.5 m, pin, straight - socket, 90°, Shielded: No, LED: No, Sheath material: PUR, Halogen: No
4413 | 2050100300 | SAIL-M12GM12W-S3-3.0P | Power cable, Connecting line, Number of poles : 3 (2 + PE), 3 m, pin, straight - socket, 90°, Shielded: No, LED: No, Sheath material: PUR, Halogen: No
4414 | 2050100500 | SAIL-M12GM12W-S3-5.0P | Power cable, Connecting line, Number of poles : 3 (2 + PE), 5 m, pin, straight - socket, 90°, Shielded: No, LED: No, Sheath material: PUR, Halogen: No
4415 | 2050150150 | SAIL-M12WM12W-S3-1.5P | Power cable, Connecting line, Number of poles : 3 (2 + PE), 1.5 m, pin, 90° - socket 90°, Shielded: No, LED: No, Sheath material: PUR, Halogen: No
4416 | 2050150300 | SAIL-M12WM12W-S3-3.0P | Power cable, Connecting line, Number of poles : 3 (2 + PE), 3 m, pin, 90° - socket 90°, Shielded: No, LED: No, Sheath material: PUR, Halogen: No
4417 | 2050150500 | SAIL-M12WM12W-S3-5.0P | Power cable, Connecting line, Number of poles : 3 (2 + PE), 5 m, pin, 90° - socket 90°, Shielded: No, LED: No, Sheath material: PUR, Halogen: No
4418 | 2050151000 | SAIL-M12WM12W-S3-10P | Power cable, Connecting line, Number of poles : 3 (2 + PE), 10 m, pin, 90° - socket 90°, Shielded: No, LED: No, Sheath material: PUR, Halogen: No
4419 | 2050210150 | SAIL-M12BW-S-1.5P | Power cable, One end without connector, M12, Number of poles : 4 (3 + PE), 1.5 m, Socket, angled, Shielded: No, LED: No, Sheath material: PUR, Halogen: No
4420 | 2050211000 | SAIL-M12BW-S-10P | Power cable, One end without connector, M12, Number of poles : 4 (3 + PE), 10 m, Socket, angled, Shielded: No, LED: No, Sheath material: PUR, Halogen: No
4421 | 2050230150 | SAIL-M12G-S-1.5P | Power cable, One end without connector, M12, Number of poles : 4 (3 + PE), 1.5 m, pin, straight, Shielded: No, LED: No, Sheath material: PUR, Halogen: No
4422 | 2050230200 | SAIL-M12G-S-2.0P | Power cable, One end without connector, M12, Number of poles : 4 (3 + PE), 2 m, Shielded: No, LED: No, Sheath material: PUR, Halogen: No
4423 | 2050230500 | SAIL-M12G-S-5.0P | Power cable, One end without connector, M12, Number of poles : 4 (3 + PE), 5 m, pin, straight, Shielded: No, LED: No, Sheath material: PUR, Halogen: No
4424 | 2050231000 | SAIL-M12G-S-10P | Power cable, One end without connector, M12, Number of poles : 4 (3 + PE), 10 m, pin, straight, Shielded: No, LED: No, Sheath material: PUR, Halogen: No
4425 | 2050350300 | SAIL-M12WM12G-S-3.0P | Power cable, Connecting line, M12 / M12, Number of poles : 4 (3 + PE), 3 m, pin, angled - bush straight, Shielded: No, LED: No, Sheath material: PUR, Halogen: No
4426 | 2050350500 | SAIL-M12WM12G-S-5.0P | Power cable, Connecting line, M12 / M12, Number of poles : 4 (3 + PE), 5 m, pin, angled - bush straight, Shielded: No, LED: No, Sheath material: PUR, Halogen: No
4427 | 2050351000 | SAIL-M12WM12G-S-10P | Power cable, Connecting line, M12 / M12, Number of poles : 4 (3 + PE), 10 m, pin, angled - bush straight, Shielded: No, LED: No, Sheath material: PUR, Halogen: No
4428 | 2050460150 | SAIL-M12GM12W-S-1.5P | Power cable, Connecting line, M12 / M12, Number of poles : 4 (3 + PE), 1.5 m, pin, straight - socket, 90°, Shielded: No, LED: No, Sheath material: PUR, Halogen: No
4429 | 2050460300 | SAIL-M12GM12W-S-3.0P | Power cable, Connecting line, M12 / M12, Number of poles : 4 (3 + PE), 3 m, pin, straight - socket, 90°, Shielded: No, LED: No, Sheath material: PUR, Halogen: No
4430 | 2050460500 | SAIL-M12GM12W-S-5.0P | Power cable, Connecting line, M12 / M12, Number of poles : 4 (3 + PE), 5 m, pin, straight - socket, 90°, Shielded: No, LED: No, Sheath material: PUR, Halogen: No
4431 | 2050461000 | SAIL-M12GM12W-S-10P | Power cable, Connecting line, M12 / M12, Number of poles : 4 (3 + PE), 10 m, pin, straight - socket, 90°, Shielded: No, LED: No, Sheath material: PUR, Halogen: No
4432 | 2050470030 | SAIL-M12WM12W-S-0.3P | Power cable, Connecting line, M12 / M12, Number of poles : 4 (3 + PE), 0.3 m, Shielded: No, LED: No, Sheath material: PUR, Halogen: No
4433 | 2050470150 | SAIL-M12WM12W-S-1.5P | Power cable, Connecting line, M12 / M12, Number of poles : 4 (3 + PE), 1.5 m, pin, 90° - socket 90°, Shielded: No, LED: No, Sheath material: PUR, Halogen: No
4434 | 2050470300 | SAIL-M12WM12W-S-3.0P | Power cable, Connecting line, M12 / M12, Number of poles : 4 (3 + PE), 3 m, pin, 90° - socket 90°, Shielded: No, LED: No, Sheath material: PUR, Halogen: No
4435 | 2050470500 | SAIL-M12WM12W-S-5.0P | Power cable, Connecting line, M12 / M12, Number of poles : 4 (3 + PE), 5 m, pin, 90° - socket 90°, Shielded: No, LED: No, Sheath material: PUR, Halogen: No
4436 | 2050471000 | SAIL-M12WM12W-S-10P | Power cable, Connecting line, M12 / M12, Number of poles : 4 (3 + PE), 10 m, pin, 90° - socket 90°, Shielded: No, LED: No, Sheath material: PUR, Halogen: No
4437 | 2050490150 | SAIL-M12BG-T-1.5P | Power cable, One end without connector, M12, Number of poles : 4, 1.5 m, Female socket, straight, Shielded: No, Sheath material: PUR, Halogen: No
4438 | 2050490300 | SAIL-M12BG-T-3.0P | Power cable, One end without connector, M12, Number of poles : 4, 3 m, Female socket, straight, Shielded: No, Sheath material: PUR, Halogen: No
4439 | 2050491000 | SAIL-M12BG-T-10P | Power cable, One end without connector, M12, Number of poles : 4, 10 m, Female socket, straight, Shielded: No, Sheath material: PUR, Halogen: No
4440 | 2050560150 | SAIL-M12BW-T-1.5P | Power cable, One end without connector, M12, Number of poles : 4, 1.5 m, Socket, angled, Shielded: No, Sheath material: PUR, Halogen: No
4441 | 2050560500 | SAIL-M12BW-T-5.0P | Power cable, One end without connector, M12, Number of poles : 4, 5 m, Socket, angled, Shielded: No, Sheath material: PUR, Halogen: No
4442 | 2050561000 | SAIL-M12BW-T-10P | Power cable, One end without connector, M12, Number of poles : 4, 10 m, Socket, angled, Shielded: No, Sheath material: PUR, Halogen: No
4443 | 2050640150 | SAIL-M12G-T-1.5P | Power cable, One end without connector, M12, Number of poles : 4, 1.5 m, pin, straight, Shielded: No, Sheath material: PUR, Halogen: No
4444 | 2050640300 | SAIL-M12G-T-3.0P | Power cable, One end without connector, M12, Number of poles : 4, 3 m, pin, straight, Shielded: No, Sheath material: PUR, Halogen: No
4445 | 2050640500 | SAIL-M12G-T-5.0P | Power cable, One end without connector, M12, Number of poles : 4, 5 m, pin, straight, Shielded: No, Sheath material: PUR, Halogen: No
4446 | 2050650150 | SAIL-M12W-T-1.5P | Power cable, One end without connector, M12, Number of poles : 4, 1.5 m, pin, 90°, Shielded: No, Sheath material: PUR, Halogen: No
4447 | 2050650300 | SAIL-M12W-T-3.0P | Power cable, One end without connector, M12, Number of poles : 4, 3 m, pin, 90°, Shielded: No, Sheath material: PUR, Halogen: No
4448 | 2050650500 | SAIL-M12W-T-5.0P | Power cable, One end without connector, M12, Number of poles : 4, 5 m, pin, 90°, Shielded: No, Sheath material: PUR, Halogen: No
4449 | 2050651000 | SAIL-M12W-T-10P | Power cable, One end without connector, M12, Number of poles : 4, 10 m, pin, 90°, Shielded: No, Sheath material: PUR, Halogen: No
4450 | 2050680150 | SAIL-M12BG-T-1.5H | Power cable, One end without connector, M12, Number of poles : 4, 1.5 m, Female socket, straight, Shielded: No, Sheath material: PUR, Halogen: No
4451 | 2050680300 | SAIL-M12BG-T-3.0H | Power cable, One end without connector, M12, Number of poles : 4, 3 m, Female socket, straight, Shielded: No, Sheath material: PUR, Halogen: No
4452 | 2050680500 | SAIL-M12BG-T-5.0H | Power cable, One end without connector, M12, Number of poles : 4, 5 m, Female socket, straight, Shielded: No, Sheath material: PUR, Halogen: No
4453 | 2050681000 | SAIL-M12BG-T-10H | Power cable, One end without connector, M12, Number of poles : 4, 10 m, Female socket, straight, Shielded: No, Sheath material: PUR, Halogen: No
4454 | 2050690150 | SAIL-M12BW-T-1.5H | Power cable, One end without connector, M12, Number of poles : 4, 1.5 m, Socket, angled, Shielded: No, Sheath material: PUR, Halogen: No
4455 | 2050690300 | SAIL-M12BW-T-3.0H | Power cable, One end without connector, M12, Number of poles : 4, 3 m, Socket, angled, Shielded: No, Sheath material: PUR, Halogen: No
4456 | 2050690500 | SAIL-M12BW-T-5.0H | Power cable, One end without connector, M12, Number of poles : 4, 5 m, Socket, angled, Shielded: No, Sheath material: PUR, Halogen: No
4457 | 2050691000 | SAIL-M12BW-T-10H | Power cable, One end without connector, M12, Number of poles : 4, 10 m, Socket, angled, Shielded: No, Sheath material: PUR, Halogen: No
4458 | 2050700150 | SAIL-M12G-T-1.5H | Power cable, One end without connector, M12, Number of poles : 4, 1.5 m, pin, straight, Shielded: No, Sheath material: PUR, Halogen: No
4459 | 2050700300 | SAIL-M12G-T-3.0H | Power cable, One end without connector, M12, Number of poles : 4, 3 m, pin, straight, Shielded: No, Sheath material: PUR, Halogen: No
4460 | 2050700500 | SAIL-M12G-T-5.0H | Power cable, One end without connector, M12, Number of poles : 4, 5 m, pin, straight, Shielded: No, Sheath material: PUR, Halogen: No
4461 | 2050701000 | SAIL-M12G-T-10H | Power cable, One end without connector, M12, Number of poles : 4, 10 m, pin, straight, Shielded: No, Sheath material: PUR, Halogen: No
4462 | 2050710300 | SAIL-M12W-T-3.0H | Power cable, One end without connector, M12, Number of poles : 4, 3 m, pin, 90°, Shielded: No, Sheath material: PUR, Halogen: No
4463 | 2050710500 | SAIL-M12W-T-5.0H | Power cable, One end without connector, M12, Number of poles : 4, 5 m, pin, 90°, Shielded: No, Sheath material: PUR, Halogen: No
4464 | 2050711000 | SAIL-M12W-T-10H | Power cable, One end without connector, M12, Number of poles : 4, 10 m, pin, 90°, Shielded: No, Sheath material: PUR, Halogen: No
4465 | 2050760300 | SAIL-M12GM12G-T-3.0P | Power cable, Connecting line, M12 / M12, Number of poles : 4, 3 m, pin, straight - socket, straight, Shielded: No, Sheath material: PUR, Halogen: No
4466 | 2050760500 | SAIL-M12GM12G-T-5.0P | Power cable, Connecting line, M12 / M12, Number of poles : 4, 5 m, pin, straight - socket, straight, Shielded: No, Sheath material: PUR, Halogen: No
4467 | 2050761000 | SAIL-M12GM12G-T-10P | Power cable, Connecting line, M12 / M12, Number of poles : 4, 10 m, pin, straight - socket, straight, Shielded: No, Sheath material: PUR, Halogen: No
4468 | 2050820150 | SAIL-M12WM12G-T-1.5P | Power cable, Connecting line, M12 / M12, Number of poles : 4, 1.5 m, pin, angled - bush straight, Shielded: No, Sheath material: PUR, Halogen: No
4469 | 2050820300 | SAIL-M12WM12G-T-3.0P | Power cable, Connecting line, M12 / M12, Number of poles : 4, 3 m, pin, angled - bush straight, Shielded: No, Sheath material: PUR, Halogen: No
4470 | 2050820500 | SAIL-M12WM12G-T-5.0P | Power cable, Connecting line, M12 / M12, Number of poles : 4, 5 m, pin, angled - bush straight, Shielded: No, Sheath material: PUR, Halogen: No
4471 | 2050821000 | SAIL-M12WM12G-T-10P | Power cable, Connecting line, M12 / M12, Number of poles : 4, 10 m, pin, angled - bush straight, Shielded: No, Sheath material: PUR, Halogen: No
4472 | 2050830150 | SAIL-M12GM12W-T-1.5P | Power cable, Connecting line, M12 / M12, Number of poles : 4, 1.5 m, pin, straight - socket, 90°, Shielded: No, Sheath material: PUR, Halogen: No
4473 | 2050830300 | SAIL-M12GM12W-T-3.0P | Power cable, Connecting line, M12 / M12, Number of poles : 4, 3 m, pin, straight - socket, 90°, Shielded: No, Sheath material: PUR, Halogen: No
4474 | 2050830500 | SAIL-M12GM12W-T-5.0P | Power cable, Connecting line, M12 / M12, Number of poles : 4, 5 m, pin, straight - socket, 90°, Shielded: No, Sheath material: PUR, Halogen: No
4475 | 2050831000 | SAIL-M12GM12W-T-10P | Power cable, Connecting line, M12 / M12, Number of poles : 4, 10 m, pin, straight - socket, 90°, Shielded: No, Sheath material: PUR, Halogen: No
4476 | 2050860150 | SAIL-M12WM12W-T-1.5P | Power cable, Connecting line, M12 / M12, Number of poles : 4, 1.5 m, pin, 90° - socket 90°, Shielded: No, Sheath material: PUR, Halogen: No
4477 | 2050860300 | SAIL-M12WM12W-T-3.0P | Power cable, Connecting line, M12 / M12, Number of poles : 4, 3 m, pin, 90° - socket 90°, Shielded: No, Sheath material: PUR, Halogen: No
4478 | 2050860500 | SAIL-M12WM12W-T-5.0P | Power cable, Connecting line, M12 / M12, Number of poles : 4, 5 m, pin, 90° - socket 90°, Shielded: No, Sheath material: PUR, Halogen: No
4479 | 2050861000 | SAIL-M12WM12W-T-10P | Power cable, Connecting line, M12 / M12, Number of poles : 4, 10 m, pin, 90° - socket 90°, Shielded: No, Sheath material: PUR, Halogen: No
4480 | 2050870150 | SAIL-M12GM12G-T-1.5H | Power cable, Connecting line, M12 / M12, Number of poles : 4, 1.5 m, pin, straight - socket, straight, Shielded: No, Sheath material: PUR, Halogen: No
4481 | 2050870300 | SAIL-M12GM12G-T-3.0H | Power cable, Connecting line, M12 / M12, Number of poles : 4, 3 m, pin, straight - socket, straight, Shielded: No, Sheath material: PUR, Halogen: No
4482 | 2050870500 | SAIL-M12GM12G-T-5.0H | Power cable, Connecting line, M12 / M12, Number of poles : 4, 5 m, pin, straight - socket, straight, Shielded: No, Sheath material: PUR, Halogen: No
4483 | 2050871000 | SAIL-M12GM12G-T-10H | Power cable, Connecting line, M12 / M12, Number of poles : 4, 10 m, pin, straight - socket, straight, Shielded: No, Sheath material: PUR, Halogen: No
4484 | 2050890150 | SAIL-M12WM12G-T-1.5H | Power cable, Connecting line, M12 / M12, Number of poles : 4, 1.5 m, pin, angled - bush straight, Shielded: No, Sheath material: PUR, Halogen: No
4485 | 2050890300 | SAIL-M12WM12G-T-3.0H | Power cable, Connecting line, M12 / M12, Number of poles : 4, 3 m, pin, angled - bush straight, Shielded: No, Sheath material: PUR, Halogen: No
4486 | 2050890500 | SAIL-M12WM12G-T-5.0H | Power cable, Connecting line, M12 / M12, Number of poles : 4, 5 m, pin, angled - bush straight, Shielded: No, Sheath material: PUR, Halogen: No
4487 | 2050891000 | SAIL-M12WM12G-T-10H | Power cable, Connecting line, M12 / M12, Number of poles : 4, 10 m, pin, angled - bush straight, Shielded: No, Sheath material: PUR, Halogen: No
4488 | 2050910150 | SAIL-M12GM12W-T-1.5H | Power cable, Connecting line, M12 / M12, Number of poles : 4, 1.5 m, pin, straight - socket, 90°, Shielded: No, Sheath material: PUR, Halogen: No
4489 | 2050910300 | SAIL-M12GM12W-T-3.0H | Power cable, Connecting line, M12 / M12, Number of poles : 4, 3 m, pin, straight - socket, 90°, Shielded: No, Sheath material: PUR, Halogen: No
4490 | 2050910500 | SAIL-M12GM12W-T-5.0H | Power cable, Connecting line, M12 / M12, Number of poles : 4, 5 m, pin, straight - socket, 90°, Shielded: No, Sheath material: PUR, Halogen: No
4491 | 2050911000 | SAIL-M12GM12W-T-10H | Power cable, Connecting line, M12 / M12, Number of poles : 4, 10 m, pin, straight - socket, 90°, Shielded: No, Sheath material: PUR, Halogen: No
4492 | 2050920150 | SAIL-M12WM12W-T-1.5H | Power cable, Connecting line, M12 / M12, Number of poles : 4, 1.5 m, pin, 90° - socket 90°, Shielded: No, Sheath material: PUR, Halogen: No
4493 | 2050920300 | SAIL-M12WM12W-T-3.0H | Power cable, Connecting line, M12 / M12, Number of poles : 4, 3 m, pin, 90° - socket 90°, Shielded: No, Sheath material: PUR, Halogen: No
4494 | 2050920500 | SAIL-M12WM12W-T-5.0H | Power cable, Connecting line, M12 / M12, Number of poles : 4, 5 m, pin, 90° - socket 90°, Shielded: No, Sheath material: PUR, Halogen: No
4495 | 2050921000 | SAIL-M12WM12W-T-10H | Power cable, Connecting line, M12 / M12, Number of poles : 4, 10 m, pin, 90° - socket 90°, Shielded: No, Sheath material: PUR, Halogen: No
4496 | 2059750200 | SAIP-M12GM12G-4-2.0V | Sensor/actuator line, Connecting line, M12 / M12, Number of poles : 4, 2 m, pin, straight - socket, straight, Shielded: No, LED: No, Sheath material: PVC, Halogen: Yes
4497 | 2059750400 | SAIP-M12GM12G-4-4.0V | Sensor/actuator line, Connecting line, M12 / M12, Number of poles : 4, 4 m, pin, straight - socket, straight, Shielded: No, LED: No, Sheath material: PVC, Halogen: Yes
4498 | 2059750600 | SAIP-M12GM12G-4-6.0V | Sensor/actuator line, Connecting line, M12 / M12, Number of poles : 4, 6 m, pin, straight - socket, straight, Shielded: No, LED: No, Sheath material: PVC, Halogen: Yes
4499 | 2089530020 | IE-FSMD2UE0002MLD0SD0X | Dragline cable, LC-Duplex IP 20, SC duplex IP 20, 9 µm, PUR, 2 m
4500 | 2119770000 | PB-DP SUB-D M12 180K OS | SUB-D
4501 | 2124020010 | IE-C6EL8UG0010U40XSH-E | System cable, RJ45 IP 20, M12 X-type, flange, socket, back panel mounting, Cat.6A / Class EA (ISO/IEC 11801 2010), PUR, 1 m
4502 | 2124020100 | IE-C6EL8UG0100U40XSH-E | System cable, RJ45 IP 20, M12 X-type, flange, socket, back panel mounting, Cat.6A / Class EA (ISO/IEC 11801 2010), PUR, 10 m
4503 | 2124610000 | SAI-M23-SK-VA-IG | Protected component assemblies, Protective cap
4504 | 2433230000 | WB IK SL PZ1 | Screwdriver insert
4505 | 2433510000 | PB-DP SUB-D ZF 180 TERM | SUB-D
4506 | 2435210000 | VG M63 EMV-4 MS 34-44 | VG EMV GEN 4 (EMC cable gland with clamping cage), Cable glands, M 63, 14, OD min. 34 - OD max. 44 mm, IP54, IP66, IP67, IP68 - 5 bar (30 min.), IP69K, Brass, nickel-plated
4507 | 2436230000 | BKP-16DO-SDV541-V1-S | 2 x AKB (50P)
4508 | 2443150400 | SAIL-M8WM8W-4S4.0U | Sensor/actuator line, M8, Number of poles : 4, 4 m, Shielded: Yes, LED: No, Sheath material: PUR, Halogen: No
4509 | 2467320000 | PRO COM CAN OPEN | Communication module
4510 | 2467720000 | SAI-M23PP-GS-3/7 | Sensor/Actuator plug-in connector, Empty enclosure
4511 | 2467730000 | SAI-M23PP-GS-7/12 | Sensor/Actuator plug-in connector, Empty enclosure
4512 | 2467740000 | SAI-M23PP-GS-11/17 | Sensor/Actuator plug-in connector, Empty enclosure
4513 | 2467750000 | SAI-M23PP-GSW-3/7 | Sensor/Actuator plug-in connector, Empty enclosure
4514 | 2467760000 | SAI-M23PP-GSW-7/12 | Sensor/Actuator plug-in connector, Empty enclosure
4515 | 2467770000 | SAI-M23PP-GSW-11/17 | Sensor/Actuator plug-in connector, Empty enclosure
4516 | 2469370000 | A2T 1.5 | Double-tier terminal, PUSH IN, 1.5 mm², 500 V, 16 A, dark beige
4517 | 2469400000 | A2T 1.5 VL | Double-tier terminal, PUSH IN, 1.5 mm², 500 V, 16 A, dark beige
4518 | 2475210150 | SAIL-M8GM8G-5-1.5U | Sensor/actuator line, M8 / M8, Number of poles : 5, 1.5 m, pin, straight - socket, straight, Shielded: No, LED: No, Sheath material: PUR, Halogen: No
4519 | 2475210300 | SAIL-M8GM8G-5-3.0U | Sensor/actuator line, M8 / M8, Number of poles : 5, 3 m, pin, straight - socket, straight, Shielded: No, LED: No, Sheath material: PUR, Halogen: No
4520 | 2475210500 | SAIL-M8GM8G-5-5.0U | Sensor/actuator line, M8 / M8, Number of poles : 5, 5 m, pin, straight - socket, straight, Shielded: No, LED: No, Sheath material: PUR, Halogen: No
4521 | 2475211000 | SAIL-M8GM8G-5-10U | Sensor/actuator line, M8 / M8, Number of poles : 5, 10 m, pin, straight - socket, straight, Shielded: No, LED: No, Sheath material: PUR, Halogen: No
4522 | 2475230150 | SAIL-M8WM8G-5-1.5U | Sensor/actuator line, M8 / M8, Number of poles : 5, 1.5 m, pin, angled - bush straight, Shielded: No, LED: No, Sheath material: PUR, Halogen: No
4523 | 2475230300 | SAIL-M8WM8G-5-3.0U | Sensor/actuator line, M8 / M8, Number of poles : 5, 3 m, pin, angled - bush straight, Shielded: No, LED: No, Sheath material: PUR, Halogen: No
4524 | 2475230500 | SAIL-M8WM8G-5-5.0U | Sensor/actuator line, M8 / M8, Number of poles : 5, 5 m, pin, angled - bush straight, Shielded: No, LED: No, Sheath material: PUR, Halogen: No
4525 | 2475231000 | SAIL-M8WM8G-5-10U | Sensor/actuator line, M8 / M8, Number of poles : 5, 10 m, pin, angled - bush straight, Shielded: No, LED: No, Sheath material: PUR, Halogen: No
4526 | 2475240150 | SAIL-M8GM8W-5-1.5U | Sensor/actuator line, M8 / M8, Number of poles : 5, 1.5 m, pin, straight - socket, 90°, Shielded: No, LED: No, Sheath material: PUR, Halogen: No
4527 | 2475240300 | SAIL-M8GM8W-5-3.0U | Sensor/actuator line, M8 / M8, Number of poles : 5, 3 m, pin, straight - socket, 90°, Shielded: No, LED: No, Sheath material: PUR, Halogen: No
4528 | 2475240500 | SAIL-M8GM8W-5-5.0U | Sensor/actuator line, M8 / M8, Number of poles : 5, 5 m, pin, straight - socket, 90°, Shielded: No, LED: No, Sheath material: PUR, Halogen: No
4529 | 2475241000 | SAIL-M8GM8W-5-10U | Sensor/actuator line, M8 / M8, Number of poles : 5, 10 m, pin, straight - socket, 90°, Shielded: No, LED: No, Sheath material: PUR, Halogen: No
4530 | 2475250150 | SAIL-M8WM8W-5-1.5U | Sensor/actuator line, M8 / M8, Number of poles : 5, 1.5 m, pin, 90° - socket 90°, Shielded: No, LED: No, Sheath material: PUR, Halogen: No
4531 | 2475250300 | SAIL-M8WM8W-5-3.0U | Sensor/actuator line, M8 / M8, Number of poles : 5, 3 m, pin, 90° - socket 90°, Shielded: No, LED: No, Sheath material: PUR, Halogen: No
4532 | 2475250500 | SAIL-M8WM8W-5-5.0U | Sensor/actuator line, M8 / M8, Number of poles : 5, 5 m, pin, 90° - socket 90°, Shielded: No, LED: No, Sheath material: PUR, Halogen: No
4533 | 2475251000 | SAIL-M8WM8W-5-10U | Sensor/actuator line, M8 / M8, Number of poles : 5, 10 m, pin, 90° - socket 90°, Shielded: No, LED: No, Sheath material: PUR, Halogen: No
4534 | 2482160000 | APGTB 1.5 FT 2C/1 | Feed-through terminal, PUSH IN, 1.5 mm², 500 V, 17.5 A, dark beige
4535 | 2482250000 | APG 1.5 L | Plug, 1.5 mm², 500, 17.5 A, dark beige
4536 | 2482270000 | APG 1.5 L GN | Plug, 1.5 mm², 500, 17.5 A, green
4537 | 2482280000 | APG 1.5 MI | Plug, 1.5 mm², 500, 17.5 A, dark beige
4538 | 2482310000 | APG 1.5 R | Plug, 1.5 mm², 500, 17.5 A, dark beige
4539 | 2482330000 | APG 1.5 R GN | Plug, 1.5 mm², 500, 17.5 A, green
4540 | 2482340000 | APG 1.5/1 | Plug, 1.5 mm², 500, 17.5 A, dark beige
4541 | 2482360000 | APG 1.5/3 | Plug, 1.5 mm², 500, 17.5 A, dark beige
4542 | 2482370000 | APG 1.5/4 | Plug, 1.5 mm², 500, 17.5 A, dark beige
4543 | 2482460000 | APG 1.5/3-BG-BL-GN | Plug, 1.5 mm², 500, 17.5 A, dark beige, blue, green
4544 | 2484420200 | SAIE-M12S-CD-2.0A HW | Built-in plugs, M12, Number of poles: 5, 2 m
4545 | 2485140400 | SAIL-M12BGM12G-5S4.0U | Sensor/actuator line, Connecting line, M12 / M12, Number of poles : 5, 4 m, Shielded: Yes, LED: No, Sheath material: PUR, Halogen: No
4546 | 2485140850 | SAIL-M12BGM12G-5S8.5U | Sensor/actuator line, Connecting line, M12 / M12, Number of poles : 5, 8.5 m, Shielded: Yes, LED: No, Sheath material: PUR, Halogen: No
4547 | 2485580030 | IE-C6EL8UG0030XCSXCA-E | System cable, M12 X-type IP 67 straight male, M12 X-type IP67 male, angled, Cat.6A / Class EA (ISO/IEC 11801 2010), PUR, 3 m
4548 | 2485580050 | IE-C6EL8UG0050XCSXCA-E | System cable, M12 X-type IP 67 straight male, M12 X-type IP67 male, angled, Cat.6A / Class EA (ISO/IEC 11801 2010), PUR, 5 m
4549 | 2485590030 | IE-C6EL8UG0030XCAXCA-E | System cable, M12 X-type IP67 male, angled, M12 X-type IP67 male, angled, Cat.6A / Class EA (ISO/IEC 11801 2010), PUR, 3 m
4550 | 2485590050 | IE-C6EL8UG0050XCAXCA-E | System cable, M12 X-type IP67 male, angled, M12 X-type IP67 male, angled, Cat.6A / Class EA (ISO/IEC 11801 2010), PUR, 5 m
4551 | 2485590100 | IE-C6EL8UG0100XCAXCA-E | System cable, M12 X-type IP67 male, angled, M12 X-type IP67 male, angled, Cat.6A / Class EA (ISO/IEC 11801 2010), PUR, 10 m
4552 | 2485600015 | IE-C6EL8UG0015XCAU40-E | System cable, RJ45 IP 20, M12 x-type IP67 male, angled 0°, Cat.6A / Class EA (ISO/IEC 11801 2010), PUR, 1.5 m
4553 | 2485600030 | IE-C6EL8UG0030XCAU40-E | System cable, RJ45 IP 20, M12 x-type IP67 male, angled 0°, Cat.6A / Class EA (ISO/IEC 11801 2010), PUR, 3 m
4554 | 2485600050 | IE-C6EL8UG0050XCAU40-E | System cable, RJ45 IP 20, M12 x-type IP67 male, angled 0°, Cat.6A / Class EA (ISO/IEC 11801 2010), PUR, 5 m
4555 | 2485840000 | APGTB 1.5 2T 4C/2 | Feed-through terminal, PUSH IN, 1.5 mm², 500 V, 17.5 A, dark beige
4556 | 2486990000 | BG GHDE 10P HO GK PT6 | FieldPower® enclosures, IP65 with corresponding housing
4557 | 2488200000 | IE-FCML-MINIUSB-0.3M | USB cable, USB A Mini, Service Interface, USB A Mini, 0.3 m
4558 | 2489680000 | ACT20P-CI-CO-P | Signal converter/isolator, HART®, Input : 0(4)-20 mA, Output : 0(4)-20 mA
4559 | 2489730000 | ACT20P-2CI-2CO-12-P | Signal converter/isolator, HART®, Input : 2 x 0(4) - 20 mA, Output : 2 x 4-20 mA
4560 | 2490360000 | A2C 10 | Feed-through terminal, PUSH IN, 10 mm², 1000 V, 57 A, dark beige
4561 | 2490370000 | A2C 10 BL | Feed-through terminal, PUSH IN, 10 mm², 1000 V, 57 A, blue
4562 | 2490440000 | A2C 10 PE | PE terminal, PUSH IN, 10 mm², Green/yellow
4563 | 2490510000 | A3C 10 BL | Feed-through terminal, PUSH IN, 10 mm², 1000 V, 57 A, blue
4564 | 2490520000 | A3C 10 | Feed-through terminal, PUSH IN, 10 mm², 1000 V, 57 A, dark beige
4565 | 2490590000 | A3C 10 PE | PE terminal, PUSH IN, 10 mm², 1000 V, Green/yellow
4566 | 2493490000 | IE-BHD-VAPM | Power connector, Device flange, PROFINET
4567 | 2494090000 | A3C 16 | Feed-through terminal, PUSH IN, 16 mm², 1000 V, 76 A, dark beige
4568 | 2494100000 | A2C 16 BL | Feed-through terminal, PUSH IN, 16 mm², 1000 V, 76 A, blue
4569 | 2494270000 | RCL425024T | , Relay, Number of contacts: 2, CO contact AgNi, Continuous current: 8 A
4570 | 2494300000 | RCL425615T | , Relay, Number of contacts: 2, CO contact AgNi, Rated control voltage: 115 V AC, Continuous current: 8 A
4571 | 2497120000 | RCMKIT-I 230VAC 4CO AU | RIDERSERIES RCM, Relay module, Number of contacts: 4, CO contact with test button AgNi gold-plated, Rated control voltage: 230 V AC, Continuous current: 6 A, Screw connection, Test button available: Yes
4572 | 2500890000 | ENERGY METER 700-PN-230 | Supply voltage : 230 V
4573 | 2500950000 | WDU 10 SL STB 14 | W-Series, Feed-through terminal, Rated cross-section: 10 mm², Screw connection
4574 | 2502280000 | ALO 16 | Supply terminal, PUSH IN, 16 mm², 800 V, 76 A, dark beige
4575 | 2502320000 | ALO 16 BL | Supply terminal, PUSH IN, 16 mm², 800 V, 76 A, blue
4576 | 2505280000 | ES EPG/HPG 60 DIN 6 | Crimping tool insert, Indent crimp
4577 | 2505290000 | ES EPG 60/HPG DIN 10 | Crimping tool insert, Indent crimp
4578 | 2505300000 | ES EPG 60/HPG DIN 16 | Crimping tool insert, Indent crimp
4579 | 2505310000 | ES EPG 60/HPG DIN 25 | Crimping tool insert, Indent crimp
4580 | 2505320000 | ES EPG 60/HPG DIN 35 | Crimping tool insert, Indent crimp
4581 | 2505330000 | ES EPG 60/HPG DIN 50 | Crimping tool insert, Indent crimp
4582 | 2505340000 | ES EPG 60/HPG DIN 70 | Crimping tool insert, Indent crimp
4583 | 2505350000 | ES EPG 60/HPG DIN 95 | Crimping tool insert, Indent crimp
4584 | 2505360000 | ES EPG 60/HPG DIN 120 | Crimping tool insert, Indent crimp
4585 | 2511690000 | KCMA-18-50-1A-1VA-3 HUT | Primary current: 50 A, Secondary current max.: 1 A, Load: 1 VA, Tolerance class: 3, detachable current transformer
4586 | 2512390000 | SAI-4-S-3P-M8L-M12-LOG | Sensor-actuator passive distributor, M8, with M12 outlet, Yes
4587 | 2512800000 | SAI-4-S-3P-M8L-M12-2AND | Sensor-actuator passive distributor, M8, with M12 outlet, Yes
4588 | 2512810000 | SAI-8-S-3P-M8L-M12-LOG | Sensor-actuator passive distributor, M8, with M12 outlet, Yes
4589 | 2512820000 | SAI-8-S-3P-M8L-M12-2AND | Sensor-actuator passive distributor, M8, with M12 outlet, Yes
4590 | 2519450030 | SAIL-7/8G7/8G-5-0.3U | Sensor/actuator line, 7/8", Number of poles : 5 (4 + PE), 0.3 m, pin, straight - socket, straight, Shielded: No, LED: No, Sheath material: PUR, Halogen: No
4591 | 2519450050 | SAIL-7/8G7/8G-5-0.5U | Sensor/actuator line, 7/8", Number of poles : 5 (4 + PE), 0.5 m, pin, straight - socket, straight, Shielded: No, LED: No, Sheath material: PUR, Halogen: No
4592 | 2519450100 | SAIL-7/8G7/8G-5-1.0U | Sensor/actuator line, 7/8", Number of poles : 5 (4 + PE), 1 m, pin, straight - socket, straight, Shielded: No, LED: No, Sheath material: PUR, Halogen: No
4593 | 2519450150 | SAIL-7/8G7/8G-5-1.5U | Sensor/actuator line, 7/8", Number of poles : 5 (4 + PE), 1.5 m, pin, straight - socket, straight, Shielded: No, LED: No, Sheath material: PUR, Halogen: No
4594 | 2519450300 | SAIL-7/8G7/8G-5-3.0U | Sensor/actuator line, 7/8", Number of poles : 5 (4 + PE), 3 m, pin, straight - socket, straight, Shielded: No, LED: No, Sheath material: PUR, Halogen: No
4595 | 2519450500 | SAIL-7/8G7/8G-5-5.0U | Sensor/actuator line, 7/8", Number of poles : 5 (4 + PE), 5 m, pin, straight - socket, straight, Shielded: No, LED: No, Sheath material: PUR, Halogen: No
4596 | 2519451000 | SAIL-7/8G7/8G-5-10U | Sensor/actuator line, 7/8", Number of poles : 5 (4 + PE), 10 m, pin, straight - socket, straight, Shielded: No, LED: No, Sheath material: PUR, Halogen: No
4597 | 2519460030 | SAIL-7/8W7/8W-5-0.3U | Sensor/actuator line, 7/8", Number of poles : 5 (4 + PE), 0.3 m, pin, 90° - socket 90°, Shielded: No, LED: No, Sheath material: PUR, Halogen: No
4598 | 2519460050 | SAIL-7/8W7/8W-5-0.5U | Sensor/actuator line, 7/8", Number of poles : 5 (4 + PE), 0.5 m, pin, 90° - socket 90°, Shielded: No, LED: No, Sheath material: PUR, Halogen: No
4599 | 2519460100 | SAIL-7/8W7/8W-5-1.0U | Sensor/actuator line, 7/8", Number of poles : 5 (4 + PE), 1 m, pin, 90° - socket 90°, Shielded: No, LED: No, Sheath material: PUR, Halogen: No
4600 | 2519460150 | SAIL-7/8W7/8W-5-1.5U | Sensor/actuator line, 7/8", Number of poles : 5 (4 + PE), 1.5 m, pin, 90° - socket 90°, Shielded: No, LED: No, Sheath material: PUR, Halogen: No
4601 | 2519460300 | SAIL-7/8W7/8W-5-3.0U | Sensor/actuator line, 7/8", Number of poles : 5 (4 + PE), 3 m, pin, 90° - socket 90°, Shielded: No, LED: No, Sheath material: PUR, Halogen: No
4602 | 2519460500 | SAIL-7/8W7/8W-5-5.0U | Sensor/actuator line, 7/8", Number of poles : 5 (4 + PE), 5 m, pin, 90° - socket 90°, Shielded: No, LED: No, Sheath material: PUR, Halogen: No
4603 | 2519461000 | SAIL-7/8W7/8W-5-10U | Sensor/actuator line, 7/8", Number of poles : 5 (4 + PE), 10 m, pin, 90° - socket 90°, Shielded: No, LED: No, Sheath material: PUR, Halogen: No
4604 | 2562600000 | WSI 6/LD 250AC LLC | W-Series, Fuse terminal, Rated cross-section: 6 mm², Screw connection
4605 | 2568990000 | PRO TOP1 240W 24V 10A F | Power supply, switch-mode power supply unit, 24 V
4606 | 2569880000 | ESG 7/10 MC NE WS | ESG, Device markers x 10 mm, PA 66, Colour: white
4607 | 2571480000 | ERTE KLBC SPX 10 | Accessories, Replacement clamping jaw
4608 | 2576610000 | P BAG SET 2 | Tools, Accessories
4609 | 7789126025 | PAC-QTUM-SD25-V1-2M5 | Pre-assembled cable, PAC, Cable LiYCY, 0.25 mm²
4610 | 7789159015 | PAC-CTLX-SD25-V7-1M5 | Pre-assembled cable, PAC, Cable LiYCY, 0.25 mm²
4611 | 7789193020 | PAC-S300-SD15-V0-2M | Pre-assembled cable, PAC, Cable LiYCY, 0.25 mm²
4612 | 7789193030 | PAC-S300-SD15-V0-3M | Pre-assembled cable, PAC, Cable LiYCY, 0.25 mm²
4613 | 7789193050 | PAC-S300-SD15-V0-5M | Pre-assembled cable, PAC, Cable LiYCY, 0.25 mm²
4614 | 7789222060 | PAC-S300-HE20-V2-6M | Pre-assembled cable, PAC, Cable LiYY, 8.6 ± 1 mm
4615 | 7789229005 | PAC-S300-SD25-V1-0M5 | Pre-assembled cable, PAC, Cable LiYCY, 0.25 mm²
4616 | 7789229060 | PAC-S300-SD25-V1-6M | Pre-assembled cable, PAC, Cable LiYCY, 0.25 mm²
4617 | 7789284030 | PAC-S400-SD37-V0-3M | Pre-assembled cable, PAC, Cable LiYCY, 0.25 mm²
4618 | 7789288025 | PAC-S400-SD25-V3-2M5 | Pre-assembled cable, PAC, Cable LiYCY, 0.25 mm²
4619 | 7789288030 | PAC-S400-SD25-V3-3M | Pre-assembled cable, PAC, Cable LiYCY, 0.25 mm²
4620 | 7789306070 | PAC-UNIV-HE20-LCH-7M | Pre-assembled cable, PAC, Cable LiYY, 0.14 mm²
4621 | 7789373020 | PAC-CJ1W-HE20-V3-2M | Pre-assembled cable, PAC, Cable LiYY, 0.25 mm²
4622 | 7789380005 | PAC-M340-HE20-V1-0M5 | Pre-assembled cable, PAC, Cable LiYY, 0.25 mm²
4623 | 7789380060 | PAC-M340-HE20-V1-6M | Pre-assembled cable, PAC, Cable LiYY, 0.25 mm²
4624 | 7789382025 | PAC-M340-RV24-V0-2M5 | Pre-assembled cable, PAC, Cable LiYY, 0.25 mm²
4625 | 7789387005 | PAC-M340-HE20-V0-0M5 | Pre-assembled cable, PAC, Cable LiYY, 0.25 mm²
4626 | 7789388005 | PAC-UNIV-HE20-LCF-0M5 | Pre-assembled cable, PAC, Cable LiYY, 0.14 mm²
4627 | 7789604040 | PAC-S300-SD37-V3-4M | Pre-assembled cable, PAC, Cable LiYCY, 0.25 mm²
4628 | 7789604050 | PAC-S300-SD37-V3-5M | Pre-assembled cable, PAC, Cable LiYCY, 0.25 mm²
4629 | 7789604060 | PAC-S300-SD37-V3-6M | Pre-assembled cable, PAC, Cable LiYCY, 0.25 mm²
4630 | 7789604070 | PAC-S300-SD37-V3-7M | Pre-assembled cable, PAC, Cable LiYCY, 0.25 mm²
4631 | 7789604080 | PAC-S300-SD37-V3-8M | Pre-assembled cable, PAC, Cable LiYCY, 0.25 mm²
4632 | 7789606090 | PAC-S300-UNIU-V0-9M | Pre-assembled cable, PAC, Cable LiYY, 0.25 mm²
4633 | 7789606100 | PAC-S300-UNIU-V0-10M | Pre-assembled cable, PAC, Cable LiYY, 0.25 mm²
4634 | 7789608025 | PAC-S300-UNIU-V1-2M5 | Pre-assembled cable, PAC, Cable LiYY, 0.25 mm²
4635 | 7789617200 | C300-32B-F-2S-M34-20M | Pre-assembled cable, PAC, Cable LiYCY, 0.34 mm²
4636 | 7789631035 | PAC-RX3I-RV36-V0-3M5 | Pre-assembled cable, PAC, Cable LiYY, 0.25 mm²
4637 | 7789641080 | PAC-ABS8-HE20-V0-8M | Pre-assembled cable, PAC, Cable LiYY, 0.25 mm²
4638 | 7789645015 | PAC-CJ1W-HE20-V4-1M5 | Pre-assembled cable, PAC, Cable LiYY, 0.25 mm²
4639 | 7789645050 | PAC-CJ1W-HE20-V4-5M | Pre-assembled cable, PAC, Cable LiYY, 0.25 mm²
4640 | 7789682015 | PAC-MIMQ-SD37-V0-1M5 | Pre-assembled cable, PAC, Cable LiYY, 0.25 mm²
4641 | 7789682020 | PAC-MIMQ-SD37-V0-2M | Pre-assembled cable, PAC, Cable LiYY, 0.25 mm²
4642 | 7789845040 | PAC-S300-SD25-V6-4M | Pre-assembled cable, PAC, Cable LiYCY, 0.25 mm²
4643 | 7789845050 | PAC-S300-SD25-V6-5M | Pre-assembled cable, PAC, Cable LiYCY, 0.25 mm²
4644 | 7789845060 | PAC-S300-SD25-V6-6M | Pre-assembled cable, PAC, Cable LiYCY, 0.25 mm²
4645 | 7789845070 | PAC-S300-SD25-V6-7M | Pre-assembled cable, PAC, Cable LiYCY, 0.25 mm²
4646 | 7789845080 | PAC-S300-SD25-V6-8M | Pre-assembled cable, PAC, Cable LiYCY, 0.25 mm²
4647 | 7789846070 | PAC-M340-SD25-V0-7M | Pre-assembled cable, PAC, Cable LiYCY, 0.25 mm²
4648 | 7789891250 | C300-36B-324B-2S-M34-25 | Pre-assembled cable, PAC, Cable LiYCY, 0.34 mm²
4649 | 7789892010 | C300-36B-324B-2S-M50-1M | Pre-assembled cable, PAC, Cable LiYCY, 0.50 mm²
4650 | 7789895150 | C300-32B-F-2S-M50-15M | Pre-assembled cable, PAC, Cable LiYCY, 0.50 mm²
4651 | 8909650025 | IE-C6ES8UG0025A40A40-E | System cable, RJ45 IP 20, RJ45 IP 20, Cat.6A / Class EA (ISO/IEC 11801 2010), PUR, 2.5 m
4652 | 8909650030 | IE-C6ES8UG0030A40A40-E | System cable, RJ45 IP 20, RJ45 IP 20, Cat.6A / Class EA (ISO/IEC 11801 2010), PUR, 3 m
4653 | 8909650045 | IE-C6ES8UG0045A40A40-E | System cable, RJ45 IP 20, RJ45 IP 20, Cat.6A / Class EA (ISO/IEC 11801 2010), PUR, 4.5 m
4654 | 8909650060 | IE-C6ES8UG0060A40A40-E | System cable, RJ45 IP 20, RJ45 IP 20, Cat.6A / Class EA (ISO/IEC 11801 2010), PUR, 6 m
4655 | 8909650065 | IE-C6ES8UG0065A40A40-E | System cable, RJ45 IP 20, RJ45 IP 20, Cat.6A / Class EA (ISO/IEC 11801 2010), PUR, 6.5 m
4656 | 8909650550 | IE-C6ES8UG0550A40A40-E | System cable, RJ45 IP 20, RJ45 IP 20, Cat.6A / Class EA (ISO/IEC 11801 2010), PUR, 55 m
4657 | 8909650800 | IE-C6ES8UG0800A40A40-E | System cable, RJ45 IP 20, RJ45 IP 20, Cat.6A / Class EA (ISO/IEC 11801 2010), PUR, 80 m
4658 | 8941350080 | IE-C6FS8UG0080A40A40-G | System cable, RJ45 IP 20, RJ45 IP 20, Cat.6A / Class EA (ISO/IEC 11801 2010), PUR, 8 m
4659 | 9456102500 | SAIL-M12G-4-25U | Sensor/actuator line, One end without connector, M12, Number of poles : 4, 25 m, pin, straight, Shielded: No, LED: No, Sheath material: PUR, Halogen: No
4660 | 9456140400 | SAIL-M12BG-5S4.0U | Sensor/actuator line, One end without connector, M12, Number of poles : 5, 4 m, Shielded: Yes, LED: No, Sheath material: PUR, Halogen: No
4661 | 9456153000 | SAIL-M8BW-4-30U | Sensor/actuator line, One end without connector, M8, Number of poles : 4, 30 m, Socket, angled, Shielded: No, LED: No, Sheath material: PUR, Halogen: No
4662 | 9456670200 | SAIL-M12GM8W-4-2.0U | Sensor/actuator line, Connecting line, Number of poles : 4, 2 m, Shielded: No, LED: No, Sheath material: PUR, Halogen: No
4663 | 9457711100 | SAIL-VSA-11U | Valve plug, One end without connector - valve plug
4664 | 9457850400 | SAIL-M8BG-4-4.0U | Sensor/actuator line, One end without connector, M8, Number of poles : 4, 4 m, Female socket, straight, Shielded: No, LED: No, Sheath material: PUR, Halogen: No
4665 | 9457850600 | SAIL-M8BG-4-6.0U | Sensor/actuator line, One end without connector, M8, Number of poles : 4, 6 m, Female socket, straight, Shielded: No, LED: No, Sheath material: PUR, Halogen: No
4666 | 9457850700 | SAIL-M8BG-4-7.0U | Sensor/actuator line, One end without connector, M8, Number of poles : 4, 7 m, Female socket, straight, Shielded: No, LED: No, Sheath material: PUR, Halogen: No
4667 | 9457853500 | SAIL-M8BG-4-35U | Sensor/actuator line, One end without connector, M8, Number of poles : 4, 35 m, Female socket, straight, Shielded: No, LED: No, Sheath material: PUR, Halogen: No
4668 | 9457900070 | SAIL-M12WM12W-5-0.7U | Sensor/actuator line, Connecting line, M12 / M12, Number of poles : 5, 0.7 m, pin, 90° - socket 90°, Shielded: No, LED: No, Sheath material: PUR, Halogen: No
4669 | 9457900080 | SAIL-M12WM12W-5-0.8U | Sensor/actuator line, Connecting line, M12 / M12, Number of poles : 5, 0.8 m, pin, 90° - socket 90°, Shielded: No, LED: No, Sheath material: PUR, Halogen: No
4670 | 9457900085 | SAIL-M12WM12W-5-0.85U | Sensor/actuator line, Connecting line, M12 / M12, Number of poles : 5, 0.85 m, Shielded: No, LED: No, Sheath material: PUR, Halogen: No
4671 | 9457900100 | SAIL-M12WM12W-5-1.0U | Sensor/actuator line, Connecting line, M12 / M12, Number of poles : 5, 1 m, pin, 90° - socket 90°, Shielded: No, LED: No, Sheath material: PUR, Halogen: No
4672 | 9457912500 | SAIL-M12BG-5-25U | Sensor/actuator line, One end without connector, M12, Number of poles : 5, 25 m, Female socket, straight, Shielded: No, LED: No, Sheath material: PUR, Halogen: No
4673 | 9457952500 | SAIV-M12BG-4-25U | Sensor/actuator line, One end without connector, M12, Number of poles : 4, 25 m, Shielded: No, LED: No, Sheath material: PUR, Halogen: No
4674 | 2512840000 | UR67-MP-HP-16DIO-12-60M | Automation Products - u-remote IP67, PROFINET V2.3, EtherNet/IP, EtherCAT, Multiprotocol
4675 | 2621400000 | EL 6 MM WS 30M | THM, Device markers, 6 x , white
4676 | 2621490000 | SFX-DT 9/24 MM BL | SlimFix, Conductor and cable markers, 7 - , 26 x 15 mm, blue
4677 | 2621480000 | SFX-DT 11/60 MM BL | SlimFix, Conductor and cable markers, 7 - , 60 x 13 mm, blue
4678 | 2621440000 | SFX-VT 11/60 MM GE | SlimFix, Conductor and cable markers, 7 - , 60 x 13 mm, yellow
4679 | 2591070000 | VPU AC II 1+1 R 300/50 | Surge voltage arrester, Low voltage, Surge protection, with remote contact, Single-phase, TN, TN-S, TT, IT with N, IT without N
4680 | 2591140000 | VPU AC II 4 300/50 | Surge voltage arrester, Low voltage, Surge protection, TN-C-S, TN-S
4681 | 2591080000 | VPU AC II 3+1 300/50 | Surge voltage arrester, Low voltage, Surge protection, TN-C-S, TN-S, TT, IT with N, IT without N
4682 | 2591560000 | VPU AC I 4 R 480/10 | Surge voltage arrester, Low voltage, Surge protection, with remote contact, TN-C-S, TN-S
4683 | 2599430000 | THM MULTIMARK | Marking systems, Thermotransfer printer, Thermotransfer, 300 DPI, MultiMark, Shrink-fit sleeves, Label reel
4684 | 2635990000 | HDC MHE 4 FP | Signal module
4685 | 2726790000 | VPU AC I 4 R 275/25 LCF S | Surge voltage arrester, Low voltage, Surge protection, Leakage-current-free, with remote contact, TN-C-S, TN-S
4686 | 2682080000 | SNAPMARK 1.5 | Group markers, Terminal marker, 26 x 3.5 mm, Pitch in mm (P): 3.50 Weidmueller, white
4687 | 7789683050 | PAC-MIMQ-HE20-V1-5M | Pre-assembled cable, PAC, Cable LiYY, 0.25 mm²
4688 | 2674920000 | A3C 6 DL BL | Feed-through terminal, PUSH IN, 6 mm², 800 V, 41 A
4689 | 2682250000 | IE-SW-AL05LM-5TX | Network switch, managed, Fast Ethernet, Number of ports: 5x RJ45, IP30, -40 °C...75 °C
4690 | 2682280000 | IE-SW-AL08M-8TX | Network switch, managed, Fast Ethernet, Number of ports: 8x RJ45, IP30, -40 °C...75 °C
4691 | 2715590000 | PRINTJET CONNECT | Marking systems, Ink jet technology, Multicard, MetalliCard
4692 | 2710090000 | WTTB 6 | Test-disconnect terminal, Screw connection, 6 mm², 500 V, 30 A, dark beige
4693 | 1010840020 | IE-C5DB4RE0020MCSXXX-X | System cable, M12 D-code ? IP 67 straight pin, Open, Cat.5 (ISO/IEC 11801) / Cat.5e (TIA T568-B), Radox GKW S, 2 m
4694 | 1010840085 | IE-C5DB4RE0085MCSXXX-X | System cable, M12 D-code ? IP 67 straight pin, Open, Cat.5 (ISO/IEC 11801) / Cat.5e (TIA T568-B), Radox GKW S, 8.5 m
4695 | 1010850003 | IE-C5DB4RE0003MCSMCS-E | System cable, M12 D-code ? IP 67 straight pin, M12 D-code ? IP 67 straight pin, Cat.5 (ISO/IEC 11801) / Cat.5e (TIA T568-B), Radox GKW S, 0.3 m
4696 | 1010850025 | IE-C5DB4RE0025MCSMCS-E | System cable, M12 D-code ? IP 67 straight pin, M12 D-code ? IP 67 straight pin, Cat.5 (ISO/IEC 11801) / Cat.5e (TIA T568-B), Radox GKW S, 2.5 m
4697 | 1010850065 | IE-C5DB4RE0065MCSMCS-E | System cable, M12 D-code ? IP 67 straight pin, M12 D-code ? IP 67 straight pin, Cat.5 (ISO/IEC 11801) / Cat.5e (TIA T568-B), Radox GKW S, 6.5 m
4698 | 1010851000 | IE-C5DB4RE1000MCSMCS-E | System cable, M12 D-code ? IP 67 straight pin, M12 D-code ? IP 67 straight pin, Cat.5 (ISO/IEC 11801) / Cat.5e (TIA T568-B), Radox GKW S, 100 m
4699 | 1092921500 | SAIL-M12BG-4-15UGE | Sensor/actuator line, One end without connector, Number of poles : 4, 15 m, Shielded: No, LED: No, Sheath material: PUR, Halogen: No
4700 | 1217040010 | SAIL-M12GM12SG-CD-0.1A | Bus line, Connecting line, M12 / M12, Number of poles: 5, 0.1 m, Shielded: Yes, LED: No, Sheath material: PUR, Halogen: No
4701 | 1217040050 | SAIL-M12GM12SG-CD-0.5A | Bus line, Connecting line, M12 / M12, Number of poles: 5, 0.5 m, Shielded: Yes, LED: No, Sheath material: PUR, Halogen: No
4702 | 1217040100 | SAIL-M12GM12SG-CD-1.0A | Bus line, Connecting line, M12 / M12, Number of poles: 5, 1 m, Shielded: Yes, LED: No, Sheath material: PUR, Halogen: No
4703 | 1217040250 | SAIL-M12GM12SG-CD-2.5A | Bus line, Connecting line, M12 / M12, Number of poles: 5, 2.5 m, Shielded: Yes, LED: No, Sheath material: PUR, Halogen: No
4704 | 1292192000 | SAIL-7/8BG-5-20U | Sensor/actuator line, 7/8", Number of poles : 5 (4 + PE), 20 m, Shielded: No, LED: No, Sheath material: PUR, Halogen: No
4705 | 1292621500 | SAIL-M12BG-3L15U | Sensor/actuator line, One end without connector, M12, Number of poles : 3, 15 m, Shielded: No, LED: Yes, Sheath material: PUR, Halogen: No
4706 | 1292623000 | SAIL-M12BG-3L30U | Sensor/actuator line, One end without connector, M12, Number of poles : 3, 30 m, Shielded: No, LED: Yes, Sheath material: PUR, Halogen: No
4707 | 1315350000 | UR20-4DI-N | Remote I/O module, IP20, Digital signals, Input, 4-channel
4708 | 1315400000 | UR20-16DI-N-PLC-INT | Remote I/O module, IP20, Digital signals, Input, PLC
4709 | 1315410000 | UR20-4DO-N | Remote I/O module, IP20, Digital signals, Output, 4-channel
4710 | 1315420000 | UR20-4DO-N-2A | Remote I/O module, IP20, Digital signals, Output, 4-channel, 2 A per channel
4711 | 1315450000 | UR20-16DO-N-PLC-INT | Remote I/O module, IP20, Digital signals, Output, PLC
4712 | 1329200020 | PAC-S1200-HE20-V5-2M | Pre-assembled cable, PAC, Cable LiYY, 0.25 mm²
4713 | 1336600000 | HDC 24D TOBU 2M20G | HDC enclosures, Size: 4, Protection degree: IP65, IP65 (in plugged condition), Cable entry from top, Plug housing, Side-locking clamp on lower side, high, Size of cable entries: M 20
4714 | 1350950000 | UR20-BM-PF-O-SP | Replacement part, , Flange-mounted housing
4715 | 1373780060 | C300-36B-F-2S-M34-6M | Pre-assembled cable, PAC, Cable LiYCY, 0.34 mm²
4716 | 1412080000 | IE-SW-BL08T-7TX-1SC | Network switch, unmanaged, Fast Ethernet, Number of ports: 7x RJ45, 1 * SC Multi-mode, IP30, -40 °C...75 °C
4717 | 1412100000 | IE-SW-BL08T-7TX-1ST | Network switch, unmanaged, Fast Ethernet, Number of ports: 7x RJ45, 1 * ST Multi-mode, IP30, -40 °C...75 °C
4718 | 1413920000 | SAI-Y-7/8 3P | Y connector, 7/8"
4719 | 1416410000 | SAI-M23-SK-F | Protected component assemblies, Protective cap
4720 | 1418050000 | SAIE-7/8S-4-0.2U-M20 | Built-in plugs, 7/8", M 20, Number of poles: 4, 0.2 m
4721 | 1421710010 | IE-C5DB4WE0010A20A20-E | System cable, RJ45 IP 20, RJ45 IP 20, Cat.5 (ISO/IEC 11801), Radox GKW S, 1 m
4722 | 1421710020 | IE-C5DB4WE0020A20A20-E | System cable, RJ45 IP 20, RJ45 IP 20, Cat.5 (ISO/IEC 11801), Radox GKW S, 2 m
4723 | 1421710030 | IE-C5DB4WE0030A20A20-E | System cable, RJ45 IP 20, RJ45 IP 20, Cat.5 (ISO/IEC 11801), Radox GKW S, 3 m
4724 | 1421710050 | IE-C5DB4WE0050A20A20-E | System cable, RJ45 IP 20, RJ45 IP 20, Cat.5 (ISO/IEC 11801), Radox GKW S, 5 m
4725 | 1421710100 | IE-C5DB4WE0100A20A20-E | System cable, RJ45 IP 20, RJ45 IP 20, Cat.5 (ISO/IEC 11801), Radox GKW S, 10 m
4726 | 1421710200 | IE-C5DB4WE0200A20A20-E | System cable, RJ45 IP 20, RJ45 IP 20, Cat.5 (ISO/IEC 11801), Radox GKW S, 20 m
4727 | 1422760000 | SAI-7/8-SK-P-F | Protected component assemblies, Protective cap
4728 | 1424270300 | SAIL-M12BG-12S3.0U | Sensor/actuator line, One end without connector, M12, Number of poles : 12, 3 m, Female socket, straight, Shielded: Yes, LED: No, Sheath material: PUR, Halogen: No
4729 | 1424270500 | SAIL-M12BG-12S5.0U | Sensor/actuator line, One end without connector, M12, Number of poles : 12, 5 m, Female socket, straight, Shielded: Yes, LED: No, Sheath material: PUR, Halogen: No
4730 | 1424280150 | SAIL-M12BW-12S1.5U | Sensor/actuator line, One end without connector, M12, Number of poles : 12, 1.5 m, Socket, angled, Shielded: Yes, LED: No, Sheath material: PUR, Halogen: No
4731 | 1424280300 | SAIL-M12BW-12S3.0U | Sensor/actuator line, One end without connector, M12, Number of poles : 12, 3 m, Socket, angled, Shielded: Yes, LED: No, Sheath material: PUR, Halogen: No
4732 | 1424280500 | SAIL-M12BW-12S5.0U | Sensor/actuator line, One end without connector, M12, Number of poles : 12, 5 m, Socket, angled, Shielded: Yes, LED: No, Sheath material: PUR, Halogen: No
4733 | 1424280750 | SAIL-M12BW-12S7.5U | Sensor/actuator line, One end without connector, M12, Number of poles : 12, 7.5 m, Socket, angled, Shielded: Yes, LED: No, Sheath material: PUR, Halogen: No
4734 | 1424281000 | SAIL-M12BW-12S10U | Sensor/actuator line, One end without connector, M12, Number of poles : 12, 10 m, Socket, angled, Shielded: Yes, LED: No, Sheath material: PUR, Halogen: No
4735 | 1433930005 | IE-FM6Z2LO0005DLD0LD0-X | Patch cable, duplex clip included, LC-Duplex IP 20, LC-Duplex IP 20, 62.5 µm, LSZH, 0.5 m
4736 | 1433930010 | IE-FM6Z2LO0001MLD0LD0-X | Patch cable, duplex clip included, LC-Duplex IP 20, LC-Duplex IP 20, 62.5 µm, LSZH, 1 m
4737 | 1433930020 | IE-FM6Z2LO0002MLD0LD0-X | Patch cable, duplex clip included, LC-Duplex IP 20, LC-Duplex IP 20, 62.5 µm, LSZH, 2 m
4738 | 1433930030 | IE-FM6Z2LO0003MLD0LD0-X | Patch cable, duplex clip included, LC-Duplex IP 20, LC-Duplex IP 20, 62.5 µm, LSZH, 3 m
4739 | 1433930050 | IE-FM6Z2LO0005MLD0LD0-X | Patch cable, duplex clip included, LC-Duplex IP 20, LC-Duplex IP 20, 62.5 µm, LSZH, 5 m
4740 | 1433930100 | IE-FM6Z2LO0010MLD0LD0-X | Patch cable, duplex clip included, LC-Duplex IP 20, LC-Duplex IP 20, 62.5 µm, LSZH, 10 m
4741 | 1433940005 | IE-FM5Z2LO0005DLD0LD0-X | Patch cable, duplex clip included, LC-Duplex IP 20, LC-Duplex IP 20, 50 µm, LSZH, 0.5 m
4742 | 1433940030 | IE-FM5Z2LO0003MLD0LD0-X | Patch cable, duplex clip included, LC-Duplex IP 20, LC-Duplex IP 20, 50 µm, LSZH, 3 m
4743 | 1433940100 | IE-FM5Z2LO0010MLD0LD0-X | Patch cable, duplex clip included, LC-Duplex IP 20, LC-Duplex IP 20, 50 µm, LSZH, 10 m
4744 | 1433950005 | IE-FSMZ2LY0005DLD0LD0-X | Patch cable, duplex clip included, LC-Duplex IP 20, LC-Duplex IP 20, 9 µm, LSZH, 0.5 m
4745 | 1433950010 | IE-FSMZ2LY0001MLD0LD0-X | Patch cable, duplex clip included, LC-Duplex IP 20, LC-Duplex IP 20, 9 µm, LSZH, 1 m
4746 | 1433950020 | IE-FSMZ2LY0002MLD0LD0-X | Patch cable, duplex clip included, LC-Duplex IP 20, LC-Duplex IP 20, 9 µm, LSZH, 2 m
4747 | 1433950030 | IE-FSMZ2LY0003MLD0LD0-X | Patch cable, duplex clip included, LC-Duplex IP 20, LC-Duplex IP 20, 9 µm, LSZH, 3 m
4748 | 1433950050 | IE-FSMZ2LY0005MLD0LD0-X | Patch cable, duplex clip included, LC-Duplex IP 20, LC-Duplex IP 20, 9 µm, LSZH, 5 m
4749 | 1433950100 | IE-FSMZ2LY0010MLD0LD0-X | Patch cable, duplex clip included, LC-Duplex IP 20, LC-Duplex IP 20, 9 µm, LSZH, 10 m
4750 | 1433960030 | IE-FM6Z2LO0003MSD0SD0-X | Patch cable, duplex clip included, SC duplex IP 20, SC duplex IP 20, 62.5 µm, LSZH, 3 m
4751 | 1433970030 | IE-FM5Z2LO0003MSD0SD0-X | Patch cable, duplex clip included, SC duplex IP 20, SC duplex IP 20, 50 µm, LSZH, 3 m
4752 | 1433970050 | IE-FM5Z2LO0005MSD0SD0-X | Patch cable, duplex clip included, SC duplex IP 20, SC duplex IP 20, 50 µm, LSZH, 5 m
4753 | 1433970100 | IE-FM5Z2LO0010MSD0SD0-X | Patch cable, duplex clip included, SC duplex IP 20, SC duplex IP 20, 50 µm, LSZH, 10 m
4754 | 1433980005 | IE-FM6Z2LO0005DST0ST0-X | Patch cable, ST IP 20, ST IP 20, 62.5 µm, LSZH, 0.5 m
4755 | 1433980010 | IE-FM6Z2LO0001MST0ST0-X | Patch cable, ST IP 20, ST IP 20, 62.5 µm, LSZH, 1 m
4756 | 1433980020 | IE-FM6Z2LO0002MST0ST0-X | Patch cable, ST IP 20, ST IP 20, 62.5 µm, LSZH, 2 m
4757 | 1433980030 | IE-FM6Z2LO0003MST0ST0-X | Patch cable, ST IP 20, ST IP 20, 62.5 µm, LSZH, 3 m
4758 | 1433980100 | IE-FM6Z2LO0010MST0ST0-X | Patch cable, ST IP 20, ST IP 20, 62.5 µm, LSZH, 10 m
4759 | 1433990005 | IE-FM5Z2LO0005DST0ST0-X | Patch cable, ST IP 20, ST IP 20, 50 µm, LSZH, 0.5 m
4760 | 1433990010 | IE-FM5Z2LO0001MST0ST0-X | Patch cable, ST IP 20, ST IP 20, 50 µm, LSZH, 1 m
4761 | 1433990020 | IE-FM5Z2LO0002MST0ST0-X | Patch cable, ST IP 20, ST IP 20, 50 µm, LSZH, 2 m
4762 | 1433990050 | IE-FM5Z2LO0005MST0ST0-X | Patch cable, ST IP 20, ST IP 20, 50 µm, LSZH, 5 m
4763 | 1433990100 | IE-FM5Z2LO0010MST0ST0-X | Patch cable, ST IP 20, ST IP 20, 50 µm, LSZH, 10 m
4764 | 1435410000 | HDC MSL6 | Shield clamp
4765 | 1435430000 | HDC MSL16 | Shield clamp
4766 | 1435440000 | HDC MSL24 | Shield clamp
4767 | 1436710100 | SAIE-M12B-CD-1.0U | Built-in plugs, M12, PG 9, Number of poles: 5, 1 m
4768 | 1438000000 | VPU I 4 R 400V/12,5KA | Surge voltage arrester, Low voltage, with remote contact, TN-C-S, TN-S
4769 | 1438010000 | VPU I 4 400V/25KA | Surge voltage arrester, Low voltage, without telecomm. contact, TN-C-S, TN-S
4770 | 1444180150 | SAIL-M8BG-3L1.5U | Sensor/actuator line, One end without connector, M8, Number of poles : 3, 1.5 m, Female socket, straight, Shielded: No, LED: Yes, Sheath material: PUR, Halogen: No
4771 | 1444180300 | SAIL-M8BG-3L3.0U | Sensor/actuator line, One end without connector, M8, Number of poles : 3, 3 m, Female socket, straight, Shielded: No, LED: Yes, Sheath material: PUR, Halogen: No
4772 | 1444180500 | SAIL-M8BG-3L5.0U | Sensor/actuator line, One end without connector, M8, Number of poles : 3, 5 m, Female socket, straight, Shielded: No, LED: Yes, Sheath material: PUR, Halogen: No
4773 | 1444181000 | SAIL-M8BG-3L10U | Sensor/actuator line, One end without connector, M8, Number of poles : 3, 10 m, Female socket, straight, Shielded: No, LED: Yes, Sheath material: PUR, Halogen: No
4774 | 1444210000 | WSI 25/2 CC/LED | W-Series, Fuse terminal, Rated cross-section: 25 mm², Screw connection
4775 | 1444220000 | WSI 25/3 CC/LED | W-Series, Fuse terminal, Rated cross-section: 25 mm², Screw connection
4776 | 1444680000 | HDC GRIP PANEL 3 ADAPT | Heavy-duty connectors, Accessories, Grip panel
4777 | 1444710000 | HDC GRIP PANEL 4 ADAPT | Heavy-duty connectors, Accessories, Grip panel
4778 | 1444720000 | HDC GRIP PANEL 6 ADAPT | Heavy-duty connectors, Accessories, Grip panel
4779 | 1444730000 | HDC GRIP PANEL 8 ADAPT | Heavy-duty connectors, Accessories, Grip panel
4780 | 1462090050 | PAC-S1500-HE20-V1-5M | Pre-assembled cable, PAC, Cable LiYY, 0.25 mm²
4781 | 1462110010 | PAC-S1500-HE20-V3-1M | Pre-assembled cable, PAC, Cable LiYY, 0.25 mm²
4782 | 1462110020 | PAC-S1500-HE20-V3-2M | Pre-assembled cable, PAC, Cable LiYY, 0.25 mm²
4783 | 1462110030 | PAC-S1500-HE20-V3-3M | Pre-assembled cable, PAC, Cable LiYY, 0.25 mm²
4784 | 1462150030 | PAC-S1500-SD15-V0-3M | Pre-assembled cable, PAC, Cable LiYCY, 0.25 mm²
4785 | 1462160010 | PAC-S1500-SD15-V1-1M | Pre-assembled cable, PAC, Cable LiYCY, 0.25 mm²
4786 | 1462160015 | PAC-S1500-SD15-V1-1M5 | Pre-assembled cable, PAC, Cable LiYCY, 0.25 mm²
4787 | 1463640200 | IE-C6EL8UG0200XCSXCS-E | System cable, M12 X-type IP 67 straight male, M12 X-type IP 67 straight male, Cat.6A / Class EA (ISO/IEC 11801 2010), PUR, 20 m
4788 | 1463650010 | IE-C6EL8UG0010XCSXXX-E | System cable, Open, M12 X-type IP 67 straight male, Cat.6A / Class EA (ISO/IEC 11801 2010), PUR, 1 m
4789 | 1463650030 | IE-C6EL8UG0030XCSXXX-E | System cable, Open, M12 X-type IP 67 straight male, Cat.6A / Class EA (ISO/IEC 11801 2010), PUR, 3 m
4790 | 1463650050 | IE-C6EL8UG0050XCSXXX-E | System cable, Open, M12 X-type IP 67 straight male, Cat.6A / Class EA (ISO/IEC 11801 2010), PUR, 5 m
4791 | 1463650100 | IE-C6EL8UG0100XCSXXX-E | System cable, Open, M12 X-type IP 67 straight male, Cat.6A / Class EA (ISO/IEC 11801 2010), PUR, 10 m
4792 | 1465850260 | IE-CSQS9VE0260AQEAQE-K1 | System cable, V14 hybrid (shielded), V14 hybrid (shielded), PVC, 26 m, Hybrid
4793 | 1465870150 | SAIP-M8BG-3-1.5V | Sensor/actuator line, One end without connector, M12 / M8, Number of poles : 3, 1.5 m, Female socket, straight, Shielded: No, LED: No, Sheath material: PVC, Halogen: Yes
4794 | 1465870500 | SAIP-M8BG-3-5.0V | Sensor/actuator line, One end without connector, M12 / M8, Number of poles : 3, 5 m, Female socket, straight, Shielded: No, LED: No, Sheath material: PVC, Halogen: Yes
4795 | 1465871000 | SAIP-M8BG-3-10V | Sensor/actuator line, One end without connector, M12 / M8, Number of poles : 3, 10 m, Female socket, straight, Shielded: No, LED: No, Sheath material: PVC, Halogen: Yes
4796 | 1466130150 | SAIL-ZW-M12BW-3-1.5V | Sensor/actuator line, Connecting line, M12 / M12, Number of poles : 3, 1.5 m, Twin cabling, Shielded: No, LED: No, Sheath material: PVC, Halogen: Yes
4797 | 1466130500 | SAIL-ZW-M12BW-3-5.0V | Sensor/actuator line, Connecting line, M12 / M12, Number of poles : 3, 5 m, Twin cabling, Shielded: No, LED: No, Sheath material: PVC, Halogen: Yes
4798 | 1466210150 | SAIL-ZW-M12BW-3L1.5V | Sensor/actuator line, Connecting line, M12 / M12, Number of poles : 3, 1.5 m, Twin cabling, Shielded: No, LED: Yes, Sheath material: PVC, Halogen: Yes
4799 | 1466210500 | SAIL-ZW-M12BW-3L5.0V | Sensor/actuator line, Connecting line, M12 / M12, Number of poles : 3, 5 m, Twin cabling, Shielded: No, LED: Yes, Sheath material: PVC, Halogen: Yes
4800 | 1466211000 | SAIL-ZW-M12BW-3L10V | Sensor/actuator line, Connecting line, M12 / M12, Number of poles : 3, 10 m, Twin cabling, Shielded: No, LED: Yes, Sheath material: PVC, Halogen: Yes
4801 | 1466350150 | SAIL-ZW-M8BG-3-1.5V | Sensor/actuator line, Connecting line, M12 / M8, Number of poles : 3, 1.5 m, Twin cabling, socket, straight, Shielded: No, LED: No, Sheath material: PVC, Halogen: Yes
4802 | 1466350500 | SAIL-ZW-M8BG-3-5.0V | Sensor/actuator line, Connecting line, M12 / M8, Number of poles : 3, 5 m, Twin cabling, socket, straight, Shielded: No, LED: No, Sheath material: PVC, Halogen: Yes
4803 | 1466351000 | SAIL-ZW-M8BG-3-10V | Sensor/actuator line, Connecting line, M12 / M8, Number of poles : 3, 10 m, Twin cabling, socket, straight, Shielded: No, LED: No, Sheath material: PVC, Halogen: Yes
4804 | 1466360150 | SAIL-ZW-M8BW-3-1.5V | Sensor/actuator line, Connecting line, M12 / M8, Number of poles : 3, 1.5 m, Twin cabling, Shielded: No, LED: No, Sheath material: PVC, Halogen: Yes
4805 | 1466360500 | SAIL-ZW-M8BW-3-5.0V | Sensor/actuator line, Connecting line, M12 / M8, Number of poles : 3, 5 m, Twin cabling, Shielded: No, LED: No, Sheath material: PVC, Halogen: Yes
4806 | 1466361000 | SAIL-ZW-M8BW-3-10V | Sensor/actuator line, Connecting line, M12 / M8, Number of poles : 3, 10 m, Twin cabling, Shielded: No, LED: No, Sheath material: PVC, Halogen: Yes
4807 | 1467560000 | SAIBM-3/9S-M8 | Sockets prefabricated to customer spec., M8, Female socket, straight
4808 | 1467590000 | SAIE-M8S-8-0.2U-FP | Built-in plugs, M8 thread, pin, straight, M 8, Number of poles: 8, 0.2 m
4809 | 1467620000 | SAIE-M8S-8-0.2U-HW | Built-in plugs, M8 thread, pin, straight, M 8, Number of poles: 8, 0.2 m
4810 | 1467640000 | SAIE-M8B-8-0.2U-HW | Built-in plugs, M8 thread, Female socket, straight, M 8, Number of poles: 8, 0.2 m
4811 | 1543680000 | IE-FC-SET-IPDEK001-KY-P | FrontCom, Set
4812 | 1543710000 | IE-FC-IP-PWU/1ST/CB | FrontCom, Insert plate, unshielded, 1x Power, US, 1x Data, 1 x fuse
4813 | 1545720000 | ACT20P-AI-AO-AC-S | Signal converter/isolator, 90?264 V AC power supply, Input : I/U universal, Output : I/U universal
4814 | 1546590000 | IE-FCI-PWB-AU-10A | FrontCom, Insert Power large, Type I, Socket connector, AU, 10 A
4815 | 1549700000 | VPU II 0 1000V/40KA AC | Surge voltage arrester, Low voltage, Accessories, Spare arrester
4816 | 1550600000 | CAN SUB-D SK35 TERM | SUB-D
4817 | 1550610000 | CAN SUB-D SK35 TERM PS | SUB-D
4818 | 1555280000 | CAN SUB-D M12 TERM PS | SUB-D
4819 | 1555330150 | SAIL-M8G-8-1.5U | Sensor/actuator line, One end without connector, M8, Number of poles : 8, 1.5 m, pin, straight, Shielded: No, LED: No, Sheath material: PUR, Halogen: No
4820 | 1555330500 | SAIL-M8G-8-5.0U | Sensor/actuator line, One end without connector, M8, Number of poles : 8, 5 m, pin, straight, Shielded: No, LED: No, Sheath material: PUR, Halogen: No
4821 | 1555340150 | SAIL-M8W-8-1.5U | Sensor/actuator line, One end without connector, M8, Number of poles : 8, 1.5 m, pin, 90°, Shielded: No, LED: No, Sheath material: PUR, Halogen: No
4822 | 1555371000 | SAIL-M8BG-8-10U | Sensor/actuator line, One end without connector, M8, Number of poles : 8, 10 m, Female socket, straight, Shielded: No, LED: No, Sheath material: PUR, Halogen: No
4823 | 1555380150 | SAIL-M8BW-8-1.5U | Sensor/actuator line, One end without connector, M8, Number of poles : 8, 1.5 m, Socket, angled, Shielded: No, LED: No, Sheath material: PUR, Halogen: No
4824 | 1818142500 | SAIB-M23-19P-AN-25M | Sensor/actuator line, One end without connector, M23, Number of poles: 19, 25 m, Socket, angled, Shielded: No, LED: No, Sheath material: PUR, Halogen: No
4825 | 1818144500 | SAIB-M23-19P-AN-45M | Sensor/actuator line, One end without connector, M23, Number of poles: 19, 45 m, Socket, angled, Shielded: No, LED: No, Sheath material: PUR, Halogen: No
4826 | 1873300060 | SAIL-M12G-PB-0.6D | Bus line, One end without connector, M12, Number of poles: 2, 0.6 m, Shielded: Yes, LED: No, Sheath material: PUR, Halogen: No
4827 | 1906300080 | SAIL-M12GM12G-4-0.8U | Sensor/actuator line, Connecting line, M12 / M12, Number of poles : 4, 0.8 m, Shielded: No, LED: No, Sheath material: PUR, Halogen: No
4828 | 1906300220 | SAIL-M12GM12G-4-2.2U | Sensor/actuator line, Connecting line, M12 / M12, Number of poles : 4, 2.2 m, Shielded: No, LED: No, Sheath material: PUR, Halogen: No
4829 | 1925320200 | SAIL-M12GM12G-5-2.0V | Sensor/actuator line, Connecting line, M12 / M12, Number of poles : 5, 2 m, Shielded: No, LED: No, Sheath material: PVC, Halogen: Yes
4830 | 1925441500 | SAIL-M12G-4-15V | Sensor/actuator line, One end without connector, M12, Number of poles : 4, 15 m, pin, straight, Shielded: No, LED: No, Sheath material: PVC, Halogen: Yes
4831 | 1925442500 | SAIL-M12G-4-25V | Sensor/actuator line, One end without connector, M12, Number of poles : 4, 25 m, pin, straight, Shielded: No, LED: No, Sheath material: PVC, Halogen: Yes
4832 | 1925643000 | SAIL-M12BW-4-30V | Sensor/actuator line, One end without connector, M12, Number of poles : 4, 30 m, Socket, angled, Shielded: No, LED: No, Sheath material: PVC, Halogen: Yes
4833 | 1925644000 | SAIL-M12BW-4-40V | Sensor/actuator line, One end without connector, M12, Number of poles : 4, 40 m, Shielded: No, LED: No, Sheath material: PVC, Halogen: Yes
4834 | 1925645000 | SAIL-M12BW-4-50V | Sensor/actuator line, One end without connector, M12, Number of poles : 4, 50 m, Shielded: No, LED: No, Sheath material: PVC, Halogen: Yes
4835 | 1926692500 | SAIL-M12G-5S25U | Sensor/actuator line, One end without connector, M12, Number of poles : 5, 25 m, pin, straight, Shielded: Yes, LED: No, Sheath material: PUR, Halogen: No
4836 | 1989040000 | RCL424024T | TERMSERIES, Relay, Number of contacts: 2, CO contact AgNi, Rated control voltage: 24 V DC, Continuous current: 8 A, Plug-in connection, Test button available: No
4837 | 1989060000 | RCL424012T | TERMSERIES, Relay, Number of contacts: 2, CO contact AgNi, Rated control voltage: 12 V DC, Continuous current: 8 A, Plug-in connection, Test button available: No
4838 | 1989070000 | RCL114024T | RIDERSERIES RCL, Relay, Number of contacts: 1, CO contact AgNi, Rated control voltage: 24 V DC, Continuous current: 12 A, Plug-in connection, Test button available: No
4839 | 1989080000 | RCL424048T | TERMSERIES, Relay, Number of contacts: 2, CO contact AgNi, Rated control voltage: 48 V DC, Continuous current: 8 A, Plug-in connection, Test button available: No
4840 | 1989340000 | SAI-4-M-4P-M12-SVV-A01 | Power distributor, M12, Hood version, Yes
4841 | 1990630000 | IE-CC-VAPM-24V | Junction box, FreeCon, Supply, Module, IP65
4842 | 1992910000 | IE-PI-RJ45-FH-P-1.6 | Substitute wire manager, Cat.5 (ISO/IEC 11801), PROFINET
4843 | 1992920000 | IE-PI-RJ45-FH-A-1.1 | Substitute wire manager, Cat.6A / Class EA (ISO/IEC 11801 2010), EIA/TIA T568 A
4844 | 1992930000 | IE-PI-RJ45-FH-B-1.1 | Substitute wire manager, Cat.6A / Class EA (ISO/IEC 11801 2010), EIA/TIA T568 B
4845 | 1993540000 | IE-PH-AD-V05M-RJ45 | Spare insert holder, Variant 5 to IEC 61076-3-106
4846 | 1993550030 | IE-USB-A-A-3.0M | USB cable, USB A, USB A, PVC, 3 m
4847 | 1993620000 | SAIE-M12B-4-S-0.3U-M16 | Built-in plugs, M12, Female socket, straight, M 16, Number of poles: 4, 0.3 m, Front mounting
4848 | 1993880000 | UR20-4AI-UI-DIF-16-DIAG | Remote I/O module, IP20, 4-channel, Analog signals, Input, Current/Voltage, 16 Bit
4849 | 2001810000 | PRO DCDC 240W 24V 10A | DC/DC converter, 24 V
4850 | 2003150000 | IE-FC-DFM-CAB-DB | FrontCom, Double frame, Metal cover, Lockable with cabinet key (Daimler lock)
4851 | 2003340000 | IE-FC-DF-IPH | FrontCom, Strip (for mounting single insert plates)
4852 | 2003820100 | HDC XX6A01 MOXXXXX-0100 | Data use
4853 | 2003850100 | HDC XX6A01 FOXXXXX-0100 | Data use
4854 | 2003890100 | HDC XX5E01 MOXXXXX-0100 | Data use
4855 | 2003920100 | HDC XX5E01 FOXXXXX-0100 | Data use
4856 | 2004310000 | PB-DP SUB-D ZF TERM S7 | SUB-D
4857 | 2004810000 | IE-FC-DSP-CI/3A/2ST/1D9 | FrontCom, Insert plate, shielded, 1 x GFCI, 1 x fuse, 2x Data, 1x Signal
4858 | 2004890000 | IE-FC-DIP-BP | FrontCom, Insert plate, unshielded
4859 | 2005070000 | RIBBON MM 110/360 SW | Ink ribbon
4860 | 2007230000 | IE-FCI-PWB-FR-OR | FrontCom, Insert Power large, Type E, Socket connector, FR, orange
4861 | 2007270000 | SAI-7/8-SK-P-M | Protected component assemblies, Protective cap
4862 | 2009620000 | SAI-4-M-MVV-M12 1:1 | Power distributor, M12, Hood version, Yes
4863 | 2022050000 | KTB MOPL 2215 MSZN H | Klippon TB (Terminal Box), Mounting plate, prepunched, Height: 174 mm, Width: 91 mm, Depth: 1.5 mm, Material: Sheet steel, galvanized, silver
4864 | 2022590000 | KTB MOPL 4538 MSZN H | Klippon TB (Terminal Box), Mounting plate, prepunched, Height: 403 mm, Width: 321 mm, Depth: 1.5 mm, Material: Sheet steel, galvanized, silver
4865 | 2022610000 | KTB MOPL 4848 MSZN H | Klippon TB (Terminal Box), Mounting plate, prepunched, Height: 425 mm, Width: 419 mm, Depth: 1.5 mm, Material: Sheet steel, galvanized, silver
4866 | 2022650000 | KTB MOPL 5535 MSZN H | Klippon TB (Terminal Box), Mounting plate, prepunched, Height: 495 mm, Width: 289 mm, Depth: 1.5 mm, Material: Sheet steel, galvanized, silver
4867 | 2022670000 | KTB MOPL 6245 MSZN H | Klippon TB (Terminal Box), Mounting plate, prepunched, Height: 565 mm, Width: 389 mm, Depth: 12 mm, Material: Sheet steel, galvanized, silver
4868 | 2022740000 | KTB MOPL 9161 MSZN H | Klippon TB (Terminal Box), Mounting plate, prepunched, Height: 859 mm, Width: 549 mm, Depth: 12 mm, Material: Sheet steel, galvanized, silver
4869 | 2022760000 | KTB MOPL 9874 MSZN H | Klippon TB (Terminal Box), Mounting plate, prepunched, Height: 926 mm, Width: 680 mm, Depth: 12 mm, Material: Sheet steel, galvanized, silver
4870 | 2022770000 | KTB GP 221513 AB S4 PE | Klippon TB (Terminal Box), flange plate, Height: 146 mm, Width: 100 mm, Depth: 3 mm, Gland plates: top, Bottom, Material: Stainless steel 1.4404, electropolished, silver
4871 | 2022900000 | KTB GP 221513 CD S4 PE | Klippon TB (Terminal Box), flange plate, Height: 177 mm, Width: 100 mm, Depth: 3 mm, Gland plates: left, right, Material: Stainless steel 1.4404, electropolished, silver
4872 | 2023090000 | KTB GP 262615 CD S4 PE | Klippon TB (Terminal Box), flange plate, Height: 208 mm, Width: 117 mm, Depth: 3 mm, Gland plates: left, right, Material: Stainless steel 1.4404, electropolished, silver
4873 | 2023100000 | KTB GP 262620 AB S4 PE | Klippon TB (Terminal Box), flange plate, Height: 250 mm, Width: 167 mm, Depth: 3 mm, Gland plates: top, Bottom, Material: Stainless steel 1.4404, electropolished, silver
4874 | 2023110000 | KTB GP 262620 CD S4 PE | Klippon TB (Terminal Box), flange plate, Height: 204 mm, Width: 167 mm, Depth: 3 mm, Gland plates: left, right, Material: Stainless steel 1.4404, electropolished, silver
4875 | 2023120000 | KTB GP 303015 AB S4 PE | Klippon TB (Terminal Box), flange plate, Height: 300 mm, Width: 117 mm, Depth: 3 mm, Gland plates: top, Bottom, Material: Stainless steel 1.4404, electropolished, silver
4876 | 2023130000 | KTB GP 303015 CD S4 PE | Klippon TB (Terminal Box), flange plate, Height: 254 mm, Width: 117 mm, Depth: 3 mm, Gland plates: left, right, Material: Stainless steel 1.4404, electropolished, silver
4877 | 2023140000 | KTB GP 303020 AB S4 PE | Klippon TB (Terminal Box), flange plate, Height: 296 mm, Width: 167 mm, Depth: 3 mm, Gland plates: top, Bottom, Material: Stainless steel 1.4404, electropolished, silver
4878 | 2023150000 | KTB GP 303020 CD S4 PE | Klippon TB (Terminal Box), flange plate, Height: 250 mm, Width: 167 mm, Depth: 3 mm, Gland plates: left, right, Material: Stainless steel 1.4404, electropolished, silver
4879 | 2023160000 | KTB GP 352615 AB S4 PE | Klippon TB (Terminal Box), flange plate, Height: 254 mm, Width: 117 mm, Depth: 3 mm, Gland plates: top, Bottom, Material: Stainless steel 1.4404, electropolished, silver
4880 | 2023210000 | KTB GP 352615 DC S4 PE | Klippon TB (Terminal Box), flange plate, Height: 298 mm, Width: 117 mm, Depth: 3 mm, Gland plates: left, right, Material: Stainless steel 1.4404, electropolished, silver
4881 | 2023230000 | KTB GP 352620 AB S4 PE | Klippon TB (Terminal Box), flange plate, Height: 250 mm, Width: 167 mm, Depth: 3 mm, Gland plates: top, Bottom, Material: Stainless steel 1.4404, electropolished, silver
4882 | 2023280000 | KTB GP 352620 CD S4 PE | Klippon TB (Terminal Box), flange plate, Height: 294 mm, Width: 167 mm, Depth: 3 mm, Gland plates: left, right, Material: Stainless steel 1.4404, electropolished, silver
4883 | 2023320000 | KTB GP 403015 AB S4 PE | Klippon TB (Terminal Box), flange plate, Height: 294 mm, Width: 117 mm, Depth: 3 mm, Gland plates: top, Bottom, Material: Stainless steel 1.4404, electropolished, silver
4884 | 2023330000 | KTB GP 403015 CD S4 PE | Klippon TB (Terminal Box), flange plate, Height: 348 mm, Width: 117 mm, Depth: 3 mm, Gland plates: left, right, Material: Stainless steel 1.4404, electropolished, silver
4885 | 2023450000 | KTB GP 403020 AB S4 PE | Klippon TB (Terminal Box), flange plate, Height: 290 mm, Width: 167 mm, Depth: 3 mm, Gland plates: top, Bottom, Material: Stainless steel 1.4404, electropolished, silver
4886 | 2023480000 | KTB GP 403020 CD S4 PE | Klippon TB (Terminal Box), flange plate, Height: 344 mm, Width: 167 mm, Depth: 3 mm, Gland plates: left, right, Material: Stainless steel 1.4404, electropolished, silver
4887 | 2023490000 | KTB GP 453815 AB S4 PE | Klippon TB (Terminal Box), flange plate, Height: 376 mm, Width: 117 mm, Depth: 3 mm, Gland plates: top, Bottom, Material: Stainless steel 1.4404, electropolished, silver
4888 | 2023500000 | KTB GP 453815 CD S4 PE | Klippon TB (Terminal Box), flange plate, Height: 406 mm, Width: 117 mm, Depth: 3 mm, Gland plates: left, right, Material: Stainless steel 1.4404, electropolished, silver
4889 | 2023530000 | KTB GP 484815 AB S4 PE | Klippon TB (Terminal Box), flange plate, Height: 474 mm, Width: 117 mm, Depth: 3 mm, Gland plates: top, Bottom, Material: Stainless steel 1.4404, electropolished, silver
4890 | 2023540000 | KTB GP 484815 CD S4 PE | Klippon TB (Terminal Box), flange plate, Height: 428 mm, Width: 117 mm, Depth: 3 mm, Gland plates: left, right, Material: Stainless steel 1.4404, electropolished, silver
4891 | 2023580000 | KTB GP 484820 AB S4 PE | Klippon TB (Terminal Box), flange plate, Height: 470 mm, Width: 167 mm, Depth: 3 mm, Gland plates: top, Bottom, Material: Stainless steel 1.4404, electropolished, silver
4892 | 2023620000 | KTB GP 484820 CD S4 PE | Klippon TB (Terminal Box), flange plate, Height: 424 mm, Width: 167 mm, Depth: 3 mm, Gland plates: left, right, Material: Stainless steel 1.4404, electropolished, silver
4893 | 2023660000 | KTB GP 553515 AB S4 PE | Klippon TB (Terminal Box), flange plate, Height: 344 mm, Width: 117 mm, Depth: 3 mm, Gland plates: top, Bottom, Material: Stainless steel 1.4404, electropolished, silver
4894 | 2023670000 | KTB GP 553515 CD S4 PE | Klippon TB (Terminal Box), flange plate, Height: 498 mm, Width: 117 mm, Depth: 3 mm, Gland plates: left, right, Material: Stainless steel 1.4404, electropolished, silver
4895 | 2023820000 | KTB GP 624515 AB S4 PE | Klippon TB (Terminal Box), flange plate, Height: 444 mm, Width: 117 mm, Depth: 3 mm, Gland plates: top, Bottom, Material: Stainless steel 1.4404, electropolished, silver
4896 | 2023880000 | KTB GP 624520 AB S4 PE | Klippon TB (Terminal Box), flange plate, Height: 440 mm, Width: 167 mm, Depth: 3 mm, Gland plates: top, Bottom, Material: Stainless steel 1.4404, electropolished, silver
4897 | 2024040000 | KTB GP 765015 AB S4 PE | Klippon TB (Terminal Box), flange plate, Height: 502 mm, Width: 117 mm, Depth: 3 mm, Gland plates: top, Bottom, Material: Stainless steel 1.4404, electropolished, silver
4898 | 2024100000 | KTB GP 765020 AB S4 PE | Klippon TB (Terminal Box), flange plate, Height: 498 mm, Width: 167 mm, Depth: 3 mm, Gland plates: top, Bottom, Material: Stainless steel 1.4404, electropolished, silver
4899 | 2024140000 | KTB GP 765020 CD S4 PE | Klippon TB (Terminal Box), flange plate, Height: 341 mm, Width: 167 mm, Depth: 3 mm, Gland plates: left, right, Material: Stainless steel 1.4404, electropolished, silver
4900 | 2024470000 | KTB GP 916120 AB S4 PE | Klippon TB (Terminal Box), flange plate, Height: 600 mm, Width: 167 mm, Depth: 3 mm, Gland plates: top, Bottom, Material: Stainless steel 1.4404, electropolished, silver
4901 | 2024590000 | KTB GP 987420 CD S4 PE | Klippon TB (Terminal Box), flange plate, Height: 450 mm, Width: 167 mm, Depth: 3 mm, Gland plates: left, right, Material: Stainless steel 1.4404, electropolished, silver
4902 | 2027660000 | IE-BHD-V04P | Device flange, Variant 4 to IEC 61076-3-106, IP67
4903 | 2044840000 | ACT20C-CML-10-AO-RC-S | Current-measuring transducer, Input : 0?5/10 A, Output : 0(4)-20 mA, 0-10 V, Relay
4904 | 2050050150 | SAIL-M12W-S3-1.5P | Power cable, One end without connector, M12, Number of poles : 3 (2 + PE), 1.5 m, pin, 90°, Shielded: No, LED: No, Sheath material: PUR, Halogen: No
4905 | 2050210300 | SAIL-M12BW-S-3.0P | Power cable, One end without connector, M12, Number of poles : 4 (3 + PE), 3 m, Socket, angled, Shielded: No, LED: No, Sheath material: PUR, Halogen: No
4906 | 2050210500 | SAIL-M12BW-S-5.0P | Power cable, One end without connector, M12, Number of poles : 4 (3 + PE), 5 m, Socket, angled, Shielded: No, LED: No, Sheath material: PUR, Halogen: No
4907 | 2050230300 | SAIL-M12G-S-3.0P | Power cable, One end without connector, M12, Number of poles : 4 (3 + PE), 3 m, pin, straight, Shielded: No, LED: No, Sheath material: PUR, Halogen: No
4908 | 2050260150 | SAIL-M12W-S-1.5P | Power cable, One end without connector, M12, Number of poles : 4 (3 + PE), 1.5 m, pin, 90°, Shielded: No, LED: No, Sheath material: PUR, Halogen: No
4909 | 2050260300 | SAIL-M12W-S-3.0P | Power cable, One end without connector, M12, Number of poles : 4 (3 + PE), 3 m, pin, 90°, Shielded: No, LED: No, Sheath material: PUR, Halogen: No
4910 | 2050260500 | SAIL-M12W-S-5.0P | Power cable, One end without connector, M12, Number of poles : 4 (3 + PE), 5 m, pin, 90°, Shielded: No, LED: No, Sheath material: PUR, Halogen: No
4911 | 2050261000 | SAIL-M12W-S-10P | Power cable, One end without connector, M12, Number of poles : 4 (3 + PE), 10 m, pin, 90°, Shielded: No, LED: No, Sheath material: PUR, Halogen: No
4912 | 2050350150 | SAIL-M12WM12G-S-1.5P | Power cable, Connecting line, M12 / M12, Number of poles : 4 (3 + PE), 1.5 m, pin, angled - bush straight, Shielded: No, LED: No, Sheath material: PUR, Halogen: No
4913 | 2050490500 | SAIL-M12BG-T-5.0P | Power cable, One end without connector, M12, Number of poles : 4, 5 m, Female socket, straight, Shielded: No, Sheath material: PUR, Halogen: No
4914 | 2050641000 | SAIL-M12G-T-10P | Power cable, One end without connector, M12, Number of poles : 4, 10 m, pin, straight, Shielded: No, Sheath material: PUR, Halogen: No
4915 | 2050710150 | SAIL-M12W-T-1.5H | Power cable, One end without connector, M12, Number of poles : 4, 1.5 m, pin, 90°, Shielded: No, Sheath material: PUR, Halogen: No
4916 | 2062910000 | VPU I 3 R 280V/25KA | Surge voltage arrester, Low voltage, with remote contact, TN-C
4917 | 2062940000 | VPU I 3 280V/25KA | Surge voltage arrester, Low voltage, without telecomm. contact, TN-C
4918 | 2062960000 | VPU I 4 280V/25KA | Surge voltage arrester, Low voltage, without telecomm. contact, TN-C-S, TN-S
4919 | 2063040000 | VPU I 1+1 R 280V/25KA | Surge voltage arrester, Low voltage, with remote contact, Single-phase, TN, IT with N, IT without N, TT
4920 | 2063060000 | VPU I 1+1 280V/25KA | Surge voltage arrester, Low voltage, without telecomm. contact, Single-phase, TN, IT with N, IT without N, TT
4921 | 2063080000 | VPU I 3+1 280V/25KA | Surge voltage arrester, Low voltage, without telecomm. contact, TN-C-S, TN-S, IT without N, TT
4922 | 2067650000 | VPU I 0 280V/25KA | Surge voltage arrester, Low voltage, Accessories, Spare arrester
4923 | 2082000000 | AMG ELM-6 EX | Electronic load monitoring, 6 A, 24 V DC
4924 | 2082010000 | AMG ELM-12 EX | Electronic load monitoring, 12 A, 24 V DC
4925 | 2082040000 | AMG ELM-1F EX | Electronic load monitoring, 1 A, 24 V DC
4926 | 2082050000 | AMG ELM-2F EX | Electronic load monitoring, 2 A, 24 V DC
4927 | 2082060000 | AMG ELM-4F EX | Electronic load monitoring, 4 A, 24 V DC
4928 | 2082310000 | AMG ELM-6F EX | Electronic load monitoring, 6 A, 24 V DC
4929 | 2082430000 | AMG ELM-10F EX | Electronic load monitoring, 10 A, 24 V DC
4930 | 2082540000 | AMG FIM-C EX | Supply module, 24 V DC
4931 | 2083360000 | AMG CM EX | Control module, 24 V DC
4932 | 2085620000 | SAI-6-M-MVV-M12 S-COD | Power distributor, M12, Hood version, Yes
4933 | 2088980000 | HDC 07A ALU BLK | HDC enclosures, Size: 1, Protection degree: IP65 (in plugged condition), Bulkhead housing, Side-locking clamp on lower side, Standard
4934 | 2089000000 | HDC 07A TOLU 1M20G BLK | HDC enclosures, Size: 1, Protection degree: IP65 (in plugged condition), Cable entry from top, Plug housing, Side-locking clamp on lower side, Standard, Size of cable entries: M 20
4935 | 2124020050 | IE-C6EL8UG0050U40XSH-E | System cable, RJ45 IP 20, M12 X-type, flange, socket, back panel mounting, Cat.6A / Class EA (ISO/IEC 11801 2010), PUR, 5 m
4936 | 2420710000 | KCMA-44-750-5A-5VA-1 | Primary current: 750 A, Secondary current max.: 5 A, Load: 5 VA, Tolerance class: 1, detachable current transformer
4937 | 2420750000 | KCMA-18-250-1A-4VA-3 | Primary current: 250 A, Secondary current max.: 1 A, Load: 4 VA, Tolerance class: 3, detachable current transformer
4938 | 2420760000 | KCMA-18-200-1A-3VA-3 | Primary current: 200 A, Secondary current max.: 1 A, Load: 3 VA, Tolerance class: 3, detachable current transformer
4939 | 2420770000 | KCMA-18-150-1A-2VA-3 | Primary current: 150 A, Secondary current max.: 1 A, Load: 2 VA, Tolerance class: 3, detachable current transformer
4940 | 2420780000 | KCMA-18-75-1A-1VA-3 | Primary current: 75 A, Secondary current max.: 1 A, Load: 1 VA, Tolerance class: 3, detachable current transformer
4941 | 2420890000 | CMA-31-750-5A-5VA-1 | Primary current: 750 A, Secondary current max.: 5 A, Load: 5 VA, Tolerance class: 1, closed current transformer
4942 | 2420900000 | CMA-31-600-5A-5VA-1 | Primary current: 600 A, Secondary current max.: 5 A, Load: 5 VA, Tolerance class: 1, closed current transformer
4943 | 2420920000 | CMA-31-400-5A-5VA-1 | Primary current: 400 A, Secondary current max.: 5 A, Load: 5 VA, Tolerance class: 1, closed current transformer
4944 | 2420940000 | CMA-31-250-5A-5VA-1 | Primary current: 250 A, Secondary current max.: 5 A, Load: 5 VA, Tolerance class: 1, closed current transformer
4945 | 2420950000 | CMA-31-200-5A-5VA-1 | Primary current: 200 A, Secondary current max.: 5 A, Load: 5 VA, Tolerance class: 1, closed current transformer
4946 | 2420970000 | CMA-31-600-5A-5VA-0,5 | Primary current: 600 A, Secondary current max.: 5 A, Load: 5 VA, Tolerance class: 0,5, closed current transformer
4947 | 2420980000 | CMA-31-400-5A-5VA-0,5 | Primary current: 400 A, Secondary current max.: 5 A, Load: 5 VA, Tolerance class: 0,5, closed current transformer
4948 | 2420990000 | CMA-31-300-5A-5VA-0,5 | Primary current: 300 A, Secondary current max.: 5 A, Load: 5 VA, Tolerance class: 0,5, closed current transformer
4949 | 2421020000 | CMA-31-200-5A-2,5VA-0,5 | Primary current: 200 A, Secondary current max.: 5 A, Load: 2.5 VA, Tolerance class: 0,5, closed current transformer
4950 | 2421030000 | CMA-31-150-5A-2,5VA-0,5 | Primary current: 150 A, Secondary current max.: 5 A, Load: 2.5 VA, Tolerance class: 0,5, closed current transformer
4951 | 2421380000 | CMA-31-60-5A-1,25VA-1 | Primary current: 60 A, Secondary current max.: 5 A, Load: 1.25 VA, Tolerance class: 1, closed current transformer
4952 | 2426280000 | UR67-MP-HP-16DO-12-60M | Automation Products - u-remote IP67, Sensor-actuator active distributor, PROFINET V2.3, EtherNet/IP, EtherCAT, Multiprotocol
4953 | 2426310000 | UR67-MP-78-16DO-12-60M | Automation Products - u-remote IP67, Sensor-actuator active distributor, PROFINET V2.3, EtherNet/IP, EtherCAT, Multiprotocol
4954 | 2426330000 | UR67-PB-12-8DIO-8-30K | Automation Products - u-remote IP67, Profibus-DP
4955 | 2426360000 | UR67-PB-12-8DI-8-30K | Automation Products - u-remote IP67, Profibus-DP
4956 | 2426370000 | UR67-PB-78-16DI-12-60K | Automation Products - u-remote IP67, Profibus-DP
4957 | 2430170000 | HDC IP68 04A AWS 1M25 | HDC enclosures, Size: 1, Protection degree: IP66 (in plugged condition), IP68 (in plugged condition), Bulkhead housing, Clamping yoke connection, Standard, Size of cable entries: M 25
4958 | 2433160000 | WB SI SL 0.4X2.5 | Screwdriver insert
4959 | 2433170000 | WB SI SL 0.5X3.0 | Screwdriver insert
4960 | 2433180000 | WB SI SL 0.6X3.5 | Screwdriver insert
4961 | 2433240000 | WB IK SL PZ2 | Screwdriver insert
4962 | 2435070000 | VG M12 EMV-4 MS 3-6.5 | VG EMV GEN 4 (EMC cable gland with clamping cage), Cable glands, M 12, 6, OD min. 3 - OD max. 6.5 mm, IP54, IP66, IP67, IP68 - 5 bar (30 min.), IP69K, Brass, nickel-plated
4963 | 2435170000 | VG M25 EMV-4 MS 10-18 | VG EMV GEN 4 (EMC cable gland with clamping cage), Cable glands, M 25, 8, OD min. 10 - OD max. 18 mm, IP54, IP66, IP67, IP68 - 5 bar (30 min.), IP69K, Brass, nickel-plated
4964 | 2435180000 | VG M32 EMV-4 MS 16-25 | VG EMV GEN 4 (EMC cable gland with clamping cage), Cable glands, M 32, 9, OD min. 16 - OD max. 25 mm, IP54, IP66, IP67, IP68 - 5 bar (30 min.), IP69K, Brass, nickel-plated
4965 | 2435190000 | VG M40 EMV-4 MS 22-32 | VG EMV GEN 4 (EMC cable gland with clamping cage), Cable glands, M 40, 9, OD min. 22 - OD max. 32 mm, IP54, IP66, IP67, IP68 - 5 bar (30 min.), IP69K, Brass, nickel-plated
4966 | 2438510000 | MCP PLUS 2 | Marking systems, Labelling device, Plotter printing with india ink, Multicard, Labels
4967 | 2439350000 | SAI-H4-M12-T | Y connector
4968 | 2443150050 | SAIL-M8WM8W-4S0.5U | Sensor/actuator line, M8, Number of poles : 4, 0.5 m, Shielded: Yes, LED: No, Sheath material: PUR, Halogen: No
4969 | 2443150100 | SAIL-M8WM8W-4S1.0U | Sensor/actuator line, M8, Number of poles : 4, 1 m, Shielded: Yes, LED: No, Sheath material: PUR, Halogen: No
4970 | 2443150150 | SAIL-M8WM8W-4S1.5U | Sensor/actuator line, M8, Number of poles : 4, 1.5 m, Shielded: Yes, LED: No, Sheath material: PUR, Halogen: No
4971 | 2443150200 | SAIL-M8WM8W-4S2.0U | Sensor/actuator line, M8, Number of poles : 4, 2 m, Shielded: Yes, LED: No, Sheath material: PUR, Halogen: No
4972 | 2443150250 | SAIL-M8WM8W-4S2.5U | Sensor/actuator line, M8, Number of poles : 4, Shielded: Yes, LED: No, Sheath material: PUR, Halogen: No
4973 | 2443150300 | SAIL-M8WM8W-4S3.0U | Sensor/actuator line, M8, Number of poles : 4, 3 m, Shielded: Yes, LED: No, Sheath material: PUR, Halogen: No
4974 | 2443150350 | SAIL-M8WM8W-4S3.5U | Sensor/actuator line, M8, Number of poles : 4, 3.5 m, Shielded: Yes, LED: No, Sheath material: PUR, Halogen: No
4975 | 2443150450 | SAIL-M8WM8W-4S4.5U | Sensor/actuator line, M8, Number of poles : 4, 4.5 m, Shielded: Yes, LED: No, Sheath material: PUR, Halogen: No
4976 | 2443150500 | SAIL-M8WM8W-4S5.0U | Sensor/actuator line, M8, Number of poles : 4, 5 m, Shielded: Yes, LED: No, Sheath material: PUR, Halogen: No
4977 | 2443150550 | SAIL-M8WM8W-4S5.5U | Sensor/actuator line, M8, Number of poles : 4, 5.5 m, Shielded: Yes, LED: No, Sheath material: PUR, Halogen: No
4978 | 2443150600 | SAIL-M8WM8W-4S6.0U | Sensor/actuator line, M8, Number of poles : 4, 6 m, Shielded: Yes, LED: No, Sheath material: PUR, Halogen: No
4979 | 2443150650 | SAIL-M8WM8W-4S6.5U | Sensor/actuator line, M8, Number of poles : 4, Shielded: Yes, LED: No, Sheath material: PUR, Halogen: No
4980 | 2443150700 | SAIL-M8WM8W-4S7.0U | Sensor/actuator line, M8, Number of poles : 4, 7 m, Shielded: Yes, LED: No, Sheath material: PUR, Halogen: No
4981 | 2443150750 | SAIL-M8WM8W-4S7.5U | Sensor/actuator line, M8, Number of poles : 4, 7.5 m, Shielded: Yes, LED: No, Sheath material: PUR, Halogen: No
4982 | 2443150800 | SAIL-M8WM8W-4S8.0U | Sensor/actuator line, M8, Number of poles : 4, 8 m, Shielded: Yes, LED: No, Sheath material: PUR, Halogen: No
4983 | 2443151000 | SAIL-M8WM8W-4S10U | Sensor/actuator line, M8, Number of poles : 4, 10 m, Shielded: Yes, LED: No, Sheath material: PUR, Halogen: No
4984 | 2466630150 | SAIL-M8W-5-1.5U | Sensor/actuator line, M8, Number of poles : 5, 1.5 m, pin, 90°, Shielded: No, LED: No, Sheath material: PUR, Halogen: No
4985 | 2466630300 | SAIL-M8W-5-3.0U | Sensor/actuator line, M8, Number of poles : 5, 3 m, pin, 90°, Shielded: No, LED: No, Sheath material: PUR, Halogen: No
4986 | 2466630500 | SAIL-M8W-5-5.0U | Sensor/actuator line, M8, Number of poles : 5, 5 m, pin, 90°, Shielded: No, LED: No, Sheath material: PUR, Halogen: No
4987 | 2466631000 | SAIL-M8W-5-10U | Sensor/actuator line, M8, Number of poles : 5, 10 m, pin, 90°, Shielded: No, LED: No, Sheath material: PUR, Halogen: No
4988 | 2466640150 | SAIL-M8BW-5-1.5U | Sensor/actuator line, M8, Number of poles : 5, 1.5 m, Socket, angled, Shielded: No, LED: No, Sheath material: PUR, Halogen: No
4989 | 2466640300 | SAIL-M8BW-5-3.0U | Sensor/actuator line, M8, Number of poles : 5, 3 m, Socket, angled, Shielded: No, LED: No, Sheath material: PUR, Halogen: No
4990 | 2466640500 | SAIL-M8BW-5-5.0U | Sensor/actuator line, M8, Number of poles : 5, 5 m, Socket, angled, Shielded: No, LED: No, Sheath material: PUR, Halogen: No
4991 | 2466641000 | SAIL-M8BW-5-10U | Sensor/actuator line, M8, Number of poles : 5, 10 m, Socket, angled, Shielded: No, LED: No, Sheath material: PUR, Halogen: No
4992 | 2466650150 | SAIL-M8BG-5-1.5U | Sensor/actuator line, M8, Number of poles : 5, 1.5 m, Female socket, straight, Shielded: No, LED: No, Sheath material: PUR, Halogen: No
4993 | 2466650300 | SAIL-M8BG-5-3.0U | Sensor/actuator line, M8, Number of poles : 5, 3 m, Female socket, straight, Shielded: No, LED: No, Sheath material: PUR, Halogen: No
4994 | 2466651000 | SAIL-M8BG-5-10U | Sensor/actuator line, M8, Number of poles : 5, 10 m, Female socket, straight, Shielded: No, LED: No, Sheath material: PUR, Halogen: No
4995 | 2466940000 | SAIE-M12S-4-2.0U-FP-M16 | Built-in plugs, M12, pin, straight, M 16, Number of poles: 4, 2 m, Front mounting
4996 | 2467150000 | PRO TOP3 480W 48V 10A | Power supply, switch-mode power supply unit, 48 V
4997 | 2470810000 | KEBI QL 303015 S2B1 | Klippon EBi QL (Essential Box industrial - Quarter Lock), Empty enclosure, stainless steel enclosure, Height: 300 mm, Width: 300 mm, Depth: 150 mm, Gland plates: Bottom, Material: Stainless steel 1.4301 (304), Brushed, silver
4998 | 2470880000 | KEBI QL 604022 S2B1 | Klippon EBi QL (Essential Box industrial - Quarter Lock), Empty enclosure, stainless steel enclosure, Height: 600 mm, Width: 400 mm, Depth: 220 mm, Gland plates: Bottom, Material: Stainless steel 1.4301 (304), Brushed, silver
4999 | 2471440000 | A2T 1.5 OR | Double-tier terminal, PUSH IN, 1.5 mm², 500 V, 16 A, orange
5000 | 2471450000 | A2T 1.5 VL BL | Double-tier terminal, PUSH IN, 1.5 mm², 500 V, 16 A, blue
5001 | 2471460000 | A2T 1.5 VL OR | Double-tier terminal, PUSH IN, 1.5 mm², 500 V, 16 A, orange
5002 | 2494010000 | A2C 16 PE | PE terminal, PUSH IN, 16 mm², 1000 V, white
5003 | 2506000000 | WB I T10 | Screwdriver insert
5004 | 2506010000 | WB I T15 | Screwdriver insert
5005 | 2506020000 | WB I T20 | Screwdriver insert
5006 | 2506030000 | WB I VK 1 | Screwdriver insert
5007 | 2506040000 | WB I VK 2 | Screwdriver insert
5008 | 2506060000 | WB I SK 3 | Screwdriver insert
5009 | 2506080000 | WB I SK 5 | Screwdriver insert
5010 | 2515020000 | WCU 860S - MICON-L CABLE | USB 2.0
5011 | 2515030000 | WCU 501 RS232 CABLE | universal, USB 2.0
5012 | 2518250000 | WPD 104 1X25+1X16/2X16+3X10 BL | W-Series, Distribution block, Rated cross-section: Screw connection, Terminal rail / mounting plate
5013 | 2518340000 | WPD 304 3X25/6X16+9X10 3XBL | W-Series, Distribution block, Rated cross-section: Screw connection, Terminal rail / mounting plate
5014 | 2518570000 | WPD 106 1X70/2X25+3X16 BL | W-Series, Distribution block, Rated cross-section: Screw connection, Terminal rail / mounting plate
5015 | 2519230000 | MF-W 9/5 MM WS | Terminal marker, 9 x 5 mm, white
5016 | 2519470000 | WPD 205 2X35/4X25+6X16 2XBL | W-Series, Distribution block, Rated cross-section: Screw connection, Terminal rail / mounting plate
5017 | 2519520000 | KLIPPON BDX M20 B | Klippon BDX (compensating elements), Compensating element, M 20, 10 mm, IP66, Brass
5018 | 2519540000 | KLIPPON BDX M20 BN | Klippon BDX (compensating elements), Compensating element, M 20, 10 mm, IP66, Brass, nickel-plated
5019 | 2519550000 | KLIPPON BDX M20 S | Klippon BDX (compensating elements), Compensating element, M 20, 10 mm, IP66, Stainless steel 1.4404 (316L)
5020 | 2519590000 | KLIPPON BDX M25 S | Klippon BDX (compensating elements), Compensating element, M 25, 10 mm, IP66, Stainless steel 1.4404 (316L)
5021 | 2520890000 | VPU II 0 N-PE 260 40/65 | Surge voltage arrester, Low voltage, Spare arrester
5022 | 2530600000 | VPU PV I+II 0 1000 | Surge voltage arrester, Low voltage, Accessories, Spare arrester
5023 | 2530760000 | SAIB-M-5S-IDC-M12-L-COD | Power connector, M12 socket
5024 | 2531050000 | PSSR 24VDC/1PH AC 22A I | Power Solid-State Relais, Solid state contactor, 1 NO contact (Thyristor (instantaneous-switching)), Rated control voltage: 3.5?32 V DC , Rated switching voltage: 24?510 V AC, Continuous current: 22 A (AC51) at 40 °C, 7 A (AC 53)
5025 | 2534140000 | HDC HE 06 MQT BL | HDC insert, Pin, 500 V, 16 A, Number of poles: 6, SNAP IN, Size: 3
5026 | 2534300000 | VPU PV I+II 0M 1000 | Surge voltage arrester, Low voltage, Spare arrester
5027 | 2535080000 | HDC HE 10 MQT BL | HDC insert, Male, 500 V, 16 A, Number of poles: 10, SNAP IN, Size: 4
5028 | 2535110000 | HDC HE 06 FQT BL | HDC insert, Female, 500 V, 16 A, Number of poles: 6, SNAP IN, Size: 3
5029 | 7760054119 | ACT20P-CI2-CO-OLP-S | Signal converter/isolator, Output current loop powered, Input : 4-20 mA, Output : 4-20 mA, (loop powered)
5030 | 7760056362 | SCM 2CO P | D-SERIES DRM, Relay socket, Number of contacts: 2, CO contact, Continuous current: 12 A, PUSH IN
5031 | 7760056363 | SCM 4CO P | D-SERIES DRM, Relay socket, Number of contacts: 4, CO contact, Continuous current: 6 A, PUSH IN
5032 | 7760056366 | SCM/SDI P CC | D-SERIES, Cross-connector
5033 | 7789014015 | PAC-CMLX-RV24-V0-1M5 | Pre-assembled cable, PAC, Cable LiYY, 0.25 mm²
5034 | 7789041025 | PAC-CTLX-HE20-V2-2M5 | Pre-assembled cable, PAC, Cable LiYY, 0.25 mm²
5035 | 7789042025 | PAC-CTLX-HE20-V3-2M5 | Pre-assembled cable, PAC, Cable LiYY, 0.25 mm²
5036 | 7789057100 | PAC-CTLX-RV12-V1-10M | Pre-assembled cable, PAC, Cable LiYY, 0.25 mm²
5037 | 7789133040 | PAC-QTUM-HE20-V3-4M | Pre-assembled cable, PAC, Cable LiYY, 0.25 mm²
5038 | 7789158015 | PAC-CTLX-SD25-V6-1M5 | Pre-assembled cable, PAC, Cable LiYCY, 0.25 mm²
5039 | 7789380100 | PAC-M340-HE20-V1-10M | Pre-assembled cable, PAC, Cable LiYY, 0.25 mm²
5040 | 7789384015 | PAC-M340-RV24-V3-1M5 | Pre-assembled cable, PAC, Cable LiYY, 0.25 mm²
5041 | 7789617080 | C300-32B-F-2S-M34-8M | Pre-assembled cable, PAC, Cable LiYCY, 0.34 mm²
5042 | 7789730010 | PAC-S300-HE20-V11-1M | Pre-assembled cable, PAC, Cable LiYY, 8.6 ± 1 mm
5043 | 7789732010 | PAC-CTLX-UNIS-V0-1M | Pre-assembled cable, PAC, Cable LiYCY, 0.25 mm²
5044 | 7789732025 | PAC-CTLX-UNIS-V0-2M5 | Pre-assembled cable, PAC, Cable LiYCY, 0.25 mm²
5045 | 7789734025 | PAC-CTLX-UNIS-V1-2M5 | Pre-assembled cable, PAC, Cable LiYCY, 0.25 mm²
5046 | 7789762050 | PAC-ELCO38-F38-F38-5M | Pre-assembled cable, PAC, Pre-assembled cable, Cable LiYCY, 0.25 mm²
5047 | 7789763050 | PAC-ELCO38-F38-F-5M | Pre-assembled cable, PAC, Pre-assembled cable, Cable LiYCY, 0.25 mm²
5048 | 7789829080 | C300-36B-324B-2S-M25-08 | Pre-assembled cable, PAC, Cable LiYCY, 0.25 mm²
5049 | 7789891060 | C300-36B-324B-2S-M34-06 | Pre-assembled cable, PAC, Cable LiYCY, 0.34 mm²
5050 | 8909650003 | IE-C6ES8UG0003A40A40-E | System cable, RJ45 IP 20, RJ45 IP 20, Cat.6A / Class EA (ISO/IEC 11801 2010), PUR, 0.3 m
5051 | 8909650005 | IE-C6ES8UG0005A40A40-E | System cable, RJ45 IP 20, RJ45 IP 20, Cat.6A / Class EA (ISO/IEC 11801 2010), PUR, 0.5 m
5052 | 8909650010 | IE-C6ES8UG0010A40A40-E | System cable, RJ45 IP 20, RJ45 IP 20, Cat.6A / Class EA (ISO/IEC 11801 2010), PUR, 1 m
5053 | 8909650020 | IE-C6ES8UG0020A40A40-E | System cable, RJ45 IP 20, RJ45 IP 20, Cat.6A / Class EA (ISO/IEC 11801 2010), PUR, 2 m
5054 | 8909650100 | IE-C6ES8UG0100A40A40-E | System cable, RJ45 IP 20, RJ45 IP 20, Cat.6A / Class EA (ISO/IEC 11801 2010), PUR, 10 m
5055 | 8909650150 | IE-C6ES8UG0150A40A40-E | System cable, RJ45 IP 20, RJ45 IP 20, Cat.6A / Class EA (ISO/IEC 11801 2010), PUR, 15 m
5056 | 8909650500 | IE-C6ES8UG0500A40A40-E | System cable, RJ45 IP 20, RJ45 IP 20, Cat.6A / Class EA (ISO/IEC 11801 2010), PUR, 50 m
5057 | 9456660100 | SAIL-M12GM8G-4-1.0U | Sensor/actuator line, Connecting line, M12 / M8, Number of poles : 4, 1 m, pin, straight - socket, straight, Shielded: No, LED: No, Sheath material: PUR, Halogen: No
5058 | 9456670100 | SAIL-M12GM8W-4-1.0U | Sensor/actuator line, Connecting line, M12 / M8, Number of poles : 4, 1 m, pin, straight - socket, 90°, Shielded: No, LED: No, Sheath material: PUR, Halogen: No
5059 | 9457680015 | SAIL-VSB-M12G-0.15U | Valve plug
5060 | 9457681500 | SAIL-VSB-M12G-15U | Valve plug, Straight plug - valve plug
5061 | 9457682000 | SAIL-VSB-M12G-20U | Valve plug, Straight plug - valve plug
5062 | 9457694000 | SAIL-M12BW-5-40U | Sensor/actuator line, One end without connector, M12, Number of poles : 5, 40 m, Shielded: No, LED: No, Sheath material: PUR, Halogen: No
5063 | 9457770700 | SAIL-M12GM8G-3-7.0U | Sensor/actuator line, Connecting line, M12 / M8, Number of poles : 3, 7 m, Shielded: No, LED: No, Sheath material: PUR, Halogen: No
5064 | 9457803000 | SAIL-M12BW-3L30U | Sensor/actuator line, One end without connector, M12, Number of poles : 3, 30 m, Socket, angled, Shielded: No, LED: Yes, Sheath material: PUR, Halogen: No
5065 | 9457803500 | SAIL-M12BW-3L35U | Sensor/actuator line, One end without connector, M12, Number of poles : 3, 35 m, Shielded: No, LED: Yes, Sheath material: PUR, Halogen: No
5066 | 9457805000 | SAIL-M12BW-3L50U | Sensor/actuator line, One end without connector, M12, Number of poles : 3, 50 m, Socket, angled, Shielded: No, LED: Yes, Sheath material: PUR, Halogen: No
5067 | 2584980000 | IE-PS-RJ45-TH-BK-P | RJ45 crimp plug, with kink protection; 6.5 - 7.5 mm, Cat.5 (ISO/IEC 11801)
5068 | 2591090000 | VPU AC II 3+1 R 300/50 | Surge voltage arrester, Low voltage, Surge protection, with remote contact, TN-C-S, TN-S, TT, IT with N, IT without N
5069 | 7789617150 | C300-32B-F-2S-M34-15M | Pre-assembled cable, PAC, Cable LiYCY, 0.34 mm²
5070 | 2467120000 | PRO TOP3 960W 24V 40A | Power supply, switch-mode power supply unit, 24 V
5071 | 7760054164 | ACT20P-VMR-1PH-H-S | Limit value monitoring, Input: single-phase voltage, Relay output
5072 | 1093030220 | SAIL-M12GM12G-5-2.2UGE | Sensor/actuator line, Connecting line, Number of poles : 5, 2.2 m, Shielded: No, LED: No, Sheath material: PUR, Halogen: No
5073 | 1093030570 | SAIL-M12GM12G-5-5.7UGE | Sensor/actuator line, Connecting line, Number of poles : 5, 5.7 m, Shielded: No, LED: No, Sheath material: PUR, Halogen: No
5074 | 1094192000 | SAIL-M12BG-4-2L20U | Sensor/actuator line, One end without connector, M12, Number of poles : 4, 20 m, Female socket, straight, Shielded: No, LED: Yes, Sheath material: PUR, Halogen: No
5075 | 1171890300 | SAIL-ZW-M12BG-3-3.0V | Sensor/actuator line, Connecting line, M12 / M12, Number of poles : 3, 3 m, Twin cabling, pin, straight, 2x socket, straight, Shielded: No, LED: No, Sheath material: PVC, Halogen: Yes
5076 | 1194620001 | KTB MH 262615 S2E2 | Klippon TB MH (Terminal Box - Multi Hinge), Empty enclosure, stainless steel enclosure, Height: 260 mm, Width: 260 mm, Depth: 150 mm, Gland plates: Bottom, top, Material: Stainless steel 1.4301 (304), electropolished, silver
5077 | 1194620002 | KTB MH 262615 S4N2 | Klippon TB MH (Terminal Box - Multi Hinge), Empty enclosure, stainless steel enclosure, Height: 260 mm, Width: 260 mm, Depth: 150 mm, Gland plates: Bottom, top, Material: Stainless steel 1.4404 (316L), untreated, silver
5078 | 1194620003 | KTB MH 262615 S2N2 | Klippon TB MH (Terminal Box - Multi Hinge), Empty enclosure, stainless steel enclosure, Height: 260 mm, Width: 260 mm, Depth: 150 mm, Gland plates: Bottom, top, Material: Stainless steel 1.4301 (304), untreated, silver
5079 | 1194630001 | KTB MH 262615 S2E3 | Klippon TB MH (Terminal Box - Multi Hinge), Empty enclosure, stainless steel enclosure, Height: 260 mm, Width: 260 mm, Depth: 150 mm, Gland plates: Bottom, left, right, Material: Stainless steel 1.4301 (304), electropolished, silver
5080 | 1194630002 | KTB MH 262615 S4N3 | Klippon TB MH (Terminal Box - Multi Hinge), Empty enclosure, stainless steel enclosure, Height: 260 mm, Width: 260 mm, Depth: 150 mm, Gland plates: Bottom, left, right, Material: Stainless steel 1.4404 (316L), untreated, silver
5081 | 1194630003 | KTB MH 262615 S2N3 | Klippon TB MH (Terminal Box - Multi Hinge), Empty enclosure, stainless steel enclosure, Height: 260 mm, Width: 260 mm, Depth: 150 mm, Gland plates: Bottom, left, right, Material: Stainless steel 1.4301 (304), untreated, silver
5082 | 1194640001 | KTB MH 262615 S2E4 | Klippon TB MH (Terminal Box - Multi Hinge), Empty enclosure, stainless steel enclosure, Height: 260 mm, Width: 260 mm, Depth: 150 mm, Gland plates: Bottom, top, left, right, Material: Stainless steel 1.4301 (304), electropolished, silver
5083 | 1194640002 | KTB MH 262615 S4N4 | Klippon TB MH (Terminal Box - Multi Hinge), Empty enclosure, stainless steel enclosure, Height: 260 mm, Width: 260 mm, Depth: 150 mm, Gland plates: Bottom, top, left, right, Material: Stainless steel 1.4404 (316L), untreated, silver
5084 | 1194640003 | KTB MH 262615 S2N4 | Klippon TB MH (Terminal Box - Multi Hinge), Empty enclosure, stainless steel enclosure, Height: 260 mm, Width: 260 mm, Depth: 150 mm, Gland plates: Bottom, top, left, right, Material: Stainless steel 1.4301 (304), untreated, silver
5085 | 1194660001 | KTB MH 262620 S2E1 | Klippon TB MH (Terminal Box - Multi Hinge), Empty enclosure, stainless steel enclosure, Height: 260 mm, Width: 260 mm, Depth: 200 mm, Gland plates: Bottom, Material: Stainless steel 1.4301 (304), electropolished, silver
5086 | 1194660002 | KTB MH 262620 S4N1 | Klippon TB MH (Terminal Box - Multi Hinge), Empty enclosure, stainless steel enclosure, Height: 260 mm, Width: 260 mm, Depth: 200 mm, Gland plates: Bottom, Material: Stainless steel 1.4404 (316L), untreated, silver
5087 | 1194660003 | KTB MH 262620 S2N1 | Klippon TB MH (Terminal Box - Multi Hinge), Empty enclosure, stainless steel enclosure, Height: 260 mm, Width: 260 mm, Depth: 200 mm, Gland plates: Bottom, Material: Stainless steel 1.4301 (304), untreated, silver
5088 | 1194670001 | KTB MH 262620 S2E2 | Klippon TB MH (Terminal Box - Multi Hinge), Empty enclosure, stainless steel enclosure, Height: 260 mm, Width: 260 mm, Depth: 200 mm, Gland plates: Bottom, top, Material: Stainless steel 1.4301 (304), electropolished, silver
5089 | 1194670002 | KTB MH 262620 S4N2 | Klippon TB MH (Terminal Box - Multi Hinge), Empty enclosure, stainless steel enclosure, Height: 260 mm, Width: 260 mm, Depth: 200 mm, Gland plates: Bottom, top, Material: Stainless steel 1.4404 (316L), untreated, silver
5090 | 1194670003 | KTB MH 262620 S2N2 | Klippon TB MH (Terminal Box - Multi Hinge), Empty enclosure, stainless steel enclosure, Height: 260 mm, Width: 260 mm, Depth: 200 mm, Gland plates: Bottom, top, Material: Stainless steel 1.4301 (304), untreated, silver
5091 | 1194680001 | KTB MH 262620 S2E3 | Klippon TB MH (Terminal Box - Multi Hinge), Empty enclosure, stainless steel enclosure, Height: 260 mm, Width: 260 mm, Depth: 200 mm, Gland plates: Bottom, left, right, Material: Stainless steel 1.4301 (304), electropolished, silver
5092 | 1194680002 | KTB MH 262620 S4N3 | Klippon TB MH (Terminal Box - Multi Hinge), Empty enclosure, stainless steel enclosure, Height: 260 mm, Width: 260 mm, Depth: 200 mm, Gland plates: Bottom, left, right, Material: Stainless steel 1.4404 (316L), untreated, silver
5093 | 1194680003 | KTB MH 262620 S2N3 | Klippon TB MH (Terminal Box - Multi Hinge), Empty enclosure, stainless steel enclosure, Height: 260 mm, Width: 260 mm, Depth: 200 mm, Gland plates: Bottom, left, right, Material: Stainless steel 1.4301 (304), untreated, silver
5094 | 1194690001 | KTB MH 262620 S2E4 | Klippon TB MH (Terminal Box - Multi Hinge), Empty enclosure, stainless steel enclosure, Height: 260 mm, Width: 260 mm, Depth: 200 mm, Gland plates: Bottom, top, left, right, Material: Stainless steel 1.4301 (304), electropolished, silver
5095 | 1194690002 | KTB MH 262620 S4N4 | Klippon TB MH (Terminal Box - Multi Hinge), Empty enclosure, stainless steel enclosure, Height: 260 mm, Width: 260 mm, Depth: 200 mm, Gland plates: Bottom, top, left, right, Material: Stainless steel 1.4404 (316L), untreated, silver
5096 | 1194690003 | KTB MH 262620 S2N4 | Klippon TB MH (Terminal Box - Multi Hinge), Empty enclosure, stainless steel enclosure, Height: 260 mm, Width: 260 mm, Depth: 200 mm, Gland plates: Bottom, top, left, right, Material: Stainless steel 1.4301 (304), untreated, silver
5097 | 1194710001 | KTB MH 303015 S2E1 | Klippon TB MH (Terminal Box - Multi Hinge), Empty enclosure, stainless steel enclosure, Height: 306 mm, Width: 306 mm, Depth: 150 mm, Gland plates: Bottom, Material: Stainless steel 1.4301 (304), electropolished, silver
5098 | 1194710002 | KTB MH 303015 S4N1 | Klippon TB MH (Terminal Box - Multi Hinge), Empty enclosure, stainless steel enclosure, Height: 306 mm, Width: 306 mm, Depth: 150 mm, Gland plates: Bottom, Material: Stainless steel 1.4404 (316L), untreated, silver
5099 | 1194710003 | KTB MH 303015 S2N1 | Klippon TB MH (Terminal Box - Multi Hinge), Empty enclosure, stainless steel enclosure, Height: 306 mm, Width: 306 mm, Depth: 150 mm, Gland plates: Bottom, Material: Stainless steel 1.4301 (304), untreated, silver
5100 | 1194720001 | KTB MH 303015 S2E2 | Klippon TB MH (Terminal Box - Multi Hinge), Empty enclosure, stainless steel enclosure, Height: 306 mm, Width: 306 mm, Depth: 150 mm, Gland plates: Bottom, top, Material: Stainless steel 1.4301 (304), electropolished, silver
5101 | 1194720002 | KTB MH 303015 S4N2 | Klippon TB MH (Terminal Box - Multi Hinge), Empty enclosure, stainless steel enclosure, Height: 306 mm, Width: 306 mm, Depth: 150 mm, Gland plates: Bottom, top, Material: Stainless steel 1.4404 (316L), untreated, silver
5102 | 1194720003 | KTB MH 303015 S2N2 | Klippon TB MH (Terminal Box - Multi Hinge), Empty enclosure, stainless steel enclosure, Height: 306 mm, Width: 306 mm, Depth: 150 mm, Gland plates: Bottom, top, Material: Stainless steel 1.4301 (304), untreated, silver
5103 | 1194730001 | KTB MH 303015 S2E3 | Klippon TB MH (Terminal Box - Multi Hinge), Empty enclosure, stainless steel enclosure, Height: 306 mm, Width: 306 mm, Depth: 150 mm, Gland plates: Bottom, left, right, Material: Stainless steel 1.4301 (304), electropolished, silver
5104 | 1194730002 | KTB MH 303015 S4N3 | Klippon TB MH (Terminal Box - Multi Hinge), Empty enclosure, stainless steel enclosure, Height: 306 mm, Width: 306 mm, Depth: 150 mm, Gland plates: Bottom, left, right, Material: Stainless steel 1.4404 (316L), untreated, silver
5105 | 1194730003 | KTB MH 303015 S2N3 | Klippon TB MH (Terminal Box - Multi Hinge), Empty enclosure, stainless steel enclosure, Height: 306 mm, Width: 306 mm, Depth: 150 mm, Gland plates: Bottom, left, right, Material: Stainless steel 1.4301 (304), untreated, silver
5106 | 1194740001 | KTB MH 303015 S2E4 | Klippon TB MH (Terminal Box - Multi Hinge), Empty enclosure, stainless steel enclosure, Height: 306 mm, Width: 306 mm, Depth: 150 mm, Gland plates: Bottom, top, left, right, Material: Stainless steel 1.4301 (304), electropolished, silver
5107 | 1194740002 | KTB MH 303015 S4N4 | Klippon TB MH (Terminal Box - Multi Hinge), Empty enclosure, stainless steel enclosure, Height: 306 mm, Width: 306 mm, Depth: 150 mm, Gland plates: Bottom, top, left, right, Material: Stainless steel 1.4404 (316L), untreated, silver
5108 | 1194740003 | KTB MH 303015 S2N4 | Klippon TB MH (Terminal Box - Multi Hinge), Empty enclosure, stainless steel enclosure, Height: 306 mm, Width: 306 mm, Depth: 150 mm, Gland plates: Bottom, top, left, right, Material: Stainless steel 1.4301 (304), untreated, silver
5109 | 1194760001 | KTB MH 303020 S2E1 | Klippon TB MH (Terminal Box - Multi Hinge), Empty enclosure, stainless steel enclosure, Height: 306 mm, Width: 306 mm, Depth: 200 mm, Gland plates: Bottom, Material: Stainless steel 1.4301 (304), electropolished, silver
5110 | 1194760002 | KTB MH 303020 S4N1 | Klippon TB MH (Terminal Box - Multi Hinge), Empty enclosure, stainless steel enclosure, Height: 306 mm, Width: 306 mm, Depth: 200 mm, Gland plates: Bottom, Material: Stainless steel 1.4404 (316L), untreated, silver
5111 | 1194760003 | KTB MH 303020 S2N1 | Klippon TB MH (Terminal Box - Multi Hinge), Empty enclosure, stainless steel enclosure, Height: 306 mm, Width: 306 mm, Depth: 200 mm, Gland plates: Bottom, Material: Stainless steel 1.4301 (304), untreated, silver
5112 | 1194770001 | KTB MH 303020 S2E2 | Klippon TB MH (Terminal Box - Multi Hinge), Empty enclosure, stainless steel enclosure, Height: 306 mm, Width: 306 mm, Depth: 200 mm, Gland plates: Bottom, top, Material: Stainless steel 1.4301 (304), electropolished, silver
5113 | 1194770002 | KTB MH 303020 S4N2 | Klippon TB MH (Terminal Box - Multi Hinge), Empty enclosure, stainless steel enclosure, Height: 306 mm, Width: 306 mm, Depth: 200 mm, Gland plates: Bottom, top, Material: Stainless steel 1.4404 (316L), untreated, silver
5114 | 1194770003 | KTB MH 303020 S2N2 | Klippon TB MH (Terminal Box - Multi Hinge), Empty enclosure, stainless steel enclosure, Height: 306 mm, Width: 306 mm, Depth: 200 mm, Gland plates: Bottom, top, Material: Stainless steel 1.4301 (304), untreated, silver
5115 | 1194780001 | KTB MH 303020 S2E3 | Klippon TB MH (Terminal Box - Multi Hinge), Empty enclosure, stainless steel enclosure, Height: 306 mm, Width: 306 mm, Depth: 200 mm, Gland plates: Bottom, left, right, Material: Stainless steel 1.4301 (304), electropolished, silver
5116 | 1194780002 | KTB MH 303020 S4N3 | Klippon TB MH (Terminal Box - Multi Hinge), Empty enclosure, stainless steel enclosure, Height: 306 mm, Width: 306 mm, Depth: 200 mm, Gland plates: Bottom, left, right, Material: Stainless steel 1.4404 (316L), untreated, silver
5117 | 1194780003 | KTB MH 303020 S2N3 | Klippon TB MH (Terminal Box - Multi Hinge), Empty enclosure, stainless steel enclosure, Height: 306 mm, Width: 306 mm, Depth: 200 mm, Gland plates: Bottom, left, right, Material: Stainless steel 1.4301 (304), untreated, silver
5118 | 1194790001 | KTB MH 303020 S2E4 | Klippon TB MH (Terminal Box - Multi Hinge), Empty enclosure, stainless steel enclosure, Height: 306 mm, Width: 306 mm, Depth: 200 mm, Gland plates: Bottom, top, left, right, Material: Stainless steel 1.4301 (304), electropolished, silver
5119 | 1194790002 | KTB MH 303020 S4N4 | Klippon TB MH (Terminal Box - Multi Hinge), Empty enclosure, stainless steel enclosure, Height: 306 mm, Width: 306 mm, Depth: 200 mm, Gland plates: Bottom, top, left, right, Material: Stainless steel 1.4404 (316L), untreated, silver
5120 | 1194790003 | KTB MH 303020 S2N4 | Klippon TB MH (Terminal Box - Multi Hinge), Empty enclosure, stainless steel enclosure, Height: 306 mm, Width: 306 mm, Depth: 200 mm, Gland plates: Bottom, top, left, right, Material: Stainless steel 1.4301 (304), untreated, silver
5121 | 1194810001 | KTB MH 352615 S2E1 | Klippon TB MH (Terminal Box - Multi Hinge), Empty enclosure, stainless steel enclosure, Height: 350 mm, Width: 260 mm, Depth: 150 mm, Gland plates: Bottom, Material: Stainless steel 1.4301 (304), electropolished, silver
5122 | 1194810002 | KTB MH 352615 S4N1 | Klippon TB MH (Terminal Box - Multi Hinge), Empty enclosure, stainless steel enclosure, Height: 350 mm, Width: 260 mm, Depth: 150 mm, Gland plates: Bottom, Material: Stainless steel 1.4404 (316L), untreated, silver
5123 | 1194810003 | KTB MH 352615 S2N1 | Klippon TB MH (Terminal Box - Multi Hinge), Empty enclosure, stainless steel enclosure, Height: 350 mm, Width: 260 mm, Depth: 150 mm, Gland plates: Bottom, Material: Stainless steel 1.4301 (304), untreated, silver
5124 | 1194820001 | KTB MH 352615 S2E2 | Klippon TB MH (Terminal Box - Multi Hinge), Empty enclosure, stainless steel enclosure, Height: 350 mm, Width: 260 mm, Depth: 150 mm, Gland plates: Bottom, top, Material: Stainless steel 1.4301 (304), electropolished, silver
5125 | 1194820002 | KTB MH 352615 S4N2 | Klippon TB MH (Terminal Box - Multi Hinge), Empty enclosure, stainless steel enclosure, Height: 350 mm, Width: 260 mm, Depth: 150 mm, Gland plates: Bottom, top, Material: Stainless steel 1.4404 (316L), untreated, silver
5126 | 1194820003 | KTB MH 352615 S2N2 | Klippon TB MH (Terminal Box - Multi Hinge), Empty enclosure, stainless steel enclosure, Height: 350 mm, Width: 260 mm, Depth: 150 mm, Gland plates: Bottom, top, Material: Stainless steel 1.4301 (304), untreated, silver
5127 | 1194830001 | KTB MH 352615 S2E3 | Klippon TB MH (Terminal Box - Multi Hinge), Empty enclosure, stainless steel enclosure, Height: 350 mm, Width: 260 mm, Depth: 150 mm, Gland plates: Bottom, left, right, Material: Stainless steel 1.4301 (304), electropolished, silver
5128 | 1194830002 | KTB MH 352615 S4N3 | Klippon TB MH (Terminal Box - Multi Hinge), Empty enclosure, stainless steel enclosure, Height: 350 mm, Width: 260 mm, Depth: 150 mm, Gland plates: Bottom, left, right, Material: Stainless steel 1.4404 (316L), untreated, silver
5129 | 1194830003 | KTB MH 352615 S2N3 | Klippon TB MH (Terminal Box - Multi Hinge), Empty enclosure, stainless steel enclosure, Height: 350 mm, Width: 260 mm, Depth: 150 mm, Gland plates: Bottom, left, right, Material: Stainless steel 1.4301 (304), untreated, silver
5130 | 1194840001 | KTB MH 352615 S2E4 | Klippon TB MH (Terminal Box - Multi Hinge), Empty enclosure, stainless steel enclosure, Height: 350 mm, Width: 260 mm, Depth: 150 mm, Gland plates: Bottom, top, left, right, Material: Stainless steel 1.4301 (304), electropolished, silver
5131 | 1194840002 | KTB MH 352615 S4N4 | Klippon TB MH (Terminal Box - Multi Hinge), Empty enclosure, stainless steel enclosure, Height: 350 mm, Width: 260 mm, Depth: 150 mm, Gland plates: Bottom, top, left, right, Material: Stainless steel 1.4404 (316L), untreated, silver
5132 | 1194840003 | KTB MH 352615 S2N4 | Klippon TB MH (Terminal Box - Multi Hinge), Empty enclosure, stainless steel enclosure, Height: 350 mm, Width: 260 mm, Depth: 150 mm, Gland plates: Bottom, top, left, right, Material: Stainless steel 1.4301 (304), untreated, silver
5133 | 1194860001 | KTB MH 352620 S2E1 | Klippon TB MH (Terminal Box - Multi Hinge), Empty enclosure, stainless steel enclosure, Height: 350 mm, Width: 260 mm, Depth: 200 mm, Gland plates: Bottom, Material: Stainless steel 1.4301 (304), electropolished, silver
5134 | 1194860002 | KTB MH 352620 S4N1 | Klippon TB MH (Terminal Box - Multi Hinge), Empty enclosure, stainless steel enclosure, Height: 350 mm, Width: 260 mm, Depth: 200 mm, Gland plates: Bottom, Material: Stainless steel 1.4404 (316L), untreated, silver
5135 | 1194860003 | KTB MH 352620 S2N1 | Klippon TB MH (Terminal Box - Multi Hinge), Empty enclosure, stainless steel enclosure, Height: 350 mm, Width: 260 mm, Depth: 200 mm, Gland plates: Bottom, Material: Stainless steel 1.4301 (304), untreated, silver
5136 | 1194870001 | KTB MH 352620 S2E2 | Klippon TB MH (Terminal Box - Multi Hinge), Empty enclosure, stainless steel enclosure, Height: 350 mm, Width: 260 mm, Depth: 200 mm, Gland plates: Bottom, top, Material: Stainless steel 1.4301 (304), electropolished, silver
5137 | 1194870002 | KTB MH 352620 S4N2 | Klippon TB MH (Terminal Box - Multi Hinge), Empty enclosure, stainless steel enclosure, Height: 350 mm, Width: 260 mm, Depth: 200 mm, Gland plates: Bottom, top, Material: Stainless steel 1.4404 (316L), untreated, silver
5138 | 1194870003 | KTB MH 352620 S2N2 | Klippon TB MH (Terminal Box - Multi Hinge), Empty enclosure, stainless steel enclosure, Height: 350 mm, Width: 260 mm, Depth: 200 mm, Gland plates: Bottom, top, Material: Stainless steel 1.4301 (304), untreated, silver
5139 | 1194880001 | KTB MH 352620 S2E3 | Klippon TB MH (Terminal Box - Multi Hinge), Empty enclosure, stainless steel enclosure, Height: 350 mm, Width: 260 mm, Depth: 200 mm, Gland plates: Bottom, left, right, Material: Stainless steel 1.4301 (304), electropolished, silver
5140 | 1194880002 | KTB MH 352620 S4N3 | Klippon TB MH (Terminal Box - Multi Hinge), Empty enclosure, stainless steel enclosure, Height: 350 mm, Width: 260 mm, Depth: 200 mm, Gland plates: Bottom, left, right, Material: Stainless steel 1.4404 (316L), untreated, silver
5141 | 1194880003 | KTB MH 352620 S2N3 | Klippon TB MH (Terminal Box - Multi Hinge), Empty enclosure, stainless steel enclosure, Height: 350 mm, Width: 260 mm, Depth: 200 mm, Gland plates: Bottom, left, right, Material: Stainless steel 1.4301 (304), untreated, silver
5142 | 1194890001 | KTB MH 352620 S2E4 | Klippon TB MH (Terminal Box - Multi Hinge), Empty enclosure, stainless steel enclosure, Height: 350 mm, Width: 260 mm, Depth: 200 mm, Gland plates: Bottom, top, left, right, Material: Stainless steel 1.4301 (304), electropolished, silver
5143 | 1194890002 | KTB MH 352620 S4N4 | Klippon TB MH (Terminal Box - Multi Hinge), Empty enclosure, stainless steel enclosure, Height: 350 mm, Width: 260 mm, Depth: 200 mm, Gland plates: Bottom, top, left, right, Material: Stainless steel 1.4404 (316L), untreated, silver
5144 | 1194890003 | KTB MH 352620 S2N4 | Klippon TB MH (Terminal Box - Multi Hinge), Empty enclosure, stainless steel enclosure, Height: 350 mm, Width: 260 mm, Depth: 200 mm, Gland plates: Bottom, top, left, right, Material: Stainless steel 1.4301 (304), untreated, silver
5145 | 1194910001 | KTB MH 403015 S2E1 | Klippon TB MH (Terminal Box - Multi Hinge), Empty enclosure, stainless steel enclosure, Height: 400 mm, Width: 300 mm, Depth: 150 mm, Gland plates: Bottom, Material: Stainless steel 1.4301 (304), electropolished, silver
5146 | 1194910002 | KTB MH 403015 S4N1 | Klippon TB MH (Terminal Box - Multi Hinge), Empty enclosure, stainless steel enclosure, Height: 400 mm, Width: 300 mm, Depth: 150 mm, Gland plates: Bottom, Material: Stainless steel 1.4404 (316L), untreated, silver
5147 | 1194910003 | KTB MH 403015 S2N1 | Klippon TB MH (Terminal Box - Multi Hinge), Empty enclosure, stainless steel enclosure, Height: 400 mm, Width: 300 mm, Depth: 150 mm, Gland plates: Bottom, Material: Stainless steel 1.4301 (304), untreated, silver
5148 | 1194920001 | KTB MH 403015 S2E2 | Klippon TB MH (Terminal Box - Multi Hinge), Empty enclosure, stainless steel enclosure, Height: 400 mm, Width: 300 mm, Depth: 150 mm, Gland plates: Bottom, top, Material: Stainless steel 1.4301 (304), electropolished, silver
5149 | 1194920002 | KTB MH 403015 S4N2 | Klippon TB MH (Terminal Box - Multi Hinge), Empty enclosure, stainless steel enclosure, Height: 400 mm, Width: 300 mm, Depth: 150 mm, Gland plates: Bottom, top, Material: Stainless steel 1.4404 (316L), untreated, silver
5150 | 1194920003 | KTB MH 403015 S2N2 | Klippon TB MH (Terminal Box - Multi Hinge), Empty enclosure, stainless steel enclosure, Height: 400 mm, Width: 300 mm, Depth: 150 mm, Gland plates: Bottom, top, Material: Stainless steel 1.4301 (304), untreated, silver
5151 | 1194930001 | KTB MH 403015 S2E3 | Klippon TB MH (Terminal Box - Multi Hinge), Empty enclosure, stainless steel enclosure, Height: 400 mm, Width: 300 mm, Depth: 150 mm, Gland plates: Bottom, left, right, Material: Stainless steel 1.4301 (304), electropolished, silver
5152 | 1194930002 | KTB MH 403015 S4N3 | Klippon TB MH (Terminal Box - Multi Hinge), Empty enclosure, stainless steel enclosure, Height: 400 mm, Width: 300 mm, Depth: 150 mm, Gland plates: Bottom, left, right, Material: Stainless steel 1.4404 (316L), untreated, silver
5153 | 1194930003 | KTB MH 403015 S2N3 | Klippon TB MH (Terminal Box - Multi Hinge), Empty enclosure, stainless steel enclosure, Height: 400 mm, Width: 300 mm, Depth: 150 mm, Gland plates: Bottom, left, right, Material: Stainless steel 1.4301 (304), untreated, silver
5154 | 1194940001 | KTB MH 403015 S2E4 | Klippon TB MH (Terminal Box - Multi Hinge), Empty enclosure, stainless steel enclosure, Height: 400 mm, Width: 300 mm, Depth: 150 mm, Gland plates: Bottom, top, left, right, Material: Stainless steel 1.4301 (304), electropolished, silver
5155 | 1194940002 | KTB MH 403015 S4N4 | Klippon TB MH (Terminal Box - Multi Hinge), Empty enclosure, stainless steel enclosure, Height: 400 mm, Width: 300 mm, Depth: 150 mm, Gland plates: Bottom, top, left, right, Material: Stainless steel 1.4404 (316L), untreated, silver
5156 | 1194940003 | KTB MH 403015 S2N4 | Klippon TB MH (Terminal Box - Multi Hinge), Empty enclosure, stainless steel enclosure, Height: 400 mm, Width: 300 mm, Depth: 150 mm, Gland plates: Bottom, top, left, right, Material: Stainless steel 1.4301 (304), untreated, silver
5157 | 1194960001 | KTB MH 403020 S2E1 | Klippon TB MH (Terminal Box - Multi Hinge), Empty enclosure, stainless steel enclosure, Height: 400 mm, Width: 300 mm, Depth: 200 mm, Gland plates: Bottom, Material: Stainless steel 1.4301 (304), electropolished, silver
5158 | 1194960002 | KTB MH 403020 S4N1 | Klippon TB MH (Terminal Box - Multi Hinge), Empty enclosure, stainless steel enclosure, Height: 400 mm, Width: 300 mm, Depth: 200 mm, Gland plates: Bottom, Material: Stainless steel 1.4404 (316L), untreated, silver
5159 | 1194960003 | KTB MH 403020 S2N1 | Klippon TB MH (Terminal Box - Multi Hinge), Empty enclosure, stainless steel enclosure, Height: 400 mm, Width: 300 mm, Depth: 200 mm, Gland plates: Bottom, Material: Stainless steel 1.4301 (304), untreated, silver
5160 | 1194970001 | KTB MH 403020 S2E2 | Klippon TB MH (Terminal Box - Multi Hinge), Empty enclosure, stainless steel enclosure, Height: 400 mm, Width: 300 mm, Depth: 200 mm, Gland plates: Bottom, top, Material: Stainless steel 1.4301 (304), electropolished, silver
5161 | 1194970002 | KTB MH 403020 S4N2 | Klippon TB MH (Terminal Box - Multi Hinge), Empty enclosure, stainless steel enclosure, Height: 400 mm, Width: 300 mm, Depth: 200 mm, Gland plates: Bottom, top, Material: Stainless steel 1.4404 (316L), untreated, silver
5162 | 1194970003 | KTB MH 403020 S2N2 | Klippon TB MH (Terminal Box - Multi Hinge), Empty enclosure, stainless steel enclosure, Height: 400 mm, Width: 300 mm, Depth: 200 mm, Gland plates: Bottom, top, Material: Stainless steel 1.4301 (304), untreated, silver
5163 | 1194980001 | KTB MH 403020 S2E3 | Klippon TB MH (Terminal Box - Multi Hinge), Empty enclosure, stainless steel enclosure, Height: 400 mm, Width: 300 mm, Depth: 200 mm, Gland plates: Bottom, left, right, Material: Stainless steel 1.4301 (304), electropolished, silver
5164 | 1194980002 | KTB MH 403020 S4N3 | Klippon TB MH (Terminal Box - Multi Hinge), Empty enclosure, stainless steel enclosure, Height: 400 mm, Width: 300 mm, Depth: 200 mm, Gland plates: Bottom, left, right, Material: Stainless steel 1.4404 (316L), untreated, silver
5165 | 1194980003 | KTB MH 403020 S2N3 | Klippon TB MH (Terminal Box - Multi Hinge), Empty enclosure, stainless steel enclosure, Height: 400 mm, Width: 300 mm, Depth: 200 mm, Gland plates: Bottom, left, right, Material: Stainless steel 1.4301 (304), untreated, silver
5166 | 1194990001 | KTB MH 403020 S2E4 | Klippon TB MH (Terminal Box - Multi Hinge), Empty enclosure, stainless steel enclosure, Height: 400 mm, Width: 300 mm, Depth: 200 mm, Gland plates: Bottom, top, left, right, Material: Stainless steel 1.4301 (304), electropolished, silver
5167 | 1194990002 | KTB MH 403020 S4N4 | Klippon TB MH (Terminal Box - Multi Hinge), Empty enclosure, stainless steel enclosure, Height: 400 mm, Width: 300 mm, Depth: 200 mm, Gland plates: Bottom, top, left, right, Material: Stainless steel 1.4404 (316L), untreated, silver
5168 | 1194990003 | KTB MH 403020 S2N4 | Klippon TB MH (Terminal Box - Multi Hinge), Empty enclosure, stainless steel enclosure, Height: 400 mm, Width: 300 mm, Depth: 200 mm, Gland plates: Bottom, top, left, right, Material: Stainless steel 1.4301 (304), untreated, silver
5169 | 1195010001 | KTB MH 453815 S2E1 | Klippon TB MH (Terminal Box - Multi Hinge), Empty enclosure, stainless steel enclosure, Height: 458 mm, Width: 382 mm, Depth: 150 mm, Gland plates: Bottom, Material: Stainless steel 1.4301 (304), electropolished, silver
5170 | 1195010002 | KTB MH 453815 S4N1 | Klippon TB MH (Terminal Box - Multi Hinge), Empty enclosure, stainless steel enclosure, Height: 458 mm, Width: 382 mm, Depth: 150 mm, Gland plates: Bottom, Material: Stainless steel 1.4404 (316L), untreated, silver
5171 | 1195010003 | KTB MH 453815 S2N1 | Klippon TB MH (Terminal Box - Multi Hinge), Empty enclosure, stainless steel enclosure, Height: 458 mm, Width: 382 mm, Depth: 150 mm, Gland plates: Bottom, Material: Stainless steel 1.4301 (304), untreated, silver
5172 | 1195020001 | KTB MH 453815 S2E2 | Klippon TB MH (Terminal Box - Multi Hinge), Empty enclosure, stainless steel enclosure, Height: 458 mm, Width: 382 mm, Depth: 150 mm, Gland plates: Bottom, top, Material: Stainless steel 1.4301 (304), electropolished, silver
5173 | 1195020002 | KTB MH 453815 S4N2 | Klippon TB MH (Terminal Box - Multi Hinge), Empty enclosure, stainless steel enclosure, Height: 458 mm, Width: 382 mm, Depth: 150 mm, Gland plates: Bottom, top, Material: Stainless steel 1.4404 (316L), untreated, silver
5174 | 1195020003 | KTB MH 453815 S2N2 | Klippon TB MH (Terminal Box - Multi Hinge), Empty enclosure, stainless steel enclosure, Height: 458 mm, Width: 382 mm, Depth: 150 mm, Gland plates: Bottom, top, Material: Stainless steel 1.4301 (304), untreated, silver
5175 | 1195030001 | KTB MH 453815 S2E3 | Klippon TB MH (Terminal Box - Multi Hinge), Empty enclosure, stainless steel enclosure, Height: 458 mm, Width: 382 mm, Depth: 150 mm, Gland plates: Bottom, left, right, Material: Stainless steel 1.4301 (304), electropolished, silver
5176 | 1195030002 | KTB MH 453815 S4N3 | Klippon TB MH (Terminal Box - Multi Hinge), Empty enclosure, stainless steel enclosure, Height: 458 mm, Width: 382 mm, Depth: 150 mm, Gland plates: Bottom, left, right, Material: Stainless steel 1.4404 (316L), untreated, silver
5177 | 1195030003 | KTB MH 453815 S2N3 | Klippon TB MH (Terminal Box - Multi Hinge), Empty enclosure, stainless steel enclosure, Height: 458 mm, Width: 382 mm, Depth: 150 mm, Gland plates: Bottom, left, right, Material: Stainless steel 1.4301 (304), untreated, silver
5178 | 1195040001 | KTB MH 453815 S2E4 | Klippon TB MH (Terminal Box - Multi Hinge), Empty enclosure, stainless steel enclosure, Height: 458 mm, Width: 382 mm, Depth: 150 mm, Gland plates: Bottom, top, left, right, Material: Stainless steel 1.4301 (304), electropolished, silver
5179 | 1195040002 | KTB MH 453815 S4N4 | Klippon TB MH (Terminal Box - Multi Hinge), Empty enclosure, stainless steel enclosure, Height: 458 mm, Width: 382 mm, Depth: 150 mm, Gland plates: Bottom, top, left, right, Material: Stainless steel 1.4404 (316L), untreated, silver
5180 | 1195040003 | KTB MH 453815 S2N4 | Klippon TB MH (Terminal Box - Multi Hinge), Empty enclosure, stainless steel enclosure, Height: 458 mm, Width: 382 mm, Depth: 150 mm, Gland plates: Bottom, top, left, right, Material: Stainless steel 1.4301 (304), untreated, silver
5181 | 1195060001 | KTB MH 453820 S2E1 | Klippon TB MH (Terminal Box - Multi Hinge), Empty enclosure, stainless steel enclosure, Height: 458 mm, Width: 382 mm, Depth: 200 mm, Gland plates: Bottom, Material: Stainless steel 1.4301 (304), electropolished, silver
5182 | 1195060002 | KTB MH 453820 S4N1 | Klippon TB MH (Terminal Box - Multi Hinge), Empty enclosure, stainless steel enclosure, Height: 458 mm, Width: 382 mm, Depth: 200 mm, Gland plates: Bottom, Material: Stainless steel 1.4404 (316L), untreated, silver
5183 | 1195060003 | KTB MH 453820 S2N1 | Klippon TB MH (Terminal Box - Multi Hinge), Empty enclosure, stainless steel enclosure, Height: 458 mm, Width: 382 mm, Depth: 200 mm, Gland plates: Bottom, Material: Stainless steel 1.4301 (304), untreated, silver
5184 | 1195070001 | KTB MH 453820 S2E2 | Klippon TB MH (Terminal Box - Multi Hinge), Empty enclosure, stainless steel enclosure, Height: 458 mm, Width: 382 mm, Depth: 200 mm, Gland plates: Bottom, top, Material: Stainless steel 1.4301 (304), electropolished, silver
5185 | 1195070002 | KTB MH 453820 S4N2 | Klippon TB MH (Terminal Box - Multi Hinge), Empty enclosure, stainless steel enclosure, Height: 458 mm, Width: 382 mm, Depth: 200 mm, Gland plates: Bottom, top, Material: Stainless steel 1.4404 (316L), untreated, silver
5186 | 1195070003 | KTB MH 453820 S2N2 | Klippon TB MH (Terminal Box - Multi Hinge), Empty enclosure, stainless steel enclosure, Height: 458 mm, Width: 382 mm, Depth: 200 mm, Gland plates: Bottom, top, Material: Stainless steel 1.4301 (304), untreated, silver
5187 | 1195080001 | KTB MH 453820 S2E3 | Klippon TB MH (Terminal Box - Multi Hinge), Empty enclosure, stainless steel enclosure, Height: 458 mm, Width: 382 mm, Depth: 200 mm, Gland plates: Bottom, left, right, Material: Stainless steel 1.4301 (304), electropolished, silver
5188 | 1195080002 | KTB MH 453820 S4N3 | Klippon TB MH (Terminal Box - Multi Hinge), Empty enclosure, stainless steel enclosure, Height: 458 mm, Width: 382 mm, Depth: 200 mm, Gland plates: Bottom, left, right, Material: Stainless steel 1.4404 (316L), untreated, silver
5189 | 1195080003 | KTB MH 453820 S2N3 | Klippon TB MH (Terminal Box - Multi Hinge), Empty enclosure, stainless steel enclosure, Height: 458 mm, Width: 382 mm, Depth: 200 mm, Gland plates: Bottom, left, right, Material: Stainless steel 1.4301 (304), untreated, silver
5190 | 1195090001 | KTB MH 453820 S2E4 | Klippon TB MH (Terminal Box - Multi Hinge), Empty enclosure, stainless steel enclosure, Height: 458 mm, Width: 382 mm, Depth: 200 mm, Gland plates: Bottom, top, left, right, Material: Stainless steel 1.4301 (304), electropolished, silver
5191 | 1195090002 | KTB MH 453820 S4N4 | Klippon TB MH (Terminal Box - Multi Hinge), Empty enclosure, stainless steel enclosure, Height: 458 mm, Width: 382 mm, Depth: 200 mm, Gland plates: Bottom, top, left, right, Material: Stainless steel 1.4404 (316L), untreated, silver
5192 | 1195090003 | KTB MH 453820 S2N4 | Klippon TB MH (Terminal Box - Multi Hinge), Empty enclosure, stainless steel enclosure, Height: 458 mm, Width: 382 mm, Depth: 200 mm, Gland plates: Bottom, top, left, right, Material: Stainless steel 1.4301 (304), untreated, silver
5193 | 1195110001 | KTB MH 484815 S2E1 | Klippon TB MH (Terminal Box - Multi Hinge), Empty enclosure, stainless steel enclosure, Height: 480 mm, Width: 480 mm, Depth: 150 mm, Gland plates: Bottom, Material: Stainless steel 1.4301 (304), electropolished, silver
5194 | 1195110002 | KTB MH 484815 S4N1 | Klippon TB MH (Terminal Box - Multi Hinge), Empty enclosure, stainless steel enclosure, Height: 480 mm, Width: 480 mm, Depth: 150 mm, Gland plates: Bottom, Material: Stainless steel 1.4404 (316L), untreated, silver
5195 | 1195110003 | KTB MH 484815 S2N1 | Klippon TB MH (Terminal Box - Multi Hinge), Empty enclosure, stainless steel enclosure, Height: 480 mm, Width: 480 mm, Depth: 150 mm, Gland plates: Bottom, Material: Stainless steel 1.4301 (304), untreated, silver
5196 | 1195120001 | KTB MH 484815 S2E2 | Klippon TB MH (Terminal Box - Multi Hinge), Empty enclosure, stainless steel enclosure, Height: 480 mm, Width: 480 mm, Depth: 150 mm, Gland plates: Bottom, top, Material: Stainless steel 1.4301 (304), electropolished, silver
5197 | 1195120002 | KTB MH 484815 S4N2 | Klippon TB MH (Terminal Box - Multi Hinge), Empty enclosure, stainless steel enclosure, Height: 480 mm, Width: 480 mm, Depth: 150 mm, Gland plates: Bottom, top, Material: Stainless steel 1.4404 (316L), untreated, silver
5198 | 1195120003 | KTB MH 484815 S2N2 | Klippon TB MH (Terminal Box - Multi Hinge), Empty enclosure, stainless steel enclosure, Height: 480 mm, Width: 480 mm, Depth: 150 mm, Gland plates: Bottom, top, Material: Stainless steel 1.4301 (304), untreated, silver
5199 | 1195130001 | KTB MH 484815 S2E3 | Klippon TB MH (Terminal Box - Multi Hinge), Empty enclosure, stainless steel enclosure, Height: 480 mm, Width: 480 mm, Depth: 150 mm, Gland plates: Bottom, left, right, Material: Stainless steel 1.4301 (304), electropolished, silver
5200 | 1195130002 | KTB MH 484815 S4N3 | Klippon TB MH (Terminal Box - Multi Hinge), Empty enclosure, stainless steel enclosure, Height: 480 mm, Width: 480 mm, Depth: 150 mm, Gland plates: Bottom, left, right, Material: Stainless steel 1.4404 (316L), untreated, silver
5201 | 1195130003 | KTB MH 484815 S2N3 | Klippon TB MH (Terminal Box - Multi Hinge), Empty enclosure, stainless steel enclosure, Height: 480 mm, Width: 480 mm, Depth: 150 mm, Gland plates: Bottom, left, right, Material: Stainless steel 1.4301 (304), untreated, silver
5202 | 1195140001 | KTB MH 484815 S2E4 | Klippon TB MH (Terminal Box - Multi Hinge), Empty enclosure, stainless steel enclosure, Height: 480 mm, Width: 480 mm, Depth: 150 mm, Gland plates: Bottom, top, left, right, Material: Stainless steel 1.4301 (304), electropolished, silver
5203 | 1195140002 | KTB MH 484815 S4N4 | Klippon TB MH (Terminal Box - Multi Hinge), Empty enclosure, stainless steel enclosure, Height: 480 mm, Width: 480 mm, Depth: 150 mm, Gland plates: Bottom, top, left, right, Material: Stainless steel 1.4404 (316L), untreated, silver
5204 | 1195140003 | KTB MH 484815 S2N4 | Klippon TB MH (Terminal Box - Multi Hinge), Empty enclosure, stainless steel enclosure, Height: 480 mm, Width: 480 mm, Depth: 150 mm, Gland plates: Bottom, top, left, right, Material: Stainless steel 1.4301 (304), untreated, silver
5205 | 1195160001 | KTB MH 484820 S2E1 | Klippon TB MH (Terminal Box - Multi Hinge), Empty enclosure, stainless steel enclosure, Height: 480 mm, Width: 480 mm, Depth: 200 mm, Gland plates: Bottom, Material: Stainless steel 1.4301 (304), electropolished, silver
5206 | 1195160002 | KTB MH 484820 S4N1 | Klippon TB MH (Terminal Box - Multi Hinge), Empty enclosure, stainless steel enclosure, Height: 480 mm, Width: 480 mm, Depth: 200 mm, Gland plates: Bottom, Material: Stainless steel 1.4404 (316L), untreated, silver
5207 | 1195160003 | KTB MH 484820 S2N1 | Klippon TB MH (Terminal Box - Multi Hinge), Empty enclosure, stainless steel enclosure, Height: 480 mm, Width: 480 mm, Depth: 200 mm, Gland plates: Bottom, Material: Stainless steel 1.4301 (304), untreated, silver
5208 | 1195170001 | KTB MH 484820 S2E2 | Klippon TB MH (Terminal Box - Multi Hinge), Empty enclosure, stainless steel enclosure, Height: 480 mm, Width: 480 mm, Depth: 200 mm, Gland plates: Bottom, top, Material: Stainless steel 1.4301 (304), electropolished, silver
5209 | 1195170002 | KTB MH 484820 S4N2 | Klippon TB MH (Terminal Box - Multi Hinge), Empty enclosure, stainless steel enclosure, Height: 480 mm, Width: 480 mm, Depth: 200 mm, Gland plates: Bottom, top, Material: Stainless steel 1.4404 (316L), untreated, silver
5210 | 1195170003 | KTB MH 484820 S2N2 | Klippon TB MH (Terminal Box - Multi Hinge), Empty enclosure, stainless steel enclosure, Height: 480 mm, Width: 480 mm, Depth: 200 mm, Gland plates: Bottom, top, Material: Stainless steel 1.4301 (304), untreated, silver
5211 | 1195180001 | KTB MH 484820 S2E3 | Klippon TB MH (Terminal Box - Multi Hinge), Empty enclosure, stainless steel enclosure, Height: 480 mm, Width: 480 mm, Depth: 200 mm, Gland plates: Bottom, left, right, Material: Stainless steel 1.4301 (304), electropolished, silver
5212 | 1195180002 | KTB MH 484820 S4N3 | Klippon TB MH (Terminal Box - Multi Hinge), Empty enclosure, stainless steel enclosure, Height: 480 mm, Width: 480 mm, Depth: 200 mm, Gland plates: Bottom, left, right, Material: Stainless steel 1.4404 (316L), untreated, silver
5213 | 1195180003 | KTB MH 484820 S2N3 | Klippon TB MH (Terminal Box - Multi Hinge), Empty enclosure, stainless steel enclosure, Height: 480 mm, Width: 480 mm, Depth: 200 mm, Gland plates: Bottom, left, right, Material: Stainless steel 1.4301 (304), untreated, silver
5214 | 1195190001 | KTB MH 484820 S2E4 | Klippon TB MH (Terminal Box - Multi Hinge), Empty enclosure, stainless steel enclosure, Height: 480 mm, Width: 480 mm, Depth: 200 mm, Gland plates: Bottom, top, left, right, Material: Stainless steel 1.4301 (304), electropolished, silver
5215 | 1195190002 | KTB MH 484820 S4N4 | Klippon TB MH (Terminal Box - Multi Hinge), Empty enclosure, stainless steel enclosure, Height: 480 mm, Width: 480 mm, Depth: 200 mm, Gland plates: Bottom, top, left, right, Material: Stainless steel 1.4404 (316L), untreated, silver
5216 | 1195190003 | KTB MH 484820 S2N4 | Klippon TB MH (Terminal Box - Multi Hinge), Empty enclosure, stainless steel enclosure, Height: 480 mm, Width: 480 mm, Depth: 200 mm, Gland plates: Bottom, top, left, right, Material: Stainless steel 1.4301 (304), untreated, silver
5217 | 1195210001 | KTB MH 553515 S2E1 | Klippon TB MH (Terminal Box - Multi Hinge), Empty enclosure, stainless steel enclosure, Height: 550 mm, Width: 350 mm, Depth: 150 mm, Gland plates: Bottom, Material: Stainless steel 1.4301 (304), electropolished, silver
5218 | 1195210002 | KTB MH 553515 S4N1 | Klippon TB MH (Terminal Box - Multi Hinge), Empty enclosure, stainless steel enclosure, Height: 550 mm, Width: 350 mm, Depth: 150 mm, Gland plates: Bottom, Material: Stainless steel 1.4404 (316L), untreated, silver
5219 | 1195210003 | KTB MH 553515 S2N1 | Klippon TB MH (Terminal Box - Multi Hinge), Empty enclosure, stainless steel enclosure, Height: 550 mm, Width: 350 mm, Depth: 150 mm, Gland plates: Bottom, Material: Stainless steel 1.4301 (304), untreated, silver
5220 | 1195220001 | KTB MH 553515 S2E2 | Klippon TB MH (Terminal Box - Multi Hinge), Empty enclosure, stainless steel enclosure, Height: 550 mm, Width: 350 mm, Depth: 150 mm, Gland plates: Bottom, top, Material: Stainless steel 1.4301 (304), electropolished, silver
5221 | 1195220002 | KTB MH 553515 S4N2 | Klippon TB MH (Terminal Box - Multi Hinge), Empty enclosure, stainless steel enclosure, Height: 550 mm, Width: 350 mm, Depth: 150 mm, Gland plates: Bottom, top, Material: Stainless steel 1.4404 (316L), untreated, silver
5222 | 1195220003 | KTB MH 553515 S2N2 | Klippon TB MH (Terminal Box - Multi Hinge), Empty enclosure, stainless steel enclosure, Height: 550 mm, Width: 350 mm, Depth: 150 mm, Gland plates: Bottom, top, Material: Stainless steel 1.4301 (304), untreated, silver
5223 | 1195230001 | KTB MH 553515 S2E3 | Klippon TB MH (Terminal Box - Multi Hinge), Empty enclosure, stainless steel enclosure, Height: 550 mm, Width: 350 mm, Depth: 150 mm, Gland plates: Bottom, left, right, Material: Stainless steel 1.4301 (304), electropolished, silver
5224 | 1195230002 | KTB MH 553515 S4N3 | Klippon TB MH (Terminal Box - Multi Hinge), Empty enclosure, stainless steel enclosure, Height: 550 mm, Width: 350 mm, Depth: 150 mm, Gland plates: Bottom, left, right, Material: Stainless steel 1.4404 (316L), untreated, silver
5225 | 1195230003 | KTB MH 553515 S2N3 | Klippon TB MH (Terminal Box - Multi Hinge), Empty enclosure, stainless steel enclosure, Height: 550 mm, Width: 350 mm, Depth: 150 mm, Gland plates: Bottom, left, right, Material: Stainless steel 1.4301 (304), untreated, silver
5226 | 1195240001 | KTB MH 553515 S2E4 | Klippon TB MH (Terminal Box - Multi Hinge), Empty enclosure, stainless steel enclosure, Height: 550 mm, Width: 350 mm, Depth: 150 mm, Gland plates: Bottom, top, left, right, Material: Stainless steel 1.4301 (304), electropolished, silver
5227 | 1195240002 | KTB MH 553515 S4N4 | Klippon TB MH (Terminal Box - Multi Hinge), Empty enclosure, stainless steel enclosure, Height: 550 mm, Width: 350 mm, Depth: 150 mm, Gland plates: Bottom, top, left, right, Material: Stainless steel 1.4404 (316L), untreated, silver
5228 | 1195240003 | KTB MH 553515 S2N4 | Klippon TB MH (Terminal Box - Multi Hinge), Empty enclosure, stainless steel enclosure, Height: 550 mm, Width: 350 mm, Depth: 150 mm, Gland plates: Bottom, top, left, right, Material: Stainless steel 1.4301 (304), untreated, silver
5229 | 1195260001 | KTB MH 553520 S2E1 | Klippon TB MH (Terminal Box - Multi Hinge), Empty enclosure, stainless steel enclosure, Height: 550 mm, Width: 350 mm, Depth: 200 mm, Gland plates: Bottom, Material: Stainless steel 1.4301 (304), electropolished, silver
5230 | 1195260002 | KTB MH 553520 S4N1 | Klippon TB MH (Terminal Box - Multi Hinge), Empty enclosure, stainless steel enclosure, Height: 550 mm, Width: 350 mm, Depth: 200 mm, Gland plates: Bottom, Material: Stainless steel 1.4404 (316L), untreated, silver
5231 | 1195260003 | KTB MH 553520 S2N1 | Klippon TB MH (Terminal Box - Multi Hinge), Empty enclosure, stainless steel enclosure, Height: 550 mm, Width: 350 mm, Depth: 200 mm, Gland plates: Bottom, Material: Stainless steel 1.4301 (304), untreated, silver
5232 | 1195270001 | KTB MH 553520 S2E2 | Klippon TB MH (Terminal Box - Multi Hinge), Empty enclosure, stainless steel enclosure, Height: 550 mm, Width: 350 mm, Depth: 200 mm, Gland plates: Bottom, top, Material: Stainless steel 1.4301 (304), electropolished, silver
5233 | 1195270002 | KTB MH 553520 S4N2 | Klippon TB MH (Terminal Box - Multi Hinge), Empty enclosure, stainless steel enclosure, Height: 550 mm, Width: 350 mm, Depth: 200 mm, Gland plates: Bottom, top, Material: Stainless steel 1.4404 (316L), untreated, silver
5234 | 1195270003 | KTB MH 553520 S2N2 | Klippon TB MH (Terminal Box - Multi Hinge), Empty enclosure, stainless steel enclosure, Height: 550 mm, Width: 350 mm, Depth: 200 mm, Gland plates: Bottom, top, Material: Stainless steel 1.4301 (304), untreated, silver
5235 | 1195280001 | KTB MH 553520 S2E3 | Klippon TB MH (Terminal Box - Multi Hinge), Empty enclosure, stainless steel enclosure, Height: 550 mm, Width: 350 mm, Depth: 200 mm, Gland plates: Bottom, left, right, Material: Stainless steel 1.4301 (304), electropolished, silver
5236 | 1195280002 | KTB MH 553520 S4N3 | Klippon TB MH (Terminal Box - Multi Hinge), Empty enclosure, stainless steel enclosure, Height: 550 mm, Width: 350 mm, Depth: 200 mm, Gland plates: Bottom, left, right, Material: Stainless steel 1.4404 (316L), untreated, silver
5237 | 1195280003 | KTB MH 553520 S2N3 | Klippon TB MH (Terminal Box - Multi Hinge), Empty enclosure, stainless steel enclosure, Height: 550 mm, Width: 350 mm, Depth: 200 mm, Gland plates: Bottom, left, right, Material: Stainless steel 1.4301 (304), untreated, silver
5238 | 1195290001 | KTB MH 553520 S2E4 | Klippon TB MH (Terminal Box - Multi Hinge), Empty enclosure, stainless steel enclosure, Height: 550 mm, Width: 350 mm, Depth: 200 mm, Gland plates: Bottom, top, left, right, Material: Stainless steel 1.4301 (304), electropolished, silver
5239 | 1195290002 | KTB MH 553520 S4N4 | Klippon TB MH (Terminal Box - Multi Hinge), Empty enclosure, stainless steel enclosure, Height: 550 mm, Width: 350 mm, Depth: 200 mm, Gland plates: Bottom, top, left, right, Material: Stainless steel 1.4404 (316L), untreated, silver
5240 | 1195290003 | KTB MH 553520 S2N4 | Klippon TB MH (Terminal Box - Multi Hinge), Empty enclosure, stainless steel enclosure, Height: 550 mm, Width: 350 mm, Depth: 200 mm, Gland plates: Bottom, top, left, right, Material: Stainless steel 1.4301 (304), untreated, silver
5241 | 1195310001 | KTB MH 624515 S2E1 | Klippon TB MH (Terminal Box - Multi Hinge), Empty enclosure, stainless steel enclosure, Height: 620 mm, Width: 450 mm, Depth: 150 mm, Gland plates: Bottom, Material: Stainless steel 1.4301 (304), electropolished, silver
5242 | 1195310002 | KTB MH 624515 S4N1 | Klippon TB MH (Terminal Box - Multi Hinge), Empty enclosure, stainless steel enclosure, Height: 620 mm, Width: 450 mm, Depth: 150 mm, Gland plates: Bottom, Material: Stainless steel 1.4404 (316L), untreated, silver
5243 | 1195310003 | KTB MH 624515 S2N1 | Klippon TB MH (Terminal Box - Multi Hinge), Empty enclosure, stainless steel enclosure, Height: 620 mm, Width: 450 mm, Depth: 150 mm, Gland plates: Bottom, Material: Stainless steel 1.4301 (304), untreated, silver
5244 | 1195320001 | KTB MH 624515 S2E2 | Klippon TB MH (Terminal Box - Multi Hinge), Empty enclosure, stainless steel enclosure, Height: 620 mm, Width: 450 mm, Depth: 150 mm, Gland plates: Bottom, top, Material: Stainless steel 1.4301 (304), electropolished, silver
5245 | 1195320002 | KTB MH 624515 S4N2 | Klippon TB MH (Terminal Box - Multi Hinge), Empty enclosure, stainless steel enclosure, Height: 620 mm, Width: 450 mm, Depth: 150 mm, Gland plates: Bottom, top, Material: Stainless steel 1.4404 (316L), untreated, silver
5246 | 1195320003 | KTB MH 624515 S2N2 | Klippon TB MH (Terminal Box - Multi Hinge), Empty enclosure, stainless steel enclosure, Height: 620 mm, Width: 450 mm, Depth: 150 mm, Gland plates: Bottom, top, Material: Stainless steel 1.4301 (304), untreated, silver
5247 | 1195330001 | KTB MH 624515 S2E3 | Klippon TB MH (Terminal Box - Multi Hinge), Empty enclosure, stainless steel enclosure, Height: 620 mm, Width: 450 mm, Depth: 150 mm, Gland plates: Bottom, left, right, Material: Stainless steel 1.4301 (304), electropolished, silver
5248 | 1195330002 | KTB MH 624515 S4N3 | Klippon TB MH (Terminal Box - Multi Hinge), Empty enclosure, stainless steel enclosure, Height: 620 mm, Width: 450 mm, Depth: 150 mm, Gland plates: Bottom, left, right, Material: Stainless steel 1.4404 (316L), untreated, silver
5249 | 1195330003 | KTB MH 624515 S2N3 | Klippon TB MH (Terminal Box - Multi Hinge), Empty enclosure, stainless steel enclosure, Height: 620 mm, Width: 450 mm, Depth: 150 mm, Gland plates: Bottom, left, right, Material: Stainless steel 1.4301 (304), untreated, silver
5250 | 1195340001 | KTB MH 624515 S2E4 | Klippon TB MH (Terminal Box - Multi Hinge), Empty enclosure, stainless steel enclosure, Height: 620 mm, Width: 450 mm, Depth: 150 mm, Gland plates: Bottom, top, left, right, Material: Stainless steel 1.4301 (304), electropolished, silver
5251 | 1195340002 | KTB MH 624515 S4N4 | Klippon TB MH (Terminal Box - Multi Hinge), Empty enclosure, stainless steel enclosure, Height: 620 mm, Width: 450 mm, Depth: 150 mm, Gland plates: Bottom, top, left, right, Material: Stainless steel 1.4404 (316L), untreated, silver
5252 | 1195340003 | KTB MH 624515 S2N4 | Klippon TB MH (Terminal Box - Multi Hinge), Empty enclosure, stainless steel enclosure, Height: 620 mm, Width: 450 mm, Depth: 150 mm, Gland plates: Bottom, top, left, right, Material: Stainless steel 1.4301 (304), untreated, silver
5253 | 1195360001 | KTB MH 624520 S2E1 | Klippon TB MH (Terminal Box - Multi Hinge), Empty enclosure, stainless steel enclosure, Height: 620 mm, Width: 450 mm, Depth: 200 mm, Gland plates: Bottom, Material: Stainless steel 1.4301 (304), electropolished, silver
5254 | 1195360002 | KTB MH 624520 S4N1 | Klippon TB MH (Terminal Box - Multi Hinge), Empty enclosure, stainless steel enclosure, Height: 620 mm, Width: 450 mm, Depth: 200 mm, Gland plates: Bottom, Material: Stainless steel 1.4404 (316L), untreated, silver
5255 | 1195360003 | KTB MH 624520 S2N1 | Klippon TB MH (Terminal Box - Multi Hinge), Empty enclosure, stainless steel enclosure, Height: 620 mm, Width: 450 mm, Depth: 200 mm, Gland plates: Bottom, Material: Stainless steel 1.4301 (304), untreated, silver
5256 | 1195370001 | KTB MH 624520 S2E2 | Klippon TB MH (Terminal Box - Multi Hinge), Empty enclosure, stainless steel enclosure, Height: 620 mm, Width: 450 mm, Depth: 200 mm, Gland plates: Bottom, top, Material: Stainless steel 1.4301 (304), electropolished, silver
5257 | 1195370002 | KTB MH 624520 S4N2 | Klippon TB MH (Terminal Box - Multi Hinge), Empty enclosure, stainless steel enclosure, Height: 620 mm, Width: 450 mm, Depth: 200 mm, Gland plates: Bottom, top, Material: Stainless steel 1.4404 (316L), untreated, silver
5258 | 1195370003 | KTB MH 624520 S2N2 | Klippon TB MH (Terminal Box - Multi Hinge), Empty enclosure, stainless steel enclosure, Height: 620 mm, Width: 450 mm, Depth: 200 mm, Gland plates: Bottom, top, Material: Stainless steel 1.4301 (304), untreated, silver
5259 | 1195380001 | KTB MH 624520 S2E3 | Klippon TB MH (Terminal Box - Multi Hinge), Empty enclosure, stainless steel enclosure, Height: 620 mm, Width: 450 mm, Depth: 200 mm, Gland plates: Bottom, left, right, Material: Stainless steel 1.4301 (304), electropolished, silver
5260 | 1195380002 | KTB MH 624520 S4N3 | Klippon TB MH (Terminal Box - Multi Hinge), Empty enclosure, stainless steel enclosure, Height: 620 mm, Width: 450 mm, Depth: 200 mm, Gland plates: Bottom, left, right, Material: Stainless steel 1.4404 (316L), untreated, silver
5261 | 1195380003 | KTB MH 624520 S2N3 | Klippon TB MH (Terminal Box - Multi Hinge), Empty enclosure, stainless steel enclosure, Height: 620 mm, Width: 450 mm, Depth: 200 mm, Gland plates: Bottom, left, right, Material: Stainless steel 1.4301 (304), untreated, silver
5262 | 1195390001 | KTB MH 624520 S2E4 | Klippon TB MH (Terminal Box - Multi Hinge), Empty enclosure, stainless steel enclosure, Height: 620 mm, Width: 450 mm, Depth: 200 mm, Gland plates: Bottom, top, left, right, Material: Stainless steel 1.4301 (304), electropolished, silver
5263 | 1195390002 | KTB MH 624520 S4N4 | Klippon TB MH (Terminal Box - Multi Hinge), Empty enclosure, stainless steel enclosure, Height: 620 mm, Width: 450 mm, Depth: 200 mm, Gland plates: Bottom, top, left, right, Material: Stainless steel 1.4404 (316L), untreated, silver
5264 | 1195390003 | KTB MH 624520 S2N4 | Klippon TB MH (Terminal Box - Multi Hinge), Empty enclosure, stainless steel enclosure, Height: 620 mm, Width: 450 mm, Depth: 200 mm, Gland plates: Bottom, top, left, right, Material: Stainless steel 1.4301 (304), untreated, silver
5265 | 1195410001 | KTB MH 765015 S2E1 | Klippon TB MH (Terminal Box - Multi Hinge), Empty enclosure, stainless steel enclosure, Height: 762 mm, Width: 508 mm, Depth: 150 mm, Gland plates: Bottom, Material: Stainless steel 1.4301 (304), electropolished, silver
5266 | 1195410002 | KTB MH 765015 S4N1 | Klippon TB MH (Terminal Box - Multi Hinge), Empty enclosure, stainless steel enclosure, Height: 762 mm, Width: 508 mm, Depth: 150 mm, Gland plates: Bottom, Material: Stainless steel 1.4404 (316L), untreated, silver
5267 | 1195410003 | KTB MH 765015 S2N1 | Klippon TB MH (Terminal Box - Multi Hinge), Empty enclosure, stainless steel enclosure, Height: 762 mm, Width: 508 mm, Depth: 150 mm, Gland plates: Bottom, Material: Stainless steel 1.4301 (304), untreated, silver
5268 | 1195420001 | KTB MH 765015 S2E2 | Klippon TB MH (Terminal Box - Multi Hinge), Empty enclosure, stainless steel enclosure, Height: 762 mm, Width: 508 mm, Depth: 150 mm, Gland plates: Bottom, top, Material: Stainless steel 1.4301 (304), electropolished, silver
5269 | 1195420002 | KTB MH 765015 S4N2 | Klippon TB MH (Terminal Box - Multi Hinge), Empty enclosure, stainless steel enclosure, Height: 762 mm, Width: 508 mm, Depth: 150 mm, Gland plates: Bottom, top, Material: Stainless steel 1.4404 (316L), untreated, silver
5270 | 1195420003 | KTB MH 765015 S2N2 | Klippon TB MH (Terminal Box - Multi Hinge), Empty enclosure, stainless steel enclosure, Height: 762 mm, Width: 508 mm, Depth: 150 mm, Gland plates: Bottom, top, Material: Stainless steel 1.4301 (304), untreated, silver
5271 | 1195430001 | KTB MH 765015 S2E3 | Klippon TB MH (Terminal Box - Multi Hinge), Empty enclosure, stainless steel enclosure, Height: 762 mm, Width: 508 mm, Depth: 150 mm, Gland plates: Bottom, left, right, Material: Stainless steel 1.4301 (304), electropolished, silver
5272 | 1195430002 | KTB MH 765015 S4N3 | Klippon TB MH (Terminal Box - Multi Hinge), Empty enclosure, stainless steel enclosure, Height: 762 mm, Width: 508 mm, Depth: 150 mm, Gland plates: Bottom, left, right, Material: Stainless steel 1.4404 (316L), untreated, silver
5273 | 1195440001 | KTB MH 765015 S2E4 | Klippon TB MH (Terminal Box - Multi Hinge), Empty enclosure, stainless steel enclosure, Height: 762 mm, Width: 508 mm, Depth: 150 mm, Gland plates: Bottom, top, left, right, Material: Stainless steel 1.4301 (304), electropolished, silver
5274 | 1195440002 | KTB MH 765015 S4N4 | Klippon TB MH (Terminal Box - Multi Hinge), Empty enclosure, stainless steel enclosure, Height: 762 mm, Width: 508 mm, Depth: 150 mm, Gland plates: Bottom, top, left, right, Material: Stainless steel 1.4404 (316L), untreated, silver
5275 | 1195440003 | KTB MH 765015 S2N4 | Klippon TB MH (Terminal Box - Multi Hinge), Empty enclosure, stainless steel enclosure, Height: 762 mm, Width: 508 mm, Depth: 150 mm, Gland plates: Bottom, top, left, right, Material: Stainless steel 1.4301 (304), untreated, silver
5276 | 1195460001 | KTB MH 765020 S2E1 | Klippon TB MH (Terminal Box - Multi Hinge), Empty enclosure, stainless steel enclosure, Height: 762 mm, Width: 508 mm, Depth: 200 mm, Gland plates: Bottom, Material: Stainless steel 1.4301 (304), electropolished, silver
5277 | 1195460002 | KTB MH 765020 S4N1 | Klippon TB MH (Terminal Box - Multi Hinge), Empty enclosure, stainless steel enclosure, Height: 762 mm, Width: 508 mm, Depth: 200 mm, Gland plates: Bottom, Material: Stainless steel 1.4404 (316L), untreated, silver
5278 | 1195470001 | KTB MH 765020 S2E2 | Klippon TB MH (Terminal Box - Multi Hinge), Empty enclosure, stainless steel enclosure, Height: 762 mm, Width: 508 mm, Depth: 200 mm, Gland plates: Bottom, top, Material: Stainless steel 1.4301 (304), electropolished, silver
5279 | 1195470002 | KTB MH 765020 S4N2 | Klippon TB MH (Terminal Box - Multi Hinge), Empty enclosure, stainless steel enclosure, Height: 762 mm, Width: 508 mm, Depth: 200 mm, Gland plates: Bottom, top, Material: Stainless steel 1.4404 (316L), untreated, silver
5280 | 1195470003 | KTB MH 765020 S2N2 | Klippon TB MH (Terminal Box - Multi Hinge), Empty enclosure, stainless steel enclosure, Height: 762 mm, Width: 508 mm, Depth: 200 mm, Gland plates: Bottom, top, Material: Stainless steel 1.4301 (304), untreated, silver
5281 | 1195480001 | KTB MH 765020 S2E3 | Klippon TB MH (Terminal Box - Multi Hinge), Empty enclosure, stainless steel enclosure, Height: 762 mm, Width: 508 mm, Depth: 200 mm, Gland plates: Bottom, left, right, Material: Stainless steel 1.4301 (304), electropolished, silver
5282 | 1195480002 | KTB MH 765020 S4N3 | Klippon TB MH (Terminal Box - Multi Hinge), Empty enclosure, stainless steel enclosure, Height: 762 mm, Width: 508 mm, Depth: 200 mm, Gland plates: Bottom, left, right, Material: Stainless steel 1.4404 (316L), untreated, silver
5283 | 1195480003 | KTB MH 765020 S2N3 | Klippon TB MH (Terminal Box - Multi Hinge), Empty enclosure, stainless steel enclosure, Height: 762 mm, Width: 508 mm, Depth: 200 mm, Gland plates: Bottom, left, right, Material: Stainless steel 1.4301 (304), untreated, silver
5284 | 1195490001 | KTB MH 765020 S2E4 | Klippon TB MH (Terminal Box - Multi Hinge), Empty enclosure, stainless steel enclosure, Height: 762 mm, Width: 508 mm, Depth: 200 mm, Gland plates: Bottom, top, left, right, Material: Stainless steel 1.4301 (304), electropolished, silver
5285 | 1195490002 | KTB MH 765020 S4N4 | Klippon TB MH (Terminal Box - Multi Hinge), Empty enclosure, stainless steel enclosure, Height: 762 mm, Width: 508 mm, Depth: 200 mm, Gland plates: Bottom, top, left, right, Material: Stainless steel 1.4404 (316L), untreated, silver
5286 | 1195490003 | KTB MH 765020 S2N4 | Klippon TB MH (Terminal Box - Multi Hinge), Empty enclosure, stainless steel enclosure, Height: 762 mm, Width: 508 mm, Depth: 200 mm, Gland plates: Bottom, top, left, right, Material: Stainless steel 1.4301 (304), untreated, silver
5287 | 1195510001 | KTB MH 916115 S2E1 | Klippon TB MH (Terminal Box - Multi Hinge), Empty enclosure, stainless steel enclosure, Height: 914 mm, Width: 610 mm, Depth: 150 mm, Gland plates: Bottom, Material: Stainless steel 1.4301 (304), electropolished, silver
5288 | 1195510002 | KTB MH 916115 S4N1 | Klippon TB MH (Terminal Box - Multi Hinge), Empty enclosure, stainless steel enclosure, Height: 914 mm, Width: 610 mm, Depth: 150 mm, Gland plates: Bottom, Material: Stainless steel 1.4404 (316L), untreated, silver
5289 | 1195510003 | KTB MH 916115 S2N1 | Klippon TB MH (Terminal Box - Multi Hinge), Empty enclosure, stainless steel enclosure, Height: 914 mm, Width: 610 mm, Depth: 150 mm, Gland plates: Bottom, Material: Stainless steel 1.4301 (304), untreated, silver
5290 | 1195520001 | KTB MH 916115 S2E2 | Klippon TB MH (Terminal Box - Multi Hinge), Empty enclosure, stainless steel enclosure, Height: 914 mm, Width: 610 mm, Depth: 150 mm, Gland plates: Bottom, top, Material: Stainless steel 1.4301 (304), electropolished, silver
5291 | 1195520002 | KTB MH 916115 S4N2 | Klippon TB MH (Terminal Box - Multi Hinge), Empty enclosure, stainless steel enclosure, Height: 914 mm, Width: 610 mm, Depth: 150 mm, Gland plates: Bottom, top, Material: Stainless steel 1.4404 (316L), untreated, silver
5292 | 1195520003 | KTB MH 916115 S2N2 | Klippon TB MH (Terminal Box - Multi Hinge), Empty enclosure, stainless steel enclosure, Height: 914 mm, Width: 610 mm, Depth: 150 mm, Gland plates: Bottom, top, Material: Stainless steel 1.4301 (304), untreated, silver
5293 | 1195530001 | KTB MH 916115 S2E3 | Klippon TB MH (Terminal Box - Multi Hinge), Empty enclosure, stainless steel enclosure, Height: 914 mm, Width: 610 mm, Depth: 150 mm, Gland plates: Bottom, left, right, Material: Stainless steel 1.4301 (304), electropolished, silver
5294 | 1195530002 | KTB MH 916115 S4N3 | Klippon TB MH (Terminal Box - Multi Hinge), Empty enclosure, stainless steel enclosure, Height: 914 mm, Width: 610 mm, Depth: 150 mm, Gland plates: Bottom, left, right, Material: Stainless steel 1.4404 (316L), untreated, silver
5295 | 1195530003 | KTB MH 916115 S2N3 | Klippon TB MH (Terminal Box - Multi Hinge), Empty enclosure, stainless steel enclosure, Height: 914 mm, Width: 610 mm, Depth: 150 mm, Gland plates: Bottom, left, right, Material: Stainless steel 1.4301 (304), untreated, silver
5296 | 1195540001 | KTB MH 916115 S2E4 | Klippon TB MH (Terminal Box - Multi Hinge), Empty enclosure, stainless steel enclosure, Height: 914 mm, Width: 610 mm, Depth: 150 mm, Gland plates: Bottom, top, left, right, Material: Stainless steel 1.4301 (304), electropolished, silver
5297 | 1195540002 | KTB MH 916115 S4N4 | Klippon TB MH (Terminal Box - Multi Hinge), Empty enclosure, stainless steel enclosure, Height: 914 mm, Width: 610 mm, Depth: 150 mm, Gland plates: Bottom, top, left, right, Material: Stainless steel 1.4404 (316L), untreated, silver
5298 | 1195540003 | KTB MH 916115 S2N4 | Klippon TB MH (Terminal Box - Multi Hinge), Empty enclosure, stainless steel enclosure, Height: 914 mm, Width: 610 mm, Depth: 150 mm, Gland plates: Bottom, top, left, right, Material: Stainless steel 1.4301 (304), untreated, silver
5299 | 1195560001 | KTB MH 916120 S2E1 | Klippon TB MH (Terminal Box - Multi Hinge), Empty enclosure, stainless steel enclosure, Height: 914 mm, Width: 610 mm, Depth: 200 mm, Gland plates: Bottom, Material: Stainless steel 1.4301 (304), electropolished, silver
5300 | 1195560002 | KTB MH 916120 S4N1 | Klippon TB MH (Terminal Box - Multi Hinge), Empty enclosure, stainless steel enclosure, Height: 914 mm, Width: 610 mm, Depth: 200 mm, Gland plates: Bottom, Material: Stainless steel 1.4404 (316L), untreated, silver
5301 | 1195560003 | KTB MH 916120 S2N1 | Klippon TB MH (Terminal Box - Multi Hinge), Empty enclosure, stainless steel enclosure, Height: 914 mm, Width: 610 mm, Depth: 200 mm, Gland plates: Bottom, Material: Stainless steel 1.4301 (304), untreated, silver
5302 | 1195570001 | KTB MH 916120 S2E2 | Klippon TB MH (Terminal Box - Multi Hinge), Empty enclosure, stainless steel enclosure, Height: 914 mm, Width: 610 mm, Depth: 200 mm, Gland plates: Bottom, top, Material: Stainless steel 1.4301 (304), electropolished, silver
5303 | 1195570002 | KTB MH 916120 S4N2 | Klippon TB MH (Terminal Box - Multi Hinge), Empty enclosure, stainless steel enclosure, Height: 914 mm, Width: 610 mm, Depth: 200 mm, Gland plates: Bottom, top, Material: Stainless steel 1.4404 (316L), untreated, silver
5304 | 1195570003 | KTB MH 916120 S2N2 | Klippon TB MH (Terminal Box - Multi Hinge), Empty enclosure, stainless steel enclosure, Height: 914 mm, Width: 610 mm, Depth: 200 mm, Gland plates: Bottom, top, Material: Stainless steel 1.4301 (304), untreated, silver
5305 | 1195580001 | KTB MH 916120 S2E3 | Klippon TB MH (Terminal Box - Multi Hinge), Empty enclosure, stainless steel enclosure, Height: 914 mm, Width: 610 mm, Depth: 200 mm, Gland plates: Bottom, left, right, Material: Stainless steel 1.4301 (304), electropolished, silver
5306 | 1195580002 | KTB MH 916120 S4N3 | Klippon TB MH (Terminal Box - Multi Hinge), Empty enclosure, stainless steel enclosure, Height: 914 mm, Width: 610 mm, Depth: 200 mm, Gland plates: Bottom, left, right, Material: Stainless steel 1.4404 (316L), untreated, silver
5307 | 1195580003 | KTB MH 916120 S2N3 | Klippon TB MH (Terminal Box - Multi Hinge), Empty enclosure, stainless steel enclosure, Height: 914 mm, Width: 610 mm, Depth: 200 mm, Gland plates: Bottom, left, right, Material: Stainless steel 1.4301 (304), untreated, silver
5308 | 1195590001 | KTB MH 916120 S2E4 | Klippon TB MH (Terminal Box - Multi Hinge), Empty enclosure, stainless steel enclosure, Height: 914 mm, Width: 610 mm, Depth: 200 mm, Gland plates: Bottom, top, left, right, Material: Stainless steel 1.4301 (304), electropolished, silver
5309 | 1195590002 | KTB MH 916120 S4N4 | Klippon TB MH (Terminal Box - Multi Hinge), Empty enclosure, stainless steel enclosure, Height: 914 mm, Width: 610 mm, Depth: 200 mm, Gland plates: Bottom, top, left, right, Material: Stainless steel 1.4404 (316L), untreated, silver
5310 | 1195590003 | KTB MH 916120 S2N4 | Klippon TB MH (Terminal Box - Multi Hinge), Empty enclosure, stainless steel enclosure, Height: 914 mm, Width: 610 mm, Depth: 200 mm, Gland plates: Bottom, top, left, right, Material: Stainless steel 1.4301 (304), untreated, silver
5311 | 1195610001 | KTB MH 987420 S2E1 | Klippon TB MH (Terminal Box - Multi Hinge), Empty enclosure, stainless steel enclosure, Height: 980 mm, Width: 740 mm, Depth: 200 mm, Gland plates: Bottom, Material: Stainless steel 1.4301 (304), electropolished, silver
5312 | 1195610002 | KTB MH 987420 S4N1 | Klippon TB MH (Terminal Box - Multi Hinge), Empty enclosure, stainless steel enclosure, Height: 980 mm, Width: 740 mm, Depth: 200 mm, Gland plates: Bottom, Material: Stainless steel 1.4404 (316L), untreated, silver
5313 | 1195610003 | KTB MH 987420 S2N1 | Klippon TB MH (Terminal Box - Multi Hinge), Empty enclosure, stainless steel enclosure, Height: 980 mm, Width: 740 mm, Depth: 200 mm, Gland plates: Bottom, Material: Stainless steel 1.4301 (304), untreated, silver
5314 | 1195620001 | KTB MH 987420 S2E2 | Klippon TB MH (Terminal Box - Multi Hinge), Empty enclosure, stainless steel enclosure, Height: 980 mm, Width: 740 mm, Depth: 200 mm, Gland plates: top, Bottom, Material: Stainless steel 1.4301 (304), electropolished, silver
5315 | 1195620002 | KTB MH 987420 S4N2 | Klippon TB MH (Terminal Box - Multi Hinge), Empty enclosure, stainless steel enclosure, Height: 980 mm, Width: 740 mm, Depth: 200 mm, Gland plates: Bottom, top, Material: Stainless steel 1.4404 (316L), untreated, silver
5316 | 1195620003 | KTB MH 987420 S2N2 | Klippon TB MH (Terminal Box - Multi Hinge), Empty enclosure, stainless steel enclosure, Height: 980 mm, Width: 740 mm, Depth: 200 mm, Gland plates: Bottom, top, Material: Stainless steel 1.4301 (304), untreated, silver
5317 | 1195630001 | KTB MH 987420 S2E3 | Klippon TB MH (Terminal Box - Multi Hinge), Empty enclosure, stainless steel enclosure, Height: 980 mm, Width: 740 mm, Depth: 200 mm, Gland plates: Bottom, left, right, Material: Stainless steel 1.4301 (304), electropolished, silver
5318 | 1195630002 | KTB MH 987420 S4N3 | Klippon TB MH (Terminal Box - Multi Hinge), Empty enclosure, stainless steel enclosure, Height: 980 mm, Width: 740 mm, Depth: 200 mm, Gland plates: Bottom, left, right, Material: Stainless steel 1.4404 (316L), untreated, silver
5319 | 1195630003 | KTB MH 987420 S2N3 | Klippon TB MH (Terminal Box - Multi Hinge), Empty enclosure, stainless steel enclosure, Height: 980 mm, Width: 740 mm, Depth: 200 mm, Gland plates: Bottom, left, right, Material: Stainless steel 1.4301 (304), untreated, silver
5320 | 1195640001 | KTB MH 987420 S2E4 | Klippon TB MH (Terminal Box - Multi Hinge), Empty enclosure, stainless steel enclosure, Height: 980 mm, Width: 740 mm, Depth: 200 mm, Gland plates: top, Bottom, right, left, Material: Stainless steel 1.4301 (304), electropolished, silver
5321 | 1195640002 | KTB MH 987420 S4N4 | Klippon TB MH (Terminal Box - Multi Hinge), Empty enclosure, stainless steel enclosure, Height: 980 mm, Width: 740 mm, Depth: 200 mm, Gland plates: Bottom, top, left, right, Material: Stainless steel 1.4404 (316L), untreated, silver
5322 | 1195640003 | KTB MH 987420 S2N4 | Klippon TB MH (Terminal Box - Multi Hinge), Empty enclosure, stainless steel enclosure, Height: 980 mm, Width: 740 mm, Depth: 200 mm, Gland plates: Bottom, top, left, right, Material: Stainless steel 1.4301 (304), untreated, silver
5323 | 1251580002 | IE-C6FP8LY0002M40M40-Y | Patch cable, RJ45 IP 20, RJ45 IP 20, Cat.6A / Class EA (ISO/IEC 11801 2010), LSZH, 0.2 m
5324 | 1289180000 | KEBI-KTBI MF S2 SET | Klippon EBi (Essential Box industrial), Mounting foot, Height: 70 mm, Width: 36 mm, Depth: 10 mm, Material: Stainless steel 1.4301 (304), untreated, silver
5325 | 1349350010 | C300-32B-F-2S-M25-1M | Pre-assembled cable, PAC, Cable LiYCY, 0.25 mm²
5326 | 1349350500 | C300-32B-F-2S-M25-50 | Pre-assembled cable, PAC, Cable LiYCY, 0.25 mm²
5327 | 1363380010 | PAC-S300-HE10-V2-1M | Pre-assembled cable, PAC, Cable LiYY, 7 ± 1 mm
5328 | 1365730010 | PAC-QTUM-HE40-V0-1M | Pre-assembled cable, PAC, Cable LiYCY, 0.25 mm²
5329 | 1365740010 | PAC-QTUM-HE10-V0-1M | Pre-assembled cable, PAC, Cable LiYY, 0.25 mm²
5330 | 1373690010 | PAC-RX3I-SD25-V3-1M | Pre-assembled cable, PAC, Cable LiYCY, 0.25 mm²
5331 | 1373780010 | C300-36B-F-2S-M34-1M | Pre-assembled cable, PAC, Cable LiYCY, 0.34 mm²
5332 | 1373820100 | C300-36B-F-2S-M50-10M | Pre-assembled cable, PAC, Cable LiYCY, 0.50 mm²
5333 | 1382970300 | SAIP-M8BG-3-3.0U | Sensor/actuator line, One end without connector, M8, Number of poles : 3, 3 m, Female socket, straight, Shielded: No, LED: No, Sheath material: PUR, Halogen: No
5334 | 1408270000 | SAI-M23-SK-F-P | Protected component assemblies, Protective cap
5335 | 1408280000 | SAI-M23-SK-M-P | Protected component assemblies, Protective cap
5336 | 1428780000 | VARITECTOR LOGGER 30 | Lightning and surge protection, Pulse counter
5337 | 1428840000 | HDC MHD 12 MC | Signal module, 12-pole, Pin, Module
5338 | 1428850000 | HDC MHD 12 FC | Signal module, 12-pole, Socket connector, Module
5339 | 1428880000 | HDC MHE 8 MC | Signal module
5340 | 1428890000 | HDC MHE 8 FC | Signal module
5341 | 1428920000 | HDC MF 6B AB | Frame
5342 | 1428940000 | HDC MF 6B BA | Frame
5343 | 1428990000 | HDC MBUS 2 MC | Data module
5344 | 1429010000 | HDC MF 16B AD | Frame
5345 | 1429020000 | HDC MBUS 2 FC | Data module
5346 | 1429030000 | HDC MF 16B DA | Frame
5347 | 1429040000 | HDC MDU | Dummy module
5348 | 1429360000 | HDC MHE 6 MC | Signal module
5349 | 1429370000 | HDC MHE 6 FC | Signal module
5350 | 1433940010 | IE-FM5Z2LO0001MLD0LD0-X | Patch cable, duplex clip included, LC-Duplex IP 20, LC-Duplex IP 20, 50 µm, LSZH, 1 m
5351 | 1433940020 | IE-FM5Z2LO0002MLD0LD0-X | Patch cable, duplex clip included, LC-Duplex IP 20, LC-Duplex IP 20, 50 µm, LSZH, 2 m
5352 | 1433940050 | IE-FM5Z2LO0005MLD0LD0-X | Patch cable, duplex clip included, LC-Duplex IP 20, LC-Duplex IP 20, 50 µm, LSZH, 5 m
5353 | 1433960020 | IE-FM6Z2LO0002MSD0SD0-X | Patch cable, duplex clip included, SC duplex IP 20, SC duplex IP 20, 62.5 µm, LSZH, 2 m
5354 | 1433970005 | IE-FM5Z2LO0005DSD0SD0-X | Patch cable, duplex clip included, SC duplex IP 20, SC duplex IP 20, 50 µm, LSZH, 0.5 m
5355 | 1439640000 | PORTACAL 1000EU | OMNIMATE Signal - series PM, Calibration device
5356 | 1440130000 | SAI-M23-GS-L-11/17 | Sensor/Actuator plug-in connector, Empty enclosure
5357 | 1483990000 | UR20-PK-1315250000-SP | Replacement part
5358 | 1484070000 | UR20-PK-1315680000-SP | Replacement part
5359 | 1487980000 | IE-USB-A-MICRO-1.8M | USB cable, USB A, USB Micro, PVC, 1.8 m
5360 | 1489170020 | PAC-RCKW-HE20-V1-2M | Cable LiYY, 0.25 mm²
5361 | 1499940000 | IE-CC-8W-FA-IP67 | Connecting module, Insulation displacement technology, Class FA(ISO/IEC11801 2011) with cat. 7A Cable, IP67
5362 | 1534410000 | POK MOPL 2525 MINI | Klippon POK (polyester empty enclosure), Mounting plate, Height: 203 mm, Width: 238 mm, Depth: 1.5 mm, Material: Sheet steel, galvanized, galvanized, silver
5363 | 2453540050 | HDC XX6A01 MFSXXXX-0050 | Data use
5364 | 2453540100 | HDC XX6A01 MFSXXXX-0100 | Data use
5365 | 2453540150 | HDC XX6A01 MFSXXXX-0150 | Data use
5366 | 2453540300 | HDC XX6A01 MFSXXXX-0300 | Data use
5367 | 2453540500 | HDC XX6A01 MFSXXXX-0500 | Data use
5368 | 2456820000 | ACT20P-BRIDGE-P | Measuring bridge converter, Input : Resistance measuring bridge, Output : 0(4)-20 mA, 0-10 V
5369 | 2456850000 | ACT20P-UI-AO-DO-LP-P | Signal converter/insulator, Limit value monitoring, Input : universal U, I, R,?, Output : 4-20 mA, (loop powered), Transistor (Alarm)
5370 | 2456860000 | ACT20P-AI-AO-DC-P | Signal converter/isolator, 24 V DC power supply, Input : I/U universal, Output : I/U universal
5371 | 2476340000 | DRIKIT 12VDC 1CO LD | D-SERIES DRI, Relay module, Number of contacts: 1, CO contact AgSnO, Rated control voltage: 12 V DC, Continuous current: 10 A, Screw connection, Test button available: No
5372 | 2476680000 | DRIKIT 24VDC 1CO LD | D-SERIES DRI, Relay module, Number of contacts: 1, CO contact AgSnO, Rated control voltage: 24 V DC, Continuous current: 10 A, Screw connection, Test button available: No
5373 | 2476690000 | DRIKIT 48VDC 1CO LD | D-SERIES DRI, Relay module, Number of contacts: 1, CO contact AgSnO, Rated control voltage: 48 V DC, Continuous current: 10 A, Screw connection, Test button available: No
5374 | 2476700000 | DRIKIT 110VDC 1CO LD | D-SERIES DRI, Relay module, Number of contacts: 1, CO contact AgSnO, Rated control voltage: 110 V DC, Continuous current: 10 A, Screw connection, Test button available: No
5375 | 2476710000 | DRIKIT 24VAC 1CO LD | D-SERIES DRI, Relay module, Number of contacts: 1, CO contact AgSnO, Rated control voltage: 24 V AC, Continuous current: 10 A, Screw connection, Test button available: No
5376 | 2476720000 | DRIKIT 115VAC 1CO LD | D-SERIES DRI, Relay module, Number of contacts: 1, CO contact AgSnO, Rated control voltage: 115 V AC, Continuous current: 10 A, Screw connection, Test button available: No
5377 | 2476730000 | DRIKIT 230VAC 1CO LD | D-SERIES DRI, Relay module, Number of contacts: 1, CO contact AgSnO, Rated control voltage: 230 V AC, Continuous current: 10 A, Screw connection, Test button available: No
5378 | 2476760000 | DRIKIT 48VDC 1CO LD/PB | D-SERIES DRI, Relay module, Number of contacts: 1, CO contact AgSnO, Rated control voltage: 48 V DC, Continuous current: 10 A, Screw connection, Test button available: Yes
5379 | 2476780000 | DRIKIT 24VAC 1CO LD/PB | D-SERIES DRI, Relay module, Number of contacts: 1, CO contact AgSnO, Rated control voltage: 24 V AC, Continuous current: 10 A, Screw connection, Test button available: Yes
5380 | 2476790000 | DRIKIT 115VAC 1CO LD/PB | D-SERIES DRI, Relay module, Number of contacts: 1, CO contact AgSnO, Rated control voltage: 115 V AC, Continuous current: 10 A, Screw connection, Test button available: Yes
5381 | 2476800000 | DRIKIT 230VAC 1CO LD/PB | D-SERIES DRI, Relay module, Number of contacts: 1, CO contact AgSnO, Rated control voltage: 230 V AC, Continuous current: 10 A, Screw connection, Test button available: Yes
5382 | 2476830000 | DRIKIT 48VDC 2CO LD | D-SERIES DRI, Relay module, Number of contacts: 2, CO contact AgSnO, Rated control voltage: 48 V DC, Continuous current: 5 A, Screw connection, Test button available: No
5383 | 2476840000 | DRIKIT 110VDC 2CO LD | D-SERIES DRI, Relay module, Number of contacts: 2, CO contact AgSnO, Rated control voltage: 110 V DC, Continuous current: 5 A, Screw connection, Test button available: No
5384 | 2476850000 | DRIKIT 24VAC 2CO LD | D-SERIES DRI, Relay module, Number of contacts: 2, CO contact AgSnO, Rated control voltage: 24 V AC, Continuous current: 5 A, Screw connection, Test button available: No
5385 | 2476860000 | DRIKIT 115VAC 2CO LD | D-SERIES DRI, Relay module, Number of contacts: 2, CO contact AgSnO, Rated control voltage: 115 V AC, Continuous current: 5 A, Screw connection, Test button available: No
5386 | 2476870000 | DRIKIT 230VAC 2CO LD | D-SERIES DRI, Relay module, Number of contacts: 2, CO contact AgSnO, Rated control voltage: 230 V AC, Continuous current: 5 A, Screw connection, Test button available: No
5387 | 2476920000 | DRIKIT 24VAC 2CO LD/PB | D-SERIES DRI, Relay module, Number of contacts: 2, CO contact AgSnO, Rated control voltage: 24 V AC, Continuous current: 5 A, Screw connection, Test button available: Yes
5388 | 2476930000 | DRIKIT 115VAC 2CO LD/PB | D-SERIES DRI, Relay module, Number of contacts: 2, CO contact AgSnO, Rated control voltage: 115 V AC, Continuous current: 5 A, Screw connection, Test button available: Yes
5389 | 2485580015 | IE-C6EL8UG0015XCSXCA-E | System cable, M12 X-type IP 67 straight male, M12 X-type IP67 male, angled, Cat.6A / Class EA (ISO/IEC 11801 2010), PUR, 1.5 m
5390 | 2486080000 | PRO DM 20 | Diode module, 24 V DC
5391 | 2488580000 | HDC 10B ABU N | HDC enclosures, Size: 4, Protection degree: IP65 (in plugged condition), Bulkhead housing, Side-locking clamp on lower side, Side-locking clamp replaceable, Standard
5392 | 2489740000 | ACT20P-CI-VO-P | Signal converter/isolator, Input : 0(4)-20 mA, Output : 0-10 V
5393 | 2495040000 | AMG MD EX | Potential distributor
5394 | 2495070000 | AMG PD EX | Potential distributor
5395 | 2495090000 | AMG OD EX | Potential distributor
5396 | 2495100000 | AMG DIS EX | Potential distributor
5397 | 2495280000 | SAI-4-M-4P-M12-SVV-A03 | Power distributor, M12, Hood version, Yes
5398 | 2496190000 | ITS 24-240VUC 1CO M7C | IT TIMER, Multifunction timing relay, with separate control input, Number of contacts: 1, CO contact, AgNi, Continuous current: 5 A, Screw connection
5399 | 2555690000 | FF 11 54/230V GY | Filter fan, IP54, grey
5400 | 2555810000 | UV66-BAS-7-RES-W | web-compatible touch panel, Display size 7", resistive, Front protection IP66
5401 | 2555820000 | UV66-BAS-10-RES-W | web-compatible touch panel, Display size 10.1", resistive, Front protection IP66
5402 | 2556700000 | FF 32 55/230V GY | Filter fan, IP55, grey
5403 | 2556750000 | FF 42 54/230V GY | Filter fan, IP54, grey
5404 | 2556760000 | FF 42 54/230V BK | Filter fan, IP54, black
5405 | 2556770000 | FF 42 55/230V GY | Filter fan, IP55, grey
5406 | 2556780000 | FF 42 55/230V BK | Filter fan, IP55, black
5407 | 2556820000 | FF 43 54/230V GY | Filter fan, IP54, grey
5408 | 2556830000 | FF 43 54/230V BK | Filter fan, IP54, black
5409 | 2556840000 | FF 43 55/230V GY | Filter fan, IP55, grey
5410 | 2557070000 | EF 10 54 GY | Exhaust filter, IP54, grey
5411 | 2557130000 | EF 30 54 GY | Exhaust filter, IP54, grey
5412 | 2579420000 | P BAG SET 3 | Tools, Accessories
5413 | 7789808005 | PAC-UNIV-HE40-FD1-0M5 | Pre-assembled cable, PAC, Cable LiYY, 0.25 mm²
5414 | 7789892030 | C300-36B-324B-2S-M50-03 | Pre-assembled cable, PAC, Cable LiYCY, 0.50 mm²
5415 | 7789895050 | C300-32B-F-2S-M50-5M | Pre-assembled cable, PAC, Cable LiYCY, 0.50 mm²
5416 | 7789895080 | C300-32B-F-2S-M50-8M | Pre-assembled cable, PAC, Cable LiYCY, 0.50 mm²
5417 | 7789895200 | C300-32B-F-2S-M50-20M | Pre-assembled cable, PAC, Cable LiYCY, 0.50 mm²
5418 | 2579490000 | P BAG SET 10 | Tools, Accessories
5419 | 1059770020 | IE-C5DD4UG0020MCSMCA-E | Dragline cable, PROFINET, M12 D-code ? IP 67 straight pin, M12 D-code ? IP 67 angled pin, Cat.5 (ISO/IEC 11801) / Cat.5e (TIA T568-B), PUR, 2 m
5420 | 2551520000 | A2C 35 PE | PE terminal, PUSH IN, 35 mm², 1000 V, Green/yellow
5421 | 2751280000 | IE-SR-4TX-LTE/4G-EU | Security/NAT/VPN/U-link Router, with integrated multi-band modem (4G/3G/2G), EU-model, Fast Ethernet, 4x RJ45 10/100BaseT(X), IP30, -30 °C...70 °C
5422 | 2489910000 | ACT20P-CML-10-AO-RC-P | Current-measuring transducer, Limit value monitoring, Input : 0?1/5/10 A, Analogue output, Relay output
5423 | 1010850020 | IE-C5DB4RE0020MCSMCS-E | System cable, M12 D-code ? IP 67 straight pin, M12 D-code ? IP 67 straight pin, Cat.5 (ISO/IEC 11801) / Cat.5e (TIA T568-B), Radox GKW S, 2 m
5424 | 1010850075 | IE-C5DB4RE0075MCSMCS-E | System cable, M12 D-code ? IP 67 straight pin, M12 D-code ? IP 67 straight pin, Cat.5 (ISO/IEC 11801) / Cat.5e (TIA T568-B), Radox GKW S, 7.5 m
5425 | 1025940040 | IE-C5DD4UG0040MCSXXX-X | Dragline cable, PROFINET, M12 D-code ? IP 67 straight pin, Open, Cat.5 (ISO/IEC 11801) / Cat.5e (TIA T568-B), PUR, 4 m
5426 | 1025940200 | IE-C5DD4UG0200MCSXXX-X | Dragline cable, PROFINET, M12 D-code ? IP 67 straight pin, Open, Cat.5 (ISO/IEC 11801) / Cat.5e (TIA T568-B), PUR, 20 m
5427 | 1025940250 | IE-C5DD4UG0250MCSXXX-X | Dragline cable, PROFINET, M12 D-code ? IP 67 straight pin, Open, Cat.5 (ISO/IEC 11801) / Cat.5e (TIA T568-B), PUR, 25 m
5428 | 1044470250 | IE-C5DD4UG0250MCSA20-E | Dragline cable, PROFINET, M12 D-code ? IP 67 straight pin, RJ45 IP 20, Cat.5 (ISO/IEC 11801) / Cat.5e (TIA T568-B), PUR, 25 m
5429 | 1059750200 | IE-C5DD4UG0200MCAXXX-X | Dragline cable, PROFINET, M12 D-code ? IP 67 angled pin, Open, Cat.5 (ISO/IEC 11801) / Cat.5e (TIA T568-B), PUR, 20 m
5430 | 1099770300 | SAIL-VSBD-M8G-3-3.0U | Valve plug, Straight plug - valve plug
5431 | 1165940003 | IE-C6FP8LD0003M40M40-D | Patch cable, RJ45 IP 20, RJ45 IP 20, Cat.6A / Class EA (ISO/IEC 11801 2010), LSZH, 0.3 m
5432 | 1165940045 | IE-C6FP8LD0045M40M40-D | Patch cable, RJ45 IP 20, RJ45 IP 20, Cat.6A / Class EA (ISO/IEC 11801 2010), LSZH, 4.5 m
5433 | 1194560001 | KTB MH 221513 S2E1 | Klippon TB MH (Terminal Box - Multi Hinge), Empty enclosure, stainless steel enclosure, Height: 229 mm, Width: 152 mm, Depth: 133 mm, Gland plates: Bottom, Material: Stainless steel 1.4301 (304), electropolished, silver
5434 | 1194560002 | KTB MH 221513 S4N1 | Klippon TB MH (Terminal Box - Multi Hinge), Empty enclosure, stainless steel enclosure, Height: 229 mm, Width: 152 mm, Depth: 133 mm, Gland plates: Bottom, Material: Stainless steel 1.4404 (316L), untreated, silver
5435 | 1194560003 | KTB MH 221513 S2N1 | Klippon TB MH (Terminal Box - Multi Hinge), Empty enclosure, stainless steel enclosure, Height: 229 mm, Width: 152 mm, Depth: 133 mm, Gland plates: Bottom, Material: Stainless steel 1.4301 (304), untreated, silver
5436 | 1194570001 | KTB MH 221513 S2E2 | Klippon TB MH (Terminal Box - Multi Hinge), Empty enclosure, stainless steel enclosure, Height: 229 mm, Width: 152 mm, Depth: 133 mm, Gland plates: Bottom, top, Material: Stainless steel 1.4301 (304), electropolished, silver
5437 | 1194570002 | KTB MH 221513 S4N2 | Klippon TB MH (Terminal Box - Multi Hinge), Empty enclosure, stainless steel enclosure, Height: 229 mm, Width: 152 mm, Depth: 133 mm, Gland plates: Bottom, top, Material: Stainless steel 1.4404 (316L), untreated, silver
5438 | 1194570003 | KTB MH 221513 S2N2 | Klippon TB MH (Terminal Box - Multi Hinge), Empty enclosure, stainless steel enclosure, Height: 229 mm, Width: 152 mm, Depth: 133 mm, Gland plates: Bottom, top, Material: Stainless steel 1.4301 (304), untreated, silver
5439 | 1194580001 | KTB MH 221513 S2E3 | Klippon TB MH (Terminal Box - Multi Hinge), Empty enclosure, stainless steel enclosure, Height: 229 mm, Width: 152 mm, Depth: 133 mm, Gland plates: Bottom, left, right, Material: Stainless steel 1.4301 (304), electropolished, silver
5440 | 1194580002 | KTB MH 221513 S4N3 | Klippon TB MH (Terminal Box - Multi Hinge), Empty enclosure, stainless steel enclosure, Height: 229 mm, Width: 152 mm, Depth: 133 mm, Gland plates: Bottom, left, right, Material: Stainless steel 1.4404 (316L), untreated, silver
5441 | 1194580003 | KTB MH 221513 S2N3 | Klippon TB MH (Terminal Box - Multi Hinge), Empty enclosure, stainless steel enclosure, Height: 229 mm, Width: 152 mm, Depth: 133 mm, Gland plates: Bottom, left, right, Material: Stainless steel 1.4301 (304), untreated, silver
5442 | 1194590001 | KTB MH 221513 S2E4 | Klippon TB MH (Terminal Box - Multi Hinge), Empty enclosure, stainless steel enclosure, Height: 229 mm, Width: 152 mm, Depth: 133 mm, Gland plates: Bottom, top, left, right, Material: Stainless steel 1.4301 (304), electropolished, silver
5443 | 1194590002 | KTB MH 221513 S4N4 | Klippon TB MH (Terminal Box - Multi Hinge), Empty enclosure, stainless steel enclosure, Height: 229 mm, Width: 152 mm, Depth: 133 mm, Gland plates: Bottom, top, left, right, Material: Stainless steel 1.4404 (316L), untreated, silver
5444 | 1194590003 | KTB MH 221513 S2N4 | Klippon TB MH (Terminal Box - Multi Hinge), Empty enclosure, stainless steel enclosure, Height: 229 mm, Width: 152 mm, Depth: 133 mm, Gland plates: Bottom, top, left, right, Material: Stainless steel 1.4301 (304), untreated, silver
5445 | 1194610001 | KTB MH 262615 S2E1 | Klippon TB MH (Terminal Box - Multi Hinge), Empty enclosure, stainless steel enclosure, Height: 260 mm, Width: 260 mm, Depth: 150 mm, Gland plates: Bottom, Material: Stainless steel 1.4301 (304), electropolished, silver
5446 | 1194610002 | KTB MH 262615 S4N1 | Klippon TB MH (Terminal Box - Multi Hinge), Empty enclosure, stainless steel enclosure, Height: 260 mm, Width: 260 mm, Depth: 150 mm, Gland plates: Bottom, Material: Stainless steel 1.4404 (316L), untreated, silver
5447 | 1194610003 | KTB MH 262615 S2N1 | Klippon TB MH (Terminal Box - Multi Hinge), Empty enclosure, stainless steel enclosure, Height: 260 mm, Width: 260 mm, Depth: 150 mm, Gland plates: Bottom, Material: Stainless steel 1.4301 (304), untreated, silver
5448 | 1201210750 | SAIL-M8GRJ45-4S7.5UIE | Bus line, Connecting line, M8, Number of poles: 4, 7.5 m, pin, straight, RJ45, Shielded: Yes, LED: No, Sheath material: PUR, Halogen: No
5449 | 1220310010 | IE-C5DB4WE0010MCSA20-E | System cable, M12 D-code ? IP 67 straight pin, RJ45 IP 20, Cat.5 (ISO/IEC 11801), Radox GKW S, 1 m
5450 | 1220310050 | IE-C5DB4WE0050MCSA20-E | System cable, M12 D-code ? IP 67 straight pin, RJ45 IP 20, Cat.5 (ISO/IEC 11801), Radox GKW S, 5 m
5451 | 1220310100 | IE-C5DB4WE0100MCSA20-E | System cable, M12 D-code ? IP 67 straight pin, RJ45 IP 20, Cat.5 (ISO/IEC 11801), Radox GKW S, 10 m
5452 | 1220620150 | SAIP-M12GM8W-3-1.5U | Sensor/actuator line, Connecting line, M12 / M8, Number of poles : 3, 1.5 m, pin, straight, Socket, angled, Shielded: No, LED: No, Sheath material: PUR, Halogen: No
5453 | 1251580500 | IE-C6FP8LY0500M40M40-Y | Patch cable, RJ45 IP 20, RJ45 IP 20, Cat.6A / Class EA (ISO/IEC 11801 2010), LSZH, 50 m
5454 | 1251590004 | IE-C6FP8LG0004M40M40-G | Patch cable, RJ45 IP 20, RJ45 IP 20, Cat.6A / Class EA (ISO/IEC 11801 2010), LSZH, 0.4 m
5455 | 1251590008 | IE-C6FP8LG0008M40M40-G | Patch cable, RJ45 IP 20, RJ45 IP 20, Cat.6A / Class EA (ISO/IEC 11801 2010), LSZH, 0.8 m
5456 | 1251610002 | IE-C6FP8LE0002M40M40-E | Patch cable, RJ45 IP 20, RJ45 IP 20, Cat.6A / Class EA (ISO/IEC 11801 2010), LSZH, 0.2 m
5457 | 1283430000 | PEBZ M6 S4 SET | Klippon POK (polyester empty enclosure), Earthing stud, Miscellaneous, Material: Stainless steel 1.4404 (316L)
5458 | 1283440000 | PEBZ M10 S4 SET | Klippon POK (polyester empty enclosure), Earthing stud, Miscellaneous, Material: Stainless steel 1.4404 (316L)
5459 | 1301370025 | SAIL-M8BG-4S0.25UIE | Bus line, One end without connector, M8, Number of poles: 4, 0.25 m, Female socket, straight, Shielded: Yes, LED: No, Sheath material: PUR, Halogen: No
5460 | 1329110010 | PAC-S1200-HE20-V0-1M | Pre-assembled cable, PAC, Cable LiYY, 0.25 mm²
5461 | 1329140020 | PAC-S1200-RV24-V0-2M | Pre-assembled cable, PAC, Cable LiYY, 0.25 mm²
5462 | 1329150010 | PAC-S1200-HE20-V2-1M | Pre-assembled cable, PAC, Cable LiYY, 0.25 mm²
5463 | 1329170010 | PAC-S1200-HE20-V3-1M | Pre-assembled cable, PAC, Cable LiYY, 0.25 mm²
5464 | 1345240000 | IE-SW-VL08MT-5TX-1SC-2SCS | Network switch, managed, Fast Ethernet, Number of ports: 5x RJ45, 1 * SC Multi-mode, 2x SC Single-mode, IP30, -40 °C...75 °C
5465 | 1345270000 | IE-SR-2GT-LAN | Security/NAT/VPN/U-link Router, Gigabit Ethernet, 2 * RJ45 10/100/1000BaseT(X), IP20, -20 °C...70 °C
5466 | 1349330010 | PAC-C300-32-F-25-1M | Pre-assembled cable, PAC, Cable LiYCY, 0.25 mm²
5467 | 1349340010 | PAC-C300-36-F-25-1M | Pre-assembled cable, PAC, Cable LiYCY, 0.25 mm²
5468 | 1349630015 | PAC-UNIV-HE10-HE10-1M5 | Pre-assembled cable, PAC
5469 | 1349630020 | PAC-UNIV-HE10-HE10-2M | Pre-assembled cable, PAC
5470 | 1349630035 | PAC-UNIV-HE10-HE10-3M5 | Pre-assembled cable, PAC
5471 | 1349630040 | PAC-UNIV-HE10-HE10-4M | Pre-assembled cable, PAC
5472 | 1349630050 | PAC-UNIV-HE10-HE10-5M | Pre-assembled cable, PAC
5473 | 1349650010 | PAC-UNIV-HE16-HE16-1M | Pre-assembled cable, PAC
5474 | 1349650080 | PAC-UNIV-HE16-HE16-8M | Pre-assembled cable, PAC
5475 | 1349670005 | PAC-UNIV-HE20-HE20-0M5 | Pre-assembled cable, PAC
5476 | 1349670090 | PAC-UNIV-HE20-HE20-9M | Pre-assembled cable, PAC
5477 | 1349680015 | PAC-UNIV-HE26-HE26-1M5 | Pre-assembled cable, PAC
5478 | 1349690030 | PAC-UNIV-HE34-HE34-3M | Pre-assembled cable, PAC
5479 | 1349690070 | PAC-UNIV-HE34-HE34-7M | Pre-assembled cable, PAC
5480 | 1349700015 | PAC-UNIV-HE40-HE40-1M5 | Pre-assembled cable, PAC
5481 | 1349700025 | PAC-UNIV-HE40-HE40-2M5 | Pre-assembled cable, PAC
5482 | 1349700030 | PAC-UNIV-HE40-HE40-3M | Pre-assembled cable, PAC
5483 | 1349700035 | PAC-UNIV-HE40-HE40-3M5 | Pre-assembled cable, PAC
5484 | 1349700040 | PAC-UNIV-HE40-HE40-4M | Pre-assembled cable, PAC
5485 | 1349700050 | PAC-UNIV-HE40-HE40-5M | Pre-assembled cable, PAC
5486 | 1349700060 | PAC-UNIV-HE40-HE40-6M | Pre-assembled cable, PAC
5487 | 1349700080 | PAC-UNIV-HE40-HE40-8M | Pre-assembled cable, PAC
5488 | 1349700090 | PAC-UNIV-HE40-HE40-9M | Pre-assembled cable, PAC
5489 | 1349700100 | PAC-UNIV-HE40-HE40-10M | Pre-assembled cable, PAC
5490 | 1349720030 | PAC-UNIV-HE50-HE50-3M | Pre-assembled cable, PAC
5491 | 1349720050 | PAC-UNIV-HE50-HE50-5M | Pre-assembled cable, PAC
5492 | 1349720080 | PAC-UNIV-HE50-HE50-8M | Pre-assembled cable, PAC
5493 | 1349730005 | PAC-UNIV-HE10-F-0M5 | Pre-assembled cable, PAC
5494 | 1349730025 | PAC-UNIV-HE10-F-2M5 | Pre-assembled cable, PAC
5495 | 1349730050 | PAC-UNIV-HE10-F-5M | Pre-assembled cable, PAC
5496 | 1349740020 | PAC-UNIV-HE14-F-2M | Pre-assembled cable, PAC
5497 | 1349770005 | PAC-UNIV-HE16-F-0M5 | Pre-assembled cable, PAC
5498 | 1349770030 | PAC-UNIV-HE16-F-3M | Pre-assembled cable, PAC
5499 | 1349790005 | PAC-UNIV-HE20-F-0M5 | Pre-assembled cable, PAC
5500 | 1349790030 | PAC-UNIV-HE20-F-3M | Pre-assembled cable, PAC
5501 | 1349790050 | PAC-UNIV-HE20-F-5M | Pre-assembled cable, PAC
5502 | 1349790060 | PAC-UNIV-HE20-F-6M | Pre-assembled cable, PAC
5503 | 1349820040 | PAC-UNIV-HE26-F-4M | Pre-assembled cable, PAC
5504 | 1349840020 | PAC-UNIV-HE34-F-2M | Pre-assembled cable, PAC
5505 | 1349840040 | PAC-UNIV-HE34-F-4M | Pre-assembled cable, PAC
5506 | 1349840060 | PAC-UNIV-HE34-F-6M | Pre-assembled cable, PAC
5507 | 1349840100 | PAC-UNIV-HE34-F-10M | Pre-assembled cable, PAC
5508 | 1349880020 | PAC-UNIV-HE40-F-2M | Pre-assembled cable, PAC
5509 | 1349880030 | PAC-UNIV-HE40-F-3M | Pre-assembled cable, PAC
5510 | 1349880040 | PAC-UNIV-HE40-F-4M | Pre-assembled cable, PAC
5511 | 1349880050 | PAC-UNIV-HE40-F-5M | Pre-assembled cable, PAC
5512 | 1349880060 | PAC-UNIV-HE40-F-6M | Pre-assembled cable, PAC
5513 | 1349880100 | PAC-UNIV-HE40-F-10M | Pre-assembled cable, PAC
5514 | 1349900030 | PAC-UNIV-HE50-F-3M | Pre-assembled cable, PAC
5515 | 1350250030 | PAC-CMLX-UNIU-V0-3M | Cable LiYY, 0.25 mm²
5516 | 1358340020 | PAC-S300-SD25-V7-2M | Pre-assembled cable, PAC, Cable LiYCY, 0.25 mm²
5517 | 1358340050 | PAC-S300-SD25-V7-5M | Pre-assembled cable, PAC, Cable LiYCY, 0.25 mm²
5518 | 1358340080 | PAC-S300-SD25-V7-8M | Pre-assembled cable, PAC, Cable LiYCY, 0.25 mm²
5519 | 1358340100 | PAC-S300-SD25-V7-10M | Pre-assembled cable, PAC, Cable LiYCY, 0.25 mm²
5520 | 1365750050 | PAC-S400-HE10-V0-1M | Pre-assembled cable, PAC, Cable LiYY, 0.25 mm²
5521 | 1371250000 | TBY-SAI143-F-L-PS-2KS-Z | Interface, RS, 2 x KS (40P), LM3NZF 5.08mm
5522 | 1371390000 | TBY-SDV144-PS-2KB-S | Interface, RS, 2 x AKB (50P), LP2N 5.08mm
5523 | 1371410000 | TBY-SDV144-PS-2KB-Z | Interface, RS, 2 x AKB (50P), LM2NZF 5.08mm
5524 | 1371600000 | TBY-C3-AIO-I-2KS-S | Interface, RS, 2 x KS (40P), LP 5.08mm
5525 | 1371610000 | TBY-C3-AIO-I-2KS-Z | Interface, RS, 2 x KS (40P), LMNZF 5.08mm
5526 | 1373780100 | C300-36B-F-2S-M34-10M | Pre-assembled cable, PAC, Cable LiYCY, 0.34 mm²
5527 | 1373790010 | C300-32B-216B-2S-M50-1M | Pre-assembled cable, PAC, Cable LiYCY, 0.50 mm²
5528 | 1373950010 | PAC-C300-36-F-50-1M | Pre-assembled cable, PAC, Cable LiYCY, 0.50 mm²
5529 | 1375440000 | VPU II 0 PV Y 1000V DC | Surge voltage arrester, Low voltage
5530 | 1390910000 | KLIPPON COPL 080806 | Klippon POK (polyester empty enclosure), Earthing plate, Height: 32.5 mm, Width: 101 mm, Material: Brass, polished, untreated
5531 | 1390920000 | KLIPPON COPL 081106 | Klippon POK (polyester empty enclosure), Earthing plate, Height: 33.5 mm, Width: 131 mm, Material: Brass, polished, untreated
5532 | 1390930000 | KLIPPON COPL 081606 | Klippon POK (polyester empty enclosure), Earthing plate, Height: 33.5 mm, Width: 181 mm, Material: Brass, polished, untreated
5533 | 1390940000 | KLIPPON COPL 081906 | Klippon POK (polyester empty enclosure), Earthing plate, Height: 32.5 mm, Width: 211 mm, Material: Brass, polished, untreated
5534 | 1390950000 | KLIPPON COPL 082306 | Klippon POK (polyester empty enclosure), Earthing plate, Height: 33.5 mm, Width: 258 mm, Material: Brass, polished, untreated
5535 | 1390970000 | KLIPPON COPL 121209 | Klippon POK (polyester empty enclosure), Earthing plate, Height: 57.5 mm, Width: 177 mm, Material: Brass, polished, untreated
5536 | 1391010000 | KLIPPON COPL 163609 | Klippon POK (polyester empty enclosure), Earthing plate, Height: 60.5 mm, Width: 438 mm, Material: Brass, polished, untreated
5537 | 1391020000 | KLIPPON COPL 165609 | Klippon POK (polyester empty enclosure), Earthing plate, Height: 60.5 mm, Width: 656 mm, Material: Brass, polished, untreated
5538 | 1391030000 | KLIPPON COPL 252512/16 | Klippon POK (polyester empty enclosure), Earthing plate, Height: 85.5 mm, Width: 424 mm, Material: Brass, polished, untreated
5539 | 1391040000 | KLIPPON COPL 254012/16 | Klippon POK (polyester empty enclosure), Earthing plate, Height: 85.5 mm, Width: 567 mm, Material: Brass, polished, untreated
5540 | 1391050000 | KLIPPON COPL 256012 | Klippon POK (polyester empty enclosure), Earthing plate, Height: 85.5 mm, Width: 785 mm, Material: Brass, polished, untreated
5541 | 1394050000 | ZAP/TW ZDK2.5-2/4AN | Z-series, End plate, Partition plate
5542 | 1395370000 | TBY-SDV144-F-PS-2KB-S | Interface, RS, 2 x AKB (50P), LP2N 5.08mm
5543 | 1395380000 | TBY-SDV144-F-PS-2KB-Z | Interface, RS, 2 x AKB (50P), LM2NZF 5.08mm
5544 | 1397820000 | TBY-ADV151-PS-F-L-2KB-S | Interface, RS, 2 x AKB (50P), LP2N 5.08mm
5545 | 1397830000 | TBY-ADV151-PS-F-L-2KB-Z | Interface, RS, 2 x AKB (50P), LM2NZF 5.08mm
5546 | 1405060010 | PAC-UNIV-FJ20-1:1-1M | Pre-assembled cable, PAC
5547 | 1405060020 | PAC-UNIV-FJ20-1:1-2M | Pre-assembled cable, PAC
5548 | 1413940000 | SAI-Y-7/8 5P | Y connector, 7/8"
5549 | 1449400000 | SAI-4-S12 M8 L 1:1 | SAI Passive, Sensor-actuator passive distributor, M8, with M12 outlet, A-coded, 12-pole, Yes
5550 | 1450600000 | IE-FC-SP-PWS/2ST/1D9 | FrontCom, Insert plate, shielded, 1x Power, 2x Data, 1x Signal
5551 | 1450610000 | IE-FC-SP-PWS/2D9 | FrontCom, Insert plate, shielded, 1x Power, 2x Signal
5552 | 1450690000 | IE-FC-IP-PWS/2ST/1D9 | FrontCom, Insert plate, unshielded, 1x Power, 2x Data, 1x Signal
5553 | 1450710000 | IE-FC-IP-BP | FrontCom, Insert plate, unshielded
5554 | 1450780000 | IE-FCI-PWB-CH | FrontCom, Insert Power large, Type J, Socket connector, CH
5555 | 1450890000 | IE-FCI-D25-FM | FrontCom, Signal insert D-Sub, 25-pole, Socket / plug
5556 | 1450900000 | IE-FCI-D25-FS | FrontCom, Signal insert D-Sub, 25-pole, Socket / solder connection
5557 | 1456550000 | RSMS-8H 24V- 1CO S | Interface, RSM, Screw connection
5558 | 1456570000 | RSMS-8H 24V+ 1CO Z | Interface, RSM, Tension-clamp connection
5559 | 1456580000 | RSMS-8H 24V- 1CO Z | Interface, RSM, Tension-clamp connection
5560 | 1456590000 | RSMS-8 12V+ 1CO S | Interface, RSM, Screw connection
5561 | 1456610000 | RSMS-8 24V+ 1CO S | Interface, RSM, Screw connection
5562 | 1456620000 | RSMS-8 48V+ 1CO S | Interface, RSM, Screw connection
5563 | 1456640000 | RSMS-8 12V- 1CO S | Interface, RSM, Screw connection
5564 | 1456650000 | RSMS-8 24V- 1CO S | Interface, RSM, Screw connection
5565 | 1456670000 | RSMS-8 48V- 1CO S | Interface, RSM, Screw connection
5566 | 1456690000 | RSMS-8 12V+ 1CO Z | Interface, RSM, Tension-clamp connection
5567 | 1456700000 | RSMS-8 24V+ 1CO Z | Interface, RSM, Tension-clamp connection
5568 | 1456710000 | RSMS-8 48V+ 1CO Z | Interface, RSM, Tension-clamp connection
5569 | 1456730000 | RSMS-8 12V- 1CO Z | Interface, RSM, Tension-clamp connection
5570 | 1456740000 | RSMS-8 24V- 1CO Z | Interface, RSM, Tension-clamp connection
5571 | 1456750000 | RSMS-8 48V- 1CO Z | Interface, RSM, Tension-clamp connection
5572 | 1456810000 | RSMS-8 24V+ BASE S | Interface, RSM, Screw connection
5573 | 1456830000 | RSMS-8 24VAC/DC 1CO S | Interface, RSM, Screw connection
5574 | 1456840000 | RSMS-8 24VUC AU 1CO S | Interface, RSM, Screw connection
5575 | 1456910000 | RSMS-8 24VDC 1NO+C Z | Interface, RSM
5576 | 1456970000 | RSMS-16 24V+ 1CO S | Interface, RSM, Screw connection
5577 | 1456980000 | RSMS-16 48V+ 1CO S | Interface, RSM, Screw connection
5578 | 1457000000 | RSMS-16 12V- 1CO S | Interface, RSM, Screw connection
5579 | 1457010000 | RSMS-16 24V- 1CO S | Interface, RSM, Screw connection
5580 | 1457020000 | RSMS-16 48V- 1CO S | Interface, RSM, Screw connection
5581 | 1457040000 | RSMS-16 12V+ 1CO Z | Interface, RSM, Tension-clamp connection
5582 | 1457050000 | RSMS-16 24V+ 1CO Z | Interface, RSM, Tension-clamp connection
5583 | 1457070000 | RSMS-16 48V+ 1CO Z | Interface, RSM, Tension-clamp connection
5584 | 1457090000 | RSMS-16 12V- 1CO Z | Interface, RSM, Tension-clamp connection
5585 | 1457100000 | RSMS-16 24V- 1CO Z | Interface, RSM, Tension-clamp connection
5586 | 1457110000 | RSMS-16 48V- 1CO Z | Interface, RSM, Tension-clamp connection
5587 | 1457170000 | RSMS-16 24V+ BASE S | Interface, RSM, Screw connection
5588 | 1457180000 | RSMS-16 24V+ BASE Z | Interface, RSM, Tension-clamp connection
5589 | 1457190000 | RSMS-16 24VAC/DC 1CO S | Interface, RSM, Screw connection
5590 | 1457200000 | RSMS-16 24VUC AU 1CO S | Interface, RSM, Screw connection
5591 | 1457210000 | RSMS-16 24VAC/DC 1CO Z | Interface, RSM, Tension-clamp connection
5592 | 1457220000 | RSMS-16 24VUC AU 1CO Z | Interface, RSM, Tension-clamp connection
5593 | 1457250000 | RSMS-16 24VDC 1NO+C S | Interface, RSM
5594 | 1457270000 | RSMS-16 24VDC 1NO+C Z | Interface, RSM
5595 | 1457300000 | RSMS-16H 24V+ 1CO S | Interface, RSM, Screw connection
5596 | 1457310000 | RSMS-16H 24V- 1CO S | Interface, RSM, Screw connection
5597 | 1457320000 | RSMS-16H 24V+ 1CO Z | Interface, RSM, Tension-clamp connection
5598 | 1457330000 | RSMS-16H 24V- 1CO Z | Interface, RSM, Tension-clamp connection
5599 | 1457370000 | RSM-8 24V+ BASE S | Interface, RSM, Screw connection
5600 | 1457380000 | RSM-8 24V+ BASE Z | Interface, RSM, PUSH IN
5601 | 1457390000 | RSM-8 24VDC 1NO + C S | Interface, RSM, Screw connection
5602 | 1457400000 | RSM-8 24VDC 1NO + C Z | Interface, RSM, PUSH IN
5603 | 1457430000 | RSM-4 24V+ BASE S | Interface, RSM, Screw connection
5604 | 1457440000 | RSM-4 24V+ BASE Z | Interface, RSM, PUSH IN
5605 | 1457580100 | IE-C6EL8UG0100U40XCS-E | System cable, RJ45 IP 20, M12 X-type IP 67 straight male, Cat.6A / Class EA (ISO/IEC 11801 2010), PUR, 10 m
5606 | 1457580120 | IE-C6EL8UG0120U40XCS-E | System cable, RJ45 IP 20, M12 X-type IP 67 straight male, Cat.6A / Class EA (ISO/IEC 11801 2010), PUR, 12 m
5607 | 1457580150 | IE-C6EL8UG0150U40XCS-E | System cable, RJ45 IP 20, M12 X-type IP 67 straight male, Cat.6A / Class EA (ISO/IEC 11801 2010), PUR, 15 m
5608 | 1457580200 | IE-C6EL8UG0200U40XCS-E | System cable, RJ45 IP 20, M12 X-type IP 67 straight male, Cat.6A / Class EA (ISO/IEC 11801 2010), PUR, 20 m
5609 | 1459490000 | PV SET PV-STICK | Photovoltaics, Plug-in connector, PUSH IN connection
5610 | 1459510000 | PV-STICK M SET | Photovoltaics, Plug-in connector, For crimping tool
5611 | 1460040000 | VG M16 EXE MS | VG Ex MS (Ex brass cable gland), Cable glands, M 16, 16 mm, OD min. 3 - OD max. 12 mm, IP66, IP68, Brass, nickel-plated
5612 | 1460050000 | VG M20 EXE MS | VG Ex MS (Ex brass cable gland), Cable glands, M 20, 16 mm, OD min. 3 - OD max. 12 mm, IP66, IP68, Brass, nickel-plated
5613 | 1460070000 | VG M25 EXE MS | VG Ex MS (Ex brass cable gland), Cable glands, M 25, 16 mm, OD min. 10 - OD max. 18 mm, IP66, IP68, Brass, nickel-plated
5614 | 1460080000 | VG M32 EXE MS | VG Ex MS (Ex brass cable gland), Cable glands, M 32, 16 mm, OD min. 14 - OD max. 24 mm, IP66, IP68, Brass, nickel-plated
5615 | 1460090000 | VG M40 EXE MS | VG Ex MS (Ex brass cable gland), Cable glands, M 40, 18 mm, OD min. 22 - OD max. 32 mm, IP66, IP68, Brass, nickel-plated
5616 | 1460100000 | VG M50 EXE MS | VG Ex MS (Ex brass cable gland), Cable glands, M 50, 18 mm, OD min. 35 - OD max. 44 mm, IP66, IP68, Brass, nickel-plated
5617 | 1460110000 | VG M63 EXE MS | VG Ex MS (Ex brass cable gland), Cable glands, M 63, 18 mm, OD min. 46 - OD max. 56 mm, IP66, IP68, Brass, nickel-plated
5618 | 1460290000 | SAIS-WDF-3+PE-M20-S-COD | Panel feed-through, Number of poles: 4, Coding: S, M12, 630 V
5619 | 1460320000 | SAIE-M12S-3+PE-S-0.5U-M16 | Built-in plugs, M12, pin, straight, M 16, Number of poles: 4, 0.5 m, Front mounting
5620 | 1460340000 | SAIE-M12S-4-T-0.5U-M16 | Built-in plugs, M12, pin, straight, M 16, Number of poles: 4, 0.5 m, Front mounting
5621 | 1461070000 | VG M25 EXI BL | VG Exi 4J (Ex plastic cable gland 4J Exi), Cable glands, M 25, 10 mm, OD min. 13 - OD max. 18 mm, IP54, IP66, IP67, IP68 - 5 bar (30 min.), Polyamide 6
5622 | 1461090000 | VG M40 EXI BL | VG Exi 4J (Ex plastic cable gland 4J Exi), Cable glands, M 40, 18 mm, OD min. 22 - OD max. 32 mm, IP54, IP66, IP67, IP68 - 5 bar (30 min.), Polyamide 6
5623 | 1461100000 | VG M50 EXI BL | VG Exi 4J (Ex plastic cable gland 4J Exi), Cable glands, M 50, 18 mm, OD min. 30 - OD max. 38 mm, IP54, IP66, IP67, IP68 - 5 bar (30 min.), Polyamide 6
5624 | 1461110000 | VG M63 EXI BL | VG Exi 4J (Ex plastic cable gland 4J Exi), Cable glands, M 63, 18 mm, OD min. 34 - OD max. 44 mm, IP54, IP66, IP67, IP68 - 5 bar (30 min.), Polyamide 6
5625 | 1461140000 | VG M20 EXE SW | VG Exe 4J (Ex plastic cable gland 4J Exe), Cable glands, M 20, 10 mm, OD min. 6 - OD max. 12 mm, IP54, IP66, IP67, IP68 - 5 bar (30 min.), Polyamide 6
5626 | 1461170000 | VG M32 EXE SW | VG Exe 4J (Ex plastic cable gland 4J Exe), Cable glands, M 32, 15 mm, OD min. 18 - OD max. 25 mm, IP54, IP66, IP67, IP68 - 5 bar (30 min.), Polyamide 6
5627 | 1461190000 | VG M50 EXE SW | VG Exe 4J (Ex plastic cable gland 4J Exe), Cable glands, M 50, 18 mm, OD min. 30 - OD max. 38 mm, IP54, IP66, IP67, IP68 - 5 bar (30 min.), Polyamide 6
5628 | 1461200000 | VG M63 EXE SW | VG Exe 4J (Ex plastic cable gland 4J Exe), Cable glands, M 63, 18 mm, OD min. 34 - OD max. 44 mm, IP54, IP66, IP67, IP68 - 5 bar (30 min.), Polyamide 6
5629 | 1462040005 | PAC-S1500-HE20-V0-0M5 | Pre-assembled cable, PAC, Cable LiYY, 0.25 mm²
5630 | 1462040040 | PAC-S1500-HE20-V0-4M | Pre-assembled cable, PAC, Cable LiYY, 0.25 mm²
5631 | 1462040050 | PAC-S1500-HE20-V0-5M | Pre-assembled cable, PAC, Cable LiYY, 0.25 mm²
5632 | 1462040080 | PAC-S1500-HE20-V0-8M | Pre-assembled cable, PAC, Cable LiYY, 0.25 mm²
5633 | 1462040100 | PAC-S1500-HE20-V0-10M | Pre-assembled cable, PAC, Cable LiYY, 0.25 mm²
5634 | 1462090005 | PAC-S1500-HE20-V1-0M5 | Pre-assembled cable, PAC, Cable LiYY, 0.25 mm²
5635 | 1462090010 | PAC-S1500-HE20-V1-1M | Pre-assembled cable, PAC, Cable LiYY, 0.25 mm²
5636 | 1462090020 | PAC-S1500-HE20-V1-2M | Pre-assembled cable, PAC, Cable LiYY, 0.25 mm²
5637 | 1462130010 | PAC-S1500-RV24-V0-1M | Pre-assembled cable, PAC, Cable LiYY, 0.25 mm²
5638 | 1462130020 | PAC-S1500-RV24-V0-2M | Pre-assembled cable, PAC, Cable LiYY, 0.25 mm²
5639 | 1462140010 | PAC-S1500-RV24-V1-1M | Pre-assembled cable, PAC, Cable LiYY, 0.25 mm²
5640 | 1462140030 | PAC-S1500-RV24-V1-3M | Pre-assembled cable, PAC, Cable LiYY, 0.25 mm²
5641 | 1462150010 | PAC-S1500-SD15-V0-1M | Pre-assembled cable, PAC, Cable LiYCY, 0.25 mm²
5642 | 1462150020 | PAC-S1500-SD15-V0-2M | Pre-assembled cable, PAC, Cable LiYCY, 0.25 mm²
5643 | 1462150050 | PAC-S1500-SD15-V0-5M | Pre-assembled cable, PAC, Cable LiYCY, 0.25 mm²
5644 | 1462160020 | PAC-S1500-SD15-V1-2M | Pre-assembled cable, PAC, Cable LiYCY, 0.25 mm²
5645 | 1463490000 | SD FIXING SET POK | Klippon POK (polyester empty enclosure), Identification plate fixing set, Material: Stainless steel 1.4305 (303)
5646 | 1463640030 | IE-C6EL8UG0030XCSXCS-E | System cable, M12 X-type IP 67 straight male, M12 X-type IP 67 straight male, Cat.6A / Class EA (ISO/IEC 11801 2010), PUR, 3 m
5647 | 1463640050 | IE-C6EL8UG0050XCSXCS-E | System cable, M12 X-type IP 67 straight male, M12 X-type IP 67 straight male, Cat.6A / Class EA (ISO/IEC 11801 2010), PUR, 5 m
5648 | 1463650020 | IE-C6EL8UG0020XCSXXX-E | System cable, Open, M12 X-type IP 67 straight male, Cat.6A / Class EA (ISO/IEC 11801 2010), PUR, 2 m
5649 | 1463650200 | IE-C6EL8UG0200XCSXXX-E | System cable, Open, M12 X-type IP 67 straight male, Cat.6A / Class EA (ISO/IEC 11801 2010), PUR, 20 m
5650 | 1463720000 | VGM25-MS68 EMC 11-20SET | Accessories
5651 | 1463730000 | VGM32-MS68 EMC 15-25SET | Accessories
5652 | 1464780000 | RSM-8H 24V+ 1CO S | Interface, RSM, Screw connection
5653 | 1464790000 | RSM-8H 24V+ 1CO Z | Interface, RSM, PUSH IN
5654 | 1464800000 | RSM-8H 24V- 1CO S | Interface, RSM, Screw connection
5655 | 1464810000 | RSM-8H 24V- 1CO Z | Interface, RSM, PUSH IN
5656 | 1465870300 | SAIP-M8BG-3-3.0V | Sensor/actuator line, One end without connector, M12 / M8, Number of poles : 3, 3 m, Female socket, straight, Shielded: No, LED: No, Sheath material: PVC, Halogen: Yes
5657 | 1465880300 | SAIP-M8BG-4-3.0V | Sensor/actuator line, One end without connector, M8, Number of poles : 4, 3 m, Female socket, straight, Shielded: No, LED: No, Sheath material: PVC, Halogen: Yes
5658 | 1465890300 | SAIP-M8BW-3-3.0V | Sensor/actuator line, One end without connector, M12 / M8, Number of poles : 3, 3 m, Socket, angled, Shielded: No, LED: No, Sheath material: PVC, Halogen: Yes
5659 | 1465910300 | SAIP-M8BW-4-3.0V | Sensor/actuator line, One end without connector, M8, Number of poles : 4, 3 m, Socket, angled, Shielded: No, LED: No, Sheath material: PVC, Halogen: Yes
5660 | 1465950300 | SAIP-M12BG-3-3.0V | Sensor/actuator line, One end without connector, M12, Number of poles : 3, 3 m, Female socket, straight, Shielded: No, LED: No, Sheath material: PVC, Halogen: Yes
5661 | 1465960300 | SAIP-M12BG-4-3.0V | Sensor/actuator line, One end without connector, M12, Number of poles : 4, 3 m, Female socket, straight, Shielded: No, LED: No, Sheath material: PVC, Halogen: Yes
5662 | 1465960500 | SAIP-M12BG-4-5.0V | Sensor/actuator line, One end without connector, M12, Number of poles : 4, 5 m, Female socket, straight, Shielded: No, LED: No, Sheath material: PVC, Halogen: Yes
5663 | 1465970150 | SAIP-M12BG-5-1.5V | Sensor/actuator line, One end without connector, M12, Number of poles : 5, 1.5 m, Female socket, straight, Shielded: No, LED: No, Sheath material: PVC, Halogen: Yes
5664 | 1465970300 | SAIP-M12BG-5-3.0V | Sensor/actuator line, One end without connector, M12, Number of poles : 5, 3 m, Female socket, straight, Shielded: No, LED: No, Sheath material: PVC, Halogen: Yes
5665 | 1465970500 | SAIP-M12BG-5-5.0V | Sensor/actuator line, One end without connector, M12, Number of poles : 5, 5 m, Female socket, straight, Shielded: No, LED: No, Sheath material: PVC, Halogen: Yes
5666 | 1465980300 | SAIP-M12BW-3-3.0V | Sensor/actuator line, One end without connector, M12, Number of poles : 3, 3 m, Socket, angled, Shielded: No, LED: No, Sheath material: PVC, Halogen: Yes
5667 | 1465990300 | SAIP-M12BW-4-3.0V | Sensor/actuator line, One end without connector, M12, Number of poles : 4, 3 m, Socket, angled, Shielded: No, LED: No, Sheath material: PVC, Halogen: Yes
5668 | 1466010300 | SAIP-M12BW-5-3.0V | Sensor/actuator line, One end without connector, M12, Number of poles : 5, 3 m, Socket, angled, Shielded: No, LED: No, Sheath material: PVC, Halogen: Yes
5669 | 1466130300 | SAIL-ZW-M12BW-3-3.0V | Sensor/actuator line, Connecting line, M12 / M12, Number of poles : 3, 3 m, Twin cabling, Shielded: No, LED: No, Sheath material: PVC, Halogen: Yes
5670 | 1466131000 | SAIL-ZW-M12BW-3-10V | Sensor/actuator line, Connecting line, M12 / M12, Number of poles : 3, 10 m, Twin cabling, Shielded: No, LED: No, Sheath material: PVC, Halogen: Yes
5671 | 1466210300 | SAIL-ZW-M12BW-3L3.0V | Sensor/actuator line, Connecting line, M12 / M12, Number of poles : 3, 3 m, Twin cabling, Shielded: No, LED: Yes, Sheath material: PVC, Halogen: Yes
5672 | 1466350300 | SAIL-ZW-M8BG-3-3.0V | Sensor/actuator line, Connecting line, M12 / M8, Number of poles : 3, 3 m, Twin cabling, socket, straight, Shielded: No, LED: No, Sheath material: PVC, Halogen: Yes
5673 | 1466360300 | SAIL-ZW-M8BW-3-3.0V | Sensor/actuator line, Connecting line, M12 / M8, Number of poles : 3, 3 m, Twin cabling, Shielded: No, LED: No, Sheath material: PVC, Halogen: Yes
5674 | 1466370300 | SAIL-ZW-M8BW-3L3.0V | Sensor/actuator line, One end without connector, M12 / M8, Number of poles : 3, 3 m, Twin cabling, Shielded: No, LED: Yes, Sheath material: PVC, Halogen: Yes
5675 | 1467550000 | SAISM-3/9S-M8 | Plugs prefabricated to customer spec., M8, pin, straight
5676 | 1467570000 | SAISM-4/9S-M8 | Plugs prefabricated to customer spec., M8, pin, straight
5677 | 1467580000 | SAIBM-4/9S-M8 | Sockets prefabricated to customer spec., M8, Female socket, straight
5678 | 1467630000 | SAIE-M8B-8-0.2U-FP | Built-in plugs, M8 thread, Female socket, straight, M 8, Number of poles: 8, 0.2 m
5679 | 1467660000 | SAISW-4/11-1.5 | Power connector, M12, pin, 90°
5680 | 1467670000 | SAIBW-4/11-1.5 | Sockets prefabricated to customer spec., M12, Socket, angled
5681 | 1467680000 | SAISW-5/11-1.5 | Power connector, M12, pin, 90°
5682 | 1467840000 | SAISC-M-4/8S-M12-D-COD | Plugs prefabricated to customer spec., M12, pin, straight
5683 | 1473440000 | VPU II 1 1000V/40KA AC | Surge voltage arrester, Low voltage, without telecomm. contact, Single-phase
5684 | 1473460000 | SAI-ADAPT-M8/M12 3P | Y connector, M8 / M12
5685 | 1477650000 | KSPA M16 BNI | KSPA (Klippon blanking plug, type A), Blanking plug, M 16, 17 mm, Brass, nickel-plated
5686 | 1477670000 | KSPA M20 BNI | KSPA (Klippon blanking plug, type A), Blanking plug, M 20, 17 mm, Brass, nickel-plated
5687 | 1477680000 | KSPA M25 BNI | KSPA (Klippon blanking plug, type A), Blanking plug, M 25, 17 mm, Brass, nickel-plated
5688 | 1477690000 | KSPA M32 BNI | KSPA (Klippon blanking plug, type A), Blanking plug, M 32, 17 mm, Brass, nickel-plated
5689 | 1477700000 | KSPA M40 BNI | KSPA (Klippon blanking plug, type A), Blanking plug, M 40, 17 mm, Brass, nickel-plated
5690 | 1477710000 | KSPA M50 BNI | KSPA (Klippon blanking plug, type A), Blanking plug, M 50, 17 mm, Brass, nickel-plated
5691 | 1477720000 | KSPA M63 BNI | KSPA (Klippon blanking plug, type A), Blanking plug, M 63, 17 mm, Brass, nickel-plated
5692 | 1477730000 | KSPA M75 BNI | KSPA (Klippon blanking plug, type A), Blanking plug, M 75, 17 mm, Brass, nickel-plated
5693 | 1477740000 | KSPMH M16 BSC | KSPMH (Klippon blanking plug, type MH), Blanking plug, M 16, 16 mm, Brass
5694 | 1477750000 | KSPMH M20 BSC | KSPMH (Klippon blanking plug, type MH), Blanking plug, M 20, 16 mm, Brass
5695 | 1477770000 | KSPMH M25 BSC | KSPMH (Klippon blanking plug, type MH), Blanking plug, M 25, 16 mm, Brass
5696 | 1477780000 | KSPMH M32 BSC | KSPMH (Klippon blanking plug, type MH), Blanking plug, M 32, 16 mm, Brass
5697 | 1477790000 | KSPMH M40 BSC | KSPMH (Klippon blanking plug, type MH), Blanking plug, M 40, 16 mm, Brass
5698 | 1477800000 | KSPMH M50 BSC | KSPMH (Klippon blanking plug, type MH), Blanking plug, M 50, 16 mm, Brass
5699 | 1477810000 | KSPMH M63 BSC | KSPMH (Klippon blanking plug, type MH), Blanking plug, M 63, 16 mm, Brass
5700 | 1477820000 | KSPMH M16 SSC | KSPMH (Klippon blanking plug, type MH), Blanking plug, M 16, 16 mm, Stainless steel 1.4404 (316L)
5701 | 1477830000 | KSPMH M75 BSC | KSPMH (Klippon blanking plug, type MH), Blanking plug, M 75, 16 mm, Brass
5702 | 1477840000 | KSPMH M20 SSC | KSPMH (Klippon blanking plug, type MH), Blanking plug, M 20, 16 mm, Stainless steel 1.4404 (316L)
5703 | 1477870000 | KSPMH M25 SSC | KSPMH (Klippon blanking plug, type MH), Blanking plug, M 25, 16 mm, Stainless steel 1.4404 (316L)
5704 | 1477910000 | KSPMH M40 SSC | KSPMH (Klippon blanking plug, type MH), Blanking plug, M 40, 16 mm, Stainless steel 1.4404 (316L)
5705 | 1477930000 | KSPMH M50 SSC | KSPMH (Klippon blanking plug, type MH), Blanking plug, M 50, 16 mm, Stainless steel 1.4404 (316L)
5706 | 1477950000 | KSPMH M63 SSC | KSPMH (Klippon blanking plug, type MH), Blanking plug, M 63, 16 mm, Stainless steel 1.4404 (316L)
5707 | 1477980000 | KSPMH M75 SSC | KSPMH (Klippon blanking plug, type MH), Blanking plug, M 75, 16 mm, Stainless steel 1.4404 (316L)
5708 | 1480940000 | HDC MF CA16 PE | PE extension
5709 | 1481610010 | PAC-C300-1616-25-1M | Cable LiYCY, 0.25 mm²
5710 | 1481620010 | PAC-C300-1616-34-1M | Cable LiYCY, 0.34 mm²
5711 | 1481630010 | PAC-C300-1616-50-1M | Cable LiYCY, 0.50 mm²
5712 | 1481650010 | PAC-C300-16-F-25-1M | Cable LiYCY, 0.25 mm²
5713 | 1481660010 | PAC-C300-16-F-34-1M | Cable LiYCY, 0.34 mm²
5714 | 1481670010 | PAC-C300-16-F-50-1M | Cable LiYCY, 0.50 mm²
5715 | 1481690010 | C300-16B-160B-2S-M25-1M | Pre-assembled cable, PAC, Cable LiYCY, 0.25 mm²
5716 | 1481710010 | C300-16B-160B-2S-M34-1M | Pre-assembled cable, PAC, Cable LiYCY, 0.34 mm²
5717 | 1481720010 | C300-16B-160B-2S-M50-1M | Pre-assembled cable, PAC, Cable LiYCY, 0.50 mm²
5718 | 1481720080 | C300-16B-160B-2S-M50-08 | Pre-assembled cable, PAC, Cable LiYCY, 0.50 mm²
5719 | 1481720100 | C300-16B-160B-2S-M50-10 | Pre-assembled cable, PAC, Cable LiYCY, 0.50 mm²
5720 | 1481720200 | C300-16B-160B-2S-M50-20 | Pre-assembled cable, PAC, Cable LiYCY, 0.50 mm²
5721 | 1481740010 | C300-16B-F-2S-M25-1M | Pre-assembled cable, PAC, Cable LiYCY, 0.25 mm²
5722 | 1481740100 | C300-16B-F-2S-M25-10 | Pre-assembled cable, PAC, Cable LiYCY, 0.25 mm²
5723 | 1481750010 | C300-16B-F-2S-M34-1M | Pre-assembled cable, PAC, Cable LiYCY, 0.34 mm²
5724 | 1481760010 | C300-16B-F-2S-M50-1M | Pre-assembled cable, PAC, Cable LiYCY, 0.50 mm²
5725 | 1481760050 | C300-16B-F-2S-M50-5M | Pre-assembled cable, PAC, Cable LiYCY, 0.50 mm²
5726 | 1488220000 | HDC HP550 KIT 1M 185 | HDC kits, 1500 V, 550 A, Number of poles: 1, Crimp connection
5727 | 1489160010 | PAC-RCKW-HE20-V0-1M | Cable LiYY, 0.25 mm²
5728 | 1489160020 | PAC-RCKW-HE20-V0-2M | Cable LiYY, 0.25 mm²
5729 | 1489160030 | PAC-RCKW-HE20-V0-3M | Cable LiYY, 0.25 mm²
5730 | 1489170010 | PAC-RCKW-HE20-V1-1M | Cable LiYY, 0.25 mm²
5731 | 1489170030 | PAC-RCKW-HE20-V1-3M | Cable LiYY, 0.25 mm²
5732 | 1489190030 | PAC-RCKW-HE20-V3-3M | Cable LiYY, 0.25 mm²
5733 | 1489210030 | PAC-RCKW-HE20-V4-3M | Cable LiYY, 0.25 mm²
5734 | 1498820010 | PAC-C300-3232-34-1M | Cable LiYCY, 0.34 mm²
5735 | 1504230000 | IE-SW-BL06-4POE-2ST | Network switch, unmanaged PoE, Fast Ethernet, Number of ports: 4x RJ45 10/100 BaseT(X) PoE+, 2 * ST Multi-mode, IP30, 0 °C...60 °C
5736 | 1504240000 | IE-SW-BL06T-4POE-2ST | Network switch, unmanaged PoE, Fast Ethernet, Number of ports: 4x RJ45 10/100 BaseT(X) PoE+, 2 * ST Multi-mode, IP30, -40 °C...75 °C
5737 | 1504270000 | IE-SW-BL06-1TX-4POE-1ST | Network switch, unmanaged PoE, Fast Ethernet, Number of ports: 1 * RJ45 10/100BaseT(X), 4x RJ45 10/100 BaseT(X) PoE+, 1 * ST Multi-mode, IP30, 0 °C...60 °C
5738 | 1504290000 | IE-SW-BL06T-1TX-4POE-1ST | Network switch, unmanaged PoE, Fast Ethernet, Number of ports: 1 * RJ45 10/100BaseT(X), 4x RJ45 10/100 BaseT(X) PoE+, 1 * ST Multi-mode, IP30, -40 °C...75 °C
5739 | 1504330000 | IE-SW-VL05M-3TX-2SC | Network switch, managed, Fast Ethernet, Number of ports: 3x RJ45, 2x SC Multi-mode, IP30, 0 °C...60 °C
5740 | 1504370000 | IE-SW-VL05M-3TX-2ST | Network switch, managed, Fast Ethernet, Number of ports: 3x RJ45, 2 * ST Multi-mode, IP30, -10 °C...60 °C
5741 | 1504390000 | IE-SW-VL05MT-3TX-2ST | Network switch, managed, Fast Ethernet, Number of ports: 3x RJ45, 2 * ST Multi-mode, IP30, -40 °C...75 °C
5742 | 1505650000 | HDC MHE 6P MC | Signal module
5743 | 1505660000 | HDC MHE 6P FC | Signal module
5744 | 1506930000 | UR20-4AO-UI-16-DIAG-HD | Remote I/O module, IP20, Analog signals, Output, Current/Voltage, 4-channel
5745 | 1508420000 | GHDE ZP2.5/1AN | Z-series, End plate
5746 | 1509830000 | UR20-8DO-P-2W-HD | Remote I/O module, IP20, Digital signals, Output, 8-channel
5747 | 1510330000 | ACT20P-CMT-10-AO-RC-P | Current-measuring transducer, Limit value monitoring, Input : 0?5/10 A, Analogue output, Relay output
5748 | 1510690000 | UR20-4AO-UI-16-HD | Remote I/O module, IP20, Analog signals, Output, Current/Voltage, 4-channel
5749 | 1511330010 | PAC-CJ1W-4X10-V3-1M | Pre-assembled cable, PAC, Cable LiYY, 5.4 ± 1 mm
5750 | 1511330030 | PAC-CJ1W-4X10-V3-3M | Pre-assembled cable, PAC, Cable LiYY, 5.4 ± 1 mm
5751 | 1511620010 | PAC-GF30-2X10-V5-1M | Pre-assembled cable, PAC, Cable LiYY, 5.4 ± 1 mm
5752 | 1511840010 | PAC-RX3I-4X10-V0-1M | Pre-assembled cable, PAC, Cable LiYY, 5.4 ± 1 mm
5753 | 1512170010 | PAC-M340-4X10-V0-1M | Pre-assembled cable, PAC, Cable LiYY, 5.4 ± 1 mm
5754 | 1512190010 | PAC-YOKO-4X10-V0-1M | Pre-assembled cable, PAC, Cable LiYY, 5.4 ± 1 mm
5755 | 1512190100 | PAC-YOKO-4X10-V0-10M | Pre-assembled cable, PAC, Cable LiYY, 5.4 ± 1 mm
5756 | 1512290010 | PAC-MIMQ-4X10-V0-1M | Pre-assembled cable, PAC, Cable LiYY, 5.4 ± 1 mm
5757 | 1512290015 | PAC-MIMQ-4X10-V0-1M5 | Pre-assembled cable, PAC, Cable LiYY, 5.4 ± 1 mm
5758 | 1512310010 | PAC-MIMQ-4X10-V1-1M | Pre-assembled cable, PAC, Cable LiYY, 5.4 ± 1 mm
5759 | 1512440010 | PAC-PREM-2X10-V0-1M | Pre-assembled cable, PAC, Cable LiYY, 5.4 ± 1 mm
5760 | 1512470005 | PAC-PREM-2X10-V1-0M5 | Pre-assembled cable, PAC, Cable LiYY, 5.4 ± 1 mm
5761 | 1512470040 | PAC-PREM-2X10-V1-4M | Pre-assembled cable, PAC, Cable LiYY, 5.4 ± 1 mm
5762 | 1512590005 | PAC-S1500-4X10-V0-0M5 | Pre-assembled cable, PAC, Cable LiYY, 5.4 ± 1 mm
5763 | 1512590015 | PAC-S1500-4X10-V0-1M5 | Pre-assembled cable, PAC, Cable LiYY, 5.4 ± 1 mm
5764 | 1512590020 | PAC-S1500-4X10-V0-2M | Pre-assembled cable, PAC, Cable LiYY, 5.4 ± 1 mm
5765 | 1512640010 | PAC-S300-4X10-V0-1M | Pre-assembled cable, PAC, Cable LiYY, 5.4 ± 1 mm
5766 | 1512640020 | PAC-S300-4X10-V0-2M | Pre-assembled cable, PAC, Cable LiYY, 5.4 ± 1 mm
5767 | 1512640025 | PAC-S300-4X10-V0-2M5 | Pre-assembled cable, PAC, Cable LiYY, 5.4 ± 1 mm
5768 | 1512790000 | ERME SPX UL XL | Accessories, Cutter holder
5769 | 1513390000 | HDC IP68 04A TOS 1M25G | HDC enclosures, Size: 1, Protection degree: IP66 (in plugged condition), IP68 (in plugged condition), Plug housing, Clamping yoke connection, Standard, Size of cable entries: M 25
5770 | 1515140000 | SAI-Y-5 AND 2M12 | Y connector, M12
5771 | 1516330000 | IE-PS-M12X-S-FH | Sockets prefabricated to customer spec., M12, IDC, IP67
5772 | 1517130000 | LOGIC UNIT WCU 501 | graphically programmable logic module
5773 | 1522100003 | IE-C5DS4VG0003A60A60-E | System cable, RJ45 IP 20, RJ45 IP 20, Cat.5 (ISO/IEC 11801) / Cat.5e (TIA T568-B), PVC, 0.3 m
5774 | 1522100015 | IE-C5DS4VG0015A60A60-E | System cable, RJ45 IP 20, RJ45 IP 20, Cat.5 (ISO/IEC 11801) / Cat.5e (TIA T568-B), PVC, 1.5 m
5775 | 1522100050 | IE-C5DS4VG0050A60A60-E | System cable, RJ45 IP 20, RJ45 IP 20, Cat.5 (ISO/IEC 11801) / Cat.5e (TIA T568-B), PVC, 5 m
5776 | 1522100100 | IE-C5DS4VG0100A60A60-E | System cable, RJ45 IP 20, RJ45 IP 20, Cat.5 (ISO/IEC 11801) / Cat.5e (TIA T568-B), PVC, 10 m
5777 | 1522100150 | IE-C5DS4VG0150A60A60-E | System cable, RJ45 IP 20, RJ45 IP 20, Cat.5 (ISO/IEC 11801) / Cat.5e (TIA T568-B), PVC, 15 m
5778 | 1522100200 | IE-C5DS4VG0200A60A60-E | System cable, RJ45 IP 20, RJ45 IP 20, Cat.5 (ISO/IEC 11801) / Cat.5e (TIA T568-B), PVC, 20 m
5779 | 1522100300 | IE-C5DS4VG0300A60A60-E | System cable, RJ45 IP 20, RJ45 IP 20, Cat.5 (ISO/IEC 11801) / Cat.5e (TIA T568-B), PVC, 30 m
5780 | 1525820000 | PWZ-UR20-HD | Pressing tools
5781 | 1530630000 | BUGH BOX WM4 C BT | Photovoltaics, Plug-in connector, Socket connector
5782 | 1530640000 | SFGH BOX WM4 C BT | Photovoltaics, Plug-in connector, Pin
5783 | 1531940000 | CMA-3151-100-AO-24DC-05 | Primary current: 100 A, Output : 0(4)-20 mA, 0(2)-10 V, Load: 1 VA
5784 | 1532210000 | BG ARGH HQP ALU PT6 CS | FieldPower®, Adapter, Lockable housing
5785 | 1534420000 | POK MOPL 2540 MINI | Klippon POK (polyester empty enclosure), Mounting plate, Height: 204 mm, Width: 382 mm, Depth: 1.5 mm, Material: Sheet steel, galvanized, galvanized, silver
5786 | 1534440000 | POK MOPL 4040 MINI | Klippon POK (polyester empty enclosure), Mounting plate, Height: 359 mm, Width: 383 mm, Depth: 1.5 mm, Material: Sheet steel, galvanized, galvanized, silver
5787 | 2426700000 | IE-FCI-PWB-CZ | FrontCom, Insert Power large, Type E, Socket connector, CZ
5788 | 2435150000 | VG M20 EMV-4 MS 6-12 | VG EMV GEN 4 (EMC cable gland with clamping cage), Cable glands, M 20, 6, OD min. 6 - OD max. 12 mm, IP54, IP66, IP67, IP68 - 5 bar (30 min.), IP69K, Brass, nickel-plated
5789 | 2436670000 | VT LCL | Testing tools, Cable detector
5790 | 2436680000 | VT M | Testing tools, Non-contact magnetic field tester
5791 | 2443360000 | CUTFIX ROLLER | Accessories, Replacement part
5792 | 2443370000 | CRIMPFIX MAGAZIN | Accessories, Retaining clip
5793 | 2453550050 | HDC XX5E01 MFSXXXX-0050 | Data use
5794 | 2453550100 | HDC XX5E01 MFSXXXX-0100 | Data use
5795 | 2453550150 | HDC XX5E01 MFSXXXX-0150 | Data use
5796 | 2453550300 | HDC XX5E01 MFSXXXX-0300 | Data use
5797 | 2453550500 | HDC XX5E01 MFSXXXX-0500 | Data use
5798 | 2453830000 | EPG CUT 40 | Cutting tools, Cutting tool
5799 | 2453880000 | UR20-4AO-UI-16-M | Remote I/O module, IP20, Analog signals, Output, 4-channel, Current/Voltage
5800 | 2455200150 | SAIL-M12BW-L-1.5PGR | Sensor/actuator line, One end without connector, M12, Number of poles : 5, 1.5 m, Socket, angled, Shielded: No, LED: No, Sheath material: PUR, Halogen: No
5801 | 2455200300 | SAIL-M12BW-L-3.0PGR | Sensor/actuator line, One end without connector, M12, Number of poles : 5, 3 m, Socket, angled, Shielded: No, LED: No, Sheath material: PUR, Halogen: No
5802 | 2455211000 | SAIL-M12G-K-10P | Power cable, One end without connector, M12, Number of poles : 5 (4 + PE), 10 m, pin, straight, Shielded: No, LED: No, Sheath material: PUR, Halogen: No
5803 | 2455220150 | SAIL-M12G-L-1.5PGR | Sensor/actuator line, One end without connector, M12, Number of poles : 5, 1.5 m, pin, straight, Shielded: No, LED: No, Sheath material: PUR, Halogen: No
5804 | 2455220300 | SAIL-M12G-L-3.0PGR | Sensor/actuator line, One end without connector, M12, Number of poles : 5, 3 m, pin, straight, Shielded: No, LED: No, Sheath material: PUR, Halogen: No
5805 | 2455220500 | SAIL-M12G-L-5.0PGR | Sensor/actuator line, One end without connector, M12, Number of poles : 5, 5 m, pin, straight, Shielded: No, LED: No, Sheath material: PUR, Halogen: No
5806 | 2455221000 | SAIL-M12G-L-10PGR | Sensor/actuator line, One end without connector, M12, Number of poles : 5, 10 m, pin, straight, Shielded: No, LED: No, Sheath material: PUR, Halogen: No
5807 | 2455240150 | SAIL-M12W-L-1.5PGR | Sensor/actuator line, One end without connector, M12, Number of poles : 5, 1.5 m, pin, 90°, Shielded: No, LED: No, Sheath material: PUR, Halogen: No
5808 | 2455240300 | SAIL-M12W-L-3.0PGR | Sensor/actuator line, One end without connector, M12, Number of poles : 5, 3 m, pin, 90°, Shielded: No, LED: No, Sheath material: PUR, Halogen: No
5809 | 2455240500 | SAIL-M12W-L-5.0PGR | Sensor/actuator line, One end without connector, M12, Number of poles : 5, 5 m, pin, 90°, Shielded: No, LED: No, Sheath material: PUR, Halogen: No
5810 | 2455241000 | SAIL-M12W-L-10PGR | Sensor/actuator line, One end without connector, M12, Number of poles : 5, 10 m, pin, 90°, Shielded: No, LED: No, Sheath material: PUR, Halogen: No
5811 | 2455260050 | SAIL-M12GM12G-L-0.5PGR | Sensor/actuator line, Connecting line, M12 / M12, Number of poles : 5, 0.5 m, pin, straight - socket, straight, Shielded: No, LED: No, Sheath material: PUR, Halogen: No
5812 | 2455260150 | SAIL-M12GM12G-L-1.5PGR | Sensor/actuator line, Connecting line, M12 / M12, Number of poles : 5, 1.5 m, pin, straight - socket, straight, Shielded: No, LED: No, Sheath material: PUR, Halogen: No
5813 | 2455260300 | SAIL-M12GM12G-L-3.0PGR | Sensor/actuator line, Connecting line, M12 / M12, Number of poles : 5, 3 m, pin, straight - socket, straight, Shielded: No, LED: No, Sheath material: PUR, Halogen: No
5814 | 2455260500 | SAIL-M12GM12G-L-5.0PGR | Sensor/actuator line, Connecting line, M12 / M12, Number of poles : 5, 5 m, pin, straight - socket, straight, Shielded: No, LED: No, Sheath material: PUR, Halogen: No
5815 | 2455261000 | SAIL-M12GM12G-L-10PGR | Sensor/actuator line, Connecting line, M12 / M12, Number of poles : 5, 10 m, pin, straight - socket, straight, Shielded: No, LED: No, Sheath material: PUR, Halogen: No
5816 | 2455280150 | SAIL-M12GM12W-L-1.5PGR | Sensor/actuator line, Connecting line, M12 / M12, Number of poles : 5, 1.5 m, pin, straight - socket, 90°, Shielded: No, LED: No, Sheath material: PUR, Halogen: No
5817 | 2455280300 | SAIL-M12GM12W-L-3.0PGR | Sensor/actuator line, Connecting line, M12 / M12, Number of poles : 5, 3 m, pin, straight - socket, 90°, Shielded: No, LED: No, Sheath material: PUR, Halogen: No
5818 | 2455280500 | SAIL-M12GM12W-L-5.0PGR | Sensor/actuator line, Connecting line, M12 / M12, Number of poles : 5, 5 m, pin, straight - socket, 90°, Shielded: No, LED: No, Sheath material: PUR, Halogen: No
5819 | 2455281000 | SAIL-M12GM12W-L-10PGR | Sensor/actuator line, Connecting line, M12 / M12, Number of poles : 5, 10 m, pin, straight - socket, 90°, Shielded: No, LED: No, Sheath material: PUR, Halogen: No
5820 | 2455300300 | SAIL-M12WM12W-L-3.0PGR | Sensor/actuator line, Connecting line, M12 / M12, Number of poles : 5, 3 m, pin, 90° - socket 90°, Shielded: No, LED: No, Sheath material: PUR, Halogen: No
5821 | 2455300500 | SAIL-M12WM12W-L-5.0PGR | Sensor/actuator line, Connecting line, M12 / M12, Number of poles : 5, 5 m, pin, 90° - socket 90°, Shielded: No, LED: No, Sheath material: PUR, Halogen: No
5822 | 2455301000 | SAIL-M12WM12W-L-10PGR | Sensor/actuator line, Connecting line, M12 / M12, Number of poles : 5, 10 m, pin, 90° - socket 90°, Shielded: No, LED: No, Sheath material: PUR, Halogen: No
5823 | 2455320150 | SAIL-M12WM12G-L-1.5PGR | Sensor/actuator line, Connecting line, M12 / M12, Number of poles : 5, 1.5 m, pin, angled - bush straight, Shielded: No, LED: No, Sheath material: PUR, Halogen: No
5824 | 2455320300 | SAIL-M12WM12G-L-3.0PGR | Sensor/actuator line, Connecting line, M12 / M12, Number of poles : 5, 3 m, pin, angled - bush straight, Shielded: No, LED: No, Sheath material: PUR, Halogen: No
5825 | 2455320500 | SAIL-M12WM12G-L-5.0PGR | Sensor/actuator line, Connecting line, M12 / M12, Number of poles : 5, 5 m, pin, angled - bush straight, Shielded: No, LED: No, Sheath material: PUR, Halogen: No
5826 | 2455321000 | SAIL-M12WM12G-L-10PGR | Sensor/actuator line, Connecting line, M12 / M12, Number of poles : 5, 10 m, pin, angled - bush straight, Shielded: No, LED: No, Sheath material: PUR, Halogen: No
5827 | 2455330300 | SAIL-M12BG-L-3.0PGR | Sensor/actuator line, One end without connector, M12, Number of poles : 5, 3 m, Female socket, straight, Shielded: No, LED: No, Sheath material: PUR, Halogen: No
5828 | 2455330500 | SAIL-M12BG-L-5.0PGR | Sensor/actuator line, One end without connector, M12, Number of poles : 5, 5 m, Female socket, straight, Shielded: No, LED: No, Sheath material: PUR, Halogen: No
5829 | 2455331000 | SAIL-M12BG-L-10PGR | Sensor/actuator line, One end without connector, M12, Number of poles : 5, 10 m, Female socket, straight, Shielded: No, LED: No, Sheath material: PUR, Halogen: No
5830 | 2456000000 | WDTR 2.5 | Test-disconnect terminal, Screw connection, 2.5 mm², 500 V, 17 A, Pivoting, dark beige
5831 | 2456010000 | WDTR 2.5 BL | Test-disconnect terminal, Screw connection, 2.5 mm², 500 V, 17 A, Pivoting, blue
5832 | 2456020000 | WDTR 2.5/WE | Test-disconnect terminal, Screw connection, 2.5 mm², 500 V, 17 A, Pivoting, dark beige
5833 | 2456030000 | WDTR 2.5 O.STB | Test-disconnect terminal, Screw connection, 2.5 mm², 500 V, 17 A, Pivoting, dark beige
5834 | 2457760000 | THM MMP CASE | Empty box / Case
5835 | 2465440000 | IE-PS-VAPM-5P-2.5 | Power connector, Plug, PROFINET, Set of connectors
5836 | 2465830000 | JPO 24VDC 0.2A M12S | JACKPAC, Optos, Rated control voltage: 18...24...30 V DC , Rated switching voltage: 3...33 V DC
5837 | 2466650500 | SAIL-M8BG-5-5.0U | Sensor/actuator line, M8, Number of poles : 5, 5 m, Female socket, straight, Shielded: No, LED: No, Sheath material: PUR, Halogen: No
5838 | 2469380000 | ES EPG/HPG 60 WM 6 | Crimping tool insert, WM crimp
5839 | 2469540000 | ES EPG/HPG 60 WM 10 | Crimping tool insert, WM crimp
5840 | 2469550000 | ES EPG/HPG 60 WM 16 | Crimping tool insert, WM crimp
5841 | 2469560000 | ES EPG/HPG 60 WM 25 | Crimping tool insert, WM crimp
5842 | 2469570000 | ES EPG 60/HPG WM 35 | Crimping tool insert, WM crimp
5843 | 2469580000 | ES EPG/HPG 60 WM 50 | Crimping tool insert, WM crimp
5844 | 2469590000 | ES EPG/HPG 60 WM 70 | Crimping tool insert, WM crimp
5845 | 2469600000 | ES EPG/HPG 60 WM 95 | Crimping tool insert, WM crimp
5846 | 2469610000 | ES EPG/HPG 60 WM 120 | Crimping tool insert, WM crimp
5847 | 2469620000 | ES EPG/HPG 60 WM 150 | Crimping tool insert, WM crimp
5848 | 2469630000 | ES EPG/HPG 60 WM 185 | Crimping tool insert, WM crimp
5849 | 2469640000 | ES EPG/HPG 60 WM 240 | Crimping tool insert, WM crimp
5850 | 2469650000 | ES EPG/HPG 60 WM 300 | Crimping tool insert, WM crimp
5851 | 2485580100 | IE-C6EL8UG0100XCSXCA-E | System cable, M12 X-type IP 67 straight male, M12 X-type IP67 male, angled, Cat.6A / Class EA (ISO/IEC 11801 2010), PUR, 10 m
5852 | 2485600100 | IE-C6EL8UG0100XCAU40-E | System cable, RJ45 IP 20, M12 x-type IP67 male, angled 0°, Cat.6A / Class EA (ISO/IEC 11801 2010), PUR, 10 m
5853 | 2489710000 | ACT20P-CI-2CO-P | Signal converter/isolator, HART®, Input : 0(4)-20 mA, Output : 2 x 0(4) - 20 mA
5854 | 2501110000 | PICOPAK-CI-CO-LP-P | Signal converter/insulator, Output current loop powered, Input : 4-20 mA, Output : 4-20 mA
5855 | 2502550000 | WPD 130 1X50/1X50 GN | W-Series, Distribution block, Rated cross-section: 50 mm², Terminal rail / mounting plate
5856 | 2502560000 | WPD 130 1X50/1X50 BN | W-Series, Distribution block, Rated cross-section: 50 mm², Terminal rail / mounting plate
5857 | 2502640000 | WPD 330 3X50/3X50 1XGY/1XBL/1XGN | W-Series, Distribution block, Rated cross-section: 50 mm², Terminal rail / mounting plate
5858 | 2502680000 | WPD 131 1X95/1X95 BN | W-Series, Distribution block, Rated cross-section: 95 mm², Terminal rail / mounting plate
5859 | 2502710000 | WPD 231 2X95/2X95 BL | W-Series, Distribution block, Rated cross-section: 95 mm², Terminal rail / mounting plate
5860 | 2502760000 | WPD 132 1X185/1X185 BL | W-Series, Distribution block, Rated cross-section: 185 mm², Terminal rail / mounting plate
5861 | 2503090000 | WPD 131 1X95/1X95 GY | W-Series, Distribution block, Rated cross-section: 95 mm², Terminal rail / mounting plate
5862 | 2536680000 | IE-WL-VL-AP-BR-CL-EU | Wireless Access Point/Bridge/Client, IEEE 802.11 a/b/g/n, EU-Model, IP30, -25 °C...60 °C
5863 | 2539470000 | IE-AD-3RJ45-1:1 | Cable splitter module, Cat.3, IP20
5864 | 2544780000 | SAIS-M-4S-IDC-M12-D-COD | Plugs prefabricated to customer spec., M12
5865 | 2557180000 | EF 40 54 BK | Exhaust filter, IP54, black
5866 | 2557270000 | FF-EMC 22 54/230V GY | Filter fan, IP54, grey
5867 | 2557790000 | RFF-FIMT 607/610 54 | Filter mat, IP54, white
5868 | 2557890000 | RH-CBCO 30W 110-250V | Radiant heating panel, 110 V, 250 V, IP44, silver
5869 | 2557990000 | FH-TCO 250W 230V | Heating panel fan, IP20, silver
5870 | 2558210000 | THSW -20°+40°C NC | Temperature switch, grey white
5871 | 2558220000 | THSW -20°+40°C NO | Temperature switch, grey white
5872 | 2558230000 | THSW 0°+60°C NC | Temperature switch, grey white
5873 | 2558240000 | THSW 0°+60°C NO | Temperature switch, grey white
5874 | 2558260000 | THSW 0°+60°C NO/NO | Temperature switch, grey white
5875 | 2558270000 | HYSW 40-90% R.F. CO | Humidity switch, IP20, grey white
5876 | 2558280000 | HYTH-SW 40-90% R.F. CO | Humidity switch, IP20, grey white
5877 | 2558340000 | ESG 6/15 SDI MC NE WS | ESG, Device markers x 15 mm, PA 66, Colour: white
5878 | 7789664020 | PAC-CJ1W-RV24-V1-2M | Pre-assembled cable, PAC, Cable LiYY, 0.25 mm²
5879 | 7789666010 | PAC-RX3I-RV24-V0-1M | Pre-assembled cable, PAC, Cable LiYY, 0.25 mm²
5880 | 7789666020 | PAC-RX3I-RV24-V0-2M | Pre-assembled cable, PAC, Cable LiYY, 0.25 mm²
5881 | 7789666025 | PAC-RX3I-RV24-V0-2M5 | Pre-assembled cable, PAC, Cable LiYY, 0.25 mm²
5882 | 7789681015 | PAC-MIMQ-HE20-V0-1M5 | Pre-assembled cable, PAC, Cable LiYY, 0.25 mm²
5883 | 7789681025 | PAC-MIMQ-HE20-V0-2M5 | Pre-assembled cable, PAC, Cable LiYY, 0.25 mm²
5884 | 7789681030 | PAC-MIMQ-HE20-V0-3M | Pre-assembled cable, PAC, Cable LiYY, 0.25 mm²
5885 | 7789682010 | PAC-MIMQ-SD37-V0-1M | Pre-assembled cable, PAC, Cable LiYY, 0.25 mm²
5886 | 7789683010 | PAC-MIMQ-HE20-V1-1M | Pre-assembled cable, PAC, Cable LiYY, 0.25 mm²
5887 | 7789683020 | PAC-MIMQ-HE20-V1-2M | Pre-assembled cable, PAC, Cable LiYY, 0.25 mm²
5888 | 7789683100 | PAC-MIMQ-HE20-V1-10M | Pre-assembled cable, PAC, Cable LiYY, 0.25 mm²
5889 | 7789695005 | PAC-CMLX-HE20-V3-0M5 | Pre-assembled cable, PAC, Cable LiYY, 0.25 mm²
5890 | 7789695015 | PAC-CMLX-HE20-V3-1M5 | Pre-assembled cable, PAC, Cable LiYY, 0.25 mm²
5891 | 7789695025 | PAC-CMLX-HE20-V3-2M5 | Pre-assembled cable, PAC, Cable LiYY, 0.25 mm²
5892 | 7789695035 | PAC-CMLX-HE20-V3-3M5 | Pre-assembled cable, PAC, Cable LiYY, 0.25 mm²
5893 | 7789695050 | PAC-CMLX-HE20-V3-5M | Pre-assembled cable, PAC, Cable LiYY, 0.25 mm²
5894 | 7789696030 | PAC-RX3I-RV36-V3-3M | Pre-assembled cable, PAC, Cable LiYY, 0.25 mm²
5895 | 7789697005 | PAC-CMLX-HE20-V4-0M5 | Pre-assembled cable, PAC, Cable LiYY, 0.25 mm²
5896 | 7789697015 | PAC-CMLX-HE20-V4-1M5 | Pre-assembled cable, PAC, Cable LiYY, 0.25 mm²
5897 | 7789697025 | PAC-CMLX-HE20-V4-2M5 | Pre-assembled cable, PAC, Cable LiYY, 0.25 mm²
5898 | 7789697050 | PAC-CMLX-HE20-V4-5M | Pre-assembled cable, PAC, Cable LiYY, 0.25 mm²
5899 | 7789708015 | PAC-MIMQ-HE20-V2-1M5 | Pre-assembled cable, PAC, Cable LiYY, 0.25 mm²
5900 | 7789708030 | PAC-MIMQ-HE20-V2-3M | Pre-assembled cable, PAC, Cable LiYY, 0.25 mm²
5901 | 7789708050 | PAC-MIMQ-HE20-V2-5M | Pre-assembled cable, PAC, Cable LiYY, 0.25 mm²
5902 | 7789708080 | PAC-MIMQ-HE20-V2-8M | Pre-assembled cable, PAC, Cable LiYY, 0.25 mm²
5903 | 7789708100 | PAC-MIMQ-HE20-V2-10M | Pre-assembled cable, PAC, Cable LiYY, 0.25 mm²
5904 | 7789709010 | PAC-MIMQ-SD37-V1-1M | Pre-assembled cable, PAC, Cable LiYY, 0.25 mm²
5905 | 7789729015 | PAC-S300-HE20-V10-1M5 | Pre-assembled cable, PAC, Cable LiYY, 8.6 ± 1 mm
5906 | 7789729020 | PAC-S300-HE20-V10-2M | Pre-assembled cable, PAC, Cable LiYY, 8.6 ± 1 mm
5907 | 7789729030 | PAC-S300-HE20-V10-3M | Pre-assembled cable, PAC, Cable LiYY, 8.6 ± 1 mm
5908 | 7789729050 | PAC-S300-HE20-V10-5M | Pre-assembled cable, PAC, Cable LiYY, 8.6 ± 1 mm
5909 | 7789731030 | PAC-CTLX-UNIU-V0-3M | Pre-assembled cable, PAC, Cable LiYY, 0.25 mm²
5910 | 7789733010 | PAC-CTLX-UNIU-V1-1M | Pre-assembled cable, PAC, Cable LiYY, 0.25 mm²
5911 | 7789733030 | PAC-CTLX-UNIU-V1-3M | Pre-assembled cable, PAC, Cable LiYY, 0.25 mm²
5912 | 7789734010 | PAC-CTLX-UNIS-V1-1M | Pre-assembled cable, PAC, Cable LiYCY, 0.25 mm²
5913 | 7789756015 | PAC-UNIV-HE40-F-1M5 | Pre-assembled cable, PAC, Cable LiYY, 0.25 mm²
5914 | 7789759015 | PAC-S300-HE40-S-V0-1M5 | Pre-assembled cable, PAC, Cable LiYY, 12.4 ± 1 mm
5915 | 7789759025 | PAC-S300-HE40-S-V0-2M5 | Pre-assembled cable, PAC, Cable LiYY, 12.4 ± 1 mm
5916 | 7789759030 | PAC-S300-HE40-S-V0-3M | Pre-assembled cable, PAC, Cable LiYY, 12.4 ± 1 mm
5917 | 7789759040 | PAC-S300-HE40-S-V0-4M | Pre-assembled cable, PAC, Cable LiYY, 12.4 ± 1 mm
5918 | 7789759050 | PAC-S300-HE40-S-V0-5M | Pre-assembled cable, PAC, Cable LiYY, 12.4 ± 1 mm
5919 | 7789759060 | PAC-S300-HE40-S-V0-6M | Pre-assembled cable, PAC, Cable LiYY, 12.4 ± 1 mm
5920 | 7789760100 | PAC-ELCO20-F20-F20-10M | Pre-assembled cable, PAC, Pre-assembled cable, Cable LiYCY, 0.25 mm²
5921 | 7789762020 | PAC-ELCO38-F38-F38-2M | Pre-assembled cable, PAC, Pre-assembled cable, Cable LiYCY, 0.25 mm²
5922 | 7789762070 | PAC-ELCO38-F38-F38-7M | Pre-assembled cable, PAC, Pre-assembled cable, Cable LiYCY, 0.25 mm²
5923 | 7789762090 | PAC-ELCO38-F38-F38-9M | Pre-assembled cable, PAC, Pre-assembled cable, Cable LiYCY, 0.25 mm²
5924 | 7789763015 | PAC-ELCO38-F38-F-1M5 | Pre-assembled cable, PAC, Pre-assembled cable, Cable LiYCY, 0.25 mm²
5925 | 7789763020 | PAC-ELCO38-F38-F-2M | Pre-assembled cable, PAC, Pre-assembled cable, Cable LiYCY, 0.25 mm²
5926 | 7789763030 | PAC-ELCO38-F38-F-3M | Pre-assembled cable, PAC, Pre-assembled cable, Cable LiYCY, 0.25 mm²
5927 | 7789763040 | PAC-ELCO38-F38-F-4M | Pre-assembled cable, PAC, Pre-assembled cable, Cable LiYCY, 0.25 mm²
5928 | 7789764050 | PAC-ELCO56-F56-F56-5M | Pre-assembled cable, PAC, Pre-assembled cable, Cable LiYCY, 0.25 mm²
5929 | 7789764080 | PAC-ELCO56-F56-F56-8M | Pre-assembled cable, PAC, Pre-assembled cable, Cable LiYCY, 0.25 mm²
5930 | 7789765080 | PAC-ELCO 56-F56-F-8M | Pre-assembled cable, PAC, Pre-assembled cable, Cable LiYCY, 0.25 mm²
5931 | 7789769005 | PAC-CMLX-HE20-V5-0M5 | Pre-assembled cable, PAC, Cable LiYY, 0.25 mm²
5932 | 7789769025 | PAC-CMLX-HE20-V5-2M5 | Pre-assembled cable, PAC, Cable LiYY, 0.25 mm²
5933 | 7789769100 | PAC-CMLX-HE20-V5-10M | Pre-assembled cable, PAC, Cable LiYY, 0.25 mm²
5934 | 7789770005 | PAC-CMLX-HE20-V6-0M5 | Pre-assembled cable, PAC, Cable LiYY, 0.25 mm²
5935 | 7789770025 | PAC-CMLX-HE20-V6-2M5 | Pre-assembled cable, PAC, Cable LiYY, 0.25 mm²
5936 | 7789770035 | PAC-CMLX-HE20-V6-3M5 | Pre-assembled cable, PAC, Cable LiYY, 0.25 mm²
5937 | 7789771050 | PAC-CJ1W-HE20-V9-5M | Pre-assembled cable, PAC, Cable LiYY, 0.25 mm²
5938 | 7789771080 | PAC-CJ1W-HE20-V9-8M | Pre-assembled cable, PAC, Cable LiYY, 0.25 mm²
5939 | 7789771100 | PAC-CJ1W-HE20-V9-10M | Pre-assembled cable, PAC, Cable LiYY, 0.25 mm²
5940 | 7789775050 | PAC-ELCO56-F54-F54-5M | Pre-assembled cable, PAC, Pre-assembled cable, Cable LiYCY, 0.25 mm²
5941 | 7789775100 | PAC-ELCO56-F54-F54-10M | Pre-assembled cable, PAC, Pre-assembled cable, Cable LiYCY, 0.25 mm²
5942 | 7789776030 | PAC-ELCO56-F54-F-3M | Pre-assembled cable, PAC, Pre-assembled cable, Cable LiYCY, 0.25 mm²
5943 | 7789776100 | PAC-ELCO56-F54-F-10M | Pre-assembled cable, PAC, Pre-assembled cable, Cable LiYCY, 0.25 mm²
5944 | 7789779030 | PAC-S300-HE20-V13-3M | Pre-assembled cable, PAC, Cable LiYY, 8.6 ± 1 mm
5945 | 7789780005 | PAC-S300-HE20-V14-0M5 | Pre-assembled cable, PAC, Cable LiYY, 8.6 ± 1 mm
5946 | 7789781010 | PAC-S300-SD37-V4-1M | Pre-assembled cable, PAC, Cable LiYCY, 0.25 mm²
5947 | 7789793015 | PAC-CJ1W-HE20-V11-1M5 | Pre-assembled cable, PAC, Cable LiYY, 0.25 mm²
5948 | 7789793020 | PAC-CJ1W-HE20-V11-2M | Pre-assembled cable, PAC, Cable LiYY, 0.25 mm²
5949 | 7789793030 | PAC-CJ1W-HE20-V11-3M | Pre-assembled cable, PAC, Cable LiYY, 0.25 mm²
5950 | 7789794020 | PAC-CJ1W-HE20-V12-2M | Pre-assembled cable, PAC, Cable LiYY, 0.25 mm²
5951 | 7789798010 | PAC-RX3I-SD37-V3-1M | Pre-assembled cable, PAC, Cable LiYCY, 0.25 mm²
5952 | 7789798050 | PAC-RX3I-SD37-V3-5M | Pre-assembled cable, PAC, Cable LiYCY, 0.25 mm²
5953 | 7789800010 | PAC-S300-SD25-V5-1M | Pre-assembled cable, PAC, Cable LiYCY, 0.25 mm²
5954 | 7789800020 | PAC-S300-SD25-V5-2M | Pre-assembled cable, PAC, Cable LiYCY, 0.25 mm²
5955 | 7789801015 | PAC-S300-HE20-S-V0-1M5 | Pre-assembled cable, PAC, Cable LiYCY, 8.6 ± 1 mm
5956 | 7789801025 | PAC-S300-HE20-S-V0-2M5 | Pre-assembled cable, PAC, Cable LiYCY, 8.6 ± 1 mm
5957 | 7789801040 | PAC-S300-HE20-S-V0-4M | Pre-assembled cable, PAC, Cable LiYCY, 8.6 ± 1 mm
5958 | 7789801050 | PAC-S300-HE20-S-V0-5M | Pre-assembled cable, PAC, Cable LiYCY, 8.6 ± 1 mm
5959 | 7789802020 | PAC-UNIV-HE40-S50-2M | Pre-assembled cable, PAC, Cable LiYCY, 0.25 mm²
5960 | 7789802025 | PAC-UNIV-HE40-S50-2M5 | Pre-assembled cable, PAC, Cable LiYCY, 0.25 mm²
5961 | 7789806005 | PAC-UNIV-HE20-FD1-0M5 | Pre-assembled cable, PAC, Cable LiYY, 0.25 mm²
5962 | 7789806010 | PAC-UNIV-HE20-FD1-1M | Pre-assembled cable, PAC, Cable LiYY, 0.25 mm²
5963 | 7789806020 | PAC-UNIV-HE20-FD1-2M | Pre-assembled cable, PAC, Cable LiYY, 0.25 mm²
5964 | 7789806050 | PAC-UNIV-HE20-FD1-5M | Pre-assembled cable, PAC, Cable LiYY, 0.25 mm²
5965 | 7789806060 | PAC-UNIV-HE20-FD1-6M | Pre-assembled cable, PAC, Cable LiYY, 0.25 mm²
5966 | 7789807020 | PAC-UNIV-HE20-S25-2M | Pre-assembled cable, PAC, Cable LiYCY, 0.25 mm²
5967 | 7789807030 | PAC-UNIV-HE20-S25-3M | Pre-assembled cable, PAC, Cable LiYCY, 0.25 mm²
5968 | 7789808020 | PAC-UNIV-HE40-FD1-2M | Pre-assembled cable, PAC, Cable LiYY, 0.25 mm²
5969 | 7789808030 | PAC-UNIV-HE40-FD1-3M | Pre-assembled cable, PAC, Cable LiYY, 0.25 mm²
5970 | 7789808050 | PAC-UNIV-HE40-FD1-5M | Pre-assembled cable, PAC, Cable LiYY, 0.25 mm²
5971 | 7789810010 | PAC-UNIV-HE20-HE1-1M | Pre-assembled cable, PAC, Cable LiYY, 0.25 mm²
5972 | 7789810025 | PAC-UNIV-HE20-HE1-2M5 | Pre-assembled cable, PAC, Cable LiYY, 0.25 mm²
5973 | 7789828100 | C300-32B-320B-2S-M25-10 | Pre-assembled cable, PAC, Cable LiYCY, 0.25 mm²
5974 | 7789828150 | C300-32B-320B-2S-M25-15 | Pre-assembled cable, PAC, Cable LiYCY, 0.25 mm²
5975 | 7789828500 | C300-32B-320B-2S-M25-50 | Pre-assembled cable, PAC, Cable LiYCY, 0.25 mm²
5976 | 7789829500 | C300-36B-324B-2S-M25-50 | Pre-assembled cable, PAC, Cable LiYCY, 0.25 mm²
5977 | 7789831010 | PAC-CMLX-HE20-V7-1M | Pre-assembled cable, PAC, Cable LiYY, 0.25 mm²
5978 | 7789838020 | C300-32B-320B-2S-M50-02 | Pre-assembled cable, PAC, Cable LiYCY, 0.50 mm²
5979 | 7789838030 | C300-32B-320B-2S-M50-03 | Pre-assembled cable, PAC, Cable LiYCY, 0.50 mm²
5980 | 7789838080 | C300-32B-320B-2S-M50-08 | Pre-assembled cable, PAC, Cable LiYCY, 0.50 mm²
5981 | 7789838100 | C300-32B-320B-2S-M50-10M | Pre-assembled cable, PAC, Cable LiYCY, 0.50 mm²
5982 | 7789838150 | C300-32B-320B-2S-M50-15M | Pre-assembled cable, PAC, Cable LiYCY, 0.50 mm²
5983 | 7789838200 | C300-32B-320B-2S-M50-20M | Pre-assembled cable, PAC, Cable LiYCY, 0.50 mm²
5984 | 7789845010 | PAC-S300-SD25-V6-1M | Pre-assembled cable, PAC, Cable LiYCY, 0.25 mm²
5985 | 7789845015 | PAC-S300-SD25-V6-1M5 | Pre-assembled cable, PAC, Cable LiYCY, 0.25 mm²
5986 | 7789845030 | PAC-S300-SD25-V6-3M | Pre-assembled cable, PAC, Cable LiYCY, 0.25 mm²
5987 | 7789846020 | PAC-M340-SD25-V0-2M | Pre-assembled cable, PAC, Cable LiYCY, 0.25 mm²
5988 | 7789846030 | PAC-M340-SD25-V0-3M | Pre-assembled cable, PAC, Cable LiYCY, 0.25 mm²
5989 | 7789846040 | PAC-M340-SD25-V0-4M | Pre-assembled cable, PAC, Cable LiYCY, 0.25 mm²
5990 | 7789846100 | PAC-M340-SD25-V0-10M | Pre-assembled cable, PAC, Cable LiYCY, 0.25 mm²
5991 | 7789848010 | PAC-RX3I-SD37-V4-1M | Pre-assembled cable, PAC, Cable LiYCY, 0.25 mm²
5992 | 7789849010 | PAC-RX3I-SD37-V5-1M | Pre-assembled cable, PAC, Cable LiYCY, 0.25 mm²
5993 | 7789850010 | PAC-CTLX-RV36-V1-1M | Cable LiYY, 0.25 mm²
5994 | 7789850020 | PAC-CTLX-RV36-V1-2M | Cable LiYY, 0.25 mm²
5995 | 7789850030 | PAC-CTLX-RV36-V1-3M | Cable LiYY, 0.25 mm²
5996 | 7789850040 | PAC-CTLX-RV36-V1-4M | Cable LiYY, 0.25 mm²
5997 | 7789860020 | PAC-S300-HE20-V17-2M | Pre-assembled cable, PAC, Cable LiYY, 8.6 ± 1 mm
5998 | 7789860040 | PAC-S300-HE20-V17-4M | Pre-assembled cable, PAC, Cable LiYY, 8.6 ± 1 mm
5999 | 7789860050 | PAC-S300-HE20-V17-5M | Pre-assembled cable, PAC, Cable LiYY, 8.6 ± 1 mm
6000 | 7789860080 | PAC-S300-HE20-V17-8M | Pre-assembled cable, PAC, Cable LiYY, 8.6 ± 1 mm
6001 | 7789860100 | PAC-S300-HE20-V17-10M | Pre-assembled cable, PAC, Cable LiYY, 8.6 ± 1 mm
6002 | 7789862020 | PAC-XIOC-HE20-V0-2M0 | Pre-assembled cable, PAC, Cable LiYY, 0.25 mm²
6003 | 7789865020 | PAC-XIOC-HE20-V2-2M0 | Pre-assembled cable, PAC, Cable LiYY, 0.25 mm²
6004 | 7789869005 | PAC-XIOC-SD25-V1-0M5 | Pre-assembled cable, PAC, Cable LiYCY, 0.25 mm²
6005 | 7789869010 | PAC-XIOC-SD25-V1-1M | Pre-assembled cable, PAC, Cable LiYCY, 0.25 mm²
6006 | 7789880010 | PAC-C300-3232-25-1M | Pre-assembled cable, PAC, Cable LiYCY, 0.25 mm²
6007 | 7789880060 | PAC-C300-3232-25-06 | Pre-assembled cable, PAC, Cable LiYCY, 0.25 mm²
6008 | 7789880080 | PAC-C300-3232-25-08 | Pre-assembled cable, PAC, Cable LiYCY, 0.25 mm²
6009 | 7789884080 | PAC-C300-3636-25-08 | Pre-assembled cable, PAC, Cable LiYCY, 0.25 mm²
6010 | 7789884100 | PAC-C300-3636-25-10 | Pre-assembled cable, PAC, Cable LiYCY, 0.25 mm²
6011 | 7789885010 | PAC-C300-3636-34-1M | Pre-assembled cable, PAC, Cable LiYCY, 0.34 mm²
6012 | 7789886010 | C300-32B-216B-2S-M34-1M | Pre-assembled cable, PAC, Cable LiYCY, 0.34 mm²
6013 | 7789888080 | C300-32B-320B-2S-M34-08 | Pre-assembled cable, PAC, Cable LiYCY, 0.34 mm²
6014 | 7789888100 | C300-32B-320B-2S-M34-10 | Pre-assembled cable, PAC, Cable LiYCY, 0.34 mm²
6015 | 7789888150 | C300-32B-320B-2S-M34-15 | Pre-assembled cable, PAC, Cable LiYCY, 0.34 mm²
6016 | 7789888200 | C300-32B-320B-2S-M34-20 | Pre-assembled cable, PAC, Cable LiYCY, 0.34 mm²
6017 | 7789888250 | C300-32B-320B-2S-M34-25 | Pre-assembled cable, PAC, Cable LiYCY, 0.34 mm²
6018 | 7789891010 | C300-36B-324B-2S-M34-1M | Pre-assembled cable, PAC, Cable LiYCY, 0.34 mm²
6019 | 7789891050 | C300-36B-324B-2S-M34-05 | Pre-assembled cable, PAC, Cable LiYCY, 0.34 mm²
6020 | 7789891080 | C300-36B-324B-2S-M34-08 | Pre-assembled cable, PAC, Cable LiYCY, 0.34 mm²
6021 | 7789891100 | C300-36B-324B-2S-M34-10 | Pre-assembled cable, PAC, Cable LiYCY, 0.34 mm²
6022 | 7789891150 | C300-36B-324B-2S-M34-15 | Pre-assembled cable, PAC, Cable LiYCY, 0.34 mm²
6023 | 7789891200 | C300-36B-324B-2S-M34-20 | Pre-assembled cable, PAC, Cable LiYCY, 0.34 mm²
6024 | 7789892020 | C300-36B-324B-2S-M50-02 | Pre-assembled cable, PAC, Cable LiYCY, 0.50 mm²
6025 | 7789892100 | C300-36B-324B-2S-M50-10M | Pre-assembled cable, PAC, Cable LiYCY, 0.50 mm²
6026 | 7789892150 | C300-36B-324B-2S-M50-15M | Pre-assembled cable, PAC, Cable LiYCY, 0.50 mm²
6027 | 7789892200 | C300-36B-324B-2S-M50-20M | Pre-assembled cable, PAC, Cable LiYCY, 0.50 mm²
6028 | 7789893010 | PAC-C300-32-1616-34-1M | Pre-assembled cable, PAC, Cable LiYCY, 0.34 mm²
6029 | 9457340220 | SAIL-M12GM12G-5-2.2U | Sensor/actuator line, Connecting line, M12 / M12, Number of poles : 5, 2.2 m, Shielded: No, LED: No, Sheath material: PUR, Halogen: No
6030 | 9457712000 | SAIL-VSA-20U | Valve plug, One end without connector - valve plug
6031 | 9457900050 | SAIL-M12WM12W-5-0.5U | Sensor/actuator line, Connecting line, M12 / M12, Number of poles : 5, 0.5 m, pin, 90° - socket 90°, Shielded: No, LED: No, Sheath material: PUR, Halogen: No
6032 | 2602320000 | TOP CASE ELEC | Tool case with contents
6033 | 1044470040 | IE-C5DD4UG0040MCSA20-E | Dragline cable, PROFINET
6034 | 1510290000 | ACT20P-CMT-60-AO-RC-P | Current-measuring transducer, Limit value monitoring, Input : 0?40/50/60 A, Analogue output, Relay output
6035 | 1510320000 | ACT20P-CMT-30-AO-RC-P | Current-measuring transducer, Limit value monitoring, Input : 0?20/25/30 A, Analogue output, Relay output
6036 | 1059760150 | IE-C5DD4UG0150MCAA20-E | Dragline cable, PROFINET, M12 D-code ? IP 67 angled pin, RJ45 IP 20, Cat.5 (ISO/IEC 11801) / Cat.5e (TIA T568-B), PUR, 15 m
6037 | 1059890150 | IE-C5DD4UG0150MCAMCA-E | Dragline cable, PROFINET, M12 D-code ? IP 67 angled pin, M12 D-code ? IP 67 angled pin, Cat.5 (ISO/IEC 11801) / Cat.5e (TIA T568-B), PUR, 15 m
6038 | 1073020100 | SAIL-M8WM8G-3-1.0U | Sensor/actuator line, Connecting line, M8 / M8, Number of poles : 3, 1 m, pin, angled - bush straight, Shielded: No, LED: No, Sheath material: PUR, Halogen: No
6039 | 1073020200 | SAIL-M8WM8G-3-2.0U | Sensor/actuator line, Connecting line, M8 / M8, Number of poles : 3, 2 m, pin, angled - bush straight, Shielded: No, LED: No, Sheath material: PUR, Halogen: No
6040 | 1125550000 | SAIBW-M-4/7 M12 ZF | Sockets prefabricated to customer spec., M12, Socket, angled
6041 | 1165940007 | IE-C6FP8LD0007M40M40-D | Patch cable, RJ45 IP 20, RJ45 IP 20, Cat.6A / Class EA (ISO/IEC 11801 2010), LSZH, 0.7 m
6042 | 1274250000 | PB-DP SUB-D M12 180 OS | SUB-D
6043 | 1276450150 | SAIL-VSBD180-M8G-3-1.5U | Valve plug, Straight plug - valve plug
6044 | 1276450250 | SAIL-VSBD180-M8G-3-2.5U | Valve plug, Straight plug - valve plug
6045 | 1279470010 | SAIL-M12GM12W-8S0.1U | Sensor/actuator line, Connecting line, M12 / M12, Number of poles : 8, 0.1 m, pin, straight - socket, 90°, Shielded: Yes, LED: No, Sheath material: PUR, Halogen: No
6046 | 1296790050 | SAIL-M12GM8SG-4S0.5UIE | Bus line, Connecting line, M12 / M8, Number of poles: 4, 0.5 m, Male, straight - male, straight, Shielded: Yes, LED: No, Sheath material: PUR, Halogen: No
6047 | 1296790100 | SAIL-M12GM8SG-4S1.0UIE | Bus line, Connecting line, M12 / M8, Number of poles: 4, 1 m, Male, straight - male, straight, Shielded: Yes, LED: No, Sheath material: PUR, Halogen: No
6048 | 1296790200 | SAIL-M12GM8SG-4S2.0UIE | Bus line, Connecting line, M12 / M8, Number of poles: 4, 2 m, Male, straight - male, straight, Shielded: Yes, LED: No, Sheath material: PUR, Halogen: No
6049 | 1304740050 | SAIL-M12WM8G-3-0.5U | Sensor/actuator line, Connecting line, M12 / M8, Number of poles : 3, 0.5 m, pin, angled - bush straight, Shielded: No, LED: No, Sheath material: PUR, Halogen: No
6050 | 1306000000 | KLIPPON POK 080806 EX | Klippon POK (polyester empty enclosure), Empty enclosure, Height: 75 mm, Width: 80 mm, Depth: 55 mm, Material: Glass fibre-reinforced polyester, untreated, polished, black
6051 | 1306010000 | KLIPPON POK 081106 EX | Klippon POK (polyester empty enclosure), Empty enclosure, Height: 75 mm, Width: 110 mm, Depth: 56 mm, Material: Glass fibre-reinforced polyester, untreated, polished, black
6052 | 1306020000 | KLIPPON POK 081606 EX | Klippon POK (polyester empty enclosure), Empty enclosure, Height: 75 mm, Width: 160 mm, Depth: 56 mm, Material: Glass fibre-reinforced polyester, untreated, polished, black
6053 | 1306030000 | KLIPPON POK 081906 EX | Klippon POK (polyester empty enclosure), Empty enclosure, Height: 75 mm, Width: 190 mm, Depth: 55 mm, Material: Glass fibre-reinforced polyester, untreated, polished, black
6054 | 1306040000 | KLIPPON POK 082306 EX | Klippon POK (polyester empty enclosure), Empty enclosure, Height: 75 mm, Width: 230 mm, Depth: 56 mm, Material: Glass fibre-reinforced polyester, untreated, polished, black
6055 | 1306050000 | KLIPPON POK 121209 EX | Klippon POK (polyester empty enclosure), Empty enclosure, Height: 120 mm, Width: 122 mm, Depth: 90 mm, Material: Glass fibre-reinforced polyester, untreated, polished, black
6056 | 1306070000 | KLIPPON POK 122209 EX | Klippon POK (polyester empty enclosure), Empty enclosure, Height: 120 mm, Width: 220 mm, Depth: 90 mm, Material: Glass fibre-reinforced polyester, untreated, polished, black
6057 | 1306080000 | KLIPPON POK 161609 EX | Klippon POK (polyester empty enclosure), Empty enclosure, Height: 160 mm, Width: 160 mm, Depth: 90 mm, Material: Glass fibre-reinforced polyester, untreated, polished, black
6058 | 1306090000 | KLIPPON POK 162609 EX | Klippon POK (polyester empty enclosure), Empty enclosure, Height: 160 mm, Width: 260 mm, Depth: 90 mm, Material: Glass fibre-reinforced polyester, untreated, polished, black
6059 | 1306100000 | KLIPPON POK 163609 EX | Klippon POK (polyester empty enclosure), Empty enclosure, Height: 160 mm, Width: 360 mm, Depth: 90 mm, Material: Glass fibre-reinforced polyester, untreated, polished, black
6060 | 1306110000 | KLIPPON POK 165609 EX | Klippon POK (polyester empty enclosure), Empty enclosure, Height: 160 mm, Width: 560 mm, Depth: 90 mm, Material: Glass fibre-reinforced polyester, untreated, polished, black
6061 | 1306120000 | KLIPPON POK 252512 EX | Klippon POK (polyester empty enclosure), Empty enclosure, Height: 250 mm, Width: 255 mm, Depth: 120 mm, Material: Glass fibre-reinforced polyester, untreated, polished, black
6062 | 1306130000 | KLIPPON POK 254012 EX | Klippon POK (polyester empty enclosure), Empty enclosure, Height: 250 mm, Width: 400 mm, Depth: 120 mm, Material: Glass fibre-reinforced polyester, untreated, polished, black
6063 | 1306140000 | KLIPPON POK 256012 EX | Klippon POK (polyester empty enclosure), Empty enclosure, Height: 250 mm, Width: 600 mm, Depth: 120 mm, Material: Glass fibre-reinforced polyester, untreated, polished, black
6064 | 1306150000 | KLIPPON POK 404012 EX | Klippon POK (polyester empty enclosure), Empty enclosure, Height: 405 mm, Width: 400 mm, Depth: 120 mm, Material: Glass fibre-reinforced polyester, untreated, polished, black
6065 | 1306170000 | KLIPPON POK 252516 EX | Klippon POK (polyester empty enclosure), Empty enclosure, Height: 250 mm, Width: 255 mm, Depth: 160.5 mm, Material: Glass fibre-reinforced polyester, untreated, polished, black
6066 | 1306180000 | KLIPPON POK 254016 EX | Klippon POK (polyester empty enclosure), Empty enclosure, Height: 250 mm, Width: 400 mm, Depth: 160.5 mm, Material: Glass fibre-reinforced polyester, untreated, polished, black
6067 | 1309830015 | IE-C5DB4FE0015MCSXXX-E | System cable, M12 D-code ? IP 67 straight pin, Open, Cat.5 / Class D, Cross-linked Premium FRNC, 1.5 m
6068 | 1309830030 | IE-C5DB4FE0030MCSXXX-E | System cable, M12 D-code ? IP 67 straight pin, Open, Cat.5 / Class D, Cross-linked Premium FRNC, 3 m
6069 | 1309830050 | IE-C5DB4FE0050MCSXXX-E | System cable, M12 D-code ? IP 67 straight pin, Open, Cat.5 / Class D, Cross-linked Premium FRNC, 5 m
6070 | 1309830100 | IE-C5DB4FE0100MCSXXX-E | System cable, M12 D-code ? IP 67 straight pin, Open, Cat.5 / Class D, Cross-linked Premium FRNC, 10 m
6071 | 1309840015 | IE-C5DB4FE0015MCAXXX-E | System cable, M12 D-code ? IP 67 angled pin, Open, Cat.5 / Class D, Cross-linked Premium FRNC, 1.5 m
6072 | 1309840030 | IE-C5DB4FE0030MCAXXX-E | System cable, M12 D-code ? IP 67 angled pin, Open, Cat.5 / Class D, Cross-linked Premium FRNC, 3 m
6073 | 1309840050 | IE-C5DB4FE0050MCAXXX-E | System cable, M12 D-code ? IP 67 angled pin, Open, Cat.5 / Class D, Cross-linked Premium FRNC, 5 m
6074 | 1309840100 | IE-C5DB4FE0100MCAXXX-E | System cable, M12 D-code ? IP 67 angled pin, Open, Cat.5 / Class D, Cross-linked Premium FRNC, 10 m
6075 | 1309850015 | IE-C5DB4FE0015MSSXXX-E | System cable, M12 D-code ? IP 67 straight socket, Open, Cat.5 / Class D, Cross-linked Premium FRNC, 1.5 m
6076 | 1309850030 | IE-C5DB4FE0030MSSXXX-E | System cable, M12 D-code ? IP 67 straight socket, Open, Cat.5 / Class D, Cross-linked Premium FRNC, 3 m
6077 | 1309850050 | IE-C5DB4FE0050MSSXXX-E | System cable, M12 D-code ? IP 67 straight socket, Open, Cat.5 / Class D, Cross-linked Premium FRNC, 5 m
6078 | 1309850100 | IE-C5DB4FE0100MSSXXX-E | System cable, M12 D-code ? IP 67 straight socket, Open, Cat.5 / Class D, Cross-linked Premium FRNC, 10 m
6079 | 1309860015 | IE-C5DB4FE0015MSAXXX-E | System cable, M12 D-code ? IP 67 angled socket, Open, Cat.5 / Class D, Cross-linked Premium FRNC, 1.5 m
6080 | 1309860030 | IE-C5DB4FE0030MSAXXX-E | System cable, M12 D-code ? IP 67 angled socket, Open, Cat.5 / Class D, Cross-linked Premium FRNC, 3 m
6081 | 1309860050 | IE-C5DB4FE0050MSAXXX-E | System cable, M12 D-code ? IP 67 angled socket, Open, Cat.5 / Class D, Cross-linked Premium FRNC, 5 m
6082 | 1309860100 | IE-C5DB4FE0100MSAXXX-E | System cable, M12 D-code ? IP 67 angled socket, Open, Cat.5 / Class D, Cross-linked Premium FRNC, 10 m
6083 | 1309870015 | IE-C5DB4FE0015MCSMCS-E | System cable, M12 D-code ? IP 67 straight pin, M12 D-code ? IP 67 straight pin, Cat.5 / Class D, Cross-linked Premium FRNC, 1.5 m
6084 | 1309870030 | IE-C5DB4FE0030MCSMCS-E | System cable, M12 D-code ? IP 67 straight pin, M12 D-code ? IP 67 straight pin, Cat.5 / Class D, Cross-linked Premium FRNC, 3 m
6085 | 1309870050 | IE-C5DB4FE0050MCSMCS-E | System cable, M12 D-code ? IP 67 straight pin, M12 D-code ? IP 67 straight pin, Cat.5 / Class D, Cross-linked Premium FRNC, 5 m
6086 | 1309870100 | IE-C5DB4FE0100MCSMCS-E | System cable, M12 D-code ? IP 67 straight pin, M12 D-code ? IP 67 straight pin, Cat.5 / Class D, Cross-linked Premium FRNC, 10 m
6087 | 1309880015 | IE-C5DB4FE0015MCSMCA-E | System cable, M12 D-code ? IP 67 straight pin, M12 D-code ? IP 67 angled pin, Cat.5 / Class D, Cross-linked Premium FRNC, 1.5 m
6088 | 1309880050 | IE-C5DB4FE0050MCSMCA-E | System cable, M12 D-code ? IP 67 straight pin, M12 D-code ? IP 67 angled pin, Cat.5 / Class D, Cross-linked Premium FRNC, 5 m
6089 | 1309880100 | IE-C5DB4FE0100MCSMCA-E | System cable, M12 D-code ? IP 67 straight pin, M12 D-code ? IP 67 angled pin, Cat.5 / Class D, Cross-linked Premium FRNC, 10 m
6090 | 1309890015 | IE-C5DB4FE0015MCAMCA-E | System cable, M12 D-code ? IP 67 angled pin, M12 D-code ? IP 67 angled pin, Cat.5 / Class D, Cross-linked Premium FRNC, 1.5 m
6091 | 1309890030 | IE-C5DB4FE0030MCAMCA-E | System cable, M12 D-code ? IP 67 angled pin, M12 D-code ? IP 67 angled pin, Cat.5 / Class D, Cross-linked Premium FRNC, 3 m
6092 | 1309890050 | IE-C5DB4FE0050MCAMCA-E | System cable, M12 D-code ? IP 67 angled pin, M12 D-code ? IP 67 angled pin, Cat.5 / Class D, Cross-linked Premium FRNC, 5 m
6093 | 1309890100 | IE-C5DB4FE0100MCAMCA-E | System cable, M12 D-code ? IP 67 angled pin, M12 D-code ? IP 67 angled pin, Cat.5 / Class D, Cross-linked Premium FRNC, 10 m
6094 | 1309910015 | IE-C5DB4FE0015MCSMSS-E | System cable, M12 D-code ? IP 67 straight pin, M12 D-code ? IP 67 straight socket, Cat.5 / Class D, Cross-linked Premium FRNC, 1.5 m
6095 | 1309910030 | IE-C5DB4FE0030MCSMSS-E | System cable, M12 D-code ? IP 67 straight pin, M12 D-code ? IP 67 straight socket, Cat.5 / Class D, Cross-linked Premium FRNC, 3 m
6096 | 1309910050 | IE-C5DB4FE0050MCSMSS-E | System cable, M12 D-code ? IP 67 straight pin, M12 D-code ? IP 67 straight socket, Cat.5 / Class D, Cross-linked Premium FRNC, 5 m
6097 | 1309910100 | IE-C5DB4FE0100MCSMSS-E | System cable, M12 D-code ? IP 67 straight pin, M12 D-code ? IP 67 straight socket, Cat.5 / Class D, Cross-linked Premium FRNC, 10 m
6098 | 1309920030 | IE-C5DB4FE0030MSSMSS-E | System cable, M12 D-code ? IP 67 straight socket, M12 D-code ? IP 67 straight socket, Cat.5 / Class D, Cross-linked Premium FRNC, 3 m
6099 | 1309920100 | IE-C5DB4FE0100MSSMSS-E | System cable, M12 D-code ? IP 67 straight socket, M12 D-code ? IP 67 straight socket, Cat.5 / Class D, Cross-linked Premium FRNC, 10 m
6100 | 1309930015 | IE-C5DB4FE0015MSSMSA-E | System cable, M12 D-code ? IP 67 straight socket, M12 D-code ? IP 67 angled socket, Cat.5 / Class D, Cross-linked Premium FRNC, 1.5 m
6101 | 1309930030 | IE-C5DB4FE0030MSSMSA-E | System cable, M12 D-code ? IP 67 straight socket, M12 D-code ? IP 67 angled socket, Cat.5 / Class D, Cross-linked Premium FRNC, 3 m
6102 | 1309930050 | IE-C5DB4FE0050MSSMSA-E | System cable, M12 D-code ? IP 67 straight socket, M12 D-code ? IP 67 angled socket, Cat.5 / Class D, Cross-linked Premium FRNC, 5 m
6103 | 1309930100 | IE-C5DB4FE0100MSSMSA-E | System cable, M12 D-code ? IP 67 straight socket, M12 D-code ? IP 67 angled socket, Cat.5 / Class D, Cross-linked Premium FRNC, 10 m
6104 | 1309940015 | IE-C5DB4FE0015MSAMSA-E | System cable, M12 D-code ? IP 67 angled socket, M12 D-code ? IP 67 angled socket, Cat.5 / Class D, Cross-linked Premium FRNC, 1.5 m
6105 | 1309940030 | IE-C5DB4FE0030MSAMSA-E | System cable, M12 D-code ? IP 67 angled socket, M12 D-code ? IP 67 angled socket, Cat.5 / Class D, Cross-linked Premium FRNC, 3 m
6106 | 1309940050 | IE-C5DB4FE0050MSAMSA-E | System cable, M12 D-code ? IP 67 angled socket, M12 D-code ? IP 67 angled socket, Cat.5 / Class D, Cross-linked Premium FRNC, 5 m
6107 | 1309940100 | IE-C5DB4FE0100MSAMSA-E | System cable, M12 D-code ? IP 67 angled socket, M12 D-code ? IP 67 angled socket, Cat.5 / Class D, Cross-linked Premium FRNC, 10 m
6108 | 1312040000 | FTA-C300-32DI-24VDC-S | Interface, RS, 1-wire, Clamping yoke
6109 | 1312160005 | IE-C6FP8LD0005X40X40-Y | Patch cable, crossover, RJ45 IP 20, RJ45 IP 20, Cat.6A / Class EA (ISO/IEC 11801 2010), LSZH, 0.5 m
6110 | 1314090000 | KTB RNHD 221513 S4E R | Klippon TB (Terminal Box), Rain hood, Height: 50.9 mm, Width: 157 mm, Depth: 142.8 mm, Material: Stainless steel 1.4404 (316L), electropolished, silver
6111 | 1314100000 | KTB RNHD 262615 S4E R | Klippon TB (Terminal Box), Rain hood, Height: 53.9 mm, Width: 265 mm, Depth: 160.5 mm, Material: Stainless steel 1.4404 (316L), electropolished, silver
6112 | 1314110000 | KTB RNHD 262620 S4E R | Klippon TB (Terminal Box), Rain hood, Height: 55.9 mm, Width: 265 mm, Depth: 211.2 mm, Material: Stainless steel 1.4404 (316L), electropolished, silver
6113 | 1314120000 | KTB RNHD 303015 S4E R | Klippon TB (Terminal Box), Rain hood, Height: 53.4 mm, Width: 311 mm, Depth: 160.5 mm, Material: Stainless steel 1.4404 (316L), electropolished, silver
6114 | 1314130000 | KTB RNHD 303020 S4E R | Klippon TB (Terminal Box), Rain hood, Height: 55.9 mm, Width: 311 mm, Depth: 221.2 mm, Material: Stainless steel 1.4404 (316L), electropolished, silver
6115 | 1314140000 | KTB RNHD 352615 S4E R | Klippon TB (Terminal Box), Rain hood, Height: 53.4 mm, Width: 265 mm, Depth: 160.5 mm, Material: Stainless steel 1.4404 (316L), electropolished, silver
6116 | 1314150000 | KTB RNHD 352620 S4E R | Klippon TB (Terminal Box), Rain hood, Height: 55.9 mm, Width: 265 mm, Depth: 211.2 mm, Material: Stainless steel 1.4404 (316L), electropolished, silver
6117 | 1314170000 | KTB RNHD 403015 S4E R | Klippon TB (Terminal Box), Rain hood, Height: 53.4 mm, Width: 305 mm, Depth: 160.5 mm, Material: Stainless steel 1.4404 (316L), electropolished, silver
6118 | 1314180000 | KTB RNHD 403020 S4E R | Klippon TB (Terminal Box), Rain hood, Height: 55.9 mm, Width: 305 mm, Depth: 211.2 mm, Material: Stainless steel 1.4404 (316L), electropolished, silver
6119 | 1314190000 | KTB RNHD 453815 S4E R | Klippon TB (Terminal Box), Rain hood, Height: 53.4 mm, Width: 387 mm, Depth: 160.5 mm, Material: Stainless steel 1.4404 (316L), electropolished, silver
6120 | 1314200000 | KTB RNHD 453820 S4E R | Klippon TB (Terminal Box), Rain hood, Height: 55.9 mm, Width: 387 mm, Depth: 211.2 mm, Material: Stainless steel 1.4404 (316L), electropolished, silver
6121 | 1314220000 | KTB RNHD 484815 S4E R | Klippon TB (Terminal Box), Rain hood, Height: 53.4 mm, Width: 485 mm, Depth: 160.5 mm, Material: Stainless steel 1.4404 (316L), electropolished, silver
6122 | 1314230000 | KTB RNHD 484820 S4E R | Klippon TB (Terminal Box), Rain hood, Height: 55.9 mm, Width: 485 mm, Depth: 211.2 mm, Material: Stainless steel 1.4404 (316L), electropolished, silver
6123 | 1314240000 | KTB RNHD 553515 S4E R | Klippon TB (Terminal Box), Rain hood, Height: 53.4 mm, Width: 355 mm, Depth: 160.5 mm, Material: Stainless steel 1.4404 (316L), electropolished, silver
6124 | 1314250000 | KTB RNHD 553520 S4E R | Klippon TB (Terminal Box), Rain hood, Height: 55.9 mm, Width: 355 mm, Depth: 211.2 mm, Material: Stainless steel 1.4404 (316L), electropolished, silver
6125 | 1314270000 | KTB RNHD 624515 S4E R | Klippon TB (Terminal Box), Rain hood, Height: 53.4 mm, Width: 455 mm, Depth: 160.5 mm, Material: Stainless steel 1.4404 (316L), electropolished, silver
6126 | 1314280000 | KTB RNHD 624520 S4E R | Klippon TB (Terminal Box), Rain hood, Height: 55.9 mm, Width: 455 mm, Depth: 211.2 mm, Material: Stainless steel 1.4404 (316L), electropolished, silver
6127 | 1314290000 | KTB RNHD 765015 S4E R | Klippon TB (Terminal Box), Rain hood, Height: 53.9 mm, Width: 513 mm, Depth: 160.5 mm, Material: Stainless steel 1.4404 (316L), electropolished, silver
6128 | 1314300000 | KTB RNHD 765020 S4E R | Klippon TB (Terminal Box), Rain hood, Height: 55.9 mm, Width: 513 mm, Depth: 211.2 mm, Material: Stainless steel 1.4404 (316L), electropolished, silver
6129 | 1314320000 | KTB RNHD 916115 S4E R | Klippon TB (Terminal Box), Rain hood, Height: 53.4 mm, Width: 615 mm, Depth: 160.5 mm, Material: Stainless steel 1.4404 (316L), electropolished, silver
6130 | 1314330000 | KTB RNHD 916120 S4E R | Klippon TB (Terminal Box), Rain hood, Height: 55.9 mm, Width: 615 mm, Depth: 211.2 mm, Material: Stainless steel 1.4404 (316L), electropolished, silver
6131 | 1314340000 | KTB RNHD 987420 S4E R | Klippon TB (Terminal Box), Rain hood, Height: 55.9 mm, Width: 745 mm, Depth: 211.2 mm, Material: Stainless steel 1.4404 (316L), electropolished, silver
6132 | 1315190000 | UR20-8DI-P-3W-HD | Remote I/O module, IP20, 8-channel, Digital signals, Input
6133 | 1315210000 | UR20-16DI-P-PLC-INT | Remote I/O module, IP20, Digital signals, Input, PLC
6134 | 1315270000 | UR20-16DO-P-PLC-INT | Remote I/O module, IP20, Digital signals, Output, PLC
6135 | 1315370000 | UR20-8DI-N-3W | Remote I/O module, IP20, Digital signals, Input, 8-channel
6136 | 1315430000 | UR20-8DO-N | Remote I/O module, IP20, Digital signals, Output, 8-channel
6137 | 1315540000 | UR20-4RO-SSR-255 | Remote I/O module, IP20, Digital signals, Output, Relay
6138 | 1315600000 | UR20-2PWM-PN-0.5A | Remote I/O module, IP20, Digital signals, Special module, PWM, 0.5 A per channel
6139 | 1315670000 | UR20-8AI-I-PLC-INT | Remote I/O module, IP20, Analog signals, Input, PLC
6140 | 1315720000 | UR20-8AI-I-16-DIAG-HD | Remote I/O module, IP20, Analog signals, Input, 8-channel
6141 | 1315770000 | UR20-ES | Remote I/O module, IP20, Reserve module
6142 | 1316550150 | SAIL-VSA-DS-M12G-1.5U | Valve plug, Straight plug - valve plug
6143 | 1333160000 | IE-C7FS8LM-305M | System cable, Cat.7 (ISO/IEC 11801), LSZH, 305 m
6144 | 1350970000 | UR20-BM-PF-O-SIL-SP | Replacement part, , Flange-mounted housing
6145 | 1368790000 | PB-DP SUB-D M12 35 T PS | SUB-D
6146 | 1371220000 | TBY-RS-AIO-I-2KS-S | Interface, RS, 2 x KS (40P), LP 5.08mm
6147 | 1371230000 | TBY-RS-AIO-I-2KS-Z | Interface, RS, 2 x KS (40P), LMNZF 5.08mm
6148 | 1373840060 | PAC-C300-32-F-14-6M | Pre-assembled cable, PAC, Cable LiYCY, 0.14 mm²
6149 | 1373840080 | PAC-C300-32-F-14-8M | Pre-assembled cable, PAC, Cable LiYCY, 0.14 mm²
6150 | 1373850060 | PAC-C300-36-F-14-6M | Pre-assembled cable, PAC, Cable LiYCY, 0.14 mm²
6151 | 1373850080 | PAC-C300-36-F-14-8M | Pre-assembled cable, PAC, Cable LiYCY, 0.14 mm²
6152 | 1373910100 | PAC-C300-36-F-34-10M | Pre-assembled cable, PAC, Cable LiYCY, 0.34 mm²
6153 | 1373920010 | PAC-C300-32-1616-50-1M | Pre-assembled cable, PAC, Cable LiYCY, 0.50 mm²
6154 | 1373940010 | PAC-C300-32-F-50-1M | Pre-assembled cable, PAC, Cable LiYCY, 0.50 mm²
6155 | 1379510000 | TBY-ADV551-CF-PS-2KB-Z | Interface, RS, 2 x AKB (50P), LM2NZF 5.08mm
6156 | 1381700000 | SAI-TMC-PD | Pressing tool
6157 | 1381740000 | SAI-CEH090 | Pressing tool
6158 | 1381760000 | SAI-CEH075 | Pressing tool
6159 | 1381770000 | SAI-CEH-M12D-KCR075 | Pressing tool
6160 | 1382971000 | SAIP-M8BG-3-10U | Sensor/actuator line, One end without connector, M8, Number of poles : 3, 10 m, Female socket, straight, Shielded: No, LED: No, Sheath material: PUR, Halogen: No
6161 | 1384250000 | TBY-ADV151-48-PS-2KB-Z | Interface, RS, 2 x AKB (50P), LM2NZF 5.08mm
6162 | 1384280000 | TBY-ADV151-48-PS-2KB-S | Interface, RS, 2 x AKB (50P), LP2N 5.08mm
6163 | 1384320000 | TBY-ADV151-24-PS-2KB-Z | Interface, RS, 2 x AKB (50P), LM2NZF 5.08mm
6164 | 1384330000 | TBY-ADV151-24-PS-2KB-S | Interface, RS, 2 x AKB (50P), LP2N 5.08mm
6165 | 1384340000 | TBY-ADV151-PS-L-2KB-Z | Interface, RS, 2 x AKB (50P), LM2NZF 5.08mm
6166 | 1384350000 | TBY-ADV151-PS-L-2KB-S | Interface, RS, 2 x AKB (50P), LP2N 5.08mm
6167 | 1415220000 | FTA-C300-16DAI-SH-S | Interface, RS, 1-wire, Screw connection
6168 | 1415230000 | FTA-C300-16DAI-SH-Z | Interface, RS, 1-wire, Tension-clamp connection
6169 | 1415780000 | HDC HQ VRFE LOCK | Heavy-duty connectors, Accessories, Locking lever
6170 | 1418040000 | SAIE-7/8S-3-0.2U-M20 | Built-in plugs, 7/8", M 20, Number of poles: 3, 0.2 m
6171 | 1428090000 | RS SD26M HD UNC4.40 S | Interface, RSSD, High-density SUB-D plug-in connectors, 26-pole plug, Screw connection
6172 | 1428110000 | RS SD44M HD UNC4.40 S | Interface, RSSD, High-density SUB-D plug-in connectors, 44-pole plug, Screw connection
6173 | 1428120000 | RS SD62M HD UNC4.40 S | Interface, RSSD, High-density SUB-D plug-in connectors, 62-pole plug, Screw connection
6174 | 1428130000 | RS SD15F HD UNC4.40 S | Interface, RSSD, High-density SUB-D plug-in connectors, 15-pole female, Screw connection
6175 | 1428140000 | RS SD26F HD UNC4.40 S | Interface, RSSD, High-density SUB-D plug-in connectors, 26-pole socket, Screw connection
6176 | 1428150000 | RS SD44F HD UNC4.40 S | Interface, RSSD, High-density SUB-D plug-in connectors, 44-pole socket, Screw connection
6177 | 1428910000 | HDC MHE 20 MC | Signal module
6178 | 1428930000 | HDC MHE 20 FC | Signal module, Socket connector, Module
6179 | 1429060000 | HDC MHP 100 MC | Power module
6180 | 1429080000 | HDC MHP 100 FC | Power module
6181 | 1431530020 | PAC-S7300-HE20-V18-2M | Pre-assembled cable, PAC, Cable LiYY, 8.6 ± 1 mm
6182 | 1431700000 | RS 16IO 2W I-L 2H S | Interface, RS, Spacer, LED, 2-wire, Screw connection
6183 | 1433980050 | IE-FM6Z2LO0005MST0ST0-X | Patch cable, ST IP 20, ST IP 20, 62.5 µm, LSZH, 5 m
6184 | 1433990030 | IE-FM5Z2LO0003MST0ST0-X | Patch cable, ST IP 20, ST IP 20, 50 µm, LSZH, 3 m
6185 | 1444230000 | WSI 25/2 10X38/LED | W-Series, Fuse terminal, Rated cross-section: 25 mm², Screw connection
6186 | 1444240000 | WSI 25/3 10X38/LED | W-Series, Fuse terminal, Rated cross-section: 25 mm², Screw connection
6187 | 1446530000 | RS USB TA-B MB S | Interface, RS USB, Type A female connector, Type B female connector, Micro B female connector, 4, LP 5.08mm
6188 | 1447400000 | RSM-4 12V+ 1CO S | Interface, RSM, Screw connection
6189 | 1447410000 | RSM-4 12V- 1CO S | Interface, RSM, Screw connection
6190 | 1447420000 | RSM-4 12V+ 1CO Z | Interface, RSM, PUSH IN
6191 | 1447430000 | RSM-4 12V- 1CO Z | Interface, RSM, PUSH IN
6192 | 1447440000 | RSM-4 24V+ 1CO S | Interface, RSM, Screw connection
6193 | 1447450000 | RSM-4 24V- 1CO S | Interface, RSM, Screw connection
6194 | 1447470000 | RSM-4 24V+ 1CO Z | Interface, RSM, PUSH IN
6195 | 1447480000 | RSM-4 24V- 1CO Z | Interface, RSM, PUSH IN
6196 | 1447500000 | RSM-4 48V+ 1CO S | Interface, RSM, Screw connection
6197 | 1447510000 | RSM-4 48V- 1CO S | Interface, RSM, Screw connection
6198 | 1447520000 | RSM-4 48V+ 1CO Z | Interface, RSM, PUSH IN
6199 | 1447530000 | RSM-4 48V- 1CO Z | Interface, RSM, PUSH IN
6200 | 1447540000 | RSM-4 24VAC/DC 1CO S | Interface, RSM, Screw connection
6201 | 1447550000 | RSM-4 24VAC/DC 1CO Z | Interface, RSM, PUSH IN
6202 | 1447570000 | RSM-4 115VAC/DC 1CO S | Interface, RSM, Screw connection
6203 | 1447580000 | RSM-4 115VAC/DC 1CO Z | Interface, RSM, PUSH IN
6204 | 1447600000 | RSM-4 230VAC 1CO S | Interface, RSM, Screw connection
6205 | 1447610000 | RSM-4 230VAC 1CO Z | Interface, RSM, PUSH IN
6206 | 1447740000 | RSM-4I 24V+ 1CO S | Interface, RSM, Screw connection
6207 | 1447750000 | RSM-4I 24V+ 1CO Z | Interface, RSM, PUSH IN
6208 | 1447820000 | RSM-8 12V+ 1CO S | Interface, RSM, Screw connection
6209 | 1447830000 | RSM-8 12V- 1CO S | Interface, RSM, Screw connection
6210 | 1447840000 | RSM-8 12V+ 1CO Z | Interface, RSM, PUSH IN
6211 | 1447850000 | RSM-8 12V- 1CO Z | Interface, RSM, PUSH IN
6212 | 1447870000 | RSM-8 24V+ 1CO S | Interface, RSM, Screw connection
6213 | 1447880000 | RSM-8 24V- 1CO S | Interface, RSM, Screw connection
6214 | 1447890000 | RSM-8 24V+ 1CO Z | Interface, RSM, PUSH IN
6215 | 1447900000 | RSM-8 24V- 1CO Z | Interface, RSM, PUSH IN
6216 | 1447910000 | RSM-8 48V+ 1CO S | Interface, RSM, Screw connection
6217 | 1447920000 | RSM-8 48V- 1CO S | Interface, RSM, Screw connection
6218 | 1447930000 | RSM-8 48V+ 1CO Z | Interface, RSM, PUSH IN
6219 | 1447940000 | RSM-8 48V- 1CO Z | Interface, RSM, PUSH IN
6220 | 1447950000 | RSM-8 24VAC/DC 1CO S | Interface, RSM, Screw connection
6221 | 1447970000 | RSM-8 24VAC/DC 1CO Z | Interface, RSM, PUSH IN
6222 | 1447980000 | RSM-8 115VAC/DC 1CO S | Interface, RSM, Screw connection
6223 | 1447990000 | RSM-8 115VAC/DC 1CO Z | Interface, RSM, PUSH IN
6224 | 1448000000 | RSM-8 230VAC 1CO S | Interface, RSM, Screw connection
6225 | 1448010000 | RSM-8 230VAC 1CO Z | Interface, RSM, PUSH IN
6226 | 1448140000 | RSM-8I 24V+ 1CO S | Interface, RSM, Screw connection
6227 | 1448170000 | RSM-8I 24V+ 1CO Z | Interface, RSM, PUSH IN
6228 | 1448230000 | RSM-16 12V+ 1CO S | Interface, RSM, Screw connection
6229 | 1448240000 | RSM-16 12V- 1CO S | Interface, RSM, Screw connection
6230 | 1448250000 | RSM-16 12V+ 1CO Z | Interface, RSM, PUSH IN
6231 | 1448270000 | RSM-16 12V- 1CO Z | Interface, RSM, PUSH IN
6232 | 1448290000 | RSM-16 24V- 1CO S | Interface, RSM, Screw connection
6233 | 1448310000 | RSM-16 24V- 1CO Z | Interface, RSM, PUSH IN
6234 | 1448320000 | RSM-16 48V+ 1CO S | Interface, RSM, Screw connection
6235 | 1448330000 | RSM-16 48V- 1CO S | Interface, RSM, Screw connection
6236 | 1448340000 | RSM-16 48V+ 1CO Z | Interface, RSM, PUSH IN
6237 | 1448350000 | RSM-16 48V- 1CO Z | Interface, RSM, PUSH IN
6238 | 1448370000 | RSM-16 24VAC/DC 1CO S | Interface, RSM, Screw connection
6239 | 1448380000 | RSM-16 24VAC/DC 1CO Z | Interface, RSM, PUSH IN
6240 | 1448390000 | RSM-16 115VAC/DC 1CO S | Interface, RSM, Screw connection
6241 | 1448400000 | RSM-16 115VAC/DC 1CO Z | Interface, RSM, PUSH IN
6242 | 1448410000 | RSM-16 230VAC 1CO S | Interface, RSM, Screw connection
6243 | 1448420000 | RSM-16 230VAC 1CO Z | Interface, RSM, PUSH IN
6244 | 1448450000 | RSM-16 24VDC 1NO + C S | Interface, RSM, Screw connection
6245 | 1448470000 | RSM-16 24VDC 1NO + C Z | Interface, RSM, PUSH IN
6246 | 1448480000 | RSM-16 24V+ BASE S | Interface, RSM, Screw connection
6247 | 1448490000 | RSM-16 24V+ BASE Z | Interface, RSM, PUSH IN
6248 | 1448540000 | RSM16-I 24V+ 1CO S | Interface, RSM, Screw connection
6249 | 1448550000 | RSM16-I 24V+1CO Z | Interface, RSM, PUSH IN
6250 | 1448610000 | RSM-4 12V+ 2CO S | Interface, RSM, Screw connection
6251 | 1448620000 | RSM-4 12V- 2CO S | Interface, RSM, Screw connection
6252 | 1448630000 | RSM-4 12V+ 2CO Z | Interface, RSM, Tension-clamp connection
6253 | 1448640000 | RSM-4 12V- 2CO Z | Interface, RSM, Tension-clamp connection
6254 | 1448650000 | RSM-4 24V+ 2CO S | Interface, RSM, Screw connection
6255 | 1448670000 | RSM-4 24V- 2CO S | Interface, RSM, Screw connection
6256 | 1448680000 | RSM-4 24V+ 2CO Z | Interface, RSM, Tension-clamp connection
6257 | 1448690000 | RSM-4 24V- 2CO Z | Interface, RSM, Tension-clamp connection
6258 | 1448700000 | RSM-4 48V+ 2CO S | Interface, RSM, Screw connection
6259 | 1448710000 | RSM-4 48V- 2CO S | Interface, RSM, Screw connection
6260 | 1448720000 | RSM-4 48V+ 2CO Z | Interface, RSM, Tension-clamp connection
6261 | 1448730000 | RSM-4 48V- 2CO Z | Interface, RSM, Tension-clamp connection
6262 | 1448740000 | RSM-4 24VAC/DC 2CO S | Interface, RSM, Screw connection
6263 | 1448770000 | RSM-4 24VAC/DC 2CO Z | Interface, RSM, Tension-clamp connection
6264 | 1448780000 | RSM-4 115VAC/DC 2CO S | Interface, RSM, Screw connection
6265 | 1448790000 | RSM-4 115VAC/DC 2CO Z | Interface, RSM, Tension-clamp connection
6266 | 1448800000 | RSM-4 230VAC 2CO S | Interface, RSM, Screw connection
6267 | 1448810000 | RSM-4 230VAC 2CO Z | Interface, RSM, Tension-clamp connection
6268 | 1448820000 | RSM-4I 24V+ 2CO S | Interface, RSM, Screw connection
6269 | 1448830000 | RSM-4I 24V+ 2CO Z | Interface, RSM, Tension-clamp connection
6270 | 1448890000 | RSM-8 12V+ 2CO S | Interface, RSM, Screw connection
6271 | 1448900000 | RSM-8 12V- 2CO S | Interface, RSM, Screw connection
6272 | 1448910000 | RSM-8 12V+ 2CO Z | Interface, RSM, Tension-clamp connection
6273 | 1448920000 | RSM-8 12V- 2CO Z | Interface, RSM, Tension-clamp connection
6274 | 1448940000 | RSM-8 24V- 2CO S | Interface, RSM, Screw connection
6275 | 1448950000 | RSM-8 24V+ 2CO Z | Interface, RSM, Tension-clamp connection
6276 | 1448970000 | RSM-8 24V- 2CO Z | Interface, RSM, Tension-clamp connection
6277 | 1448980000 | RSM-8 48V+ 2CO S | Interface, RSM, Screw connection
6278 | 1448990000 | RSM-8 48V- 2CO S | Interface, RSM, Screw connection
6279 | 1449010000 | RSM-8 48V+ 2CO Z | Interface, RSM, Tension-clamp connection
6280 | 1449020000 | RSM-8 48V- 2CO Z | Interface, RSM, Tension-clamp connection
6281 | 1449030000 | RSM-8 24VAC/DC 2CO S | Interface, RSM, Screw connection
6282 | 1449040000 | RSM-8 24VAC/DC 2CO Z | Interface, RSM, Tension-clamp connection
6283 | 1449050000 | RSM-8 115VAC/DC 2CO S | Interface, RSM, Screw connection
6284 | 1449070000 | RSM-8 115VAC/DC 2CO Z | Interface, RSM, Tension-clamp connection
6285 | 1449080000 | RSM-8 230VAC 2CO S | Interface, RSM, Screw connection
6286 | 1449090000 | RSM-8 230VAC 2CO Z | Interface, RSM, Tension-clamp connection
6287 | 1449100000 | RSM-8I 24V+ 2CO S | Interface, RSM, Screw connection
6288 | 1449110000 | RSM-8I 24V+ 2CO Z | Interface, RSM, Tension-clamp connection
6289 | 1449170000 | RSM-16 12V+ 2CO S | Interface, RSM, Screw connection
6290 | 1449180000 | RSM-16 12V- 2CO S | Interface, RSM, Screw connection
6291 | 1449190000 | RSM-16 12V+ 2CO Z | Interface, RSM, Tension-clamp connection
6292 | 1449200000 | RSM-16 12V- 2CO Z | Interface, RSM, Tension-clamp connection
6293 | 1449210000 | RSM-16 24V+ 2CO S | Interface, RSM, Screw connection
6294 | 1449220000 | RSM-16 24V- 2CO S | Interface, RSM, Screw connection
6295 | 1449230000 | RSM-16 24V+ 2CO Z | Interface, RSM, Tension-clamp connection
6296 | 1449250000 | RSM-16 24V- 2CO Z | Interface, RSM, Tension-clamp connection
6297 | 1449270000 | RSM-16 48V+ 2CO S | Interface, RSM, Screw connection
6298 | 1449280000 | RSM-16 48V- 2CO S | Interface, RSM, Screw connection
6299 | 1449290000 | RSM-16 48V+ 2CO Z | Interface, RSM, Tension-clamp connection
6300 | 1449300000 | RSM-16 48V- 2CO Z | Interface, RSM, Tension-clamp connection
6301 | 1449310000 | RSM-16 24VAC/DC 2CO S | Interface, RSM, Screw connection
6302 | 1449320000 | RSM-16 24VAC/DC 2CO Z | Interface, RSM, Tension-clamp connection
6303 | 1449330000 | RSM-16 115VAC/DC 2CO S | Interface, RSM, Screw connection
6304 | 1449340000 | RSM-16 115VAC/DC 2CO Z | Interface, RSM, Tension-clamp connection
6305 | 1449350000 | RSM-16 230VAC 2CO S | Interface, RSM, Screw connection
6306 | 1449370000 | RSM-16 230VAC 2CO Z | Interface, RSM, Tension-clamp connection
6307 | 1449380000 | RSM-16I 24V+ 2CO S | Interface, RSM, Screw connection
6308 | 1449390000 | RSM-16I 24V+ 2CO Z | Interface, RSM, Tension-clamp connection
6309 | 1449410000 | IE-FSMZ2FY0002MSJ0SD0 | Pre-assembled patch cable, crossover, SCRJ IP 20, SC duplex IP 20, 9 µm, LSZH, 2 m
6310 | 1506910000 | UR20-4AI-UI-16-DIAG-HD | Remote I/O module, IP20, 4-channel, Analog signals, Input, Current/Voltage, 16 Bit
6311 | 1506920000 | UR20-4AI-UI-16-HD | Remote I/O module, IP20, 4-channel, Analog signals, Input, Current/Voltage, 16 Bit
6312 | 1508080000 | UR20-2FCNT-100 | Remote I/O module, IP20, Digital signals, Input, PUSH IN connection, Counter, dual channel
6313 | 1536820010 | PAC-YOK-MIL50-V0-1M | Cable LiYCY, 0.14 mm²
6314 | 1536840010 | PAC-YOK-MIL40-V0-1M | Cable LiYCY, 0.14 mm²
6315 | 1548720000 | STARTERKIT WCU 501 | graphically programmable logic module incl. programming adapter
6316 | 1551080000 | SAI-SUB-D 9 SK35 | SUB-D
6317 | 1554000000 | IE-FCI-PWB-DE-OR | FrontCom, Insert Power large, Type F, Socket connector, DE, orange
6318 | 1818143500 | SAIB-M23-19P-AN-35M | Sensor/actuator line, One end without connector, M23, Number of poles: 19, 35 m, Socket, angled, Shielded: No, LED: No, Sheath material: PUR, Halogen: No
6319 | 1906300750 | SAIL-M12GM12G-4-7.5U | Sensor/actuator line, Connecting line, M12 / M12, Number of poles : 4, 7.5 m, Shielded: No, LED: No, Sheath material: PUR, Halogen: No
6320 | 1906300900 | SAIL-M12GM12G-4-9.0U | Sensor/actuator line, Connecting line, M12 / M12, Number of poles : 4, 9 m, pin, straight - socket, straight, Shielded: No, LED: No, Sheath material: PUR, Halogen: No
6321 | 1906310200 | SAIL-M12WM12W-4-2.0U | Sensor/actuator line, Connecting line, M12 / M12, Number of poles : 4, 2 m, pin, 90° - socket 90°, Shielded: No, LED: No, Sheath material: PUR, Halogen: No
6322 | 1906410050 | SAIL-M12GM12W-4-2L0.5U | Sensor/actuator line, Connecting line, M12 / M12, Number of poles : 4, 0.5 m, pin, straight - socket, 90°, Shielded: No, LED: Yes, Sheath material: PUR, Halogen: No
6323 | 1906480020 | SAIL-M12G-4S0.2U | Sensor/actuator line, One end without connector, M12, Number of poles : 4, 0.2 m, pin, straight, Shielded: Yes, LED: No, Sheath material: PUR, Halogen: No
6324 | 1906542000 | SAIL-M12BW-5S20U | Sensor/actuator line, One end without connector, M12, Number of poles : 5, 20 m, Shielded: Yes, LED: No, Sheath material: PUR, Halogen: No
6325 | 1906631500 | SAIL-M8BW-4S15U | Sensor/actuator line, One end without connector, M8, Number of poles : 4, 15 m, Socket, angled, Shielded: Yes, LED: No, Sheath material: PUR, Halogen: No
6326 | 1925443000 | SAIL-M12G-4-30V | Sensor/actuator line, One end without connector, M12, Number of poles : 4, 30 m, pin, straight, Shielded: No, LED: No, Sheath material: PVC, Halogen: Yes
6327 | 1993550018 | IE-USB-A-A-1.8M | USB cable, USB A, USB A, PVC, 1.8 m
6328 | 2000020000 | FTA-C300-16AO-TP-Z | 1-wire, Tension-clamp connection
6329 | 2000240000 | PTDS 4 NE | FieldPower®, Field Power® plug-in connector, PUSH IN without actuator, 0.5 mm² - 4 mm², Number of poles: 5
6330 | 2003370000 | IE-FC-DIP-CI/3A/2ST/1D9 | FrontCom, Insert plate, unshielded, 1 x GFCI, 1 x fuse, 2x Data, 1x Signal
6331 | 2003970000 | SAI-SK-M8 BU | Protected component assemblies, Protective cap
6332 | 2005090000 | RIBBON MM-TB 25/360 SW | Ink ribbon
6333 | 2008130000 | TRANSCLINIC 16I+ | Photovoltaics
6334 | 2022060000 | KTB MOPL 2626 MSZN H | Klippon TB (Terminal Box), Mounting plate, prepunched, Height: 205 mm, Width: 199 mm, Depth: 1.5 mm, Material: Sheet steel, galvanized, silver
6335 | 2022190000 | KTB MOPL 3030 MSZN H | Klippon TB (Terminal Box), Mounting plate, prepunched, Height: 251 mm, Width: 245 mm, Depth: 1.5 mm, Material: Sheet steel, galvanized, silver
6336 | 2022310000 | KTB MOPL 3526 MSZN H | Klippon TB (Terminal Box), Mounting plate, prepunched, Height: 295 mm, Width: 199 mm, Depth: 1.5 mm, Material: Sheet steel, galvanized, silver
6337 | 2022420000 | KTB MOPL 4030 MSZN H | Klippon TB (Terminal Box), Mounting plate, prepunched, Height: 345 mm, Width: 239 mm, Depth: 1.5 mm, Material: Sheet steel, galvanized, silver
6338 | 2022680000 | KTB MOPL 7650 MSZN H | Klippon TB (Terminal Box), Mounting plate, prepunched, Height: 707 mm, Width: 447 mm, Depth: 12 mm, Material: Sheet steel, galvanized, silver
6339 | 2022930000 | KTB GP 262615 AB S4 PE | Klippon TB (Terminal Box), flange plate, Height: 254 mm, Width: 117 mm, Depth: 3 mm, Gland plates: top, Bottom, Material: Stainless steel 1.4404, electropolished, silver
6340 | 2023510000 | KTB GP 453820 AB S4 PE | Klippon TB (Terminal Box), flange plate, Height: 372 mm, Width: 167 mm, Depth: 3 mm, Gland plates: top, Bottom, Material: Stainless steel 1.4404, electropolished, silver
6341 | 2023520000 | KTB GP 453820 CD S4 PE | Klippon TB (Terminal Box), flange plate, Height: 402 mm, Width: 167 mm, Depth: 3 mm, Gland plates: left, right, Material: Stainless steel 1.4404, electropolished, silver
6342 | 2023740000 | KTB GP 553520 AB S4 PE | Klippon TB (Terminal Box), flange plate, Height: 340 mm, Width: 167 mm, Depth: 3 mm, Gland plates: top, Bottom, Material: Stainless steel 1.4404, electropolished, silver
6343 | 2049950150 | SAIL-M12BG-S3-1.5PK16 | Power cable, One end without connector, M12, Number of poles : 3 (2 + PE), 1.5 m, Female socket, straight, Shielded: No, LED: No, Sheath material: PUR, Halogen: No
6344 | 2050160150 | SAIL-M12BG-S-1.5P | Power cable, One end without connector, M12, Number of poles : 4 (3 + PE), 1.5 m, Female socket, straight, Shielded: No, LED: No, Sheath material: PUR, Halogen: No
6345 | 2050160300 | SAIL-M12BG-S-3.0P | Power cable, One end without connector, M12, Number of poles : 4 (3 + PE), 3 m, Female socket, straight, Shielded: No, LED: No, Sheath material: PUR, Halogen: No
6346 | 2050160500 | SAIL-M12BG-S-5.0P | Power cable, One end without connector, M12, Number of poles : 4 (3 + PE), 5 m, Female socket, straight, Shielded: No, LED: No, Sheath material: PUR, Halogen: No
6347 | 2050270150 | SAIL-M12GM12G-S-1.5P | Power cable, Connecting line, M12 / M12, Number of poles : 4 (3 + PE), 1.5 m, pin, straight - socket, straight, Shielded: No, LED: No, Sheath material: PUR, Halogen: No
6348 | 2050270200 | SAIL-M12GM12G-S-2.0P | Power cable, Connecting line, M12 / M12, Number of poles : 4 (3 + PE), pin, straight - socket, straight, Shielded: No, LED: No, Sheath material: PUR, Halogen: No
6349 | 2050270300 | SAIL-M12GM12G-S-3.0P | Power cable, Connecting line, M12 / M12, Number of poles : 4 (3 + PE), 3 m, pin, straight - socket, straight, Shielded: No, LED: No, Sheath material: PUR, Halogen: No
6350 | 2050270500 | SAIL-M12GM12G-S-5.0P | Power cable, Connecting line, M12 / M12, Number of poles : 4 (3 + PE), 5 m, pin, straight - socket, straight, Shielded: No, LED: No, Sheath material: PUR, Halogen: No
6351 | 2050270600 | SAIL-M12GM12G-S-6.0P | Power cable, Connecting line, M12 / M12, Number of poles : 4 (3 + PE), pin, straight - socket, straight, Shielded: No, LED: No, Sheath material: PUR, Halogen: No
6352 | 2050271000 | SAIL-M12GM12G-S-10P | Power cable, Connecting line, M12 / M12, Number of poles : 4 (3 + PE), 10 m, pin, straight - socket, straight, Shielded: No, LED: No, Sheath material: PUR, Halogen: No
6353 | 2050560300 | SAIL-M12BW-T-3.0P | Power cable, One end without connector, M12, Number of poles : 4, 3 m, Socket, angled, Shielded: No, Sheath material: PUR, Halogen: No
6354 | 2050760150 | SAIL-M12GM12G-T-1.5P | Power cable, Connecting line, M12 / M12, Number of poles : 4, 1.5 m, pin, straight - socket, straight, Shielded: No, Sheath material: PUR, Halogen: No
6355 | 2066710000 | VP M12 EX SI 7J | VPK EX 7J (Ex blanking plug, plastic, 7J), Blanking plug, M 12, 10 mm, IP54, IP66, IP67, IP68 - 5 bar (30 min.), Polyamide 6
6356 | 2066720000 | VP M16 EX SI 7J | VPK EX 7J (Ex blanking plug, plastic, 7J), Blanking plug, M 16, 12 mm, IP54, IP66, IP67, IP68 - 5 bar (30 min.), Polyamide 6
6357 | 2066730000 | VP M20 EX SI 7J | VPK EX 7J (Ex blanking plug, plastic, 7J), Blanking plug, M 20, 11 mm, IP54, IP66, IP67, IP68 - 5 bar (30 min.), Polyamide 6
6358 | 2066740000 | VP M25 EX SI 7J | VPK EX 7J (Ex blanking plug, plastic, 7J), Blanking plug, M 25, 10 mm, IP54, IP66, IP67, IP68 - 5 bar (30 min.), Polyamide 6
6359 | 2066750000 | VP M32 EX SI 7J | VPK EX 7J (Ex blanking plug, plastic, 7J), Blanking plug, M 32, 15 mm, IP54, IP66, IP67, IP68 - 5 bar (30 min.), Polyamide 6
6360 | 2066760000 | VP M40 EX SI 7J | VPK EX 7J (Ex blanking plug, plastic, 7J), Blanking plug, M 40, 18 mm, IP54, IP66, IP67, IP68 - 5 bar (30 min.), Polyamide 6
6361 | 2066770000 | VP M50 EX SI 7J | VPK EX 7J (Ex blanking plug, plastic, 7J), Blanking plug, M 50, 18 mm, IP54, IP66, IP67, IP68 - 5 bar (30 min.), Polyamide 6
6362 | 2066940000 | VP M63 EX SI 7J | VPK EX 7J (Ex blanking plug, plastic, 7J), Blanking plug, M 63, 18 mm, IP54, IP66, IP67, IP68 - 5 bar (30 min.), Polyamide 6
6363 | 2080920000 | AMG ELM-Q6666 | Electronic load monitoring, 24 V DC
6364 | 2123000000 | AMG PP | Partition plate
6365 | 2124020005 | IE-C6EL8UG0005U40XSH-E | System cable, RJ45 IP 20, M12 X-type, flange, socket, back panel mounting, Cat.6A / Class EA (ISO/IEC 11801 2010), PUR, 0.5 m
6366 | 2124020020 | IE-C6EL8UG0020U40XSH-E | System cable, RJ45 IP 20, M12 X-type, flange, socket, back panel mounting, Cat.6A / Class EA (ISO/IEC 11801 2010), PUR, 2 m
6367 | 2420520010 | PAC-YOK-MIL40-F-1M | Cable LiYY, 0.14 mm²
6368 | 2420530010 | PAC-YOK-MIL50-F-1M | Cable LiYY, 0.14 mm²
6369 | 2420910000 | CMA-31-500-5A-5VA-1 | Primary current: 500 A, Secondary current max.: 5 A, Load: 5 VA, Tolerance class: 1, closed current transformer
6370 | 2502530000 | WPD 130 1X50/1X50 GY | W-Series, Distribution block, Rated cross-section: 50 mm², Terminal rail / mounting plate
6371 | 2502540000 | WPD 130 1X50/1X50 BL | W-Series, Distribution block, Rated cross-section: 50 mm², Terminal rail / mounting plate
6372 | 2502570000 | WPD 130 1X50/1X50 BK | W-Series, Distribution block, Rated cross-section: 50 mm², Terminal rail / mounting plate
6373 | 2502580000 | WPD 230 2X50/2X50 GY | W-Series, Distribution block, Rated cross-section: 50 mm², Terminal rail / mounting plate
6374 | 2502590000 | WPD 230 2X50/2X50 BL | W-Series, Distribution block, Rated cross-section: 50 mm², Terminal rail / mounting plate
6375 | 2502600000 | WPD 230 2X50/2X50 GN | W-Series, Distribution block, Rated cross-section: 50 mm², Terminal rail / mounting plate
6376 | 2502610000 | WPD 230 2X50/2X50 BN | W-Series, Distribution block, Rated cross-section: 50 mm², Terminal rail / mounting plate
6377 | 2502620000 | WPD 330 3X50/3X50 3XGY | W-Series, Distribution block, Rated cross-section: 50 mm², Terminal rail / mounting plate
6378 | 2502650000 | WPD 330 3X50/3X50 1XBN/1XBK/1XGY | W-Series, Distribution block, Rated cross-section: 50 mm², Terminal rail / mounting plate
6379 | 2502660000 | WPD 131 1X95/1X95 BL | W-Series, Distribution block, Rated cross-section: 95 mm², Terminal rail / mounting plate
6380 | 2502670000 | WPD 131 1X95/1X95 GN | W-Series, Distribution block, Rated cross-section: 95 mm², Terminal rail / mounting plate
6381 | 2502690000 | WPD 131 1X95/1X95 BK | W-Series, Distribution block, Rated cross-section: 95 mm², Terminal rail / mounting plate
6382 | 2502700000 | WPD 231 2X95/2X95 GY | W-Series, Distribution block, Rated cross-section: 95 mm², Terminal rail / mounting plate
6383 | 2502720000 | WPD 231 2X95/2X95 GN | W-Series, Distribution block, Rated cross-section: 95 mm², Terminal rail / mounting plate
6384 | 2502730000 | WPD 231 2X95/2X95 BN | W-Series, Distribution block, Rated cross-section: 95 mm², Terminal rail / mounting plate
6385 | 2502740000 | WPD 231 2X95/2X95 BK | W-Series, Distribution block, Rated cross-section: 95 mm², Terminal rail / mounting plate
6386 | 2502750000 | WPD 132 1X185/1X185 GY | W-Series, Distribution block, Rated cross-section: 185 mm², Terminal rail / mounting plate
6387 | 2502770000 | WPD 132 1X185/1X185 GN | W-Series, Distribution block, Rated cross-section: 185 mm², Terminal rail / mounting plate
6388 | 2502780000 | WPD 132 1X185/1X185 BN | W-Series, Distribution block, Rated cross-section: 185 mm², Terminal rail / mounting plate
6389 | 2502790000 | WPD 132 1X185/1X185 BK | W-Series, Distribution block, Rated cross-section: 185 mm², Terminal rail / mounting plate
6390 | 2502800000 | WPD 232 2X185/2X185 GY | W-Series, Distribution block, Rated cross-section: 185 mm², Terminal rail / mounting plate
6391 | 2502810000 | WPD 232 2X185/2X185 BL | W-Series, Distribution block, Rated cross-section: 185 mm², Terminal rail / mounting plate
6392 | 2502820000 | WPD 232 2X185/2X185 GN | W-Series, Distribution block, Rated cross-section: 185 mm², Terminal rail / mounting plate
6393 | 2502830000 | WPD 232 2X185/2X185 BN | W-Series, Distribution block, Rated cross-section: 185 mm², Terminal rail / mounting plate
6394 | 2502840000 | WPD 232 2X185/2X185 BK | W-Series, Distribution block, Rated cross-section: 185 mm², Terminal rail / mounting plate
6395 | 2502850000 | WPD 133 1X300/1X300 GY | W-Series, Distribution block, Rated cross-section: 300 mm², Terminal rail / mounting plate
6396 | 2502860000 | WPD 133 1X300/1X300 BL | W-Series, Distribution block, Rated cross-section: 300 mm², Terminal rail / mounting plate
6397 | 2502870000 | WPD 133 1X300/1X300 GN | W-Series, Distribution block, Rated cross-section: 300 mm², Terminal rail / mounting plate
6398 | 2502880000 | WPD 133 1X300/1X300 BN | W-Series, Distribution block, Rated cross-section: 300 mm², Terminal rail / mounting plate
6399 | 2502890000 | WPD 133 1X300/1X300 BK | W-Series, Distribution block, Rated cross-section: 300 mm², Terminal rail / mounting plate
6400 | 2502900000 | WPD 233 2X300/2X300 GY | W-Series, Distribution block, Rated cross-section: 300 mm², Terminal rail / mounting plate
6401 | 2502910000 | WPD 233 2X300/2X300 BL | W-Series, Distribution block, Rated cross-section: 300 mm², Terminal rail / mounting plate
6402 | 2502920000 | WPD 233 2X300/2X300 GN | W-Series, Distribution block, Rated cross-section: 300 mm², Terminal rail / mounting plate
6403 | 2502930000 | WPD 233 2X300/2X300 BN | W-Series, Distribution block, Rated cross-section: 300 mm², Terminal rail / mounting plate
6404 | 2502940000 | WPD 233 2X300/2X300 BK | W-Series, Distribution block, Rated cross-section: 300 mm², Terminal rail / mounting plate
6405 | 2502950000 | WPD 230 2X50/2X50 BK | W-Series, Distribution block, Rated cross-section: 50 mm², Terminal rail / mounting plate
6406 | 2503330000 | WPDPC X30 GY | W-Series, Protection Cover
6407 | 2503370000 | WPDPC X31 GY | W-Series, Protection Cover
6408 | 2503380000 | WPDPC X32 GY | W-Series, Protection Cover
6409 | 2503390000 | WPDPC X33 GY | W-Series, Protection Cover
6410 | 2505070000 | IE-FCI-PWB-2USB-A-5V | FrontCom, Insert Power large, USB charger
6411 | 2505150000 | ES EPG/HPG 60 HEX 6 | Accessories, Hexagonal crimp
6412 | 2505160000 | ES EPG/HPG 60 HEX 10 | Crimping tool insert, Hexagonal crimp
6413 | 2505170000 | ES EPG/HPG 60 HEX 16 | Crimping tool insert, Hexagonal crimp
6414 | 2505180000 | ES EPG/HPG 60 HEX 25 | Crimping tool insert, Hexagonal crimp
6415 | 2505190000 | ES EPG/HPG 60 HEX 35 | Crimping tool insert, Hexagonal crimp
6416 | 2505200000 | ES EPG/HPG 60 HEX 50 | Crimping tool insert, Hexagonal crimp
6417 | 2505210000 | ES EPG/HPG 60 HEX 70 | Crimping tool insert, Hexagonal crimp
6418 | 2505220000 | ES EPG/HPG 60 HEX 95 | Crimping tool insert, Hexagonal crimp
6419 | 2505230000 | ES EPG/HPG 60 HEX 120 | Crimping tool insert, Hexagonal crimp
6420 | 2505240000 | ES EPG/HPG 60 HEX 150 | Crimping tool insert, Hexagonal crimp
6421 | 2505250000 | ES EPG/HPG 60 HEX 185 | Crimping tool insert, Hexagonal crimp
6422 | 2505260000 | ES EPG/HPG 60 HEX 240 | Crimping tool insert, Hexagonal crimp
6423 | 2505270000 | ES EPG/HPG 60 HEX 300 | Crimping tool insert, Hexagonal crimp
6424 | 2506070000 | WB I SK 4 | Screwdriver insert
6425 | 2517450000 | PICOPAK-CI-CO-LP-S | Signal converter/insulator, Output current loop powered, Input : 4-20 mA, Output : 4-20 mA
6426 | 2518330000 | WPD 204 2X25/4X16+6X10 2XBL | W-Series, Distribution block, Rated cross-section: Screw connection, Terminal rail / mounting plate
6427 | 2518540000 | WPD 105 1X35+1X16/2X25+3X16 BL | W-Series, Distribution block, Rated cross-section: Screw connection, Terminal rail / mounting plate
6428 | 2519480000 | WPD 108 1X120/2X35+3X25+4X16 BL | W-Series, Distribution block, Rated cross-section: Screw connection, Terminal rail / mounting plate
6429 | 2519490000 | WPD 109 1X185/2X35+3X25+4X16 BL | W-Series, Distribution block, Rated cross-section: Screw connection, Terminal rail / mounting plate
6430 | 2519570000 | KLIPPON BDX M20X15 S | Klippon BDX (compensating elements), Compensating element, M 20, 15 mm, IP66, Stainless steel 1.4404 (316L)
6431 | 2521730000 | WPD 107 1X95/2X35+8X25 BL | W-Series, Distribution block, Rated cross-section: Screw connection, Terminal rail / mounting plate
6432 | 2525150000 | CMA-CTM-7-32-1A-0.2VA-1 | Primary current: 32 A, Secondary current max.: 1 A, Load: 0.2 VA, Tolerance class: 1, closed current transformer
6433 | 2525620000 | SAIBC-M-5S-M12-L-COD | Power connector, M12 socket
6434 | 2530750000 | SAIS-M-5S-IDC-M12-L-COD | Power connector, M12 plug
6435 | 2530900000 | SAIE-M12SL-5S-H11TL-M16 | Built-in plugs, M12, M 16, Number of poles: 5, Backpanel mouting
6436 | 2531020000 | SAISC-M-5S-M12-L-COD | Power connector, M12 plug
6437 | 7789026025 | PAC-CMLX-SD15-V0-2M5 | Pre-assembled cable, PAC, Cable LiYCY, 0.25 mm²
6438 | 7789030025 | PAC-CTLX-RV36-V0-2M5 | Pre-assembled cable, PAC, Cable LiYY, 0.25 mm²
6439 | 7789038035 | PAC-CTLX-SD25-V3-3M5 | Pre-assembled cable, PAC, Cable LiYCY, 0.25 mm²
6440 | 7789041035 | PAC-CTLX-HE20-V2-3M5 | Pre-assembled cable, PAC, Cable LiYY, 0.25 mm²
6441 | 7789041080 | PAC-CTLX-HE20-V2-8M | Pre-assembled cable, PAC, Cable LiYY, 0.25 mm²
6442 | 7789042035 | PAC-CTLX-HE20-V3-3M5 | Pre-assembled cable, PAC, Cable LiYY, 0.25 mm²
6443 | 7789042090 | PAC-CTLX-HE20-V3-9M | Pre-assembled cable, PAC, Cable LiYY, 0.25 mm²
6444 | 7789044025 | PAC-CMLX-SD25-V1-2M5 | Pre-assembled cable, PAC, Cable LiYCY, 0.25 mm²
6445 | 7789045030 | PAC-CMLX-SD25-V2-3M | Pre-assembled cable, PAC, Cable LiYCY, 0.25 mm²
6446 | 7789048030 | PAC-CTLX-RV12-V0-3M | Pre-assembled cable, PAC, Cable LiYY, 0.25 mm²
6447 | 7789049080 | PAC-CTLX-HE20-V4-8M | Pre-assembled cable, PAC, Cable LiYY, 0.25 mm²
6448 | 7789059050 | PAC-CTLX-HE20-V6-5M | Pre-assembled cable, PAC, Cable LiYY, 0.25 mm²
6449 | 7789067035 | PAC-GF30-HE20-V1-3M5 | Pre-assembled cable, PAC, Cable LiYY, 0.25 mm²
6450 | 7789100040 | PAC-UNIV-HE20-F-4M | Pre-assembled cable, PAC, Cable LiYY, 0.25 mm²
6451 | 7789100070 | PAC-UNIV-HE20-F-7M | Pre-assembled cable, PAC, Cable LiYY, 0.25 mm²
6452 | 7789104005 | PAC-UNIV-RV24-F-0M5 | Pre-assembled cable, PAC, Cable LiYY, 0.25 mm²
6453 | 7789106005 | PAC-UNIV-RV36-F-0M5 | Pre-assembled cable, PAC, Cable LiYY, 0.25 mm²
6454 | 7789134050 | PAC-QTUM-SD25-V2-5M | Pre-assembled cable, PAC, Cable LiYCY, 0.25 mm²
6455 | 7789157035 | PAC-CTLX-SD25-V5-3M5 | Pre-assembled cable, PAC, Cable LiYCY, 0.25 mm²
6456 | 7789159025 | PAC-CTLX-SD25-V7-2M5 | Pre-assembled cable, PAC, Cable LiYCY, 0.25 mm²
6457 | 7789190030 | PAC-S300-RV24-V0-3M | Pre-assembled cable, PAC, Cable LiYY, 0.25 mm²
6458 | 7789191015 | PAC-S300-RV12-V0-1M5 | Pre-assembled cable, PAC, Cable LiYY, 0.25 mm²
6459 | 7789193015 | PAC-S300-SD15-V0-1M5 | Pre-assembled cable, PAC, Cable LiYCY, 0.25 mm²
6460 | 7789211020 | PAC-S300-RV24-V2-2M | Pre-assembled cable, PAC, Cable LiYY, 0.25 mm²
6461 | 7789215020 | PAC-S300-RV36-V0-2M | Pre-assembled cable, PAC, Cable LiYY, 0.25 mm²
6462 | 7789222025 | PAC-S300-HE20-V2-2M5 | Pre-assembled cable, PAC, Cable LiYY, 8.6 ± 1 mm
6463 | 7789224080 | PAC-S300-SD15-V1-8M | Pre-assembled cable, PAC, Cable LiYCY, 0.25 mm²
6464 | 7789227060 | PAC-S300-SD15-V2-6M | Pre-assembled cable, PAC, Cable LiYCY, 0.25 mm²
6465 | 7789228080 | PAC-S300-SD15-V3-8M | Pre-assembled cable, PAC, Cable LiYCY, 0.25 mm²
6466 | 7789228100 | PAC-S300-SD15-V3-10M | Pre-assembled cable, PAC, Cable LiYCY, 0.25 mm²
6467 | 7789233015 | PAC-S300-SD25-V3-1M5 | Pre-assembled cable, PAC, Cable LiYCY, 0.25 mm²
6468 | 7789233080 | PAC-S300-SD25-V3-8M | Pre-assembled cable, PAC, Cable LiYCY, 0.25 mm²
6469 | 7789236060 | PAC-S300-HE20-V4-6M | Pre-assembled cable, PAC, Cable LiYY, 8.6 ± 1 mm
6470 | 7789246005 | PAC-S300-HE20-V7-0M5 | Pre-assembled cable, PAC, Cable LiYY, 8.6 ± 1 mm
6471 | 7789246015 | PAC-S300-HE20-V7-1M5 | Pre-assembled cable, PAC, Cable LiYY, 8.6 ± 1 mm
6472 | 7789246080 | PAC-S300-HE20-V7-8M | Pre-assembled cable, PAC, Cable LiYY, 8.6 ± 1 mm
6473 | 7789261035 | PAC-PREM-SD25-V0-3M5 | Pre-assembled cable, PAC, Cable LiYCY, 0.25 mm²
6474 | 7789261050 | PAC-PREM-SD25-V0-5M | Pre-assembled cable, PAC, Cable LiYCY, 0.25 mm²
6475 | 7789276035 | PAC-S400-RV36-V1-3M5 | Pre-assembled cable, PAC, Cable LiYY, 0.25 mm²
6476 | 7789276070 | PAC-S400-RV36-V1-7M | Pre-assembled cable, PAC, Cable LiYY, 0.25 mm²
6477 | 7789278020 | PAC-S400-RV36-V2-2M | Pre-assembled cable, PAC, Cable LiYY, 0.25 mm²
6478 | 7789290020 | PAC-S400-HE20-V0-2M | Pre-assembled cable, PAC, Cable LiYY, 0.25 mm²
6479 | 7789292030 | PAC-S400-HE20-V2-3M | Pre-assembled cable, PAC, Cable LiYY, 0.25 mm²
6480 | 7789292060 | PAC-S400-HE20-V2-6M | Pre-assembled cable, PAC, Cable LiYY, 0.25 mm²
6481 | 7789292100 | PAC-S400-HE20-V2-10M | Pre-assembled cable, PAC, Cable LiYY, 0.25 mm²
6482 | 7789301040 | PAC-UNIV-HE20-1:1-4M | Pre-assembled cable, PAC, Cable LiYY, 0.25 mm²
6483 | 7789301050 | PAC-UNIV-HE20-1:1-5M | Pre-assembled cable, PAC, Cable LiYY, 0.25 mm²
6484 | 7789301060 | PAC-UNIV-HE20-1:1-6M | Pre-assembled cable, PAC, Cable LiYY, 0.25 mm²
6485 | 7789301100 | PAC-UNIV-HE20-1:1-10M | Pre-assembled cable, PAC, Cable LiYY, 0.25 mm²
6486 | 7789322005 | PAC-PREM-HE20-V0-0M5 | Pre-assembled cable, PAC, Cable LiYY, 0.25 mm²
6487 | 7789322100 | PAC-PREM-HE20-V0-10M | Pre-assembled cable, PAC, Cable LiYY, 0.25 mm²
6488 | 7789329005 | PAC-TWDO-HE20-V3-0M5 | Pre-assembled cable, PAC, Cable LiYY, 0.25 mm²
6489 | 7789373030 | PAC-CJ1W-HE20-V3-3M | Pre-assembled cable, PAC, Cable LiYY, 0.25 mm²
6490 | 7789373050 | PAC-CJ1W-HE20-V3-5M | Pre-assembled cable, PAC, Cable LiYY, 0.25 mm²
6491 | 7789380015 | PAC-M340-HE20-V1-1M5 | Pre-assembled cable, PAC, Cable LiYY, 0.25 mm²
6492 | 7789380025 | PAC-M340-HE20-V1-2M5 | Pre-assembled cable, PAC, Cable LiYY, 0.25 mm²
6493 | 7789387025 | PAC-M340-HE20-V0-2M5 | Pre-assembled cable, PAC, Cable LiYY, 0.25 mm²
6494 | 7789387070 | PAC-M340-HE20-V0-7M | Pre-assembled cable, PAC, Cable LiYY, 0.25 mm²
6495 | 7789387100 | PAC-M340-HE20-V0-10M | Pre-assembled cable, PAC, Cable LiYY, 0.25 mm²
6496 | 7789388020 | PAC-UNIV-HE20-LCF-2M | Pre-assembled cable, PAC, Cable LiYY, 0.14 mm²
6497 | 7789604030 | PAC-S300-SD37-V3-3M | Pre-assembled cable, PAC, Cable LiYCY, 0.25 mm²
6498 | 7789606020 | PAC-S300-UNIU-V0-2M | Pre-assembled cable, PAC, Cable LiYY, 0.25 mm²
6499 | 7789606025 | PAC-S300-UNIU-V0-2M5 | Pre-assembled cable, PAC, Cable LiYY, 0.25 mm²
6500 | 7789606040 | PAC-S300-UNIU-V0-4M | Pre-assembled cable, PAC, Cable LiYY, 0.25 mm²
6501 | 7789607020 | PAC-S300-UNIS-V0-2M | Pre-assembled cable, PAC, Cable LiYCY, 0.25 mm²
6502 | 7789607030 | PAC-S300-UNIS-V0-3M | Pre-assembled cable, PAC, Cable LiYCY, 0.25 mm²
6503 | 7789607050 | PAC-S300-UNIS-V0-5M | Pre-assembled cable, PAC, Cable LiYCY, 0.25 mm²
6504 | 7789608050 | PAC-S300-UNIU-V1-5M | Pre-assembled cable, PAC, Cable LiYY, 0.25 mm²
6505 | 7789609030 | PAC-S300-UNIS-V1-3M | Pre-assembled cable, PAC, Cable LiYCY, 0.25 mm²
6506 | 7789609050 | PAC-S300-UNIS-V1-5M | Pre-assembled cable, PAC, Cable LiYCY, 0.25 mm²
6507 | 7789609100 | PAC-S300-UNIS-V1-10M | Pre-assembled cable, PAC, Cable LiYCY, 0.25 mm²
6508 | 7789617100 | C300-32B-F-2S-M34-10M | Pre-assembled cable, PAC, Cable LiYCY, 0.34 mm²
6509 | 7789618015 | PAC-RX3I-HE20-V0-1M5 | Pre-assembled cable, PAC, Cable LiYY, 0.25 mm²
6510 | 7789618020 | PAC-RX3I-HE20-V0-2M | Pre-assembled cable, PAC, Cable LiYY, 0.25 mm²
6511 | 7789619015 | PAC-RX3I-HE20-V1-1M5 | Pre-assembled cable, PAC, Cable LiYY, 0.25 mm²
6512 | 7789626030 | PAC-RX3I-SD37-V2-3M | Pre-assembled cable, PAC, Cable LiYCY, 0.25 mm²
6513 | 7789631030 | PAC-RX3I-RV36-V0-3M | Pre-assembled cable, PAC, Cable LiYY, 0.25 mm²
6514 | 7789637015 | PAC-M340-SD15-V0-1M5 | Pre-assembled cable, PAC, Cable LiYCY, 0.25 mm²
6515 | 7789637030 | PAC-M340-SD15-V0-3M | Pre-assembled cable, PAC, Cable LiYCY, 0.25 mm²
6516 | 7789637100 | PAC-M340-SD15-V0-10M | Pre-assembled cable, PAC, Cable LiYCY, 0.25 mm²
6517 | 7789639015 | PAC-M340-SD37-V0-1M5 | Pre-assembled cable, PAC, Cable LiYCY, 0.25 mm²
6518 | 7789639020 | PAC-M340-SD37-V0-2M | Pre-assembled cable, PAC, Cable LiYCY, 0.25 mm²
6519 | 7789639040 | PAC-M340-SD37-V0-4M | Pre-assembled cable, PAC, Cable LiYCY, 0.25 mm²
6520 | 7789639050 | PAC-M340-SD37-V0-5M | Pre-assembled cable, PAC, Cable LiYCY, 0.25 mm²
6521 | 7789640015 | PAC-M340-SD15-V2-1M5 | Pre-assembled cable, PAC, Cable LiYCY, 0.25 mm²
6522 | 7940045760 | ACT20P-UI-2RCO-DC-S | Limit value monitoring, universal, Input: temperature, R, U, I, Relay output, 24 V DC power supply, 24 V (@ 4-20 mA loop)
6523 | 8909650050 | IE-C6ES8UG0050A40A40-E | System cable, RJ45 IP 20, RJ45 IP 20, Cat.6A / Class EA (ISO/IEC 11801 2010), PUR, 5 m
6524 | 8909650120 | IE-C6ES8UG0120A40A40-E | System cable, RJ45 IP 20, RJ45 IP 20, Cat.6A / Class EA (ISO/IEC 11801 2010), PUR, 12 m
6525 | 8941350003 | IE-C6FS8UG0003A40A40-G | System cable, RJ45 IP 20, RJ45 IP 20, Cat.6A / Class EA (ISO/IEC 11801 2010), PUR, 0.3 m
6526 | 8941350150 | IE-C6FS8UG0150A40A40-G | System cable, RJ45 IP 20, RJ45 IP 20, Cat.6A / Class EA (ISO/IEC 11801 2010), PUR, 15 m
6527 | 8941350400 | IE-C6FS8UG0400A40A40-G | System cable, RJ45 IP 20, RJ45 IP 20, Cat.6A / Class EA (ISO/IEC 11801 2010), PUR, 40 m
6528 | 9456140750 | SAIL-M12BG-5S7.5U | Sensor/actuator line, One end without connector, M12, Number of poles : 5, 7.5 m, Female socket, straight, Shielded: Yes, LED: No, Sheath material: PUR, Halogen: No
6529 | 9457230700 | SAIL-M12GM12G-3-7.0U | Sensor/actuator line, Connecting line, M12 / M12, Number of poles : 3, 7 m, pin, straight - socket, straight, Shielded: No, LED: No, Sheath material: PUR, Halogen: No
6530 | 9457340400 | SAIL-M12GM12G-5-4.0U | Sensor/actuator line, Connecting line, M12 / M12, Number of poles : 5, 4 m, pin, straight - socket, straight, Shielded: No, LED: No, Sheath material: PUR, Halogen: No
6531 | 9457381500 | SAIL-M8BW-3-15U | Sensor/actuator line, One end without connector, M8, Number of poles : 3, 15 m, Socket, angled, Shielded: No, LED: No, Sheath material: PUR, Halogen: No
6532 | 9457390075 | SAIL-M12GM12W-3-0.75U | Sensor/actuator line, Connecting line, M12 / M12, Number of poles : 3, 0.75 m, pin, straight - socket, 90°, Shielded: No, LED: No, Sheath material: PUR, Halogen: No
6533 | 9457450800 | SAIL-M8BG-3-8.0U | Sensor/actuator line, One end without connector, M8, Number of poles : 3, 8 m, Female socket, straight, Shielded: No, LED: No, Sheath material: PUR, Halogen: No
6534 | 9457610010 | SAIL-M12G-5-0.1U | Sensor/actuator line, One end without connector, M12, Number of poles : 5, 0.1 m, pin, straight, Shielded: No, LED: No, Sheath material: PUR, Halogen: No
6535 | 9457740100 | SAIL-M12BW-4-1.0U | Sensor/actuator line, One end without connector, M12, Number of poles : 4, 1 m, Socket, angled, Shielded: No, LED: No, Sheath material: PUR, Halogen: No
6536 | 9457747000 | SAIL-M12BW-4-70U | Sensor/actuator line, One end without connector, M12, Number of poles : 4, 70 m, Socket, angled, Shielded: No, LED: No, Sheath material: PUR, Halogen: No
6537 | 9457770350 | SAIL-M12GM8G-3-3.5U | Sensor/actuator line, Connecting line, M12 / M8, Number of poles : 3, 3.5 m, pin, straight - socket, straight, Shielded: No, LED: No, Sheath material: PUR, Halogen: No
6538 | 9457770400 | SAIL-M12GM8G-3-4.0U | Sensor/actuator line, Connecting line, M12 / M8, Number of poles : 3, 4 m, pin, straight - socket, straight, Shielded: No, LED: No, Sheath material: PUR, Halogen: No
6539 | 9457911300 | SAIL-M12BG-5-13U | Sensor/actuator line, One end without connector, M12, Number of poles : 5, 13 m, Female socket, straight, Shielded: No, LED: No, Sheath material: PUR, Halogen: No
6540 | 7789040010 | PAC-CTLX-HE20-V1-1M | Pre-assembled cable, PAC, Cable LiYY, 0.25 mm²
6541 | 7789037025 | PAC-CTLX-SD25-V2-2M5 | Pre-assembled cable, PAC, Cable LiYCY, 0.25 mm²
6542 | 7789239050 | PAC-S300-HE20-V6-5M | Pre-assembled cable, PAC, Cable LiYY, 8.6 ± 1 mm
6543 | 1044470002 | IE-C5DD4UG0002MCSA20-E | Dragline cable, PROFINET, M12 D-code ? IP 67 straight pin, RJ45 IP 20, Cat.5 (ISO/IEC 11801) / Cat.5e (TIA T568-B), PUR, 0.2 m
6544 | 7789380050 | PAC-M340-HE20-V1-5M | Pre-assembled cable, PAC, Cable LiYY, 0.25 mm²
6545 | 7789292040 | PAC-S400-HE20-V2-4M | Pre-assembled cable, PAC, Cable LiYY, 0.25 mm²
6546 | 7789155010 | PAC-CTLX-RV24-V4-1M | Pre-assembled cable, PAC, Cable LiYY, 0.25 mm²
6547 | 7789154010 | PAC-CTLX-RV24-V3-1M | Pre-assembled cable, PAC, Cable LiYY, 0.25 mm²
6548 | 7789388015 | PAC-UNIV-HE20-LCF-1M5 | Pre-assembled cable, PAC, Cable LiYY, 0.14 mm²
6549 | 7760054306 | ACT20P-VM-AO-S | Signal converter/insulator, Input: AC/DC voltage, Output: 4 - 20 mA
6550 | 1111170000 | HDC 64D TOLU 1M50G | HDC enclosures, Size: 8, Protection degree: IP65 (in plugged condition), Cable entry from top, Plug housing, End-locking clamp, lower side, Standard, Size of cable entries: M 50
6551 | 1132090000 | SRC-I CLIP HM RCI | RIDERSERIES RCI, Retaining clip
6552 | 1165940004 | IE-C6FP8LD0004M40M40-D | Patch cable, RJ45 IP 20, RJ45 IP 20, Cat.6A / Class EA (ISO/IEC 11801 2010), LSZH, 0.4 m
6553 | 1165940006 | IE-C6FP8LD0006M40M40-D | Patch cable, RJ45 IP 20, RJ45 IP 20, Cat.6A / Class EA (ISO/IEC 11801 2010), LSZH, 0.6 m
6554 | 1165940035 | IE-C6FP8LD0035M40M40-D | Patch cable, RJ45 IP 20, RJ45 IP 20, Cat.6A / Class EA (ISO/IEC 11801 2010), LSZH, 3.5 m
6555 | 1165940065 | IE-C6FP8LD0065M40M40-D | Patch cable, RJ45 IP 20, RJ45 IP 20, Cat.6A / Class EA (ISO/IEC 11801 2010), LSZH, 6.5 m
6556 | 1165940090 | IE-C6FP8LD0090M40M40-D | Patch cable, RJ45 IP 20, RJ45 IP 20, Cat.6A / Class EA (ISO/IEC 11801 2010), LSZH, 9 m
6557 | 1165940110 | IE-C6FP8LD0110M40M40-D | Patch cable, RJ45 IP 20, RJ45 IP 20, Cat.6A / Class EA (ISO/IEC 11801 2010), LSZH, 11 m
6558 | 1166030002 | IE-C6FP8LR0002M40M40-R | Patch cable, RJ45 IP 20, RJ45 IP 20, Cat.6A / Class EA (ISO/IEC 11801 2010), LSZH, 0.2 m
6559 | 1193580000 | VGM32-SS68 15-25 BG | Heavy-duty connectors, Accessories, Cable glands, Stainless steel 1.4305 (303)
6560 | 1193620000 | VGM40-MS68 20-32 BG | Heavy-duty connectors, Accessories, Cable glands, Brass, nickel-plated
6561 | 1201211500 | SAIL-M8GRJ45-4S15UIE | Bus line, Connecting line, M8, Number of poles: 4, 15 m, pin, straight, RJ45, Shielded: Yes, LED: No, Sheath material: PUR, Halogen: No
6562 | 1206740000 | IE-PS-SCRJ1-SM | FO connector, Plug SCRJ, singlemode, IP20
6563 | 1220310020 | IE-C5DB4WE0020MCSA20-E | System cable, M12 D-code ? IP 67 straight pin, RJ45 IP 20, Cat.5 (ISO/IEC 11801), Radox GKW S, 2 m
6564 | 1223650050 | SAIE-M12B-8S0.5U HW | Built-in plugs, M12, PG 9, Number of poles: 8, 0.5 m
6565 | 1238910000 | ACT20P-UI-2RCO-AC-S | Limit value monitoring, universal, Input: temperature, R, U, I, Relay output, 90?264 V AC power supply, 24 V (@ 4-20 mA loop)
6566 | 1241100000 | IE-SW-PL16M-16TX | Network switch, managed, Fast Ethernet, Number of ports: 16x RJ45, IP30, 0 °C...60 °C
6567 | 1251310000 | MTA 45 MF | Electronics housings, Mounting flange
6568 | 1251320000 | MTA 30 MF | Electronics housings, Mounting flange
6569 | 1251580005 | IE-C6FP8LY0005M40M40-Y | Patch cable, RJ45 IP 20, RJ45 IP 20, Cat.6A / Class EA (ISO/IEC 11801 2010), LSZH, 0.5 m
6570 | 1251580010 | IE-C6FP8LY0010M40M40-Y | Patch cable, RJ45 IP 20, RJ45 IP 20, Cat.6A / Class EA (ISO/IEC 11801 2010), LSZH, 1 m
6571 | 1251580015 | IE-C6FP8LY0015M40M40-Y | Patch cable, RJ45 IP 20, RJ45 IP 20, Cat.6A / Class EA (ISO/IEC 11801 2010), LSZH, 1.5 m
6572 | 1251580020 | IE-C6FP8LY0020M40M40-Y | Patch cable, RJ45 IP 20, RJ45 IP 20, Cat.6A / Class EA (ISO/IEC 11801 2010), LSZH, 2 m
6573 | 1251590002 | IE-C6FP8LG0002M40M40-G | Patch cable, RJ45 IP 20, RJ45 IP 20, Cat.6A / Class EA (ISO/IEC 11801 2010), LSZH, 0.2 m
6574 | 1251590003 | IE-C6FP8LG0003M40M40-G | Patch cable, RJ45 IP 20, RJ45 IP 20, Cat.6A / Class EA (ISO/IEC 11801 2010), LSZH, 0.3 m
6575 | 1251590005 | IE-C6FP8LG0005M40M40-G | Patch cable, RJ45 IP 20, RJ45 IP 20, Cat.6A / Class EA (ISO/IEC 11801 2010), LSZH, 0.5 m
6576 | 1251590010 | IE-C6FP8LG0010M40M40-G | Patch cable, RJ45 IP 20, RJ45 IP 20, Cat.6A / Class EA (ISO/IEC 11801 2010), LSZH, 1 m
6577 | 1251590015 | IE-C6FP8LG0015M40M40-G | Patch cable, RJ45 IP 20, RJ45 IP 20, Cat.6A / Class EA (ISO/IEC 11801 2010), LSZH, 1.5 m
6578 | 1251590020 | IE-C6FP8LG0020M40M40-G | Patch cable, RJ45 IP 20, RJ45 IP 20, Cat.6A / Class EA (ISO/IEC 11801 2010), LSZH, 2 m
6579 | 1251590075 | IE-C6FP8LG0075M40M40-G | Patch cable, RJ45 IP 20, RJ45 IP 20, Cat.6A / Class EA (ISO/IEC 11801 2010), LSZH, 7.5 m
6580 | 1251610005 | IE-C6FP8LE0005M40M40-E | Patch cable, RJ45 IP 20, RJ45 IP 20, Cat.6A / Class EA (ISO/IEC 11801 2010), LSZH, 0.5 m
6581 | 1251610010 | IE-C6FP8LE0010M40M40-E | Patch cable, RJ45 IP 20, RJ45 IP 20, Cat.6A / Class EA (ISO/IEC 11801 2010), LSZH, 1 m
6582 | 1251610015 | IE-C6FP8LE0015M40M40-E | Patch cable, RJ45 IP 20, RJ45 IP 20, Cat.6A / Class EA (ISO/IEC 11801 2010), LSZH, 1.5 m
6583 | 1251610020 | IE-C6FP8LE0020M40M40-E | Patch cable, RJ45 IP 20, RJ45 IP 20, Cat.6A / Class EA (ISO/IEC 11801 2010), LSZH, 2 m
6584 | 1264180000 | PB-DP SUB-D M12 180 | SUB-D
6585 | 1270510000 | HDC HP 550 F 35 | HDC insert, Female, 3000 V, 550 A, Crimp connection, Size: 550
6586 | 1271590015 | SAIL-VSB-M8G-3-0.15U | Valve plug, Straight plug - valve plug
6587 | 1318011000 | IE-FM6C2UE0100MSD1SD1X | Dragline cable, SC IP 67 bayonet V01 metal, SC IP 67 bayonet V01 metal, 62.5 µm, PUR, 100 m
6588 | 1318012000 | IE-FM6C2UE0200MSD1SD1X | Dragline cable, SC IP 67 bayonet V01 metal, SC IP 67 bayonet V01 metal, 62.5 µm, PUR, 200 m
6589 | 1318012500 | IE-FM6C2UE0250MSD1SD1X | Dragline cable, SC IP 67 bayonet V01 metal, SC IP 67 bayonet V01 metal, 62.5 µm, PUR, 250 m
6590 | 1318013000 | IE-FM6C2UE0300MSD1SD1X | Dragline cable, SC IP 67 bayonet V01 metal, SC IP 67 bayonet V01 metal, 62.5 µm, PUR, 300 m
6591 | 1318013500 | IE-FM6C2UE0350MSD1SD1X | Dragline cable, SC IP 67 bayonet V01 metal, SC IP 67 bayonet V01 metal, 62.5 µm, PUR, 350 m
6592 | 1318100000 | SDIR 1 | Screwdriver, Mounting tool
6593 | 1318220000 | ACT20X-HUI-SAO-LP-S | ACT20X, EX signal isolating converter, 1-channel version, Output-loop powered
6594 | 1318340000 | SDI SL/PH 2 | Screwdriver, Screwdriver
6595 | 1318380000 | BIT E6,3 T40 | Accessories, Mounting tool
6596 | 1321690000 | SAIB-M16-2/9 | Plugs prefabricated to customer spec., M16, Female socket, straight
6597 | 1321700000 | SAIS-M16-2/9 | Plugs prefabricated to customer spec., M16, pin, straight
6598 | 1326540000 | IE-C7FS8LB-305M | System cable, Cat.7 (ISO/IEC 11801), LSZH, 305 m
6599 | 1327090000 | SAIH-ETHERCAT-4X0.15PUR | Bus line, Number of poles: 4, Shielded: Yes, LED: No, Sheath material: PUR, Halogen: No
6600 | 1334770000 | UR20-16AUX-I | Remote I/O module, IP20, Potential distributor
6601 | 1334780000 | UR20-16AUX-O | Remote I/O module, IP20, Potential distributor
6602 | 1334790000 | UR20-16AUX-FE | Remote I/O module, IP20, Potential distributor
6603 | 1334800000 | UR20-16AUX-GND-I | Remote I/O module, IP20, Potential distributor
6604 | 1334810000 | UR20-16AUX-GND-O | Remote I/O module, IP20, Potential distributor
6605 | 1334890000 | UR20-FBC-CAN | Remote I/O fieldbus coupler, IP20, CANopen
6606 | 1344680000 | IE-C7FS8LG-305M | System cable, Cat.7 (ISO/IEC 11801), LSZH
6607 | 1344730000 | SAISW-4/8S-M12 4P A-ZF | Plugs prefabricated to customer spec., M12, pin, 90°
6608 | 1344740000 | SAIBW-4/8S-M12 4P A-ZF | Sockets prefabricated to customer spec., M12, Socket, angled
6609 | 1345030010 | IE-C5ED8UG0010A40A40-E | Dragline cable, RJ45 IP 20, RJ45 IP 20, Cat.5 (ISO/IEC 11801) / Cat.5e (TIA T568-B), PUR, 1 m
6610 | 1346400000 | UR20-PK-1315200000-SP | Replacement part, ,
6611 | 1350120010 | IE-CSPS5VS0010VAPVAP-X | System cable, PushPull Power, PushPull Power, PVC, 1 m
6612 | 1350120015 | IE-CSPS5VS0015VAPVAP-X | System cable, PushPull Power, PushPull Power, PVC, 1.5 m
6613 | 1350120020 | IE-CSPS5VS0020VAPVAP-X | System cable, PushPull Power, PushPull Power, PVC, 2 m
6614 | 1350120030 | IE-CSPS5VS0030VAPVAP-X | System cable, PushPull Power, PushPull Power, PVC, 3 m
6615 | 1350120050 | IE-CSPS5VS0050VAPVAP-X | System cable, PushPull Power, PushPull Power, PVC, 5 m
6616 | 1350120100 | IE-CSPS5VS0100VAPVAP-X | System cable, PushPull Power, PushPull Power, PVC, 10 m
6617 | 1350120150 | IE-CSPS5VS0150VAPVAP-X | System cable, PushPull Power, PushPull Power, PVC, 15 m
6618 | 1350120200 | IE-CSPS5VS0200VAPVAP-X | System cable, PushPull Power, PushPull Power, PVC, 20 m
6619 | 1350120250 | IE-CSPS5VS0250VAPVAP-X | System cable, PushPull Power, PushPull Power, PVC, 25 m
6620 | 1350120300 | IE-CSPS5VS0300VAPVAP-X | System cable, PushPull Power, PushPull Power, PVC, 30 m
6621 | 1350120350 | IE-CSPS5VS0350VAPVAP-X | System cable, PushPull Power, PushPull Power, PVC, 35 m
6622 | 1350120400 | IE-CSPS5VS0400VAPVAP-X | System cable, PushPull Power, PushPull Power, PVC, 40 m
6623 | 1350120450 | IE-CSPS5VS0450VAPVAP-X | System cable, PushPull Power, PushPull Power, PVC, 45 m
6624 | 1350930000 | UR20-BM-SP | Replacement part, , Flange-mounted housing
6625 | 1351390000 | VPU II 0 PV 1200V DC | Surge voltage arrester, Low voltage, Accessories
6626 | 1351430000 | VPU I 2+0 R PV 1000V DC | Surge voltage arrester, Low voltage, with remote contact
6627 | 1351480000 | VPU II 0 PV 1500V DC | Surge voltage arrester, Low voltage, Accessories
6628 | 1353790000 | SAIE-M12S-5-0.2U P9 .75 | Built-in plugs, M12, pin, straight, PG 9, Number of poles: 5, 0.2 m, Front mounting
6629 | 1354950000 | HDC HQP ALU CS | HDC enclosures, Size: HQ, Protection degree: IP65 (in plugged condition), Bulkhead housing, Side-locking clamp on lower side, Standard
6630 | 1362950000 | IE-MCT-1RS232/485-1ST | Serial/fibre-optic converter, 1 x terminal block for RS232/422/485, 1 x ST multimode, IP30, -40 °C...75 °C
6631 | 1365750030 | PAC-S400-HE10-V0-3M | Pre-assembled cable, PAC, Cable LiYY, 0.25 mm²
6632 | 1367090000 | IE-ANT-O-BG-360-6-NF | Omni-directional antenna, 2.4 GHz band, Gain of 6 dBi, Vertical, 1x N-type female, bottom, IP67, Impedance: 50 ?
6633 | 1367100000 | IE-CC-NM-RPSMAM-4M | Antenna cable, Connection 1:, N-type male, Connection 2:, RP-SMA male, Length: 4 m
6634 | 1367110000 | IE-CC-NM-RPSMAM-2M | Antenna cable, Connection 1:, N-type male, Connection 2:, RP-SMA male, Length: 2 m
6635 | 1367120000 | IE-ANT-O-AH-360-5-NF | Omni-directional antenna, 5 GHz band, Gain of 5 dBi, Vertical, 1x N-type female, bottom, IP64, Impedance: 50 ?
6636 | 1367130000 | IE-ANT-O-ABG-360-7-NF | Omni-directional antenna, Dual Band (2.4 GHz / 5 GHz), Gain of up to 8 dBi at 5 GHz / up to 6 dBi at 2.4 GHz, Vertical, 1x N-type female, bottom, IP68, Impedance: 50 ?
6637 | 1367140000 | IE-ANT-P-ABG-75-9-NF | Directional antenna, Dual Band (2.4 GHz / 5 GHz), Gain 9 dBi, Vertical, 1x N-type female, bottom, IP67, Impedance: 50 ?
6638 | 1368780000 | PB-DP SUB-D M12 35 T | SUB-D
6639 | 1370040010 | CP DC UPS 24V 40A | UPS control unit
6640 | 1375450000 | ACT20M-BAI-AO-S | Signal converter/insulator, Configurable, Input : I/U/bidirectional I, Output : I / U
6641 | 1375470000 | ACT20M-BAI-2AO-S | Signal converter/insulator, Configurable, Input : I/U/bidirectional I, Output : 2 x I/U or 1 x bidirectional
6642 | 1375480000 | ACT20M-TCI-AO-S | Temperature converter, Thermocouple, With galvanic isolation, Input : Temperature, thermocouple, Output : I / U
6643 | 1375500000 | ACT20M-TCI-AO-E-S | Temperature converter, Thermocouple, Without galvanic isolation, Input : Temperature, thermocouple, Output : I / U
6644 | 1375520000 | ACT20M-RTI-AO-E-S | Temperature converter, Without galvanic isolation, Input : Temperature, PT100, Output : I / U
6645 | 1376510005 | IE-C5DD4UG0005A2DA2D-E | Dragline cable, PROFINET, RJ45 IP 20 with protective cap, RJ45 IP 20 with protective cap, Cat.5 (ISO/IEC 11801) / Cat.5e (TIA T568-B), PUR, 0.5 m
6646 | 1376510020 | IE-C5DD4UG0020A2DA2D-E | Dragline cable, PROFINET, RJ45 IP 20 with protective cap, RJ45 IP 20 with protective cap, Cat.5 (ISO/IEC 11801) / Cat.5e (TIA T568-B), PUR, 2 m
6647 | 1376510030 | IE-C5DD4UG0030A2DA2D-E | Dragline cable, PROFINET, RJ45 IP 20 with protective cap, RJ45 IP 20 with protective cap, Cat.5 (ISO/IEC 11801) / Cat.5e (TIA T568-B), PUR, 3 m
6648 | 1380540000 | SAISC-D-RR-7.3-C5 | Plugs prefabricated to customer spec., M12, pin, straight
6649 | 1380550000 | SAIBC-D-RR-7.3-C5 | Sockets prefabricated to customer spec., M12, Female socket, straight
6650 | 1380560000 | SAISC-D-RR-6.6-C5 | Plugs prefabricated to customer spec., M12, pin, straight
6651 | 1380570000 | SAIBC-D-RR-6.6-C5 | Sockets prefabricated to customer spec., M12, Female socket, straight
6652 | 1380580000 | SAISC-D-RR-8.3-C5 | Plugs prefabricated to customer spec., M12, pin, straight
6653 | 1380590000 | SAIBC-D-RR-8.3-C5 | Sockets prefabricated to customer spec., M12, Female socket, straight
6654 | 1380610000 | SAISC-D-PN-6.5-C5 | Plugs prefabricated to customer spec., M12, pin, straight
6655 | 1380620000 | SAIBC-D-PN-6.5-C5 | Sockets prefabricated to customer spec., M12, Female socket, straight
6656 | 1380630000 | SAIBC-WDF-D-RR-7.3-C5 | Panel feed-through, Number of poles: 4, Coding: D, M12, 50 V
6657 | 1380640000 | SAIBC-WDF-D-RR-6.6-C5 | Panel feed-through, Number of poles: 4, Coding: D, M12, 50 V
6658 | 1380650000 | SAIBC-WDF-D-RR-8.3-C5 | Panel feed-through, Number of poles: 4, Coding: D, M12, 50 V
6659 | 1380670000 | SAIBC-WDF-D-PN-6.5-C5 | Panel feed-through, Number of poles: 4, Coding: D, M12, 50 V
6660 | 1381670000 | SAI-TMCGK | Pressing tool
6661 | 1381680000 | SAI-TMC-P4 | Pressing tool
6662 | 1381690000 | SAI-TMCSK | Pressing tool
6663 | 1381710000 | SAI-TMCDC | Pressing tool
6664 | 1381750000 | SAI-CEH095 | Pressing tool
6665 | 1382980500 | SAIP-M8BW-3-5.0U | Sensor/actuator line, One end without connector, M8, Number of poles : 3, 5 m, Socket, angled, Shielded: No, LED: No, Sheath material: PUR, Halogen: No
6666 | 1382981000 | SAIP-M8BW-3-10U | Sensor/actuator line, One end without connector, M8, Number of poles : 3, 10 m, Socket, angled, Shielded: No, LED: No, Sheath material: PUR, Halogen: No
6667 | 1382990150 | SAIP-M8BG-4-1.5U | Sensor/actuator line, One end without connector, M8, Number of poles : 4, 1.5 m, Female socket, straight, Shielded: No, LED: No, Sheath material: PUR, Halogen: No
6668 | 1382990500 | SAIP-M8BG-4-5.0U | Sensor/actuator line, One end without connector, M8, Number of poles : 4, 5 m, Female socket, straight, Shielded: No, LED: No, Sheath material: PUR, Halogen: No
6669 | 1382991000 | SAIP-M8BG-4-10U | Sensor/actuator line, One end without connector, M8, Number of poles : 4, 10 m, Female socket, straight, Shielded: No, LED: No, Sheath material: PUR, Halogen: No
6670 | 1383000150 | SAIP-M8BW-4-1.5U | Sensor/actuator line, One end without connector, M8, Number of poles : 4, 1.5 m, Socket, angled, Shielded: No, LED: No, Sheath material: PUR, Halogen: No
6671 | 1383000500 | SAIP-M8BW-4-5.0U | Sensor/actuator line, One end without connector, M8, Number of poles : 4, 5 m, Socket, angled, Shielded: No, LED: No, Sheath material: PUR, Halogen: No
6672 | 1383001000 | SAIP-M8BW-4-10U | Sensor/actuator line, One end without connector, M8, Number of poles : 4, 10 m, Socket, angled, Shielded: No, LED: No, Sheath material: PUR, Halogen: No
6673 | 1383010150 | SAIP-M8BW-3L1.5U | Sensor/actuator line, One end without connector, M8, Number of poles : 3, 1.5 m, Socket, angled, Shielded: No, LED: Yes, Sheath material: PUR, Halogen: No
6674 | 1383010300 | SAIP-M8BW-3L3.0U | Sensor/actuator line, One end without connector, M8, Number of poles : 3, 3 m, Socket, angled, Shielded: No, LED: Yes, Sheath material: PUR, Halogen: No
6675 | 1383010500 | SAIP-M8BW-3L5.0U | Sensor/actuator line, One end without connector, M8, Number of poles : 3, 5 m, Socket, angled, Shielded: No, LED: Yes, Sheath material: PUR, Halogen: No
6676 | 1383011000 | SAIP-M8BW-3L10U | Sensor/actuator line, One end without connector, M8, Number of poles : 3, 10 m, Socket, angled, Shielded: No, LED: Yes, Sheath material: PUR, Halogen: No
6677 | 1383020000 | SAIS-WDF-4-M20 | Panel feed-through, Number of poles: 4, Coding: A, M12, 250 V
6678 | 1383030000 | SAIS-WDF-5-M20 | Panel feed-through, Number of poles: 5, Coding: A, M12, 60 V
6679 | 1383040000 | SAIS-WDF-8-M20 | Panel feed-through, Number of poles: 8, Coding: A, M12, 60 V
6680 | 1393420000 | WDU 70N/35 IR | Feed-through terminal, Screw connection, 70 mm², 1000 V, 192 A, dark beige
6681 | 1393470000 | IE-M12-PCBCE-PANEL-A | PCB connection element M12, M12, Cat.5 (ISO/IEC 11801), IP65 in acc. with DIN EN 60529
6682 | 1394420000 | UR20-4DO-PN-2A | Remote I/O module, IP20, 4-channel, Digital signals, Output
6683 | 1398070005 | IE-C6KS8VG0005XCSXCS-E | Connecting line, M12 X-type IP 67 straight male, M12 X-type IP 67 straight male, Cat.6A / Class EA (ISO/IEC 11801 2010), PVC, 0.5 m
6684 | 1398070015 | IE-C6KS8VG0015XCSXCS-E | Connecting line, M12 X-type IP 67 straight male, M12 X-type IP 67 straight male, Cat.6A / Class EA (ISO/IEC 11801 2010), PVC, 1.5 m
6685 | 1398070030 | IE-C6KS8VG0030XCSXCS-E | Connecting line, M12 X-type IP 67 straight male, M12 X-type IP 67 straight male, Cat.6A / Class EA (ISO/IEC 11801 2010), PVC, 3 m
6686 | 1398070050 | IE-C6KS8VG0050XCSXCS-E | Connecting line, M12 X-type IP 67 straight male, M12 X-type IP 67 straight male, Cat.6A / Class EA (ISO/IEC 11801 2010), PVC, 5 m
6687 | 1398070100 | IE-C6KS8VG0100XCSXCS-E | Connecting line, M12 X-type IP 67 straight male, M12 X-type IP 67 straight male, Cat.6A / Class EA (ISO/IEC 11801 2010), PVC, 10 m
6688 | 1398710000 | SAIE-7/8-B-5-0.2U-M20 | Built-in plugs, 7/8", M 20, Number of poles: 5, 0.2 m
6689 | 1400610000 | IE-AD-M12XRJ45-90 | Adapter, RJ45 90°, M12, Cat.6A / Class EA (ISO/IEC 11801 2010), IP67, M12 socket to RJ45 socket
6690 | 1400620000 | IE-AD-M12XRJ45-180 | Adapter, RJ45, M12, Cat.6A / Class EA (ISO/IEC 11801 2010), IP67, M12 socket to RJ45 socket
6691 | 1403680050 | IE-CSPD5US0050VAPVAP-X | System cable, PushPull Power, PushPull Power, PUR, 5 m
6692 | 1403680100 | IE-CSPD5US0100VAPVAP-X | System cable, PushPull Power, PushPull Power, PUR, 10 m
6693 | 1403680150 | IE-CSPD5US0150VAPVAP-X | System cable, PushPull Power, PushPull Power, PUR, 15 m
6694 | 1406200000 | PSSR 24VDC/1PH AC 25A | Power Solid-State Relais, Solid state contactor, 1 NO contact (Triac (zero-cross switch)), Rated control voltage: 3.5?32 V DC , Rated switching voltage: 12...275 V AC, Continuous current: 17 A (AC51) at 40 °C, 3.5 A (AC 53), Screw connection
6695 | 1406210000 | PSSR 24VDC/1PH AC 35A | Power Solid-State Relais, Solid state contactor, 1 NO contact (Thyristor (zero-cross switch)), Rated control voltage: 3.5?32 V DC , Rated switching voltage: 24?510 V AC, Continuous current: 23 A (AC51) at 40 °C, 12 A (AC 53)
6696 | 1406220000 | PSSR 230VAC/1PH AC 25A | Power Solid-State Relais, Solid state contactor, 1 NO contact (Triac (zero-cross switch)), Rated control voltage: 160...240 V AC/DC , Rated switching voltage: 12...275 V AC, Continuous current: 17 A (AC51) at 40 °C, 3.5 A (AC 53)
6697 | 1406230000 | PSSR 1PH CONTROL UNIT | Power Solid-State Relais, Current monitoring, Screw connection
6698 | 1406930000 | CP A BATTERY 24V DC1.3AH | Battery
6699 | 1412070000 | IE-SW-BL08-7TX-1SC | Network switch, unmanaged, Fast Ethernet, Number of ports: 7x RJ45, 1 * SC Multi-mode, IP30, -10 °C...60 °C
6700 | 1412090000 | IE-SW-BL08-7TX-1ST | Network switch, unmanaged, Fast Ethernet, Number of ports: 7x RJ45, 1 * ST Multi-mode, IP30, -10 °C...60 °C
6701 | 1412110000 | IE-SW-BL08-6TX-2SCS | Network switch, unmanaged, Fast Ethernet, Number of ports: 6x RJ45, 2x SC Single-mode, IP30, -10 °C...60 °C
6702 | 1412120000 | IE-SW-BL08T-6TX-2SCS | Network switch, unmanaged, Fast Ethernet, Number of ports: 6x RJ45, 2x SC Single-mode, IP30, -40 °C...75 °C
6703 | 1415810000 | HDC 16B SDLU 1M25G | HDC enclosures, Size: 6, Protection degree: IP65 (in plugged condition), Base housing, End-locking clamp, lower side, Standard, with cover, Size of cable entries: M 25
6704 | 1423550000 | POWER MONITOR | Supply voltage : 230 V
6705 | 1428860000 | HDC MHD 36 MC | Signal module, Pin, Module
6706 | 1428870000 | HDC MHD 36 FC | Signal module, Socket connector, Module
6707 | 1428950000 | HDC MHX 4P MC | Power module
6708 | 1428960000 | HDC MF 10B AC | Frame
6709 | 1428970000 | HDC MHX 4P FC | Power module
6710 | 1428980000 | HDC MF 10B CA | Frame
6711 | 1429050000 | HDC MF 24B AF | Frame
6712 | 1429070000 | HDC MF 24B FA | Frame
6713 | 1429340000 | HDC MHX 3 MC | Power module
6714 | 1429350000 | HDC MHX 3 FC | Power module
6715 | 1431490000 | SAI-4-M-4P-M12-SVV | Power distributor, M12, Hood version, Yes
6716 | 1433960005 | IE-FM6Z2LO0005DSD0SD0-X | Patch cable, duplex clip included, SC duplex IP 20, SC duplex IP 20, 62.5 µm, LSZH, 0.5 m
6717 | 1433960010 | IE-FM6Z2LO0001MSD0SD0-X | Patch cable, duplex clip included, SC duplex IP 20, SC duplex IP 20, 62.5 µm, LSZH, 1 m
6718 | 1433960050 | IE-FM6Z2LO0005MSD0SD0-X | Patch cable, duplex clip included, SC duplex IP 20, SC duplex IP 20, 62.5 µm, LSZH, 5 m
6719 | 1433960100 | IE-FM6Z2LO0010MSD0SD0-X | Patch cable, duplex clip included, SC duplex IP 20, SC duplex IP 20, 62.5 µm, LSZH, 10 m
6720 | 1433970010 | IE-FM5Z2LO0001MSD0SD0-X | Patch cable, duplex clip included, SC duplex IP 20, SC duplex IP 20, 50 µm, LSZH, 1 m
6721 | 1433970020 | IE-FM5Z2LO0002MSD0SD0-X | Patch cable, duplex clip included, SC duplex IP 20, SC duplex IP 20, 50 µm, LSZH, 2 m
6722 | 1435420000 | HDC MSL10 | Shield clamp
6723 | 1435590000 | ACT20M-RTCI-CO-OLP-S | Temperature converter, With galvanic isolation, Input : Temperature, PT100, thermocouple, Output : 4-20 mA
6724 | 1435610000 | ACT20M-RTI-CO-EOLP-S | Temperature converter, Without galvanic isolation, Input : Temperature, PT100, Output : 4-20 mA
6725 | 1438020000 | VPU I 4 R 400V/25KA | Surge voltage arrester, Low voltage, with remote contact, TN-C-S, TN-S
6726 | 1438180000 | IE-TO-USB-AB | Terminal rail outlet, USB, IP20
6727 | 1450510000 | IE-FC-SFP-KNOB | FrontCom, Single frame, Plastic cover, Control knob locking
6728 | 1450520000 | IE-FC-SFP-KEY2 | FrontCom, Single frame, Plastic cover, Lockable with key
6729 | 1450530000 | IE-FC-SFM-KNOB | FrontCom, Single frame, Metal cover, Control knob locking
6730 | 1450540000 | IE-FC-SFM-KEY2 | FrontCom, Single frame, Metal cover, Lockable with key
6731 | 1450570000 | IE-FC-SP-PWS/4ST | FrontCom, Insert plate, shielded, 1x Power, 4x Data
6732 | 1450580000 | IE-FC-SP-1ST/1D9/1D25 | FrontCom, Insert plate, shielded, 1x Data, 2x Signal
6733 | 1450590000 | IE-FC-SP-2ST/2D9 | FrontCom, Insert plate, shielded, 2x Data, 2x Signal
6734 | 1450620000 | IE-FC-SP-PWU/2ST | FrontCom, Insert plate, shielded, 1x Power, US, 2x Data
6735 | 1450630000 | IE-FC-IP-PWB/2ST | FrontCom, Insert plate, unshielded, 1x Power, 2x Data
6736 | 1450640000 | IE-FC-IP-PWS/4ST | FrontCom, Insert plate, unshielded, 1x Power, 4x Data
6737 | 1450650000 | IE-FC-IP-1ST/1D9/1D25 | FrontCom, Insert plate, unshielded, 1x Data, 2x Signal
6738 | 1450670000 | IE-FC-IP-2ST/2D9 | FrontCom, Insert plate, unshielded, 2x Data, 2x Signal
6739 | 1450680000 | IE-FC-IP-PWS/2D9 | FrontCom, Insert plate, unshielded, 1x Power, 2x Data
6740 | 1450700000 | IE-FC-IP-PWU/2ST | FrontCom, Insert plate, unshielded, 1x Power, US, 2x Data
6741 | 1450730000 | IE-FCI-PWB-DE | FrontCom, Insert Power large, Type F, Socket connector, DE
6742 | 1450750000 | IE-FCI-PWB-FR | FrontCom, Insert Power large, Type E, Socket connector, FR
6743 | 1450770000 | IE-FCI-PWB-GB | FrontCom, Insert Power large, Type G, Socket connector, GB
6744 | 1450790000 | IE-FCI-PWB-CN | FrontCom, Insert Power large, Type I, Socket connector, CN
6745 | 1450800000 | IE-FCI-PWS-US | FrontCom, Insert Power US, Type B, Socket connector, US
6746 | 1450810000 | IE-FCI-PWS-IT | FrontCom, Insert Power small, Type L, Socket connector, IT, EU
6747 | 1450820000 | IE-FC-PWPC | FrontCom, Touch-safe protection
6748 | 1450830000 | IE-FCI-PWB-AU | FrontCom, Insert Power large, Type I, Socket connector, AU, 15 A
6749 | 1450840000 | IE-FCI-D9-FF | FrontCom, Signal insert D-Sub, 9-pole, Socket / socket
6750 | 1450850000 | IE-FCI-D9-FM | FrontCom, Signal insert D-Sub, 9-pole, Plug, Socket connector
6751 | 1450870000 | IE-FCI-D9-FS | FrontCom, Signal insert D-Sub, 9-pole, Socket / solder connection
6752 | 1450880000 | IE-FCI-D25-FF | FrontCom, Signal insert D-Sub, 25-pole, Socket / socket
6753 | 1453210000 | ACT20P-UI-AO-DO-LP-S | Signal converter/insulator, Limit value monitoring, Input : universal U, I, R,?, Output : 4-20 mA, (loop powered), Transistor (Alarm)
6754 | 1457580010 | IE-C6EL8UG0010U40XCS-E | System cable, RJ45 IP 20, M12 X-type IP 67 straight male, Cat.6A / Class EA (ISO/IEC 11801 2010), PUR, 1 m
6755 | 1457580020 | IE-C6EL8UG0020U40XCS-E | System cable, RJ45 IP 20, M12 X-type IP 67 straight male, Cat.6A / Class EA (ISO/IEC 11801 2010), PUR, 2 m
6756 | 1457580030 | IE-C6EL8UG0030U40XCS-E | System cable, RJ45 IP 20, M12 X-type IP 67 straight male, Cat.6A / Class EA (ISO/IEC 11801 2010), PUR, 3 m
6757 | 1457580050 | IE-C6EL8UG0050U40XCS-E | System cable, RJ45 IP 20, M12 X-type IP 67 straight male, Cat.6A / Class EA (ISO/IEC 11801 2010), PUR, 5 m
6758 | 1457580250 | IE-C6EL8UG0250U40XCS-E | System cable, RJ45 IP 20, M12 X-type IP 67 straight male, Cat.6A / Class EA (ISO/IEC 11801 2010), PUR, 25 m
6759 | 1460140000 | UR20-2DI-P-TS | Remote I/O module, IP20, Input, Digital signals, dual channel
6760 | 1460300000 | SAIB-WDF-3+PE-M20-S-COD | Panel feed-through, Number of poles: 4, Coding: S, M12, 630 V
6761 | 1463640010 | IE-C6EL8UG0010XCSXCS-E | System cable, M12 X-type IP 67 straight male, M12 X-type IP 67 straight male, Cat.6A / Class EA (ISO/IEC 11801 2010), PUR, 1 m
6762 | 1463640020 | IE-C6EL8UG0020XCSXCS-E | System cable, M12 X-type IP 67 straight male, M12 X-type IP 67 straight male, Cat.6A / Class EA (ISO/IEC 11801 2010), PUR, 2 m
6763 | 1463640100 | IE-C6EL8UG0100XCSXCS-E | System cable, M12 X-type IP 67 straight male, M12 X-type IP 67 straight male, Cat.6A / Class EA (ISO/IEC 11801 2010), PUR, 10 m
6764 | 1465930000 | IE-FC-KEY | FrontCom, spare key, Single frame, Miscellaneous
6765 | 1467690000 | SAIBW-5/11-1.5 | Sockets prefabricated to customer spec., M12, Socket, angled
6766 | 1467850000 | SAISWC-M-4/8S-M12-D-COD | Plugs prefabricated to customer spec., M12, pin, 90°
6767 | 1467860000 | SAISW-3+PE/11-S-COD | Power connector, M12, pin, 90°
6768 | 1467870000 | SAIBW-3+PE/11-S-COD | Sockets prefabricated to customer spec., M12, Socket, angled
6769 | 1467880000 | SAISW-4/11-T-COD | Power connector, M12, pin, 90°
6770 | 1467890000 | SAIBW-4/11-T-COD | Sockets prefabricated to customer spec., M12, Socket, angled
6771 | 1467930000 | SAIE-M12S-3+PE-S-0.2U-M16 | Built-in plugs, M12, pin, straight, M 16, Number of poles: 4, 0.2 m, Front mounting
6772 | 1467940000 | SAIE-M12B-3+PE-S-0.2U-M16 | Built-in plugs, M12, Female socket, straight, M 16, Number of poles: 4, 0.2 m, Front mounting
6773 | 1467950000 | SAIE-M12S-4-T-0.2U-M16 | Built-in plugs, M12, pin, straight, M 16, Number of poles: 4, 0.2 m, Front mounting
6774 | 1467960000 | SAIE-M12B-4-T-0.2U-M16 | Built-in plugs, M12, Female socket, straight, M 16, Number of poles: 4, 0.2 m, Front mounting
6775 | 1469480000 | PRO ECO 120W 24V 5A | Power supply, switch-mode power supply unit, 24 V
6776 | 1470260000 | POWER MONITOR 51A | Supply voltage : 230 V
6777 | 1477420000 | ACT20P-AI-AO-DC-S | Signal converter/isolator, 24 V DC power supply, Input : I/U universal, Output : I/U universal
6778 | 1478100000 | PRO MAX 72W 24V 3A | Power supply, switch-mode power supply unit, 24 V
6779 | 1478110000 | PRO MAX 120W 24V 5A | Power supply, switch-mode power supply unit, 24 V
6780 | 1478140000 | PRO MAX 480W 24V 20A | Power supply, switch-mode power supply unit, 24 V
6781 | 1478180000 | PRO MAX3 240W 24V 10A | Power supply, switch-mode power supply unit, 24 V
6782 | 1478190000 | PRO MAX3 480W 24V 20A | Power supply, switch-mode power supply unit, 24 V
6783 | 1478200000 | PRO MAX3 960W 24V 40A | Power supply, switch-mode power supply unit, 24 V
6784 | 1478230000 | PRO MAX 120W 12V 10A | Power supply, switch-mode power supply unit, 12 V
6785 | 1478240000 | PRO MAX 240W 48V 5A | Power supply, switch-mode power supply unit, 48 V
6786 | 1480380000 | HDC MHP100 REMOVAL TOOL | ModuPlug, Contact Removal Tool
6787 | 1482000000 | KCMA-18-250-1A-1,5VA-1 | Primary current: 250 A, Secondary current max.: 1 A, Load: 1.5 VA, Tolerance class: 1, detachable current transformer
6788 | 1482010000 | KCMA-18-100-1A-1,25VA-3 | Primary current: 100 A, Secondary current max.: 1 A, Load: 1.25 VA, Tolerance class: 3, detachable current transformer
6789 | 1482020000 | KCMA-18-50-1A-1VA-3 | Primary current: 50 A, Secondary current max.: 1 A, Load: 1 VA, Tolerance class: 3, detachable current transformer
6790 | 1482030000 | CMA-31-100-5A-2,5VA-1 | Primary current: 100 A, Secondary current max.: 5 A, Load: 2.5 VA, Tolerance class: 1, closed current transformer
6791 | 1482040000 | CMA-31-75-5A-2,5VA-1 | Primary current: 75 A, Secondary current max.: 5 A, Load: 2.5 VA, Tolerance class: 1, closed current transformer
6792 | 1482050000 | CMA-31-250-5A-5VA-0,5 | Primary current: 250 A, Secondary current max.: 5 A, Load: 5 VA, Tolerance class: 0,5, closed current transformer
6793 | 1482070000 | CMA-31-500-5A-5VA-0,5 | Primary current: 500 A, Secondary current max.: 5 A, Load: 5 VA, Tolerance class: 0,5, closed current transformer
6794 | 1482080000 | CMA-31-750-5A-5VA-0,5 | Primary current: 750 A, Secondary current max.: 5 A, Load: 5 VA, Tolerance class: 0,5, closed current transformer
6795 | 1487920000 | IE-BI-USB-3.0-A | USB insert, Flange insert, type A
6796 | 1489940000 | IE-SR-2GT-LAN-FN | Security/NAT Router, Gigabit Ethernet, 2x RJ45 10/100/1000BaseT(X), IP20, -20 °C...70 °C
6797 | 1491160000 | IE-ANT-3G-806-2170-2-NF | Omni-directional antenna, Mobile radio (GSM / UMTS), Gain of up to 2 dBi, Vertical, Linear, 1x N-type female, bottom, IP54, , Impedance: 50 ?
6798 | 1491170000 | IE-ANT-3G-806-2500-4-NF | Omni-directional antenna, Mobile radio (GSM / UMTS), Gain of up to 4 dBi, Vertical, Linear, 1x N-type female, bottom, IP66, , Impedance: 50 ?
6799 | 1491180000 | IE-CC-NM-SMAM-2M | Antenna cable, Connection 1:, N-type male, Connection 2:, SMA plug, Length: 2 m
6800 | 1491190000 | IE-CC-NM-SMAM-4M | Antenna cable, Connection 1:, N-type male, Connection 2:, SMA plug, Length: 4 m
6801 | 1491210000 | IE-CC-NM-SMAM-6M | Antenna cable, Connection 1:, N-type male, Connection 2:, SMA plug, Length: 6 m
6802 | 1504210000 | IE-SW-BL06-4POE-2SC | Network switch, unmanaged PoE, Fast Ethernet, Number of ports: 4x RJ45 10/100 BaseT(X) PoE+, 2x SC Multi-mode, IP30, 0 °C...60 °C
6803 | 1504220000 | IE-SW-BL06T-4POE-2SC | Network switch, unmanaged PoE, Fast Ethernet, Number of ports: 4x RJ45 10/100 BaseT(X) PoE+, 2x SC Multi-mode, IP30, -40 °C...75 °C
6804 | 1504250000 | IE-SW-BL06-1TX-4POE-1SC | Network switch, unmanaged PoE, Fast Ethernet, Number of ports: 1 * RJ45 10/100BaseT(X), 4x RJ45 10/100 BaseT(X) PoE+, 1 * SC Multi-mode, IP30, -10 °C...60 °C
6805 | 1504260000 | IE-SW-BL06T-1TX-4POE-1SC | Network switch, unmanaged PoE, Fast Ethernet, Number of ports: 1 * RJ45 10/100BaseT(X), 4x RJ45 10/100 BaseT(X) PoE+, 1 * SC Multi-mode, IP30, -40 °C...75 °C
6806 | 1504310000 | IE-SW-VL05MT-5TX | Network switch, managed, Fast Ethernet, Number of ports: 5x RJ45, IP30, -40 °C...75 °C
6807 | 1504320000 | IE-SW-BL05-1GT-4GTPOE | Network switch, unmanaged PoE, Gigabit Ethernet, Number of ports: 4 * RJ45 10/100/1000BaseT(X) PoE+, 1 * RJ45 10/100/1000BaseT(X), IP30, 0 °C...60 °C
6808 | 1504340000 | IE-SW-BL05T-1GT-4GTPOE | Network switch, unmanaged PoE, Gigabit Ethernet, Number of ports: 4 * RJ45 10/100/1000BaseT(X) PoE+, 1 * RJ45 10/100/1000BaseT(X), IP30, -40 °C...75 °C
6809 | 1504350000 | IE-SW-VL05MT-3TX-2SC | Network switch, managed, Fast Ethernet, Number of ports: 3x RJ45, 2x SC Multi-mode, IP30, -40 °C...75 °C
6810 | 1504360000 | IE-SW-BL05-1GS-4GTPOE | Network switch, unmanaged PoE, Gigabit Ethernet, Number of ports: 4 * RJ45 10/100/1000BaseT(X) PoE+, 1* Slot 100/1000BaseSFP, IP30, 0 °C...60 °C
6811 | 1504380000 | IE-SW-BL05T-1GS-4GTPOE | Network switch, unmanaged PoE, Gigabit Ethernet, Number of ports: 4 * RJ45 10/100/1000BaseT(X) PoE+, 1x 1000BaseSFP Slot, IP30, -40 °C...75 °C
6812 | 1504410000 | IE-SW-IP67-5M12 | Network switch, unmanaged, Fast Ethernet, Number of ports: 5 * M12 D coded, IP67 encapsulated, -25 °C...60 °C
6813 | 1504420000 | IE-SW-IP67T-5M12 | Network switch, unmanaged, Fast Ethernet, Number of ports: 5 * M12 D coded, IP67 encapsulated, -40 °C...75 °C
6814 | 1504460000 | IE-GW-MB-2TX-1RS232/485 | Modbus TCP/Modbus Seriell Gateway, 2x RJ45, 1x DB9 for RS-232, 1x terminal block for RS-422/485, IP30, 0 °C...60 °C
6815 | 1504470000 | IE-GWT-MB-2TX-1RS232/485 | Modbus TCP/Modbus Seriell Gateway, 2x RJ45, 1x DB9 for RS-232, 1x terminal block for RS-422/485, IP30, -40 °C...75 °C
6816 | 1510240000 | ACT20C-CMT-10-AO-RC-S | Current-measuring transducer, Input : 0?5/10 A, Output : 0(4)-20 mA, 0-10 V, Relay
6817 | 1510370000 | ACT20C-GTW-100-MTCP-S | Gateway for ACT20C station, Configurable, Ethernet IP, Modbus TCP, TCP/IP functions, Distributes supply voltage to rail bus
6818 | 1512590010 | PAC-S1500-4X10-V0-1M | Pre-assembled cable, PAC, Cable LiYY, 5.4 ± 1 mm
6819 | 1514940000 | IE-AD-M12DRJ45-MF-90 | Adapter, angled, RJ45 90°, M12, Cat.5 (ISO/IEC 11801), IP67
6820 | 1514970000 | IE-AD-M12DRJ45-MF-180 | Adapter, straight, RJ45 180°, M12, Cat.5 (ISO/IEC 11801), IP67
6821 | 1516340000 | IE-BS-M12X-S-FH | Plug-in connector, M12, Insulation displacement technology, Cat.6A / Class EA (ISO/IEC 11801 2010), IP67
6822 | 1518080000 | IE-PS-RJ45-FH-90-A-1.1 | RJ45 plug with piercing contacts, angled, 4x90°, Cat.6A / Class EA (ISO/IEC 11801 2010), EIA/TIA T568 A
6823 | 1518090000 | IE-PS-RJ45-FH-90-B-1.1 | RJ45 plug with piercing contacts, angled, 4x90°, Cat.6A / Class EA (ISO/IEC 11801 2010), EIA/TIA T568 B
6824 | 1518100000 | IE-PS-RJ45-FH-90-P-1.6 | RJ45 plug with piercing contacts, angled, 4x90°, Cat.5 (ISO/IEC 11801), PROFINET
6825 | 1522100005 | IE-C5DS4VG0005A60A60-E | System cable, RJ45 IP 20, RJ45 IP 20, Cat.5 (ISO/IEC 11801) / Cat.5e (TIA T568-B), PVC, 0.5 m
6826 | 1522100010 | IE-C5DS4VG0010A60A60-E | System cable, RJ45 IP 20, RJ45 IP 20, Cat.5 (ISO/IEC 11801) / Cat.5e (TIA T568-B), PVC, 1 m
6827 | 1522100020 | IE-C5DS4VG0020A60A60-E | System cable, RJ45 IP 20, RJ45 IP 20, Cat.5 (ISO/IEC 11801) / Cat.5e (TIA T568-B), PVC, 2 m
6828 | 1522100030 | IE-C5DS4VG0030A60A60-E | System cable, RJ45 IP 20, RJ45 IP 20, Cat.5 (ISO/IEC 11801) / Cat.5e (TIA T568-B), PVC, 3 m
6829 | 1524700000 | SAI-Y-3/3 M8-M8 | Y connector, M8 / M8
6830 | 1526100000 | CC 85/27 K MC NE WS | ClipCard, Device markers, 27 x 85 mm, white
6831 | 1529580000 | IE-FC-SET-SPDED001-KN-P | FrontCom, Set
6832 | 1534250000 | IE-FCI-PWB-RCBO | FrontCom, Residual current operated circuit breaker with overcurrent protection (RCBO), Insert Power large, RCBO
6833 | 1537310000 | KLIPPON CS STB 2.1-2 | Klippon Control Station (control and signalling device), Control / signalling device, KLIPPON STB 2.1 SS, Stainless steel 1.4404 (316L), Light module - green, Pushbutton - green, 1 NC contact, 1 NO contacts, -55 °C...+55 °C, IP54, IP66
6834 | 1537530000 | KLIPPON CS K41-4 | Klippon Control Station (control and signalling device), Control / signalling device, KLIPPON K41 EX, Aluminium AlSi12, Light module - red, EMERGENCY-STOP pushbutton with yellow, contrasting label, 2 NC contact, positive opening contacts, -55 °C...+55 °C, IP54, IP66
6835 | 1542580000 | SAI-4-M-MVV-M12 S-COD | Power distributor, M12, Hood version, Yes
6836 | 1543690000 | IE-FCI-PWCB-3A | FrontCom, Fuse, Fuse insert
6837 | 1547450000 | IE-CL240W-PP-REMOTE | Contactless power transmission, Secondary side
6838 | 1550580000 | CAN SUB-D SK TERM | SUB-D
6839 | 1906300800 | SAIL-M12GM12G-4-8.0U | Sensor/actuator line, Connecting line, M12 / M12, Number of poles : 4, 8 m, pin, straight - socket, straight, Shielded: No, LED: No, Sheath material: PUR, Halogen: No
6840 | 1906301500 | SAIL-M12GM12G-4-15U | Sensor/actuator line, Connecting line, M12 / M12, Number of poles : 3, 15 m, pin, straight - socket, straight, Shielded: No, LED: No, Sheath material: PUR, Halogen: No
6841 | 1906302500 | SAIL-M12GM12G-4-25U | Sensor/actuator line, Connecting line, M12 / M12, Number of poles : 4, 25 m, pin, straight - socket, straight, Shielded: No, LED: No, Sheath material: PUR, Halogen: No
6842 | 1906311500 | SAIL-M12WM12W-4-15U | Sensor/actuator line, Connecting line, M12 / M12, Number of poles : 4, 15 m, pin, 90° - socket 90°, Shielded: No, LED: No, Sheath material: PUR, Halogen: No
6843 | 1906411500 | SAIL-M12GM12W-4-2L15U | Sensor/actuator line, Connecting line, M12 / M12, Number of poles : 4, 15 m, pin, straight - socket, 90°, Shielded: No, LED: Yes, Sheath material: PUR, Halogen: No
6844 | 1964400150 | SAIL-M12GM12G-12-1.5U | Sensor/actuator line, Connecting line, M12 / M12, Number of poles : 12, 1.5 m, pin, straight - socket, straight, Shielded: No, LED: No, Sheath material: PUR, Halogen: No
6845 | 1964710100 | SAIL-M12GM12G-CD-1.0A | Bus line, Connecting line, M12 / M12, Number of poles: 5, 1 m, pin, straight - socket, straight, Shielded: Yes, LED: No, Sheath material: PUR, Halogen: No
6846 | 1989020000 | IE-FC-SET-SPDEK001-KY-P | FrontCom, Set
6847 | 1992820000 | IE-PS-RJ45-FH-180-A-1.6 | RJ45 plug with piercing contacts, straight, Cat.6A / Class EA (ISO/IEC 11801 2010), EIA/TIA T568 A
6848 | 1992830000 | IE-PS-RJ45-FH-180-B-1.6 | RJ45 plug with piercing contacts, straight, Cat.6A / Class EA (ISO/IEC 11801 2010), EIA/TIA T568 B
6849 | 1992840000 | IE-PS-RJ45-FH-180-P-1.6 | RJ45 plug with piercing contacts, straight, Cat.5 (ISO/IEC 11801), PROFINET
6850 | 1992850000 | IE-PS-RJ45-FH-180-A-1.1 | RJ45 plug with piercing contacts, straight, Cat.6A / Class EA (ISO/IEC 11801 2010), EIA/TIA T568 A
6851 | 1992860000 | IE-PS-RJ45-FH-180-B-1.1 | RJ45 plug with piercing contacts, straight, Cat.6A / Class EA (ISO/IEC 11801 2010), EIA/TIA T568 B
6852 | 1992870000 | IE-PS-RJ45-FH-90-A-1.6 | RJ45 plug with piercing contacts, angled, 4x90°, Cat.6A / Class EA (ISO/IEC 11801 2010), EIA/TIA T568 A
6853 | 1992880000 | IE-PI-RJ45-FH-A-1.6 | Substitute wire manager, Cat.6A / Class EA (ISO/IEC 11801 2010), EIA/TIA T568 A
6854 | 1992890000 | IE-PS-RJ45-FH-90-B-1.6 | RJ45 plug with piercing contacts, angled, 4x90°, Cat.6A / Class EA (ISO/IEC 11801 2010), EIA/TIA T568 B
6855 | 1992900000 | IE-PI-RJ45-FH-B-1.6 | Substitute wire manager, Cat.6A / Class EA (ISO/IEC 11801 2010), EIA/TIA T568 B
6856 | 1993550005 | IE-USB-A-A-0.5M | USB cable, USB A, USB A, PVC, 0.5 m
6857 | 1993550010 | IE-USB-A-A-1.0M | USB cable, USB A, USB A, PVC, 1 m
6858 | 1993550015 | IE-USB-A-A-1.5M | USB cable, USB A, USB A, PVC, 1.5 m
6859 | 2001670000 | UR20-4AI-R-HS-16-DIAG | Remote I/O module, IP20, 4-channel, Analog signals, Input, 16 Bit
6860 | 2001800000 | PRO DCDC 120W 24V 5A | DC/DC converter, 24 V
6861 | 2001820000 | PRO DCDC 480W 24V 20A | DC/DC converter, 24 V
6862 | 2003170000 | IE-FC-DFM-KNOB | FrontCom, Double frame, Metal cover, Control knob locking
6863 | 2003180000 | IE-FC-DFM-KEY | FrontCom, Double frame, Metal cover, Lockable with key
6864 | 2003190000 | IE-FC-DFM-CAB | FrontCom, Double frame, Metal cover, Lockable with cabinet key
6865 | 2003390000 | IE-FCI-HDMI-FF | FrontCom, HDMI coupling, Signal insert HDMI, Socket / socket
6866 | 2005080000 | RIBBON MM 76/360 SW | Ink ribbon
6867 | 2050161000 | SAIL-M12BG-S-10P | Power cable, One end without connector, M12, Number of poles : 4 (3 + PE), 10 m, Female socket, straight, Shielded: No, LED: No, Sheath material: PUR, Halogen: No
6868 | 2062950000 | VPU I 4 R 280V/25KA | Surge voltage arrester, Low voltage, with remote contact, TN-C-S, TN-S
6869 | 2063070000 | VPU I 3+1 R 280V/25KA | Surge voltage arrester, Low voltage, with remote contact, TN-C-S, TN-S, IT with N, IT without N, TT
6870 | 2067070000 | IE-FC-DIP-PWB/2ST/FILS | FrontCom, Insert plate, unshielded, 1x Power, 2x Data, 1 x preparation of RCBO
6871 | 2067080000 | IE-FC-DSP-PWB/2ST/FILS | FrontCom, Insert plate, shielded, 1x Power, 2x Data, 1 x preparation of RCBO
6872 | 2080420000 | AMG ELM-1F | Electronic load monitoring, 1 A, 24 V DC
6873 | 2080480000 | AMG ELM-2F | Electronic load monitoring, 2 A, 24 V DC
6874 | 2080490000 | AMG ELM-4F | Electronic load monitoring, 4 A, 24 V DC
6875 | 2080500000 | AMG ELM-6F | Electronic load monitoring, 6 A, 24 V DC
6876 | 2080600000 | AMG ELM-8F | Electronic load monitoring, 8 A, 24 V DC
6877 | 2080650000 | AMG ELM-10F | Electronic load monitoring, 10 A, 24 V DC
6878 | 2081870000 | AMG FIM-0 | Supply module, 24 V DC
6879 | 2081880000 | AMG FIM-C | Supply module, 24 V DC
6880 | 2081890000 | AMG AM | Alarm module, 24 V DC
6881 | 2081900000 | AMG CM | Control module, 24 V DC
6882 | 2082320000 | AMG ELM-8F EX | Electronic load monitoring, 8 A, 24 V DC
6883 | 2082440000 | AMG ELM-6D CO | Electronic load monitoring, 6 A, 24 V DC
6884 | 2082470000 | AMG ELM-10D CO | Electronic load monitoring, 10 A, 24 V DC
6885 | 2082530000 | AMG FIM-0 EX | Supply module, 24 V DC
6886 | 2082770000 | AMG AM CO | Alarm module, 24 V DC
6887 | 2122910000 | AMG OD | Potential distributor
6888 | 2122920000 | AMG PD | Potential distributor
6889 | 2122930000 | AMG MD | Potential distributor
6890 | 2122940000 | AMG XMD | Potential distributor
6891 | 2123050000 | AMG DIS | Potential distributor
6892 | 2420960000 | CMA-31-150-5A-5VA-1 | Primary current: 150 A, Secondary current max.: 5 A, Load: 5 VA, Tolerance class: 1, closed current transformer
6893 | 2425420000 | ENERGY METER 350 | Supply voltage : 230 V
6894 | 2425490000 | ENERGY METER D650 | Supply voltage : 230 V
6895 | 2426250000 | UR67-PN-HP-8IOL-12-30M | Automation Products - u-remote IP67, Sensor-actuator active distributor, PROFINET V2.3
6896 | 2426260000 | UR67-PN-HP-8IOL-12-60M | Automation Products - u-remote IP67, Sensor-actuator active distributor, PROFINET V2.3
6897 | 2426270000 | UR67-MP-HP-16DI-12-60M | Automation Products - u-remote IP67, Sensor-actuator active distributor, PROFINET V2.3, EtherNet/IP, EtherCAT, Multiprotocol
6898 | 2426290000 | UR67-MP-HP-8DIDO-12-60M | Automation Products - u-remote IP67, Sensor-actuator active distributor, PROFINET V2.3, EtherNet/IP, EtherCAT, Multiprotocol
6899 | 2426300000 | UR67-MP-78-16DI-12-60M | Automation Products - u-remote IP67, Sensor-actuator active distributor, PROFINET V2.3, EtherNet/IP, EtherCAT, Multiprotocol
6900 | 2426320000 | UR67-MP-78-8DIDO-12-60M | Automation Products - u-remote IP67, Sensor-actuator active distributor, PROFINET V2.3, EtherNet/IP, EtherCAT, Multiprotocol
6901 | 2426340000 | UR67-PB-78-16DIO-12-60K | Automation Products - u-remote IP67, Profibus-DP
6902 | 2426380000 | UR67-PB-78-8DIDO-12-60M | Automation Products - u-remote IP67, Profibus-DP
6903 | 2426390000 | UR67-PB-78-16DI-12-60M | Automation Products - u-remote IP67, Profibus-DP
6904 | 2426400000 | UR67-PB-78-16DO-12-60M | Automation Products - u-remote IP67, Profibus-DP
6905 | 2433190000 | WB SI SL 0,8X4,0 | Screwdriver insert
6906 | 2433200000 | WB SI SL 1,0X5,5 | Screwdriver insert
6907 | 2433210000 | WB IK SL PH1 | Screwdriver insert
6908 | 2433220000 | WB IK SL PH2 | Screwdriver insert
6909 | 2435200000 | VG M50 EMV-4 MS 30-38 | VG EMV GEN 4 (EMC cable gland with clamping cage), Cable glands, M 50, 9, OD min. 30 - OD max. 38 mm, IP54, IP66, IP67, IP68 - 5 bar (30 min.), IP69K, Brass, nickel-plated
6910 | 2435400000 | IE-SW-BL05-4GT-1GS | Network switch, unmanaged, Gigabit Ethernet, Number of ports: 4 * RJ45 10/100/1000BaseT(X), 1 * combo-port (10/100/1000BaseT(X) or 100/1000BaseSFP), IP30, -10 °C...60 °C
6911 | 2435410000 | IE-SW-BL05T-4GT-1GS | Network switch, unmanaged, Gigabit Ethernet, Number of ports: 4 * RJ45 10/100/1000BaseT(X), 1 * combo-port (10/100/1000BaseT(X) or 100/1000BaseSFP), IP30, -40 °C...75 °C
6912 | 2436690000 | VT CTL | Testing tools, Testing device
6913 | 2439140000 | CRIMPFIX E | Automatic stripper and crimper, 0.5mm², 2.5mm²
6914 | 2447050000 | U-LINK-LIC-STD-150-1Y | "Standard 150? version software licence for u-link Remote Access Service. Can be used to upgrade an entry version or "Standard 50" version or to extend the period of a ?Standard 150? version?
6915 | 2447060000 | U-LINK-LIC-VPN-1Y | ?VPN connection? licence code for u-link Remote Access Service. Can be used as an additional VPN connection or to extend the period of a VPN connection that has already been activated
6916 | 2448880000 | RIBBON MM-HS 60/300 SW | Ink ribbon
6917 | 2455200500 | SAIL-M12BW-L-5.0PGR | Sensor/actuator line, One end without connector, M12, Number of poles : 5, 5 m, Socket, angled, Shielded: No, LED: No, Sheath material: PUR, Halogen: No
6918 | 2455201000 | SAIL-M12BW-L-10PGR | Sensor/actuator line, One end without connector, M12, Number of poles : 5, 10 m, Socket, angled, Shielded: No, LED: No, Sheath material: PUR, Halogen: No
6919 | 2455300150 | SAIL-M12WM12W-L-1.5PGR | Sensor/actuator line, Connecting line, M12 / M12, Number of poles : 5, 1.5 m, pin, 90° - socket 90°, Shielded: No, LED: No, Sheath material: PUR, Halogen: No
6920 | 2455330150 | SAIL-M12BG-L-1.5PGR | Sensor/actuator line, One end without connector, M12, Number of poles : 5, 1.5 m, Female socket, straight, Shielded: No, LED: No, Sheath material: PUR, Halogen: No
6921 | 2456840000 | ACT20P-UI-2RCO-DC-P | Limit value monitoring, universal, Input: temperature, R, U, I, Relay output, 24 V DC power supply, 24 V (@ 4-20 mA loop)
6922 | 2457840000 | U-LINK-LIC-STD-300-1Y | ?Standard 300? version software licence for u-link Remote Access Service. Can be used to upgrade an entry version or "Standard 150" version or to extend the period of a ?Standard 300? version?
6923 | 2457850000 | U-LINK-LIC-STD-500-1Y | ?Standard 500? version software licence for u-link Remote Access Service. Can be used to upgrade an entry version or "Standard 150/300" versions or to extend period of a ?Standard 300? version
6924 | 2476740000 | DRIKIT 12VDC 1CO LD/PB | D-SERIES DRI, Relay module, Number of contacts: 1, CO contact AgSnO, Rated control voltage: 12 V DC, Continuous current: 10 A, Screw connection, Test button available: Yes
6925 | 2476750000 | DRIKIT 24VDC 1CO LD/PB | D-SERIES DRI, Relay module, Number of contacts: 1, CO contact AgSnO, Rated control voltage: 24 V DC, Continuous current: 10 A, Screw connection, Test button available: Yes
6926 | 2476770000 | DRIKIT 110VDC 1CO LD/PB | D-SERIES DRI, Relay module, Number of contacts: 1, CO contact AgSnO, Rated control voltage: 110 V DC, Continuous current: 10 A, Screw connection, Test button available: Yes
6927 | 2476810000 | DRIKIT 12VDC 2CO LD | D-SERIES DRI, Relay module, Number of contacts: 2, CO contact AgSnO, Rated control voltage: 12 V DC, Continuous current: 5 A, Screw connection, Test button available: No
6928 | 2476820000 | DRIKIT 24VDC 2CO LD | D-SERIES DRI, Relay module, Number of contacts: 2, CO contact AgSnO, Rated control voltage: 24 V DC, Continuous current: 5 A, Screw connection, Test button available: No
6929 | 2476880000 | DRIKIT 12VDC 2CO LD/PB | D-SERIES DRI, Relay module, Number of contacts: 2, CO contact AgSnO, Rated control voltage: 12 V DC, Continuous current: 5 A, Screw connection, Test button available: Yes
6930 | 2476890000 | DRIKIT 24VDC 2CO LD/PB | D-SERIES DRI, Relay module, Number of contacts: 2, CO contact AgSnO, Rated control voltage: 24 V DC, Continuous current: 5 A, Screw connection, Test button available: Yes
6931 | 2476900000 | DRIKIT 48VDC 2CO LD/PB | D-SERIES DRI, Relay module, Number of contacts: 2, CO contact AgSnO, Rated control voltage: 48 V DC, Continuous current: 5 A, Screw connection, Test button available: Yes
6932 | 2476910000 | DRIKIT 110VDC 2CO LD/PB | D-SERIES DRI, Relay module, Number of contacts: 2, CO contact AgSnO, Rated control voltage: 110 V DC, Continuous current: 5 A, Screw connection, Test button available: Yes
6933 | 2476940000 | DRIKIT 230VAC 2CO LD/PB | D-SERIES DRI, Relay module, Number of contacts: 2, CO contact AgSnO, Rated control voltage: 230 V AC, Continuous current: 5 A, Screw connection, Test button available: Yes
6934 | 2486070000 | PRO DM 10 | Diode module, 24 V DC
6935 | 2488560000 | HDC 06B ALU N | HDC enclosures, Size: 3, Protection degree: IP65 (in plugged condition), Bulkhead housing, End-locking clamp, lower side, End-locking clamp replaceable, Standard
6936 | 2488590000 | HDC 16B ABU N | HDC enclosures, Size: 6, Protection degree: IP65 (in plugged condition), Bulkhead housing, Side-locking clamp on lower side, Side-locking clamp replaceable, Standard
6937 | 2488600000 | HDC 24B ABU N | HDC enclosures, Size: 8, Protection degree: IP65 (in plugged condition), Bulkhead housing, Side-locking clamp on lower side, Side-locking clamp replaceable, Standard
6938 | 2489300000 | WK I SLIM BIT | Bit holder
6939 | 2491270000 | AMG ELM-1F CL2 | Electronic load monitoring, 1 A, 24 V DC
6940 | 2491280000 | AMG ELM-2F CL2 | Electronic load monitoring, 2 A, 24 V DC
6941 | 2491290000 | AMG ELM-4F CL2 | Electronic load monitoring, 4 A, 24 V DC
6942 | 2493480000 | IE-BSS-VAPM-24V | Power connector, Flange, PROFINET, Set of flanges
6943 | 2495080000 | AMG XMD EX | Potential distributor
6944 | 7789031010 | PAC-CTLX-RV24-V0-1M | Pre-assembled cable, PAC, Cable LiYY, 0.25 mm²
6945 | 7789104010 | PAC-UNIV-RV24-F-1M | Pre-assembled cable, PAC, Cable LiYY, 0.25 mm²
6946 | 7789126020 | PAC-QTUM-SD25-V1-2M | Pre-assembled cable, PAC, Cable LiYCY, 0.25 mm²
6947 | 7789134020 | PAC-QTUM-SD25-V2-2M | Pre-assembled cable, PAC, Cable LiYCY, 0.25 mm²
6948 | 7789322015 | PAC-PREM-HE20-V0-1M5 | Pre-assembled cable, PAC, Cable LiYY, 0.25 mm²
6949 | 7789327060 | PAC-TWDO-HE20-V1-6M | Pre-assembled cable, PAC, Cable LiYY, 0.25 mm²
6950 | 7789329050 | PAC-TWDO-HE20-V3-5M | Pre-assembled cable, PAC, Cable LiYY, 0.25 mm²
6951 | 7789623010 | PAC-RX3I-SD37-V1-1M | Pre-assembled cable, PAC, Cable LiYCY, 0.25 mm²
6952 | 7789637050 | PAC-M340-SD15-V0-5M | Pre-assembled cable, PAC, Cable LiYCY, 0.25 mm²
6953 | 7789770050 | PAC-CMLX-HE20-V6-5M | Pre-assembled cable, PAC, Cable LiYY, 0.25 mm²
6954 | 7789779020 | PAC-S300-HE20-V13-2M | Pre-assembled cable, PAC, Cable LiYY, 8.6 ± 1 mm
6955 | 7789780010 | PAC-S300-HE20-V14-1M | Pre-assembled cable, PAC, Cable LiYY, 8.6 ± 1 mm
6956 | 7789780020 | PAC-S300-HE20-V14-2M | Pre-assembled cable, PAC, Cable LiYY, 8.6 ± 1 mm
6957 | 7789791010 | PAC-MFX3-HE10-V0-1M | Cable LiYY, 0.25 mm²
6958 | 7789791015 | PAC-MFX3-HE10-V0-1M5 | Cable LiYY, 0.25 mm²
6959 | 7789792010 | PAC-MFX3-HE10-V1-1M | Cable LiYY, 0.25 mm²
6960 | 7789792015 | PAC-MFX3-HE10-V1-1M5 | Cable LiYY, 0.25 mm²
6961 | 7789793050 | PAC-CJ1W-HE20-V11-5M | Pre-assembled cable, PAC, Cable LiYY, 0.25 mm²
6962 | 7789795030 | PAC-S400-HE40-V0-3M | Pre-assembled cable, PAC, Cable LiYY, 0.25 mm²
6963 | 7789846010 | PAC-M340-SD25-V0-1M | Pre-assembled cable, PAC, Cable LiYCY, 0.25 mm²
6964 | 7789846050 | PAC-M340-SD25-V0-5M | Pre-assembled cable, PAC, Cable LiYCY, 0.25 mm²
6965 | 7789032010 | PAC-CTLX-SD37-V0-1M | Pre-assembled cable, PAC, Cable LiYCY, 0.25 mm²
6966 | 7789779010 | PAC-S300-HE20-V13-1M | Pre-assembled cable, PAC, Cable LiYY, 8.6 ± 1 mm
6967 | 7789679010 | PAC-SLC5-SD15-V3-1M | PAC
6968 | 7789668010 | PAC-RX3I-SD15-V2-1M | Pre-assembled cable, PAC, Cable LiYCY, 0.25 mm²
6969 | 7789665010 | PAC-RX3I-RV36-V2-1M | Pre-assembled cable, PAC, Cable LiYY, 0.25 mm²
6970 | 7789664010 | PAC-CJ1W-RV24-V1-1M | Pre-assembled cable, PAC, Cable LiYY, 0.25 mm²
6971 | 7789649010 | PAC-CJ1W-RV24-V0-1M | Pre-assembled cable, PAC, Cable LiYY, 0.25 mm²
6972 | 7789638010 | PAC-M340-SD15-V1-1M | Pre-assembled cable, PAC, Cable LiYCY, 0.25 mm²
6973 | 7789637010 | PAC-M340-SD15-V0-1M | Pre-assembled cable, PAC, Cable LiYCY, 0.25 mm²
6974 | 7789636010 | PAC-RX3I-RV24-V2-1M | Pre-assembled cable, PAC, Cable LiYY, 0.25 mm²
6975 | 7789635010 | PAC-M340-HERV-V0-1M | Pre-assembled cable, PAC, Cable LiYY, Cable LiYY, 0.25 mm²
6976 | 7789633010 | PAC-M340-RV24-V2-1M | Pre-assembled cable, PAC, Cable LiYY, 0.25 mm²
6977 | 7789632010 | PAC-RX3I-RV36-V1-1M | Pre-assembled cable, PAC, Cable LiYY, 0.25 mm²
6978 | 7789631010 | PAC-RX3I-RV36-V0-1M | Pre-assembled cable, PAC, Cable LiYY, 0.25 mm²
6979 | 7789630010 | PAC-M340-HE20-V3-1M | Pre-assembled cable, PAC, Cable LiYY, 0.25 mm²
6980 | 7789629010 | PAC-M340-SD15-V4-1M | Pre-assembled cable, PAC, Cable LiYCY, 0.25 mm²
6981 | 7789628010 | PAC-M340-SD15-V3-1M | Pre-assembled cable, PAC, Cable LiYCY, 0.25 mm²
6982 | 7789622010 | PAC-RX3I-SD37-V0-1M | Pre-assembled cable, PAC, Cable LiYCY, 0.25 mm²
6983 | 7789610010 | PAC-CTLX-HE20-V9-1M | Pre-assembled cable, PAC, Cable LiYY, 0.25 mm²
6984 | 7789330010 | PAC-MICR-RV36-V0-1M | Pre-assembled cable, PAC, Cable LiYY, 0.25 mm²
6985 | 7789327010 | PAC-TWDO-HE20-V1-1M | Pre-assembled cable, PAC, Cable LiYY, 0.25 mm²
6986 | 7789326010 | PAC-TWDO-HE20-V0-1M | Pre-assembled cable, PAC, Cable LiYY, 0.25 mm²
6987 | 7789226010 | PAC-S300-SD37-V1-1M | Pre-assembled cable, PAC, Cable LiYCY, 0.25 mm²
6988 | 7789219010 | PAC-S300-RV12-V1-1M | Pre-assembled cable, PAC, Cable LiYY, 0.25 mm²
6989 | 7789210010 | PAC-S300-RV24-V1-1M | Pre-assembled cable, PAC, Cable LiYY, 0.25 mm²
6990 | 7789195010 | PAC-S300-SD15-V4-1M | Pre-assembled cable, PAC, Cable LiYCY, 0.25 mm²
6991 | 7789159010 | PAC-CTLX-SD25-V7-1M | Pre-assembled cable, PAC, Cable LiYCY, 0.25 mm²
6992 | 7789158010 | PAC-CTLX-SD25-V6-1M | Pre-assembled cable, PAC, Cable LiYCY, 0.25 mm²
6993 | 7789156010 | PAC-CTLX-SD25-V4-1M | Pre-assembled cable, PAC, Cable LiYCY, 0.25 mm²
6994 | 7789153010 | PAC-CTLX-RV24-V2-1M | Pre-assembled cable, PAC, Cable LiYY, 0.25 mm²
6995 | 7789152010 | PAC-CTLX-HE20-V8-1M | Pre-assembled cable, PAC, Cable LiYY, 0.25 mm²
6996 | 7789151010 | PAC-CTLX-HE20-V7-1M | Pre-assembled cable, PAC, Cable LiYY, 0.25 mm²
6997 | 7789137010 | PAC-QTUM-SD25-V5-1M | Pre-assembled cable, PAC, Cable LiYCY, 0.25 mm²
6998 | 7789136010 | PAC-QTUM-SD25-V4-1M | Pre-assembled cable, PAC, Cable LiYCY, 0.25 mm²
6999 | 7789135010 | PAC-QTUM-SD25-V3-1M | Pre-assembled cable, PAC, Cable LiYCY, 0.25 mm²
7000 | 7789112010 | PAC-QTUM-RV24-V2-1M | Pre-assembled cable, PAC, Cable LiYY, 0.25 mm²
7001 | 7789110010 | PAC-QTUM-RV24-V0-1M | Pre-assembled cable, PAC, Cable LiYY, 0.25 mm²
7002 | 7789059010 | PAC-CTLX-HE20-V6-1M | Pre-assembled cable, PAC, Cable LiYY, 0.25 mm²
7003 | 7789034010 | PAC-CTLX-SD15-V1-1M | Pre-assembled cable, PAC, Cable LiYCY, 0.25 mm²
7004 | 7789029010 | PAC-CMLX-SD15-V2-1M | Pre-assembled cable, PAC, Cable LiYCY, 0.25 mm²
7005 | 7789028010 | PAC-CMLX-SD25-V0-1M | Pre-assembled cable, PAC, Cable LiYCY, 0.25 mm²
7006 | 7789027010 | PAC-CMLX-SD15-V1-1M | Pre-assembled cable, PAC, Cable LiYCY, 0.25 mm²
7007 | 7789026010 | PAC-CMLX-SD15-V0-1M | Pre-assembled cable, PAC, Cable LiYCY, 0.25 mm²
7008 | 7789017010 | PAC-CMLX-RV12-V0-1M | Pre-assembled cable, PAC, Cable LiYY, 0.25 mm²
7009 | 7789110015 | PAC-QTUM-RV24-V0-1M5 | Pre-assembled cable, PAC, Cable LiYY, 0.25 mm²
7010 | 7789110020 | PAC-QTUM-RV24-V0-2M | Pre-assembled cable, PAC, Cable LiYY, 0.25 mm²
7011 | 7789110025 | PAC-QTUM-RV24-V0-2M5 | Pre-assembled cable, PAC, Cable LiYY, 0.25 mm²
7012 | 7789110030 | PAC-QTUM-RV24-V0-3M | Pre-assembled cable, PAC, Cable LiYY, 0.25 mm²
7013 | 7789110040 | PAC-QTUM-RV24-V0-4M | Pre-assembled cable, PAC, Cable LiYY, 0.25 mm²
7014 | 7789110050 | PAC-QTUM-RV24-V0-5M | Pre-assembled cable, PAC, Cable LiYY, 0.25 mm²
7015 | 7789110060 | PAC-QTUM-RV24-V0-6M | Pre-assembled cable, PAC, Cable LiYY, 0.25 mm²
7016 | 7789112015 | PAC-QTUM-RV24-V2-1M5 | Pre-assembled cable, PAC, Cable LiYY, 0.25 mm²
7017 | 7789112020 | PAC-QTUM-RV24-V2-2M | Pre-assembled cable, PAC, Cable LiYY, 0.25 mm²
7018 | 7789112025 | PAC-QTUM-RV24-V2-2M5 | Pre-assembled cable, PAC, Cable LiYY, 0.25 mm²
7019 | 7789112030 | PAC-QTUM-RV24-V2-3M | Pre-assembled cable, PAC, Cable LiYY, 0.25 mm²
7020 | 7789112040 | PAC-QTUM-RV24-V2-4M | Pre-assembled cable, PAC, Cable LiYY, 0.25 mm²
7021 | 7789112050 | PAC-QTUM-RV24-V2-5M | Pre-assembled cable, PAC, Cable LiYY, 0.25 mm²
7022 | 7789112060 | PAC-QTUM-RV24-V2-6M | Pre-assembled cable, PAC, Cable LiYY, 0.25 mm²
7023 | 7789113015 | PAC-QTUM-RV24-V3-1M5 | Pre-assembled cable, PAC, Cable LiYY, 0.25 mm²
7024 | 7789113020 | PAC-QTUM-RV24-V3-2M | Pre-assembled cable, PAC, Cable LiYY, 0.25 mm²
7025 | 7789113025 | PAC-QTUM-RV24-V3-2M5 | Pre-assembled cable, PAC, Cable LiYY, 0.25 mm²
7026 | 7789113030 | PAC-QTUM-RV24-V3-3M | Pre-assembled cable, PAC, Cable LiYY, 0.25 mm²
7027 | 7789125015 | PAC-QTUM-SD25-V0-1M5 | Pre-assembled cable, PAC, Cable LiYCY, 0.25 mm²
7028 | 7789125030 | PAC-QTUM-SD25-V0-3M | Pre-assembled cable, PAC, Cable LiYCY, 0.25 mm²
7029 | 7789125050 | PAC-QTUM-SD25-V0-5M | Pre-assembled cable, PAC, Cable LiYCY, 0.25 mm²
7030 | 7789126040 | PAC-QTUM-SD25-V1-4M | Pre-assembled cable, PAC, Cable LiYCY, 0.25 mm²
7031 | 7789134040 | PAC-QTUM-SD25-V2-4M | Pre-assembled cable, PAC, Cable LiYCY, 0.25 mm²
7032 | 7789153030 | PAC-CTLX-RV24-V2-3M | Pre-assembled cable, PAC, Cable LiYY, 0.25 mm²
7033 | 7789156020 | PAC-CTLX-SD25-V4-2M | Pre-assembled cable, PAC, Cable LiYCY, 0.25 mm²
7034 | 7789159100 | PAC-CTLX-SD25-V7-10M | Pre-assembled cable, PAC, Cable LiYCY, 0.25 mm²
7035 | 7789210025 | PAC-S300-RV24-V1-2M5 | Pre-assembled cable, PAC, Cable LiYY, 0.25 mm²
7036 | 7789211060 | PAC-S300-RV24-V2-6M | Pre-assembled cable, PAC, Cable LiYY, 0.25 mm²
7037 | 7789212025 | PAC-S300-RV24-V3-2M5 | Pre-assembled cable, PAC, Cable LiYY, 0.25 mm²
7038 | 7789212040 | PAC-S300-RV24-V3-4M | Pre-assembled cable, PAC, Cable LiYY, 0.25 mm²
7039 | 7789212060 | PAC-S300-RV24-V3-6M | Pre-assembled cable, PAC, Cable LiYY, 0.25 mm²
7040 | 7789214025 | PAC-S300-RV24-V4-2M5 | Pre-assembled cable, PAC, Cable LiYY, 0.25 mm²
7041 | 7789214030 | PAC-S300-RV24-V4-3M | Pre-assembled cable, PAC, Cable LiYY, 0.25 mm²
7042 | 7789214040 | PAC-S300-RV24-V4-4M | Pre-assembled cable, PAC, Cable LiYY, 0.25 mm²
7043 | 7789214050 | PAC-S300-RV24-V4-5M | Pre-assembled cable, PAC, Cable LiYY, 0.25 mm²
7044 | 7789214060 | PAC-S300-RV24-V4-6M | Pre-assembled cable, PAC, Cable LiYY, 0.25 mm²
7045 | 7789215060 | PAC-S300-RV36-V0-6M | Pre-assembled cable, PAC, Cable LiYY, 0.25 mm²
7046 | 7789215070 | PAC-S300-RV36-V0-7M | Pre-assembled cable, PAC, Cable LiYY, 0.25 mm²
7047 | 7789215090 | PAC-S300-RV36-V0-9M | Pre-assembled cable, PAC, Cable LiYY, 0.25 mm²
7048 | 7789219015 | PAC-S300-RV12-V1-1M5 | Pre-assembled cable, PAC, Cable LiYY, 0.25 mm²
7049 | 7789219020 | PAC-S300-RV12-V1-2M | Pre-assembled cable, PAC, Cable LiYY, 0.25 mm²
7050 | 7789219030 | PAC-S300-RV12-V1-3M | Pre-assembled cable, PAC, Cable LiYY, 0.25 mm²
7051 | 7789219040 | PAC-S300-RV12-V1-4M | Pre-assembled cable, PAC, Cable LiYY, 0.25 mm²
7052 | 7789219050 | PAC-S300-RV12-V1-5M | Pre-assembled cable, PAC, Cable LiYY, 0.25 mm²
7053 | 7789220015 | PAC-S300-RV24-V6-1M5 | Pre-assembled cable, PAC, Cable LiYY, 0.25 mm²
7054 | 7789220025 | PAC-S300-RV24-V6-2M5 | Pre-assembled cable, PAC, Cable LiYY, 0.25 mm²
7055 | 7789220030 | PAC-S300-RV24-V6-3M | Pre-assembled cable, PAC, Cable LiYY, 0.25 mm²
7056 | 7789220040 | PAC-S300-RV24-V6-4M | Pre-assembled cable, PAC, Cable LiYY, 0.25 mm²
7057 | 7789220050 | PAC-S300-RV24-V6-5M | Pre-assembled cable, PAC, Cable LiYY, 0.25 mm²
7058 | 7789222040 | PAC-S300-HE20-V2-4M | Pre-assembled cable, PAC, Cable LiYY, 8.6 ± 1 mm
7059 | 7789222050 | PAC-S300-HE20-V2-5M | Pre-assembled cable, PAC, Cable LiYY, 8.6 ± 1 mm
7060 | 7789223040 | PAC-S300-HESD-V0-4M | Pre-assembled cable, PAC, Cable LiYY, Cable LiYCY, 0.25 mm²
7061 | 7789223050 | PAC-S300-HESD-V0-5M | Pre-assembled cable, PAC, Cable LiYY, Cable LiYCY, 0.25 mm²
7062 | 7789224025 | PAC-S300-SD15-V1-2M5 | Pre-assembled cable, PAC, Cable LiYCY, 0.25 mm²
7063 | 7789224040 | PAC-S300-SD15-V1-4M | Pre-assembled cable, PAC, Cable LiYCY, 0.25 mm²
7064 | 7789224050 | PAC-S300-SD15-V1-5M | Pre-assembled cable, PAC, Cable LiYCY, 0.25 mm²
7065 | 7789225025 | PAC-S300-SD37-V0-2M5 | Pre-assembled cable, PAC, Cable LiYCY, 0.25 mm²
7066 | 7789225040 | PAC-S300-SD37-V0-4M | Pre-assembled cable, PAC, Cable LiYCY, 0.25 mm²
7067 | 7789225050 | PAC-S300-SD37-V0-5M | Pre-assembled cable, PAC, Cable LiYCY, 0.25 mm²
7068 | 7789226040 | PAC-S300-SD37-V1-4M | Pre-assembled cable, PAC, Cable LiYCY, 0.25 mm²
7069 | 7789226050 | PAC-S300-SD37-V1-5M | Pre-assembled cable, PAC, Cable LiYCY, 0.25 mm²
7070 | 7789227005 | PAC-S300-SD15-V2-0M5 | Pre-assembled cable, PAC, Cable LiYCY, 0.25 mm²
7071 | 7789227050 | PAC-S300-SD15-V2-5M | Pre-assembled cable, PAC, Cable LiYCY, 0.25 mm²
7072 | 7789382020 | PAC-M340-RV24-V0-2M | Pre-assembled cable, PAC, Cable LiYY, 0.25 mm²
7073 | 7789382030 | PAC-M340-RV24-V0-3M | Pre-assembled cable, PAC, Cable LiYY, 0.25 mm²
7074 | 7789382040 | PAC-M340-RV24-V0-4M | Pre-assembled cable, PAC, Cable LiYY, 0.25 mm²
7075 | 7789382050 | PAC-M340-RV24-V0-5M | Pre-assembled cable, PAC, Cable LiYY, 0.25 mm²
7076 | 7789383020 | PAC-M340-RV24-V1-2M | Pre-assembled cable, PAC, Cable LiYY, 0.25 mm²
7077 | 7789383030 | PAC-M340-RV24-V1-3M | Pre-assembled cable, PAC, Cable LiYY, 0.25 mm²
7078 | 7789383040 | PAC-M340-RV24-V1-4M | Pre-assembled cable, PAC, Cable LiYY, 0.25 mm²
7079 | 7789383050 | PAC-M340-RV24-V1-5M | Pre-assembled cable, PAC, Cable LiYY, 0.25 mm²
7080 | 7789384020 | PAC-M340-RV24-V3-2M | Pre-assembled cable, PAC, Cable LiYY, 0.25 mm²
7081 | 7789384030 | PAC-M340-RV24-V3-3M | Pre-assembled cable, PAC, Cable LiYY, 0.25 mm²
7082 | 7789384040 | PAC-M340-RV24-V3-4M | Pre-assembled cable, PAC, Cable LiYY, 0.25 mm²
7083 | 7789384050 | PAC-M340-RV24-V3-5M | Pre-assembled cable, PAC, Cable LiYY, 0.25 mm²
7084 | 7789386020 | PAC-M340-HE20-V2-2M | Pre-assembled cable, PAC, Cable LiYCY, 0.25 mm²
7085 | 7789386030 | PAC-M340-HE20-V2-3M | Pre-assembled cable, PAC, Cable LiYCY, 0.25 mm²
7086 | 7789386040 | PAC-M340-HE20-V2-4M | Pre-assembled cable, PAC, Cable LiYCY, 0.25 mm²
7087 | 7789386050 | PAC-M340-HE20-V2-5M | Pre-assembled cable, PAC, Cable LiYCY, 0.25 mm²
7088 | 7789066050 | PAC-GF30-HE20-V0-5M | Pre-assembled cable, PAC, Cable LiYY, 0.25 mm²
7089 | 7789104025 | PAC-UNIV-RV24-F-2M5 | Pre-assembled cable, PAC, Cable LiYY, 0.25 mm²
7090 | 7789211025 | PAC-S300-RV24-V2-2M5 | Pre-assembled cable, PAC, Cable LiYY, 0.25 mm²
7091 | 7789220020 | PAC-S300-RV24-V6-2M | Pre-assembled cable, PAC, Cable LiYY, 0.25 mm²
7092 | 7789222030 | PAC-S300-HE20-V2-3M | Pre-assembled cable, PAC, Cable LiYY, 8.6 ± 1 mm
7093 | 7789223030 | PAC-S300-HESD-V0-3M | Pre-assembled cable, PAC, Cable LiYY, Cable LiYCY, 0.25 mm²
7094 | 7789224030 | PAC-S300-SD15-V1-3M | Pre-assembled cable, PAC, Cable LiYCY, 0.25 mm²
7095 | 7789226020 | PAC-S300-SD37-V1-2M | Pre-assembled cable, PAC, Cable LiYCY, 0.25 mm²
7096 | 7789227025 | PAC-S300-SD15-V2-2M5 | Pre-assembled cable, PAC, Cable LiYCY, 0.25 mm²
7097 | 7789320040 | PAC-PREM-SD15-V0-4M | Pre-assembled cable, PAC, Cable LiYCY, 0.25 mm²
7098 | 7789322020 | PAC-PREM-HE20-V0-2M | Pre-assembled cable, PAC, Cable LiYY, 0.25 mm²
7099 | 7789322030 | PAC-PREM-HE20-V0-3M | Pre-assembled cable, PAC, Cable LiYY, 0.25 mm²
7100 | 7789322040 | PAC-PREM-HE20-V0-4M | Pre-assembled cable, PAC, Cable LiYY, 0.25 mm²
7101 | 7789327040 | PAC-TWDO-HE20-V1-4M | Pre-assembled cable, PAC, Cable LiYY, 0.25 mm²
7102 | 7789329040 | PAC-TWDO-HE20-V3-4M | Pre-assembled cable, PAC, Cable LiYY, 0.25 mm²
7103 | 7789331015 | PAC-MICR-RV24-V1-1M5 | Pre-assembled cable, PAC, Cable LiYY, 0.25 mm²
7104 | 7789219025 | PAC-S300-RV12-V1-2M5 | Pre-assembled cable, PAC, Cable LiYY, 0.25 mm²
7105 | 7789319020 | PAC-PREM-SD25-V1-2M | Pre-assembled cable, PAC, Cable LiYCY, 0.25 mm²
7106 | 7789319025 | PAC-PREM-SD25-V1-2M5 | Pre-assembled cable, PAC, Cable LiYCY, 0.25 mm²
7107 | 7789319030 | PAC-PREM-SD25-V1-3M | Pre-assembled cable, PAC, Cable LiYCY, 0.25 mm²
7108 | 7789319040 | PAC-PREM-SD25-V1-4M | Pre-assembled cable, PAC, Cable LiYCY, 0.25 mm²
7109 | 7789319050 | PAC-PREM-SD25-V1-5M | Pre-assembled cable, PAC, Cable LiYCY, 0.25 mm²
7110 | 7789320015 | PAC-PREM-SD15-V0-1M5 | Pre-assembled cable, PAC, Cable LiYCY, 0.25 mm²
7111 | 7789320025 | PAC-PREM-SD15-V0-2M5 | Pre-assembled cable, PAC, Cable LiYCY, 0.25 mm²
7112 | 7789320050 | PAC-PREM-SD15-V0-5M | Pre-assembled cable, PAC, Cable LiYCY, 0.25 mm²
7113 | 7789321015 | PAC-PREM-SD15-V1-1M5 | Pre-assembled cable, PAC, Cable LiYCY, 0.25 mm²
7114 | 7789321025 | PAC-PREM-SD15-V1-2M5 | Pre-assembled cable, PAC, Cable LiYCY, 0.25 mm²
7115 | 7789321030 | PAC-PREM-SD15-V1-3M | Pre-assembled cable, PAC, Cable LiYCY, 0.25 mm²
7116 | 7789321040 | PAC-PREM-SD15-V1-4M | Pre-assembled cable, PAC, Cable LiYCY, 0.25 mm²
7117 | 7789321050 | PAC-PREM-SD15-V1-5M | Pre-assembled cable, PAC, Cable LiYCY, 0.25 mm²
7118 | 7789322025 | PAC-PREM-HE20-V0-2M5 | Pre-assembled cable, PAC, Cable LiYY, 0.25 mm²
7119 | 7789322050 | PAC-PREM-HE20-V0-5M | Pre-assembled cable, PAC, Cable LiYY, 0.25 mm²
7120 | 7789326015 | PAC-TWDO-HE20-V0-1M5 | Pre-assembled cable, PAC, Cable LiYY, 0.25 mm²
7121 | 7789326020 | PAC-TWDO-HE20-V0-2M | Pre-assembled cable, PAC, Cable LiYY, 0.25 mm²
7122 | 7789326030 | PAC-TWDO-HE20-V0-3M | Pre-assembled cable, PAC, Cable LiYY, 0.25 mm²
7123 | 7789326040 | PAC-TWDO-HE20-V0-4M | Pre-assembled cable, PAC, Cable LiYY, 0.25 mm²
7124 | 7789326050 | PAC-TWDO-HE20-V0-5M | Pre-assembled cable, PAC, Cable LiYY, 0.25 mm²
7125 | 7789327030 | PAC-TWDO-HE20-V1-3M | Pre-assembled cable, PAC, Cable LiYY, 0.25 mm²
7126 | 7789328030 | PAC-TWDO-HE20-V2-3M | Pre-assembled cable, PAC, Cable LiYY, 0.25 mm²
7127 | 7789328050 | PAC-TWDO-HE20-V2-5M | Pre-assembled cable, PAC, Cable LiYY, 0.25 mm²
7128 | 7789329030 | PAC-TWDO-HE20-V3-3M | Pre-assembled cable, PAC, Cable LiYY, 0.25 mm²
7129 | 7789331020 | PAC-MICR-RV24-V1-2M | Pre-assembled cable, PAC, Cable LiYY, 0.25 mm²
7130 | 7789331030 | PAC-MICR-RV24-V1-3M | Pre-assembled cable, PAC, Cable LiYY, 0.25 mm²
7131 | 7789331040 | PAC-MICR-RV24-V1-4M | Pre-assembled cable, PAC, Cable LiYY, 0.25 mm²
7132 | 7789331050 | PAC-MICR-RV24-V1-5M | Pre-assembled cable, PAC, Cable LiYY, 0.25 mm²
7133 | 7789373100 | PAC-CJ1W-HE20-V3-10M | Pre-assembled cable, PAC, Cable LiYY, 0.25 mm²
7134 | 7789380040 | PAC-M340-HE20-V1-4M | Pre-assembled cable, PAC, Cable LiYY, 0.25 mm²
7135 | 7789028050 | PAC-CMLX-SD25-V0-5M | Pre-assembled cable, PAC, Cable LiYCY, 0.25 mm²
7136 | 7789030020 | PAC-CTLX-RV36-V0-2M | Pre-assembled cable, PAC, Cable LiYY, 0.25 mm²
7137 | 7789030030 | PAC-CTLX-RV36-V0-3M | Pre-assembled cable, PAC, Cable LiYY, 0.25 mm²
7138 | 7789031015 | PAC-CTLX-RV24-V0-1M5 | Pre-assembled cable, PAC, Cable LiYY, 0.25 mm²
7139 | 7789031030 | PAC-CTLX-RV24-V0-3M | Pre-assembled cable, PAC, Cable LiYY, 0.25 mm²
7140 | 7789031035 | PAC-CTLX-RV24-V0-3M5 | Pre-assembled cable, PAC, Cable LiYY, 0.25 mm²
7141 | 7789031040 | PAC-CTLX-RV24-V0-4M | Pre-assembled cable, PAC, Cable LiYY, 0.25 mm²
7142 | 7789031050 | PAC-CTLX-RV24-V0-5M | Pre-assembled cable, PAC, Cable LiYY, 0.25 mm²
7143 | 7789032040 | PAC-CTLX-SD37-V0-4M | Pre-assembled cable, PAC, Cable LiYCY, 0.25 mm²
7144 | 7789033020 | PAC-CTLX-SD15-V0-2M | Pre-assembled cable, PAC, Cable LiYCY, 0.25 mm²
7145 | 7789033030 | PAC-CTLX-SD15-V0-3M | Pre-assembled cable, PAC, Cable LiYCY, 0.25 mm²
7146 | 7789066025 | PAC-GF30-HE20-V0-2M5 | Pre-assembled cable, PAC, Cable LiYY, 0.25 mm²
7147 | 7789066040 | PAC-GF30-HE20-V0-4M | Pre-assembled cable, PAC, Cable LiYY, 0.25 mm²
7148 | 7789101040 | PAC-UNIV-HE10-LCF-4M | Pre-assembled cable, PAC, Cable LiYY, 0.14 mm²
7149 | 7789101050 | PAC-UNIV-HE10-LCF-5M | Pre-assembled cable, PAC, Cable LiYY, 0.14 mm²
7150 | 7789104070 | PAC-UNIV-RV24-F-7M | Pre-assembled cable, PAC, Cable LiYY, 0.25 mm²
7151 | 7789104080 | PAC-UNIV-RV24-F-8M | Pre-assembled cable, PAC, Cable LiYY, 0.25 mm²
7152 | 7789106070 | PAC-UNIV-RV36-F-7M | Pre-assembled cable, PAC, Cable LiYY, 0.25 mm²
7153 | 7789108015 | PAC-UNIV-RV12-F-1M5 | Pre-assembled cable, PAC, Cable LiYY, 0.25 mm²
7154 | 7789108025 | PAC-UNIV-RV12-F-2M5 | Pre-assembled cable, PAC, Cable LiYY, 0.25 mm²
7155 | 7789108030 | PAC-UNIV-RV12-F-3M | Pre-assembled cable, PAC, Cable LiYY, 0.25 mm²
7156 | 7789108040 | PAC-UNIV-RV12-F-4M | Pre-assembled cable, PAC, Cable LiYY, 0.25 mm²
7157 | 7789108080 | PAC-UNIV-RV12-F-8M | Pre-assembled cable, PAC, Cable LiYY, 0.25 mm²
7158 | 1375510000 | ACT20M-RTI-AO-S | Temperature converter, With galvanic isolation, Input : Temperature, PT100, Output : I / U
7159 | 1510470000 | ACT20P-CMT-10-AO-RC-S | Current-measuring transducer, Limit value monitoring, Input : 0?5/10 A, Analogue output, Relay output
7160 | 1510440000 | ACT20P-CMT-60-AO-RC-S | Current-measuring transducer, Limit value monitoring, Input : 0?40/50/60 A, Analogue output, Relay output
7161 | 1510540000 | ACT20P-CMT-30-AO-RC-S | Current-measuring transducer, Limit value monitoring, Input : 0?20/25/30 A, Analogue output, Relay output
7162 | 1481970000 | ACT20P-PRO DCDC II-S | Signal converter/insulator, 24?230 V AC/DC power supply, Input : I/U universal, Output : I/U universal
7163 | 1481960000 | ACT20P-PRO DCDC II-P | Signal converter/insulator, 24?230 V AC/DC power supply, Input : I/U universal, Output : I/U universal
7164 | 2448100000 | ACT20P-PRO-RTCI-AO-DO-S | Temperature converter, Limit value monitoring, universal, Input: temperature (RTD), Analogue output, Relay output, Input : Temperature, Resistance, Potentiometer, Output : I/U universal, Transistor (Alarm)
7165 | 1319270000 | SCS 24VDC P2SIL3DSES | SAFESERIES, Safety relay,24 V DC -15 / +20%, 35 mA , Max. switching current, internal fuse : 5 A (refer to derating curve), SIL 3, DIN EN 61508
7166 | 1510420000 | ACT20C-CMT-60-AO-RC-S | Current-measuring transducer, Input : 0?40/50/60 A, Output : 0(4)-20 mA, 0-10 V, Relay
7167 | 1078730000 | SAIE-M8S-3-0.5U-FP-M8 | Built-in plugs, M8 thread, pin, straight, M 8, Number of poles: 3, 0.5 m
7168 | 1079640000 | HDC 24B HP250 MPL3 TYP1 | HDC insert, Number of poles: 3, Size: 8
7169 | 1079690000 | HDC HP 250 M 25 | HDC insert, Pin, 3000 V, 250 A, Crimp connection, Size: 250
7170 | 1079720000 | HDC HP 250 F 25 | HDC insert, Female, 3000 V, 250 A, Crimp connection, Size: 250
7171 | 1079730000 | HDC HP 250 F 35 | HDC insert, Female, 3000 V, 250 A, Crimp connection, Size: 250
7172 | 1079740000 | HDC HP 250 F 50 | HDC insert, Female, 3000 V, 250 A, Crimp connection, Size: 250
7173 | 1079750000 | HDC HP 250 F 70 | HDC insert, Female, 3000 V, 250 A, Crimp connection, Size: 250
7174 | 1079770000 | HDC HP 250 F 95 | HDC insert, Female, 3000 V, 250 A, Crimp connection, Size: 250
7175 | 1102200010 | IE-C5DS4VG0010MCSA20-E | System cable, M12 D-code ? IP 67 straight pin, RJ45 IP 20, Cat.5 (ISO/IEC 11801) / Cat.5e (TIA T568-B), PVC, 1 m
7176 | 1103680000 | HDC 06B HP250 MPL1 | HDC insert, Number of poles: 1, Size: 3
7177 | 1103690000 | HDC 24B HP250 MPL2 TYP1 | HDC insert, Number of poles: 2, Size: 8
7178 | 1103740000 | HDC 24B HP250 MPL2 TYP2 | HDC insert, Number of poles: 2, Size: 8
7179 | 1103750000 | HDC 24B HP250 MPL3 TYP2 | HDC insert, Number of poles: 3, Size: 8
7180 | 1117960000 | SAIB-M16-4/9 | Plugs prefabricated to customer spec., M16, Female socket, straight
7181 | 1117970000 | SAIS-M16-4/9 | Plugs prefabricated to customer spec., M16, pin, straight
7182 | 1117980000 | SAIB-M16-5/9 | Plugs prefabricated to customer spec., M16, Female socket, straight
7183 | 1117990000 | SAIS-M16-5/9 | Plugs prefabricated to customer spec., M16, pin, straight
7184 | 1118000000 | SAIB-M16-7/9 | Plugs prefabricated to customer spec., M16, Female socket, straight
7185 | 1118010000 | SAIS-M16-7/9 | Plugs prefabricated to customer spec., M16, pin, straight
7186 | 1119080000 | HDC HP 250 M 50 | HDC insert, Pin, 3000 V, 250 A, Crimp connection, Size: 250
7187 | 1119090000 | HDC HP 250 M 70 | HDC insert, Pin, 3000 V, 250 A, Crimp connection, Size: 250
7188 | 1119100000 | HDC HP 250 M 95 | HDC insert, Pin, 3000 V, 250 A, Crimp connection, Size: 250
7189 | 1132010000 | IE-PI-RJ45-FH-A | Plug insert RJ45 IDC, Plug insert RJ45, no tools required, TIA-568A
7190 | 1132020000 | IE-PI-RJ45-FH-B | Plug insert RJ45 IDC, Plug insert RJ45, no tools required, EIA/TIA T568 B
7191 | 1132030000 | IE-PI-RJ45-FH-P | Plug insert RJ45 IDC, Plug insert RJ45, no tools required, PROFINET
7192 | 1160430000 | HDC 24B HP250 MPL4 TYP1 | HDC insert, Number of poles: 4, Size: 8
7193 | 1160440000 | HDC 24B HP250 MPL4 TYP2 | HDC insert, Number of poles: 4, Size: 8
7194 | 1160450000 | HDC IP68 24B MD 4M25 T1 | HDC enclosures, Size: 8, Protection degree: IP68, IP69K, IP68 (in plugged condition), Cover, Clamping yoke connection, Standard, Size of cable entries: M 25
7195 | 1160930150 | SAIL-M8GM8SG-4S1.5UIE | Bus line, Connecting line, M8 / M8, Number of poles: 4, 1.5 m, Male, straight - male, straight, Shielded: Yes, LED: No, Sheath material: PUR, Halogen: No
7196 | 1160930250 | SAIL-M8GM8SG-4S2.5UIE | Bus line, Connecting line, M8 / M8, Number of poles: 4, 2.5 m, Male, straight - male, straight, Shielded: Yes, LED: No, Sheath material: PUR, Halogen: No
7197 | 1160930350 | SAIL-M8GM8SG-4S3.5UIE | Bus line, Connecting line, M8 / M8, Number of poles: 4, 3.5 m, Male, straight - male, straight, Shielded: Yes, LED: No, Sheath material: PUR, Halogen: No
7198 | 1160930450 | SAIL-M8GM8SG-4S4.5UIE | Bus line, Connecting line, M8 / M8, Number of poles: 4, 4.5 m, Male, straight - male, straight, Shielded: Yes, LED: No, Sheath material: PUR, Halogen: No
7199 | 1165480010 | CP M SNT 250W 24V 10AUW | Power supply, switch-mode power supply unit, 24 V
7200 | 1165900002 | IE-C6FP8LB0002M40M40-B | Patch cable, RJ45 IP 20, RJ45 IP 20, Cat.6A / Class EA (ISO/IEC 11801 2010), LSZH, 0.2 m
7201 | 1165900003 | IE-C6FP8LB0003M40M40-B | Patch cable, RJ45 IP 20, RJ45 IP 20, Cat.6A / Class EA (ISO/IEC 11801 2010), LSZH, 0.3 m
7202 | 1165900075 | IE-C6FP8LB0075M40M40-B | Patch cable, RJ45 IP 20, RJ45 IP 20, Cat.6A / Class EA (ISO/IEC 11801 2010), LSZH, 7.5 m
7203 | 1165900250 | IE-C6FP8LB0250M40M40-B | Patch cable, RJ45 IP 20, RJ45 IP 20, Cat.6A / Class EA (ISO/IEC 11801 2010), LSZH, 25 m
7204 | 1165940025 | IE-C6FP8LD0025M40M40-D | Patch cable, RJ45 IP 20, RJ45 IP 20, Cat.6A / Class EA (ISO/IEC 11801 2010), LSZH, 2.5 m
7205 | 1165940060 | IE-C6FP8LD0060M40M40-D | Patch cable, RJ45 IP 20, RJ45 IP 20, Cat.6A / Class EA (ISO/IEC 11801 2010), LSZH, 6 m
7206 | 1166030250 | IE-C6FP8LR0250M40M40-R | Patch cable, RJ45 IP 20, RJ45 IP 20, Cat.6A / Class EA (ISO/IEC 11801 2010), LSZH, 25 m
7207 | 1168850000 | HDC FIXING SC SIZE1 M3X6 | Heavy-duty connectors, Accessories, Mounting screw
7208 | 1170110000 | SAI-M23-BE-17 | Sensor/Actuator plug-in connector, Insert
7209 | 1172970000 | IE-C5ES8UG0030A40A40-E | System cable, RJ45 IP 20, RJ45 IP 20, Cat.5 (ISO/IEC 11801) / Cat.5e (TIA T568-B), PUR, 3 m
7210 | 1173030080 | IE-C5DD4UG0080A20A20-E | Dragline cable, PROFINET, RJ45 IP 20, RJ45 IP 20, Cat.5 (ISO/IEC 11801) / Cat.5e (TIA T568-B), PUR, 8 m
7211 | 1173030180 | IE-C5DD4UG0180A20A20-E | Dragline cable, PROFINET, RJ45 IP 20, RJ45 IP 20, Cat.5 (ISO/IEC 11801) / Cat.5e (TIA T568-B), PUR, 18 m
7212 | 1173220000 | PB-DP SUB-D ZF35TERM | SUB-D
7213 | 1173240000 | PB-DP SUB-D ZF35TERM PS | SUB-D
7214 | 1173630000 | TW PRV16 | P-series, Partition plate, grey, 2 mm, Unprinted
7215 | 1173670000 | TW PRV8 | P-series, Partition plate, grey, 2 mm, Unprinted
7216 | 1173720000 | PAP PRV/PPV8 SW | P-series, End plate, black, 3 mm
7217 | 1176030000 | ACT20M-UI-AO-S | Signal converter/insulator, Temperature converter, universal, DC U/I signals, Temperature RTD/TC, Input : universal U, I, R,?, Output : I / U
7218 | 1193570000 | VGM25-SS68 11-20 BG | Heavy-duty connectors, Accessories, Cable glands, Stainless steel 1.4305 (303)
7219 | 1193590000 | VGM40-SS68 20-32 BG | Heavy-duty connectors, Accessories, Cable glands, Stainless steel 1.4305 (303)
7220 | 1193600000 | VGM25-MS68 11-20 BG | Heavy-duty connectors, Accessories, Cable glands, Brass, nickel-plated
7221 | 1193610000 | VGM32-MS68 15-25 BG | Heavy-duty connectors, Accessories, Cable glands, Brass, nickel-plated
7222 | 1201210025 | SAIL-M8GRJ45-4S0.25UIE | Bus line, Connecting line, M8, Number of poles: 4, 0.25 m, pin, straight, RJ45, Shielded: Yes, LED: No, Sheath material: PUR, Halogen: No
7223 | 1201211000 | SAIL-M8GRJ45-4S10UIE | Bus line, Connecting line, M8, Number of poles: 4, 10 m, pin, straight, RJ45, Shielded: Yes, LED: No, Sheath material: PUR, Halogen: No
7224 | 1240840000 | IE-SW-BL05-5TX | Network switch, unmanaged, Fast Ethernet, Number of ports: 5x RJ45, IP30, -10 °C...60 °C
7225 | 1240850000 | IE-SW-BL05T-5TX | Network switch, unmanaged, Fast Ethernet, Number of ports: 5x RJ45, IP30, -40 °C...75 °C
7226 | 1240870000 | IE-SW-BL05-4TX-1SCS | Network switch, unmanaged, Fast Ethernet, Number of ports: 4 x RJ45, 1 * SC Single-mode, IP30, -10 °C...60 °C
7227 | 1240880000 | IE-SW-BL05-4TX-1ST | Network switch, unmanaged, Fast Ethernet, Number of ports: 4 x RJ45, 1 * ST Multi-mode, IP30, -10 °C...60 °C
7228 | 1240890000 | IE-SW-BL05-4TX-1SC | Network switch, unmanaged, Fast Ethernet, Number of ports: 4 x RJ45, 1 * SC Multi-mode, IP30, -10 °C...60 °C
7229 | 1240900000 | IE-SW-BL08-8TX | Network switch, unmanaged, Fast Ethernet, Number of ports: 8x RJ45, IP30, -10 °C...60 °C
7230 | 1240910000 | IE-SW-BL08-6TX-2SC | Network switch, unmanaged, Fast Ethernet, Number of ports: 6x RJ45, 2x SC Multi-mode, IP30, -10 °C...60 °C
7231 | 1240920000 | IE-SW-BL08T-6TX-2SC | Network switch, unmanaged, Fast Ethernet, Number of ports: 6x RJ45, 2x SC Multi-mode, IP30, -40 °C...75 °C
7232 | 1240930000 | IE-SW-BL08-6TX-2ST | Network switch, unmanaged, Fast Ethernet, Number of ports: 6x RJ45, 2 * ST Multi-mode, IP30, -10 °C...60 °C
7233 | 1240950000 | IE-SW-BL08-7TX-1SCS | Network switch, unmanaged, Fast Ethernet, Number of ports: 7x RJ45, 1 * SC Single-mode, IP30, -10 °C...60 °C
7234 | 1240970000 | IE-SW-VL08MT-5TX-3SC | Network switch, managed, Fast Ethernet, Number of ports: 5x RJ45, 3 * SC Multi-mode, IP30, -40 °C...75 °C
7235 | 1240980000 | IE-SW-VL09T-6TX-3SC | Network switch, unmanaged, Fast Ethernet, Number of ports: 6x RJ45, 3 * SC Multi-mode, IP30, -40 °C...75 °C
7236 | 1240990000 | IE-SW-VL08MT-6TX-2ST | Network switch, managed, Fast Ethernet, Number of ports: 6x RJ45, 2 * ST Multi-mode, IP30, -40 °C...75 °C
7237 | 1241020000 | IE-SW-VL08MT-6TX-2SCS | Network switch, managed, Fast Ethernet, Number of ports: 6x RJ45, 2x SC Single-mode, IP30, -40 °C...75 °C
7238 | 1241030000 | IE-SW-VL16-14TX-2SC | Network switch, unmanaged, Fast Ethernet, Number of ports: 14x RJ45, 2x SC Multi-mode, IP30, 0 °C...60 °C
7239 | 1241040000 | IE-SW-PL08M-8TX | Network switch, managed, Fast Ethernet, Number of ports: 8x RJ45, IP30, -10 °C...60 °C
7240 | 1241050000 | IE-SW-VL16-14TX-2ST | Network switch, unmanaged, Fast Ethernet, Number of ports: 14x RJ45, 2 * ST Multi-mode, IP30, 0 °C...60 °C
7241 | 1241070000 | IE-SW-PL08M-6TX-2SC | Network switch, managed, Fast Ethernet, Number of ports: 6x RJ45, 2x SC Multi-mode, IP30, -10 °C...60 °C
7242 | 1241080000 | IE-SW-PL08M-6TX-2ST | Network switch, managed, Fast Ethernet, Number of ports: 6x RJ45, 2 * ST Multi-mode, IP30, 0 °C...60 °C
7243 | 1241090000 | IE-SW-PL08M-6TX-2SCS | Network switch, managed, Fast Ethernet, Number of ports: 6x RJ45, 2x SC Single-mode, IP30, 0 °C...60 °C
7244 | 1241120000 | IE-SW-PL16M-14TX-2SC | Network switch, managed, Fast Ethernet, Number of ports: 14x RJ45, 2x SC Multi-mode, IP30, 0 °C...60 °C
7245 | 1241130000 | IE-SW-PL16M-14TX-2ST | Network switch, managed, Fast Ethernet, Number of ports: 14x RJ45, 2 * ST Multi-mode, IP30, 0 °C...60 °C
7246 | 1241270000 | IE-SW-VL08-8GT | Network switch, unmanaged, Gigabit Ethernet, Number of ports: 8 * RJ45 10/100/1000BaseT(X), IP30, -10 °C...60 °C
7247 | 1241280000 | IE-SW-VL08-6GT-2GS | Network switch, unmanaged, Gigabit Ethernet, Number of ports: 6 * RJ45 10/100/1000BaseT(X), 2 * combo-ports (10/100/1000BaseT(X) or 100/1000BaseSFP), IP30, -10 °C...60 °C
7248 | 1241320000 | IE-SW-PL18M-2GC-16TX | Network switch, managed, Fast/Gigabit Ethernet, Number of ports: 16x RJ45 10/100BaseT(X), 2 * combo-ports (10/100/1000BaseT(X) or 1000BaseSFP), IP30, 0 °C...60 °C
7249 | 1241330000 | IE-SW-PL18M-2GC14TX2SC | Network switch, managed, Fast/Gigabit Ethernet, Number of ports: 14 * RJ45 10/100BaseT(X), 2 * SC Multi-mode 100FX, 2 * combo-ports (10/100/1000BaseT(X) or 1000BaseSFP), IP30, 0 °C...60 °C
7250 | 1241340000 | IE-SW-PL18M-2GC14TX2ST | Network switch, managed, Fast/Gigabit Ethernet, Number of ports: 14 * RJ45 10/100BaseT(X), 2 * ST Multi-mode, 2 * combo-ports (10/100/1000BaseT(X) or 1000BaseSFP), IP30, 0 °C...60 °C
7251 | 1241350000 | IE-SW-PL18M-2GC14TX2SCS | Network switch, managed, Fast/Gigabit Ethernet, Number of ports: 14 * RJ45 10/100BaseT(X), 2x SC Single-mode, 2 * combo-ports (10/100/1000BaseT(X) or 1000BaseSFP), IP30, 0 °C...60 °C
7252 | 1241370000 | IE-SW-PL09M-5GC-4GT | Network switch, managed, Gigabit Ethernet, Number of ports: 4 * RJ45 10/100/1000BaseT(X), 5 * combo-ports (10/100/1000BaseT(X) or 100/1000BaseSFP), IP30, 0 °C...60 °C
7253 | 1241380000 | IE-SW-BL06-2TX-4POE | Network switch, unmanaged PoE, Fast Ethernet, Number of ports: 2 * RJ45 10/100 BaseT(X), 4x RJ45 10/100 BaseT(X) PoE+, IP30, -10 °C...60 °C
7254 | 1241400000 | IE-MC-VL-1TX-1SC | Media converter, Fast Ethernet, Number of ports: 1x RJ45, 1 * SC Multi-mode, IP30, 0 °C...60 °C
7255 | 1241410000 | IE-MC-VL-1TX-1ST | Media converter, Fast Ethernet, Number of ports: 1x RJ45, 1 * ST Multi-mode, IP30, 0 °C...60 °C
7256 | 1241420000 | IE-MC-VL-1TX-1SCS | Media converter, Fast Ethernet, Number of ports: 1x RJ45, 1 * SC Single-mode, IP30, 0 °C...60 °C
7257 | 1241430000 | EBR-MODULE RS232 | Configuration module, IP40, 0 °C...60 °C
7258 | 1241440000 | RM-KIT | Kit for 19"-rack mounting
7259 | 1241450000 | IE-SFP-1FEMLC-T | SFP Transceiver, 100 Mbps, Multimode, LC-Duplex, 4 km, -40 °C...85 °C
7260 | 1241470000 | IE-SFP-1FESLC-T | SFP Transceiver, 100 Mbps, Singlemode, LC-Duplex, 40 km, -40 °C...85 °C
7261 | 1241480000 | IE-SFP-1FELLC-T | SFP Transceiver, 100 Mbps, Singlemode, LC-Duplex, 80 km, -40 °C...85 °C
7262 | 1241490000 | IE-SFP-1GSXLC | SFP Transceiver, 1000 Mbps, Multimode, LC-Duplex, 0.55 km, 0 °C...60 °C
7263 | 1241500000 | IE-SFP-1GLSXLC | SFP Transceiver, 1000 Mbps, Multimode, LC-Duplex, 2 km, 0 °C...60 °C
7264 | 1241510000 | IE-SFP-1GLXLC | SFP Transceiver, 1000 Mbps, Singlemode, LC-Duplex, 10 km, 0 °C...60 °C
7265 | 1241520000 | IE-SFP-1GLHXLC | SFP Transceiver, 1000 Mbps, Singlemode, LC-Duplex, 40 km, 0 °C...60 °C
7266 | 1244130005 | IE-C5DS4UG0005MBSMCS-E | System cable, M12 D-code ? flange, M12 D-code ? pin straight, Cat.5 (ISO/IEC 11801) / Cat.5e (TIA T568-B), PUR, 0.5 m
7267 | 1244130010 | IE-C5DS4UG0010MBSMCS-E | System cable, M12 D-code ? flange, M12 D-code ? pin straight, Cat.5 (ISO/IEC 11801) / Cat.5e (TIA T568-B), PUR, 1 m
7268 | 1244130015 | IE-C5DS4UG0015MBSMCS-E | System cable, M12 D-code ? flange, M12 D-code ? pin straight, Cat.5 (ISO/IEC 11801) / Cat.5e (TIA T568-B), PUR, 1.5 m
7269 | 1244130020 | IE-C5DS4UG0020MBSMCS-E | System cable, M12 D-code ? flange, M12 D-code ? pin straight, Cat.5 (ISO/IEC 11801) / Cat.5e (TIA T568-B), PUR, 2 m
7270 | 1244130050 | IE-C5DS4UG0050MBSMCS-E | System cable, M12 D-code ? flange, M12 D-code ? pin straight, Cat.5 (ISO/IEC 11801) / Cat.5e (TIA T568-B), PUR, 5 m
7271 | 1246370000 | ERTE ES HTI 15 | Pressing tool, Replacement part
7272 | 1246390000 | ERTE AN CTF 63 | Pressing tool, Replacement part
7273 | 1246410000 | ERTE AN HTF 63 | Pressing tool, Replacement part
7274 | 1246420000 | ERTE AN HTF 48 | Pressing tool, Replacement part
7275 | 1246430000 | ERTE AN HTF 28 | Pressing tool, Replacement part
7276 | 1246740000 | ERTE AN HTF DFF | Pressing tool, Replacement part
7277 | 1246750000 | ERTE AN HTF RSV 16 | Pressing tool, Replacement part
7278 | 1246760000 | ERTE AN HTF SUB-D | Pressing tool, Replacement part
7279 | 1246780000 | ERTE ES CTN 25 D5 | Pressing tool, Replacement part
7280 | 1248280012 | IE-C6FP8LD0012M40V40-D | Patch cable, RJ45 IP 20, Angled 90°, RJ45 IP 20, Cat.6A / Class EA (ISO/IEC 11801 2010), LSZH, 1.2 m
7281 | 1248280015 | IE-C6FP8LD0015M40V40-D | Patch cable, RJ45 IP 20, Angled 90°, RJ45 IP 20, Cat.6A / Class EA (ISO/IEC 11801 2010), LSZH, 1.5 m
7282 | 1248280020 | IE-C6FP8LD0020M40V40-D | Patch cable, RJ45 IP 20, Angled 90°, RJ45 IP 20, Cat.6A / Class EA (ISO/IEC 11801 2010), LSZH, 2 m
7283 | 1248280030 | IE-C6FP8LD0030M40V40-D | Patch cable, RJ45 IP 20, Angled 90°, RJ45 IP 20, Cat.6A / Class EA (ISO/IEC 11801 2010), LSZH, 3 m
7284 | 1248280050 | IE-C6FP8LD0050M40V40-D | Patch cable, RJ45 IP 20, Angled 90°, RJ45 IP 20, Cat.6A / Class EA (ISO/IEC 11801 2010), LSZH, 5 m
7285 | 1248280100 | IE-C6FP8LD0100M40V40-D | Patch cable, RJ45 IP 20, Angled 90°, RJ45 IP 20, Cat.6A / Class EA (ISO/IEC 11801 2010), LSZH, 10 m
7286 | 1251220000 | CP DC BUFFER 24V 20A | Buffer module, 30 V, 24 V
7287 | 1251580030 | IE-C6FP8LY0030M40M40-Y | Patch cable, RJ45 IP 20, RJ45 IP 20, Cat.6A / Class EA (ISO/IEC 11801 2010), LSZH, 3 m
7288 | 1251580050 | IE-C6FP8LY0050M40M40-Y | Patch cable, RJ45 IP 20, RJ45 IP 20, Cat.6A / Class EA (ISO/IEC 11801 2010), LSZH, 5 m
7289 | 1251580100 | IE-C6FP8LY0100M40M40-Y | Patch cable, RJ45 IP 20, RJ45 IP 20, Cat.6A / Class EA (ISO/IEC 11801 2010), LSZH, 10 m
7290 | 1251580150 | IE-C6FP8LY0150M40M40-Y | Patch cable, RJ45 IP 20, RJ45 IP 20, Cat.6A / Class EA (ISO/IEC 11801 2010), LSZH, 15 m
7291 | 1251580200 | IE-C6FP8LY0200M40M40-Y | Patch cable, RJ45 IP 20, RJ45 IP 20, Cat.6A / Class EA (ISO/IEC 11801 2010), LSZH, 20 m
7292 | 1251580250 | IE-C6FP8LY0250M40M40-Y | Patch cable, RJ45 IP 20, RJ45 IP 20, Cat.6A / Class EA (ISO/IEC 11801 2010), LSZH, 25 m
7293 | 1251590030 | IE-C6FP8LG0030M40M40-G | Patch cable, RJ45 IP 20, RJ45 IP 20, Cat.6A / Class EA (ISO/IEC 11801 2010), LSZH, 3 m
7294 | 1251590050 | IE-C6FP8LG0050M40M40-G | Patch cable, RJ45 IP 20, RJ45 IP 20, Cat.6A / Class EA (ISO/IEC 11801 2010), LSZH, 5 m
7295 | 1251590100 | IE-C6FP8LG0100M40M40-G | Patch cable, RJ45 IP 20, RJ45 IP 20, Cat.6A / Class EA (ISO/IEC 11801 2010), LSZH, 10 m
7296 | 1251590150 | IE-C6FP8LG0150M40M40-G | Patch cable, RJ45 IP 20, RJ45 IP 20, Cat.6A / Class EA (ISO/IEC 11801 2010), LSZH, 15 m
7297 | 1251590200 | IE-C6FP8LG0200M40M40-G | Patch cable, RJ45 IP 20, RJ45 IP 20, Cat.6A / Class EA (ISO/IEC 11801 2010), LSZH, 20 m
7298 | 1251590250 | IE-C6FP8LG0250M40M40-G | Patch cable, RJ45 IP 20, RJ45 IP 20, Cat.6A / Class EA (ISO/IEC 11801 2010), LSZH, 25 m
7299 | 1251610030 | IE-C6FP8LE0030M40M40-E | Patch cable, RJ45 IP 20, RJ45 IP 20, Cat.6A / Class EA (ISO/IEC 11801 2010), LSZH, 3 m
7300 | 1251610050 | IE-C6FP8LE0050M40M40-E | Patch cable, RJ45 IP 20, RJ45 IP 20, Cat.6A / Class EA (ISO/IEC 11801 2010), LSZH, 5 m
7301 | 1251610100 | IE-C6FP8LE0100M40M40-E | Patch cable, RJ45 IP 20, RJ45 IP 20, Cat.6A / Class EA (ISO/IEC 11801 2010), LSZH, 10 m
7302 | 1251610150 | IE-C6FP8LE0150M40M40-E | Patch cable, RJ45 IP 20, RJ45 IP 20, Cat.6A / Class EA (ISO/IEC 11801 2010), LSZH, 15 m
7303 | 1251610200 | IE-C6FP8LE0200M40M40-E | Patch cable, RJ45 IP 20, RJ45 IP 20, Cat.6A / Class EA (ISO/IEC 11801 2010), LSZH, 20 m
7304 | 1251610250 | IE-C6FP8LE0250M40M40-E | Patch cable, RJ45 IP 20, RJ45 IP 20, Cat.6A / Class EA (ISO/IEC 11801 2010), LSZH, 25 m
7305 | 1251660000 | HDC HQP DMD 2BO CS | HDC enclosures, Size: HQ, Protection degree: IP65 (in plugged condition), Cover for lower part of housing, Side-locking clamp on lower side
7306 | 1251670000 | HDC HQP DOD 2BO CS | HDC enclosures, Size: HQ, Protection degree: IP65 (in plugged condition), Cover for lower part of housing, Side-locking clamp on lower side
7307 | 1251680000 | HDC HQM ALU CS | HDC enclosures, Size: HQ, Protection degree: IP65 (in plugged condition), Bulkhead housing, Side-locking clamp on lower side, Standard
7308 | 1252210000 | PTSI 4/LD 36V AC/DC | FieldPower®, Field Power® plug-in connector, PUSH IN, 0.5 mm² - 4 mm²
7309 | 1252730000 | DOHA KTB A4 S2 R | Klippon TB (Terminal Box), Document holders, Riveted, Height: 200 mm, Width: 240 mm, Depth: 20 mm, Material: Stainless steel 1.4301, Mirror polished, silver
7310 | 1252750000 | DOHA KTB A5 S2 R | Klippon TB (Terminal Box), Document holders, Riveted, Height: 150 mm, Width: 180 mm, Depth: 20 mm, Material: Stainless steel 1.4301, Mirror polished, silver
7311 | 1252780000 | DOHA KTB A6 S2 R | Klippon TB (Terminal Box), Document holders, Riveted, Height: 110 mm, Width: 130 mm, Depth: 20 mm, Material: Stainless steel 1.4301, Mirror polished, silver
7312 | 1253230000 | DESC M6X14 KTB SET | Klippon TB (Terminal Box), Mounting screw, Material: Stainless steel, rust-proof, untreated, silver
7313 | 1253580000 | HDC IP68 24B MD 2M42 | HDC enclosures, Size: 8, Protection degree: IP68, IP69K, IP68 (in plugged condition), Cover, Clamping yoke connection, Standard
7314 | 1254630000 | SCREWTY SW9 | Bolting tool
7315 | 1254640000 | SCREWTY SW10 | Bolting tool
7316 | 1254650000 | SCREWTY SW13 | Bolting tool
7317 | 1254660000 | SCREWTY SW17 | Bolting tool
7318 | 1254670000 | SCREWTY SW18 | Bolting tool
7319 | 1254680000 | SCREWTY SW19 | Bolting tool
7320 | 1256330000 | KTB GP 262620 CD S4 6MM | Klippon TB (Terminal Box), flange plate, Height: 204 mm, Width: 167 mm, Depth: 6 mm, Gland plates: left, right, Material: Stainless steel 1.4404, electropolished, silver
7321 | 1256340000 | KTB GP 303015 AB S4 6MM | Klippon TB (Terminal Box), flange plate, Height: 300 mm, Width: 117 mm, Depth: 6 mm, Gland plates: top, Bottom, Material: Stainless steel 1.4404, electropolished, silver
7322 | 1256350000 | KTB GP 303015 CD S4 6MM | Klippon TB (Terminal Box), flange plate, Height: 254 mm, Width: 117 mm, Depth: 6 mm, Gland plates: left, right, Material: Stainless steel 1.4404, electropolished, silver
7323 | 1256750000 | KTB GP 987420 AB S4 6MM | Klippon TB (Terminal Box), flange plate, Height: 353 mm, Width: 167 mm, Depth: 6 mm, Gland plates: top, Bottom, Material: Stainless steel 1.4404, electropolished, silver
7324 | 1257640000 | TPSDHA KTB 100X25 S2 2R | Klippon TB (Terminal Box), Ratings plate holder, Riveted, Height: 25 mm, Width: 141 mm, Depth: 16.5 mm, Material: Stainless steel 1.4301, Mirror polished, silver
7325 | 1258930000 | SAIBM-8/9S-M12 | Sockets prefabricated to customer spec., M12, Female socket, straight
7326 | 1258940000 | SAISM-8/9S-M12 | Plugs prefabricated to customer spec., M12, pin, straight
7327 | 1259010150 | SAIL-M16BW-12-1.5U | Sensor/actuator line, One end without connector, M16, Number of poles: 12, 1.5 m, Socket, angled, Shielded: No, LED: No, Sheath material: PUR, Halogen: Yes
7328 | 1259010300 | SAIL-M16BW-12-3.0U | Sensor/actuator line, One end without connector, M16, Number of poles: 12, 3 m, Socket, angled, Shielded: No, LED: No, Sheath material: PUR, Halogen: Yes
7329 | 1259010500 | SAIL-M16BW-12-5.0U | Sensor/actuator line, One end without connector, M16, Number of poles: 12, 5 m, Socket, angled, Shielded: No, LED: No, Sheath material: PUR, Halogen: Yes
7330 | 1259011000 | SAIL-M16BW-12-10U | Sensor/actuator line, One end without connector, M16, Number of poles: 12, 10 m, Socket, angled, Shielded: No, LED: No, Sheath material: PUR, Halogen: Yes
7331 | 1265920000 | SAI-6-F 4P M12 L 5M | Sensor-actuator passive distributor, M12, Fixed cable version, 5 m, Yes
7332 | 1265930000 | SAI-6-F 4P M12 L 10M | Sensor-actuator passive distributor, M12, Fixed cable version, 10 m, Yes
7333 | 1265940000 | SAI-6-S12 4P M12 L | Sensor-actuator passive distributor, M12, with M12 outlet, 12-pole, A-coded, Yes
7334 | 1267330000 | SAI-4-S8 4P M12 L | Sensor-actuator passive distributor, M12, with M12 outlet, 8-pole, A-coded, Yes
7335 | 1268520000 | SAIL-M12G-USB-3.0U | Bus line, Connecting line, M12, Number of poles: 4, 3 m, pin, straight, Shielded: Yes, LED: No, Sheath material: PUR, Halogen: No
7336 | 1268810000 | HDC HP 550 M 70 | HDC insert, Pin, 3000 V, 550 A, Crimp connection, Size: 550
7337 | 1268820000 | HDC HP 550 F 70 | HDC insert, Female, 3000 V, 550 A, Crimp connection, Size: 550
7338 | 1269740050 | IE-C5DB4WE0050MCSXXX-E | System cable, M12 D-code ? IP 67 straight pin, Open, Cat.5 (ISO/IEC 11801), Radox GKW S, 5 m
7339 | 1269740100 | IE-C5DB4WE0100MCSXXX-E | System cable, M12 D-code ? IP 67 straight pin, Open, Cat.5 (ISO/IEC 11801), Radox GKW S, 10 m
7340 | 1271250000 | IE-PS-V05M-RJ45-FH-B | RJ45 plug, no tools required, Cat.6A / Class EA (ISO/IEC 11801 2010)
7341 | 1273090000 | IE-C7FS8LD-305M | System cable, Cat.7 (ISO/IEC 11801), LSZH, 305 m
7342 | 1273430010 | IE-FPOZ2EE0001MSJ0SJ0-X | Connecting line, PROFINET, SCRJ IP 20, SCRJ IP 20, 980 µm, 1 m
7343 | 1273430030 | IE-FPOZ2EE0003MSJ0SJ0-X | Connecting line, PROFINET, SCRJ IP 20, SCRJ IP 20, 980 µm, 3 m
7344 | 1273430050 | IE-FPOZ2EE0005MSJ0SJ0-X | Connecting line, PROFINET, SCRJ IP 20, SCRJ IP 20, 980 µm, 5 m
7345 | 1273430100 | IE-FPOZ2EE0010MSJ0SJ0-X | Connecting line, PROFINET, SCRJ IP 20, SCRJ IP 20, 980 µm, 10 m
7346 | 1273890000 | VG 16 HQ K68 6.5-9.5 | Heavy-duty connectors, Accessories, Cable glands, Polycarbonate
7347 | 1273900000 | VG 21 HQ EMV68 9-13 | Heavy-duty connectors, Accessories, Cable glands, Brass, nickel-plated
7348 | 1274150000 | GFSC M5X10 TX20 SET | Klippon EBi (Essential Box industrial), Mounting screw, Material: Steel, galvanized, silver
7349 | 1279320000 | TPSDHA KTB 70X70M3 S2 R | Klippon TB (Terminal Box), Ratings plate holder, Riveted, Height: 70 mm, Width: 70 mm, Depth: 20 mm, Material: Stainless steel 1.4301, Mirror polished, silver
7350 | 1279410150 | SAIL-M12G-8-1.5U | Sensor/actuator line, One end without connector, M12, Number of poles : 8, 1.5 m, pin, straight, Shielded: No, LED: No, Sheath material: PUR, Halogen: No
7351 | 1279410500 | SAIL-M12G-8-5.0U | Sensor/actuator line, One end without connector, M12, Number of poles : 8, 5 m, pin, straight, Shielded: No, LED: No, Sheath material: PUR, Halogen: No
7352 | 1279411000 | SAIL-M12G-8-10U | Sensor/actuator line, One end without connector, M12, Number of poles : 8, 10 m, pin, straight, Shielded: No, LED: No, Sheath material: PUR, Halogen: No
7353 | 1279490100 | SAIE-M12S-PB-1.0U HW | Built-in plugs, M12, PG 9, Number of poles: 2, 1 m
7354 | 1279490200 | SAIE-M12S-PB-2.0U HW | Built-in plugs, M12, PG 9, Number of poles: 2, 2 m
7355 | 1279490500 | SAIE-M12S-PB-5.0U HW | Built-in plugs, M12, PG 9, Number of poles: 2, 5 m
7356 | 1280990000 | KTB GP 352615 AB S4 | Klippon TB (Terminal Box), flange plate, Height: 254 mm, Width: 117 mm, Depth: 3 mm, Gland plates: top, Bottom, Material: Stainless steel 1.4404, electropolished, silver
7357 | 1281010000 | KTB GP 352620 AB S4 | Klippon TB (Terminal Box), flange plate, Height: 250 mm, Width: 167 mm, Depth: 3 mm, Gland plates: top, Bottom, Material: Stainless steel 1.4404, electropolished, silver
7358 | 1281020000 | KTB GP 352620 CD S4 | Klippon TB (Terminal Box), flange plate, Height: 294 mm, Width: 167 mm, Depth: 3 mm, Gland plates: left, right, Material: Stainless steel 1.4404, electropolished, silver
7359 | 1281070000 | KTB GP 453815 AB S4 | Klippon TB (Terminal Box), flange plate, Height: 376 mm, Width: 117 mm, Depth: 3 mm, Gland plates: top, Bottom, Material: Stainless steel 1.4404, electropolished, silver
7360 | 1281080000 | KTB GP 453815 CD S4 | Klippon TB (Terminal Box), flange plate, Height: 406 mm, Width: 117 mm, Depth: 3 mm, Gland plates: left, right, Material: Stainless steel 1.4404, electropolished, silver
7361 | 1281120000 | KTB GP 484815 CD S4 | Klippon TB (Terminal Box), flange plate, Height: 428 mm, Width: 117 mm, Depth: 3 mm, Gland plates: left, right, Material: Stainless steel 1.4404, electropolished, silver
7362 | 1281150000 | KTB GP 553515 AB S4 | Klippon TB (Terminal Box), flange plate, Height: 344 mm, Width: 117 mm, Depth: 3 mm, Gland plates: top, Bottom, Material: Stainless steel 1.4404, electropolished, silver
7363 | 1281160000 | KTB GP 553515 CD S4 | Klippon TB (Terminal Box), flange plate, Height: 498 mm, Width: 117 mm, Depth: 3 mm, Gland plates: left, right, Material: Stainless steel 1.4404, electropolished, silver
7364 | 1281170000 | KTB GP 553520 AB S4 | Klippon TB (Terminal Box), flange plate, Height: 340 mm, Width: 167 mm, Depth: 3 mm, Gland plates: top, Bottom, Material: Stainless steel 1.4404, electropolished, silver
7365 | 1281180000 | KTB GP 553520 CD S4 | Klippon TB (Terminal Box), flange plate, Height: 494 mm, Width: 167 mm, Depth: 3 mm, Gland plates: left, right, Material: Stainless steel 1.4404, electropolished, silver
7366 | 1281190000 | KTB GP 624515 AB S4 | Klippon TB (Terminal Box), flange plate, Height: 444 mm, Width: 117 mm, Depth: 3 mm, Gland plates: top, Bottom, Material: Stainless steel 1.4404, electropolished, silver
7367 | 1281200000 | KTB GP 624515 CD S4 | Klippon TB (Terminal Box), flange plate, Height: 568 mm, Width: 117 mm, Depth: 3 mm, Gland plates: left, right, Material: Stainless steel 1.4404, electropolished, silver
7368 | 1281210000 | KTB GP 624520 AB S4 | Klippon TB (Terminal Box), flange plate, Height: 440 mm, Width: 167 mm, Depth: 3 mm, Gland plates: top, Bottom, Material: Stainless steel 1.4404, electropolished, silver
7369 | 1281220000 | KTB GP 624520 CD S4 | Klippon TB (Terminal Box), flange plate, Height: 564 mm, Width: 167 mm, Depth: 3 mm, Gland plates: left, right, Material: Stainless steel 1.4404, electropolished, silver
7370 | 1281230000 | KTB GP 765015 AB S4 | Klippon TB (Terminal Box), flange plate, Height: 502 mm, Width: 117 mm, Depth: 3 mm, Gland plates: top, Bottom, Material: Stainless steel 1.4404, electropolished, silver
7371 | 1281240000 | KTB GP 765015 CD S4 | Klippon TB (Terminal Box), flange plate, Height: 345 mm, Width: 117 mm, Depth: 3 mm, Gland plates: left, right, Material: Stainless steel 1.4404, electropolished, silver
7372 | 1281250000 | KTB GP 765020 AB S4 | Klippon TB (Terminal Box), flange plate, Height: 498 mm, Width: 167 mm, Depth: 3 mm, Gland plates: top, Bottom, Material: Stainless steel 1.4404, electropolished, silver
7373 | 1281260000 | KTB GP 765020 CD S4 | Klippon TB (Terminal Box), flange plate, Height: 341 mm, Width: 167 mm, Depth: 3 mm, Gland plates: left, right, Material: Stainless steel 1.4404, electropolished, silver
7374 | 1281270000 | KTB GP 916115 AB S4 | Klippon TB (Terminal Box), flange plate, Height: 604 mm, Width: 117 mm, Depth: 3 mm, Gland plates: top, Bottom, Material: Stainless steel 1.4404, electropolished, silver
7375 | 1281280000 | KTB GP 916115 CD S4 | Klippon TB (Terminal Box), flange plate, Height: 421 mm, Width: 117 mm, Depth: 3 mm, Gland plates: left, right, Material: Stainless steel 1.4404, electropolished, silver
7376 | 1281300000 | KTB GP 916120 CD S4 | Klippon TB (Terminal Box), flange plate, Height: 417 mm, Width: 167 mm, Depth: 3 mm, Gland plates: left, right, Material: Stainless steel 1.4404, electropolished, silver
7377 | 1281310000 | KTB GP 987420 AB S4 | Klippon TB (Terminal Box), flange plate, Height: 353 mm, Width: 167 mm, Depth: 3 mm, Gland plates: top, Bottom, Material: Stainless steel 1.4404, electropolished, silver
7378 | 1281320000 | KTB GP 987420 CD S4 | Klippon TB (Terminal Box), flange plate, Height: 450 mm, Width: 167 mm, Depth: 3 mm, Gland plates: left, right, Material: Stainless steel 1.4404, electropolished, silver
7379 | 1282490000 | ACT20-FEED-IN-BASIC-S | Supply module, Distributes supply voltage to rail bus
7380 | 1282820000 | HDC IP68 24B HP FRAME | HDC enclosures, Size: 8, Protection degree: IP68, IP69K, IP68 (in plugged condition), , Clamping yoke connection, Standard
7381 | 1283450000 | TPSDHA KTB 130X50 S2 R | Klippon TB (Terminal Box), Ratings plate holder, Riveted, Height: 50 mm, Width: 171 mm, Depth: 16.5 mm, Material: Stainless steel 1.4301, Mirror polished, silver
7382 | 1285830000 | IE-CST-2TX-1RS232/485 | Serial / Ethernet converter, 2x RJ45, 1x DB9 for RS-232, 1x terminal block for RS-422/485, IP30, -40 °C...75 °C
7383 | 1285840000 | IE-CST-2TX-2RS232/485 | Serial / Ethernet converter, 2x RJ45, 2x DB9 for RS-232/422/485, IP30, -40 °C...75 °C
7384 | 1286530000 | IE-SW-BL05T-4TX-1SCS | Network switch, unmanaged, Fast Ethernet, Number of ports: 4 x RJ45, 1 * SC Single-mode, IP30, -40 °C...75 °C
7385 | 1286540000 | IE-SW-BL05T-4TX-1ST | Network switch, unmanaged, Fast Ethernet, Number of ports: 4 x RJ45, 1 * ST Multi-mode, IP30, -40 °C...75 °C
7386 | 1286550000 | IE-SW-BL05T-4TX-1SC | Network switch, unmanaged, Fast Ethernet, Number of ports: 4 x RJ45, 1 * SC Multi-mode, IP30, -40 °C...75 °C
7387 | 1286560000 | IE-SW-BL08T-8TX | Network switch, unmanaged, Fast Ethernet, Number of ports: 8x RJ45, IP30, -40 °C...75 °C
7388 | 1286570000 | IE-SW-BL08T-6TX-2ST | Network switch, unmanaged, Fast Ethernet, Number of ports: 6x RJ45, 2 * ST Multi-mode, IP30, -40 °C...75 °C
7389 | 1286580000 | IE-SW-BL08T-7TX-1SCS | Network switch, unmanaged, Fast Ethernet, Number of ports: 7x RJ45, 1 * SC Single-mode, IP30, -40 °C...75 °C
7390 | 1286590000 | IE-SW-VL16T-16TX | Network switch, unmanaged, Fast Ethernet, Number of ports: 16x RJ45, IP30, -40 °C...75 °C
7391 | 1286610000 | IE-SW-VL16T-14TX-2SC | Network switch, unmanaged, Fast Ethernet, Number of ports: 14x RJ45, 2x SC Multi-mode, IP30, -40 °C...75 °C
7392 | 1286620000 | IE-SW-VL16T-14TX-2ST | Network switch, unmanaged, Fast Ethernet, Number of ports: 14x RJ45, 2 * ST Multi-mode, IP30, -40 °C...75 °C
7393 | 1286700000 | IE-SFP-1GSXLC-T | SFP Transceiver, 1000 Mbps, Multimode, LC-Duplex, 0.55 km, -40 °C...85 °C
7394 | 1286710000 | IE-SFP-1GLSXLC-T | SFP Transceiver, 1000 Mbps, Multimode, LC-Duplex, 2 km, -40 °C...85 °C
7395 | 1286720000 | IE-SFP-1GLXLC-T | SFP Transceiver, 1000 Mbps, Singlemode, LC-Duplex, 10 km, -40 °C...85 °C
7396 | 1286730000 | IE-SFP-1GLHXLC-T | SFP Transceiver, 1000 Mbps, Singlemode, LC-Duplex, 40 km, -40 °C...85 °C
7397 | 1286780000 | IE-SW-PL08MT-8TX | Network switch, managed, Fast Ethernet, Number of ports: 8x RJ45, IP30, -40 °C...75 °C
7398 | 1286790000 | IE-SW-PL08MT-6TX-2SC | Network switch, managed, Fast Ethernet, Number of ports: 6x RJ45, 2x SC Multi-mode, IP30, -40 °C...75 °C
7399 | 1286800000 | IE-SW-PL08MT-6TX-2ST | Network switch, managed, Fast Ethernet, Number of ports: 6x RJ45, 2 * ST Multi-mode, IP30, -40 °C...75 °C
7400 | 1286810000 | IE-SW-PL08MT-6TX-2SCS | Network switch, managed, Fast Ethernet, Number of ports: 6x RJ45, 2x SC Single-mode, IP30, -40 °C...75 °C
7401 | 1286820000 | IE-SW-PL16MT-16TX | Network switch, managed, Fast Ethernet, Number of ports: 16x RJ45, IP30, -40 °C...75 °C
7402 | 1286830000 | IE-SW-PL16MT-14TX-2SC | Network switch, managed, Fast Ethernet, Number of ports: 14x RJ45, 2x SC Multi-mode, IP30, -40 °C...75 °C
7403 | 1286840000 | IE-SW-PL16MT-14TX-2ST | Network switch, managed, Fast Ethernet, Number of ports: 14x RJ45, 2 * ST Multi-mode, IP30, -40 °C...75 °C
7404 | 1286860000 | IE-SW-VL08T-8GT | Network switch, unmanaged, Gigabit Ethernet, Number of ports: 8 * RJ45 10/100/1000BaseT(X), IP30, -40 °C...75 °C
7405 | 1286870000 | IE-SW-VL08T-6GT-2GS | Network switch, unmanaged, Gigabit Ethernet, Number of ports: 6 * RJ45 10/100/1000BaseT(X), 2 * combo-ports (10/100/1000BaseT(X) or 100/1000BaseSFP), IP30, -40 °C...75 °C
7406 | 1286880000 | IE-MC-VLT-1TX-1SC | Media converter, Fast Ethernet, Number of ports: 1x RJ45, 1 * SC Multi-mode, IP30, -40 °C...75 °C
7407 | 1286890000 | IE-MC-VLT-1TX-1ST | Media converter, Fast Ethernet, Number of ports: 1x RJ45, 1 * ST Multi-mode, IP30, -40 °C...75 °C
7408 | 1286900000 | IE-MC-VLT-1TX-1SCS | Media converter, Fast Ethernet, Number of ports: 1x RJ45, 1 * SC Single-mode, IP30, -40 °C...75 °C
7409 | 1286920000 | IE-SW-BL06T-2TX-4POE | Network switch, unmanaged PoE, Fast Ethernet, Number of ports: 2 * RJ45 10/100 BaseT(X), 4x RJ45 10/100 BaseT(X) PoE+, IP30, -40 °C...75 °C
7410 | 1286930000 | IE-SW-PL10MT-3GT-7TX | Network switch, managed, Fast/Gigabit Ethernet, Number of ports: 3 * RJ45 10/100/1000BaseT(X), 7 * RJ45 10/100BaseT(X), IP30, -40 °C...75 °C
7411 | 1286940000 | IE-SW-PL10MT-1GT-2GS-7TX | Network switch, managed, Fast/Gigabit Ethernet, Number of ports: 1 * RJ45 10/100/1000BaseT(X), 2 * Slots 1000BaseSFP, 7 * RJ45 10/100BaseT(X), IP30, -40 °C...75 °C
7412 | 1286970000 | IE-SW-PL18MT-2GC-16TX | Network switch, managed, Fast/Gigabit Ethernet, Number of ports: 16x RJ45 10/100BaseT(X), 2 * combo-ports (10/100/1000BaseT(X) or 1000BaseSFP), IP30, -40 °C...75 °C
7413 | 1286990000 | IE-SW-PL18MT-2GC14TX2SC | Network switch, managed, Fast/Gigabit Ethernet, Number of ports: 14 * RJ45 10/100BaseT(X), 2 * SC Multi-mode 100FX, 2 * combo-ports (10/100/1000BaseT(X) or 1000BaseSFP), IP30, -40 °C...75 °C
7414 | 1287000000 | IE-SW-PL18MT-2GC14TX2ST | Network switch, managed, Fast/Gigabit Ethernet, Number of ports: 14 * RJ45 10/100BaseT(X), 2 * ST Multi-mode, 2 * combo-ports (10/100/1000BaseT(X) or 1000BaseSFP), IP30, -40 °C...75 °C
7415 | 1287010000 | IE-SW-PL18MT-2GC14TX2SCS | Network switch, managed, Fast/Gigabit Ethernet, Number of ports: 14 * RJ45 10/100BaseT(X), 2x SC Single-mode, 2 * combo-ports (10/100/1000BaseT(X) or 1000BaseSFP), IP30, -40 °C...75 °C
7416 | 1287020000 | IE-SW-PL09MT-5GC-4GT | Network switch, managed, Gigabit Ethernet, Number of ports: 4 * RJ45 10/100/1000BaseT(X), 5 * combo-ports (10/100/1000BaseT(X) or 100/1000BaseSFP), IP30, -40 °C...75 °C
7417 | 1287910000 | IE-C7FS8LR-305M | System cable, Cat.7 (ISO/IEC 11801), LSZH, 305 m
7418 | 1288000000 | SAI-ADAPTER-M8/M8-3P/4P | Y connector, M8 / M8
7419 | 1288820300 | SAIL-M12BG-USB-3.0U | Bus line, Connecting line, M12, Number of poles: 4, 3 m, pin, straight, Shielded: Yes, LED: No, Sheath material: PUR, Halogen: No
7420 | 1289130000 | HDC IP68 24B TOS 2M40 TSS 1M32 | HDC enclosures, Size: 8, Protection degree: IP66 (in plugged condition), IP68 (in plugged condition), Plug housing, Clamping yoke connection, Standard, Size of cable entries: M 40, M 32
7421 | 1295600000 | HDC 48B ALU | HDC enclosures, Size: 12, Protection degree: IP65 (in plugged condition), Bulkhead housing, End-locking clamp, lower side, Standard, without cover
7422 | 1329240020 | PAC-S1200-HE20-V7-2M | Pre-assembled cable, PAC, Cable LiYY, 0.25 mm²
7423 | 1329710000 | KLIPPON K41 EX RAL7001 | Klippon K (aluminium empty enclosure), Empty enclosure, Aluminium enclosure, Height: 120 mm, Width: 122 mm, Depth: 81 mm, Material: Aluminium AlSi12, Powder-coated, Silver grey
7424 | 1334900000 | UR20-FBC-DN | Remote I/O fieldbus coupler, IP20, DeviceNet
7425 | 1334940000 | UR20-FBC-PL | Remote I/O fieldbus coupler, IP20, Ethernet, POWERLINK
7426 | 1335030000 | UR20-PF-O-1DI-SIL | Remote I/O module, IP20, Safety, SIL power supply
7427 | 1335050000 | UR20-PF-O-2DI-SIL | Remote I/O module, IP20, Safety, SIL power supply
7428 | 1341230050 | SAIE-M12S-5S0.5U HW | Built-in plugs, M12, PG 9, Number of poles: 5, 0.5 m
7429 | 1341230200 | SAIE-M12S-5S2.0U HW | Built-in plugs, M12, PG 9, Number of poles: 5, 2 m
7430 | 1341240050 | SAIE-M12S-8S0.5U HW | Built-in plugs, M12, PG 9, Number of poles: 8, 0.5 m
7431 | 1341240200 | SAIE-M12S-8S2.0U HW | Built-in plugs, M12, PG 9, Number of poles: 8, 2 m
7432 | 1370050010 | CP DC UPS 24V 20A/10A | UPS control unit
7433 | 1371150000 | TBY-SAI143-2KS-S | Interface, RS, 2 x KS (40P), LL2N 5.08 mm
7434 | 1371200000 | TBY-SAI533-2KS-S | Interface, RS, 2 x KS (40P), LL2N 5.08 mm
7435 | 1373440000 | SAIE-M23S-S-EM-M20 | Sensor/Actuator plug-in connector, Built-in plugs, Empty enclosure
7436 | 1373900060 | PAC-C300-32-F-34-6M | Pre-assembled cable, PAC, Cable LiYCY, 0.34 mm²
7437 | 1373910060 | PAC-C300-36-F-34-6M | Pre-assembled cable, PAC, Cable LiYCY, 0.34 mm²
7438 | 1376510010 | IE-C5DD4UG0010A2DA2D-E | Dragline cable, PROFINET, RJ45 IP 20 with protective cap, RJ45 IP 20 with protective cap, Cat.5 (ISO/IEC 11801) / Cat.5e (TIA T568-B), PUR, 1 m
7439 | 1376510050 | IE-C5DD4UG0050A2DA2D-E | Dragline cable, PROFINET, RJ45 IP 20 with protective cap, RJ45 IP 20 with protective cap, Cat.5 (ISO/IEC 11801) / Cat.5e (TIA T568-B), PUR, 5 m
7440 | 1376510100 | IE-C5DD4UG0100A2DA2D-E | Dragline cable, PROFINET, RJ45 IP 20 with protective cap, RJ45 IP 20 with protective cap, Cat.5 (ISO/IEC 11801) / Cat.5e (TIA T568-B), PUR, 10 m
7441 | 1376510150 | IE-C5DD4UG0150A2DA2D-E | Dragline cable, PROFINET, RJ45 IP 20 with protective cap, RJ45 IP 20 with protective cap, Cat.5 (ISO/IEC 11801) / Cat.5e (TIA T568-B), PUR, 20 m
7442 | 1376510200 | IE-C5DD4UG0200A2DA2D-E | Dragline cable, PROFINET, RJ45 IP 20 with protective cap, RJ45 IP 20 with protective cap, Cat.5 (ISO/IEC 11801) / Cat.5e (TIA T568-B), PUR, 15 m
7443 | 1382980150 | SAIP-M8BW-3-1.5U | Sensor/actuator line, One end without connector, M8, Number of poles : 3, 1.5 m, Socket, angled, Shielded: No, LED: No, Sheath material: PUR, Halogen: No
7444 | 1382980300 | SAIP-M8BW-3-3.0U | Sensor/actuator line, One end without connector, M8, Number of poles : 3, 3 m, Socket, angled, Shielded: No, LED: No, Sheath material: PUR, Halogen: No
7445 | 1382990300 | SAIP-M8BG-4-3.0U | Sensor/actuator line, One end without connector, M8, Number of poles : 4, 3 m, Female socket, straight, Shielded: No, LED: No, Sheath material: PUR, Halogen: No
7446 | 1383000300 | SAIP-M8BW-4-3.0U | Sensor/actuator line, One end without connector, M8, Number of poles : 4, 3 m, Socket, angled, Shielded: No, LED: No, Sheath material: PUR, Halogen: No
7447 | 1383050000 | SAIB-WDF-4-M20 | Panel feed-through, Number of poles: 4, Coding: A, M12, 250 V
7448 | 1383070000 | SAIB-WDF-5-M20 | Panel feed-through, Number of poles: 5, Coding: A, M12, 60 V
7449 | 1383080000 | SAIB-WDF-8-M20 | Panel feed-through, Number of poles: 8, Coding: A, M12, 60 V
7450 | 1389190000 | SCREWTY-SW13-DM | Bolting tool
7451 | 1390870000 | BG GHDE LED TL M4 PT6 | FieldPower® LED, IP65
7452 | 1390980000 | KLIPPON COPL 122209 | Klippon POK (polyester empty enclosure), Earthing plate, Height: 57.5 mm, Width: 275 mm, Material: Brass, polished, untreated
7453 | 1390990000 | KLIPPON COPL 161609 | Klippon POK (polyester empty enclosure), Earthing plate, Height: 60.5 mm, Width: 239 mm, Material: Brass, polished, untreated
7454 | 1391000000 | KLIPPON COPL 162609 | Klippon POK (polyester empty enclosure), Earthing plate, Height: 60.5 mm, Width: 339 mm, Material: Brass, polished, untreated
7455 | 1391070000 | KLIPPON COPL 404012 | Klippon POK (polyester empty enclosure), Earthing plate, Height: 85.5 mm, Width: 722 mm, Material: Brass, polished, untreated
7456 | 1391970000 | SAIS-4/11-T-COD | Plugs prefabricated to customer spec., M12, pin, straight
7457 | 1391980000 | SAIB-4/11-T-COD | Sockets prefabricated to customer spec., M12, Female socket, straight
7458 | 1391990000 | SAIS-3+PE/11-S-COD | Plugs prefabricated to customer spec., M12, pin, straight
7459 | 1392000000 | SAIB-3+PE/11-S-COD | Sockets prefabricated to customer spec., M12, Female socket, straight
7460 | 1392710000 | SAIS-WDF-4-M20-T-COD | Panel feed-through, Number of poles: 4, Coding: T, M12, 60 V
7461 | 1392720000 | SAIB-WDF-4-M20-T-COD | Panel feed-through, Number of poles: 4, Coding: T, M12, 60 V
7462 | 1393050000 | VPU III 3/280V | Surge voltage arrester, Low voltage, with remote contact, TN-C, TN-S, TN-C-S, UP(L/N-PE) < 1000 V
7463 | 1397690000 | IE-CD-VAPM24V-C-MA | Coupling, FreeCon, Supply, IP65, If thread-locking fluid is used
7464 | 1405060005 | PAC-UNIV-FJ20-1:1-0M5 | Pre-assembled cable, PAC
7465 | 1411350000 | PHP PDL6S SO | P-series, End plate, Fixing plate, blue, 3 mm
7466 | 1422030000 | PV-STICK SET | Photovoltaics, Plug-in connector, PUSH IN connection, Pin, Socket connector
7467 | 1466230020 | PAC-S1500-UNIU-V0-2M | Pre-assembled cable, PAC, Cable LiYY, 0.25 mm²
7468 | 1466230100 | PAC-S1500-UNIU-V0-10M | Pre-assembled cable, PAC, Cable LiYY, 0.25 mm²
7469 | 1466240020 | PAC-S1500-UNIS-V0-2M | Pre-assembled cable, PAC, Cable LiYCY, 0.25 mm²
7470 | 1469470000 | PRO ECO 72W 24V 3A | Power supply, switch-mode power supply unit, 24 V
7471 | 1504280000 | IE-SW-VL05M-5TX | Network switch, managed, Fast Ethernet, Number of ports: 5x RJ45, IP30, -10 °C...60 °C
7472 | 1512470010 | PAC-PREM-2X10-V1-1M | Pre-assembled cable, PAC, Cable LiYY, 5.4 ± 1 mm
7473 | 1530670000 | BUKO WM4 C BT | Photovoltaics, Plug-in connector, Socket connector
7474 | 1530680000 | SFKO WM4 C BT | Photovoltaics, Plug-in connector, Pin
7475 | 1530690000 | BUGH WM4 C BT | Photovoltaics, Plug-in connector, Socket connector
7476 | 1530700000 | SFGH WM4 C BT | Photovoltaics, Plug-in connector, Pin
7477 | 1530780000 | SFKO WM4 C RL | Photovoltaics, Plug-in connector, Pin
7478 | 1532200000 | BG ARGH HQP ALU PT6 | FieldPower®, Adapter
7479 | 1556290000 | IE-FCI-HD15-FF | FrontCom, VGA coupling, Signal insert VGA/HD15, Socket / socket
7480 | 1815670100 | SAIL-M12WM12W-3-1.0U | Sensor/actuator line, Connecting line, M12 / M12, Number of poles : 3, 1 m, pin, 90° - socket 90°, Shielded: No, LED: No, Sheath material: PUR, Halogen: No
7481 | 1818161500 | SAIS-M23-19P-ST-15M | Sensor/actuator line, One end without connector, M23, Number of poles: 19, 15 m, pin, straight, Shielded: No, LED: No, Sheath material: PUR, Halogen: No
7482 | 1818162500 | SAIS-M23-19P-ST-25M | Sensor/actuator line, One end without connector, M23, Number of poles: 19, 25 m, pin, straight, Shielded: No, LED: No, Sheath material: PUR, Halogen: No
7483 | 1818182500 | SAIB-M23-19P-ST-25M | Sensor/actuator line, One end without connector, M23, Number of poles: 19, 25 m, Female socket, straight, Shielded: No, LED: No, Sheath material: PUR, Halogen: No
7484 | 1818183500 | SAIB-M23-19P-ST-35M | Sensor/actuator line, One end without connector, M23, Number of poles: 19, 35 m, Female socket, straight, Shielded: No, LED: No, Sheath material: PUR, Halogen: No
7485 | 1818184000 | SAIB-M23-19P-ST-40M | Sensor/actuator line, One end without connector, M23, Number of poles: 19, 40 m, Female socket, straight, Shielded: No, LED: No, Sheath material: PUR, Halogen: No
7486 | 1818184500 | SAIB-M23-19P-ST-45M | Sensor/actuator line, One end without connector, M23, Number of poles: 19, 45 m, Female socket, straight, Shielded: No, LED: No, Sheath material: PUR, Halogen: No
7487 | 1818185000 | SAIB-M23-19P-ST-50M | Sensor/actuator line, One end without connector, M23, Number of poles: 19, 50 m, Female socket, straight, Shielded: No, LED: No, Sheath material: PUR, Halogen: No
7488 | 1818185500 | SAIB-M23-19P-ST-55M | Sensor/actuator line, One end without connector, M23, Number of poles: 19, 55 m, Female socket, straight, Shielded: No, LED: No, Sheath material: PUR, Halogen: No
7489 | 1818186000 | SAIB-M23-19P-ST-60M | Sensor/actuator line, One end without connector, M23, Number of poles: 19, 60 m, Female socket, straight, Shielded: No, LED: No, Sheath material: PUR, Halogen: No
7490 | 1818186500 | SAIB-M23-19P-ST-65M | Sensor/actuator line, One end without connector, M23, Number of poles: 19, 65 m, Female socket, straight, Shielded: No, LED: No, Sheath material: PUR, Halogen: No
7491 | 1818187500 | SAIB-M23-19P-ST-75M | Sensor/actuator line, One end without connector, M23, Number of poles: 19, 75 m, Female socket, straight, Shielded: No, LED: No, Sheath material: PUR, Halogen: No
7492 | 1824570850 | SAIL-M8GM8G-3-8.5U | Sensor/actuator line, Connecting line, M8 / M8, Number of poles : 3, 8.5 m, pin, straight - socket, straight, Shielded: No, LED: No, Sheath material: PUR, Halogen: No
7493 | 1824580010 | SAIL-M8GM8W-3-0.1U | Sensor/actuator line, Connecting line, M8 / M8, Number of poles : 3, 0.1 m, pin, straight - socket, 90°, Shielded: No, LED: No, Sheath material: PUR, Halogen: No
7494 | 1824590015 | SAIL-M8G-3-0.15U | Sensor/actuator line, One end without connector, M8, Number of poles : 3, 0.15 m, pin, straight, Shielded: No, LED: No, Sheath material: PUR, Halogen: No
7495 | 1824592000 | SAIL-M8G-3-20U | Sensor/actuator line, One end without connector, M8, Number of poles : 3, 20 m, pin, straight, Shielded: No, LED: No, Sheath material: PUR, Halogen: No
7496 | 1845202000 | SAIL-VSCD-20U(0.5) | Valve plug with integral seal, One end without connector - valve plug
7497 | 1865873500 | SAIL-M12BG-8-35U | Sensor/actuator line, One end without connector, M12, Number of poles : 8, 35 m, Female socket, straight, Shielded: No, LED: No, Sheath material: PUR, Halogen: No
7498 | 1865875000 | SAIL-M12BG-8-50U | Sensor/actuator line, One end without connector, M12, Number of poles : 8, 50 m, Female socket, straight, Shielded: No, LED: No, Sheath material: PUR, Halogen: No
7499 | 1873300600 | SAIL-M12G-PB-6.0D | Bus line, One end without connector, M12, Number of poles: 2, 6 m, pin, straight, Shielded: Yes, LED: No, Sheath material: PUR, Halogen: No
7500 | 1873304000 | SAIL-M12G-PB-40D | Bus line, One end without connector, M12, Number of poles: 2, 40 m, pin, straight, Shielded: Yes, LED: No, Sheath material: PUR, Halogen: No
7501 | 1873310025 | SAIL-M12GM12G-PB-0.25D | Bus line, Connecting line, M12 / M12, Number of poles: 2, 0.25 m, pin, straight - socket, straight, Shielded: Yes, LED: No, Sheath material: PUR, Halogen: No
7502 | 1873310090 | SAIL-M12GM12G-PB-0.9D | Bus line, Connecting line, M12 / M12, Number of poles: 2, 0.9 m, pin, straight - socket, straight, Shielded: Yes, LED: No, Sheath material: PUR, Halogen: No
7503 | 1873310200 | SAIL-M12GM12G-PB-2.0D | Bus line, Connecting line, M12 / M12, Number of poles: 2, 2 m, pin, straight - socket, straight, Shielded: Yes, LED: No, Sheath material: PUR, Halogen: No
7504 | 1879710150 | SAIL-M12BG-12-1.5U | Sensor/actuator line, One end without connector, M12, Number of poles : 12, 1.5 m, Female socket, straight, Shielded: No, LED: No, Sheath material: PUR, Halogen: No
7505 | 1879710300 | SAIL-M12BG-12-3.0U | Sensor/actuator line, One end without connector, M12, Number of poles : 10, 3 m, Female socket, straight, Shielded: No, LED: No, Sheath material: PUR, Halogen: No
7506 | 1880471500 | SAIL-M8GM8G-4-15U | Sensor/actuator line, Connecting line, M8 / M8, Number of poles : 4, 15 m, pin, straight - socket, straight, Shielded: No, LED: No, Sheath material: PUR, Halogen: No
7507 | 1883460150 | SAIL-M12BW-8-1.5U | Sensor/actuator line, One end without connector, M12, Number of poles : 8, 1.5 m, Socket, angled, Shielded: No, LED: No, Sheath material: PUR, Halogen: No
7508 | 1883460300 | SAIL-M12BW-8-3.0U | Sensor/actuator line, One end without connector, M12, Number of poles : 8, 3 m, Socket, angled, Shielded: No, LED: No, Sheath material: PUR, Halogen: No
7509 | 1890522000 | SAIL-M12BG-8S20U | Sensor/actuator line, One end without connector, M12, Number of poles : 8, 20 m, Female socket, straight, Shielded: Yes, LED: No, Sheath material: PUR, Halogen: No
7510 | 1890522500 | SAIL-M12BG-8S25U | Sensor/actuator line, One end without connector, M12, Number of poles : 8, 25 m, Female socket, straight, Shielded: Yes, LED: No, Sheath material: PUR, Halogen: No
7511 | 1896990500 | SAIL-VSA-DS-5.0U | Valve plug, One end without connector - valve plug
7512 | 1898240150 | SAIL-M12BW-12-1.5U | Sensor/actuator line, One end without connector, M12, Number of poles : 12, 1.5 m, Socket, angled, Shielded: No, LED: No, Sheath material: PUR, Halogen: No
7513 | 1898240300 | SAIL-M12BW-12-3.0U | Sensor/actuator line, One end without connector, M12, Number of poles : 12, 3 m, Socket, angled, Shielded: No, LED: No, Sheath material: PUR, Halogen: No
7514 | 1906300050 | SAIL-M12GM12G-4-0.5U | Sensor/actuator line, Connecting line, M12 / M12, Number of poles : 4, 0.5 m, pin, straight - socket, straight, Shielded: No, LED: No, Sheath material: PUR, Halogen: No
7515 | 1925310020 | SAIL-M12GM12G-4-0.2V | Sensor/actuator line, Connecting line, M12 / M12, Number of poles : 4, 0.2 m, pin, straight - socket, straight, Shielded: No, LED: No, Sheath material: PVC, Halogen: Yes
7516 | 1925591500 | SAIL-M12BG-5-15V | Sensor/actuator line, One end without connector, M12, Number of poles : 5, 15 m, Female socket, straight, Shielded: No, LED: No, Sheath material: PVC, Halogen: Yes
7517 | 1925642000 | SAIL-M12BW-4-20V | Sensor/actuator line, One end without connector, M12, Number of poles : 4, 20 m, Socket, angled, Shielded: No, LED: No, Sheath material: PVC, Halogen: Yes
7518 | 1927322000 | SAIL-M8BW-3-20V | Sensor/actuator line, One end without connector, M12 / M8, Number of poles : 3, 20 m, Socket, angled, Shielded: No, LED: No, Sheath material: PVC, Halogen: Yes
7519 | 1927362000 | SAIL-M8BW-4L20V | Sensor/actuator line, One end without connector, M8, Number of poles : 4, 20 m, Socket, angled, Shielded: No, LED: Yes, Sheath material: PVC, Halogen: Yes
7520 | 1964290100 | SAIL-ZW-M12BW-2/4L1.0U | Sensor/actuator line, Connecting line, M12 / M12, Number of poles : 3, 1 m, Twin cabling, pin, straight, 2x socket, angled, Shielded: No, LED: Yes, Sheath material: PUR, Halogen: No
7521 | 1964700050 | SAIL-M12G-CD-0.5A | Bus line, One end without connector, M12, Number of poles: 5, 0.5 m, pin, straight, Shielded: Yes, LED: No, Sheath material: PUR, Halogen: No
7522 | 1964710200 | SAIL-M12GM12G-CD-2.0A | Bus line, Connecting line, M12 / M12, Number of poles: 5, 2 m, pin, straight - socket, straight, Shielded: Yes, LED: No, Sheath material: PUR, Halogen: No
7523 | 2007290000 | STARTERKIT WCU 650 | graphically programmable logic module incl. programming adapter, CAN interface, Mounting foot
7524 | 2007500000 | IE-PS-M12X-P-AWG22/27FH | Plugs prefabricated to customer spec., M12, IDC, IP67
7525 | 2009360000 | UR20-4DI-P-3W | Remote I/O module, IP20, Digital signals, Input, 4-channel
7526 | 7760054114 | ACT20P-CI-CO-S | Signal converter/isolator, HART®, Input : 0(4)-20 mA, Output : 0(4)-20 mA
7527 | 7760054115 | ACT20P-CI-2CO-S | Signal converter/isolator, HART®, Input : 0(4)-20 mA, Output : 2 x 0(4) - 20 mA
7528 | 7760054117 | ACT20P-2CI-2CO-12-S | Signal converter/isolator, HART®, Input : 2 x 0(4) - 20 mA, Output : 2 x 4-20 mA
7529 | 7789157010 | PAC-CTLX-SD25-V5-1M | Pre-assembled cable, PAC, Cable LiYCY, 0.25 mm²
7530 | 7789192010 | PAC-S300-HE20-V0-1M | Pre-assembled cable, PAC, Cable LiYY, 8.6 ± 1 mm
7531 | 7789226030 | PAC-S300-SD37-V1-3M | Pre-assembled cable, PAC, Cable LiYCY, 0.25 mm²
7532 | 7789276015 | PAC-S400-RV36-V1-1M5 | Pre-assembled cable, PAC, Cable LiYY, 0.25 mm²
7533 | 7789276025 | PAC-S400-RV36-V1-2M5 | Pre-assembled cable, PAC, Cable LiYY, 0.25 mm²
7534 | 7789276040 | PAC-S400-RV36-V1-4M | Pre-assembled cable, PAC, Cable LiYY, 0.25 mm²
7535 | 7789276050 | PAC-S400-RV36-V1-5M | Pre-assembled cable, PAC, Cable LiYY, 0.25 mm²
7536 | 7789285020 | PAC-S400-SD25-V0-2M | Pre-assembled cable, PAC, Cable LiYCY, 0.25 mm²
7537 | 7789373025 | PAC-CJ1W-HE20-V3-2M5 | Pre-assembled cable, PAC, Cable LiYY, 0.25 mm²
7538 | 7789606030 | PAC-S300-UNIU-V0-3M | Pre-assembled cable, PAC, Cable LiYY, 0.25 mm²
7539 | 7789607040 | PAC-S300-UNIS-V0-4M | Pre-assembled cable, PAC, Cable LiYCY, 0.25 mm²
7540 | 7789608015 | PAC-S300-UNIU-V1-1M5 | Pre-assembled cable, PAC, Cable LiYY, 0.25 mm²
7541 | 7789608030 | PAC-S300-UNIU-V1-3M | Pre-assembled cable, PAC, Cable LiYY, 0.25 mm²
7542 | 7789608040 | PAC-S300-UNIU-V1-4M | Pre-assembled cable, PAC, Cable LiYY, 0.25 mm²
7543 | 7789618030 | PAC-RX3I-HE20-V0-3M | Pre-assembled cable, PAC, Cable LiYY, 0.25 mm²
7544 | 7789618040 | PAC-RX3I-HE20-V0-4M | Pre-assembled cable, PAC, Cable LiYY, 0.25 mm²
7545 | 7789619025 | PAC-RX3I-HE20-V1-2M5 | Pre-assembled cable, PAC, Cable LiYY, 0.25 mm²
7546 | 7789638020 | PAC-M340-SD15-V1-2M | Pre-assembled cable, PAC, Cable LiYCY, 0.25 mm²
7547 | 7789640030 | PAC-M340-SD15-V2-3M | Pre-assembled cable, PAC, Cable LiYCY, 0.25 mm²
7548 | 7789641020 | PAC-ABS8-HE20-V0-2M | Pre-assembled cable, PAC, Cable LiYY, 0.25 mm²
7549 | 7789641030 | PAC-ABS8-HE20-V0-3M | Pre-assembled cable, PAC, Cable LiYY, 0.25 mm²
7550 | 7789641040 | PAC-ABS8-HE20-V0-4M | Pre-assembled cable, PAC, Cable LiYY, 0.25 mm²
7551 | 7789641060 | PAC-ABS8-HE20-V0-6M | Pre-assembled cable, PAC, Cable LiYY, 0.25 mm²
7552 | 7789641100 | PAC-ABS8-HE20-V0-10M | Pre-assembled cable, PAC, Cable LiYY, 0.25 mm²
7553 | 7789657025 | PAC-ABS8-SD25-V0-2M5 | Pre-assembled cable, PAC, Cable LiYCY, 0.25 mm²
7554 | 7789657030 | PAC-ABS8-SD25-V0-3M | Pre-assembled cable, PAC, Cable LiYCY, 0.25 mm²
7555 | 7789657040 | PAC-ABS8-SD25-V0-4M | Pre-assembled cable, PAC, Cable LiYCY, 0.25 mm²
7556 | 7789682025 | PAC-MIMQ-SD37-V0-2M5 | Pre-assembled cable, PAC, Cable LiYY, 0.25 mm²
7557 | 7789682030 | PAC-MIMQ-SD37-V0-3M | Pre-assembled cable, PAC, Cable LiYY, 0.25 mm²
7558 | 7789682040 | PAC-MIMQ-SD37-V0-4M | Pre-assembled cable, PAC, Cable LiYY, 0.25 mm²
7559 | 7789695010 | PAC-CMLX-HE20-V3-1M | Pre-assembled cable, PAC, Cable LiYY, 0.25 mm²
7560 | 7789709015 | PAC-MIMQ-SD37-V1-1M5 | Pre-assembled cable, PAC, Cable LiYY, 0.25 mm²
7561 | 7789709020 | PAC-MIMQ-SD37-V1-2M | Pre-assembled cable, PAC, Cable LiYY, 0.25 mm²
7562 | 7789709025 | PAC-MIMQ-SD37-V1-2M5 | Pre-assembled cable, PAC, Cable LiYY, 0.25 mm²
7563 | 7789709030 | PAC-MIMQ-SD37-V1-3M | Pre-assembled cable, PAC, Cable LiYY, 0.25 mm²
7564 | 7789709035 | PAC-MIMQ-SD37-V1-3M5 | Pre-assembled cable, PAC, Cable LiYY, 0.25 mm²
7565 | 7789762080 | PAC-ELCO38-F38-F38-8M | Pre-assembled cable, PAC, Pre-assembled cable, Cable LiYCY, 0.25 mm²
7566 | 7789762100 | PAC-ELCO38-F38-F38-10M | Pre-assembled cable, PAC, Pre-assembled cable, Cable LiYCY, 0.25 mm²
7567 | 7789772025 | PAC-CJ1W-HE20-V10-2M5 | Pre-assembled cable, PAC, Cable LiYY, 0.25 mm²
7568 | 7789807015 | PAC-UNIV-HE20-S25-1M5 | Pre-assembled cable, PAC, Cable LiYCY, 0.25 mm²
7569 | 7789828020 | C300-32B-320B-2S-M25-02 | Pre-assembled cable, PAC, Cable LiYCY, 0.25 mm²
7570 | 7789828060 | C300-32B-320B-2S-M25-06 | Pre-assembled cable, PAC, Cable LiYCY, 0.25 mm²
7571 | 7789828080 | C300-32B-320B-2S-M25-08 | Pre-assembled cable, PAC, Cable LiYCY, 0.25 mm²
7572 | 7789828200 | C300-32B-320B-2S-M25-20 | Pre-assembled cable, PAC, Cable LiYCY, 0.25 mm²
7573 | 7789828300 | C300-32B-320B-2S-M25-30 | Pre-assembled cable, PAC, Cable LiYCY, 0.25 mm²
7574 | 7789829100 | C300-36B-324B-2S-M25-10 | Pre-assembled cable, PAC, Cable LiYCY, 0.25 mm²
7575 | 7789829200 | C300-36B-324B-2S-M25-20 | Pre-assembled cable, PAC, Cable LiYCY, 0.25 mm²
7576 | 7789829300 | C300-36B-324B-2S-M25-30 | Pre-assembled cable, PAC, Cable LiYCY, 0.25 mm²
7577 | 7789838050 | C300-32B-320B-2S-M50-05 | Pre-assembled cable, PAC, Cable LiYCY, 0.50 mm²
7578 | 7789892050 | C300-36B-324B-2S-M50-05 | Pre-assembled cable, PAC, Cable LiYCY, 0.50 mm²
7579 | 7789895100 | C300-32B-F-2S-M50-10M | Pre-assembled cable, PAC, Cable LiYCY, 0.34 mm²
7580 | 8876450500 | IE-FM5D2UE0050MST0ST0X | Dragline cable, ST IP 20, ST IP 20, 50 µm, PUR, 50 m
7581 | 8876451000 | IE-FM5D2UE0100MST0ST0X | Dragline cable, ST IP 20, ST IP 20, 50 µm, PUR, 100 m
7582 | 8876460200 | IE-FM6D2UE0020MST0ST0X | Dragline cable, ST IP 20, ST IP 20, 62.5 µm, PUR, 20 m
7583 | 8876460300 | IE-FM6D2UE0030MST0ST0X | Dragline cable, ST IP 20, ST IP 20, 62.5 µm, PUR, 30 m
7584 | 8876460400 | IE-FM6D2UE0040MST0ST0X | Dragline cable, ST IP 20, ST IP 20, 62.5 µm, PUR, 40 m
7585 | 8941350015 | IE-C6FS8UG0015A40A40-G | System cable, RJ45 IP 20, RJ45 IP 20, Cat.6A / Class EA (ISO/IEC 11801 2010), PUR, 1.5 m
7586 | 8941350060 | IE-C6FS8UG0060A40A40-G | System cable, RJ45 IP 20, RJ45 IP 20, Cat.6A / Class EA (ISO/IEC 11801 2010), PUR, 6 m
7587 | 8941350350 | IE-C6FS8UG0350A40A40-G | System cable, RJ45 IP 20, RJ45 IP 20, Cat.6A / Class EA (ISO/IEC 11801 2010), PUR, 35 m
7588 | 9456100100 | SAIL-M12G-4-1.0U | Sensor/actuator line, One end without connector, M12, Number of poles : 4, 1 m, pin, straight, Shielded: No, LED: No, Sheath material: PUR, Halogen: No
7589 | 9456102000 | SAIL-M12G-4-20U | Sensor/actuator line, One end without connector, M12, Number of poles : 4, 20 m, pin, straight, Shielded: No, LED: No, Sheath material: PUR, Halogen: No
7590 | 9456142000 | SAIL-M12BG-5S20U | Sensor/actuator line, One end without connector, M12, Number of poles : 5, 20 m, Female socket, straight, Shielded: Yes, LED: No, Sheath material: PUR, Halogen: No
7591 | 9456142500 | SAIL-M12BG-5S25U | Sensor/actuator line, One end without connector, M12, Number of poles : 5, 25 m, Female socket, straight, Shielded: Yes, LED: No, Sheath material: PUR, Halogen: No
7592 | 9456152500 | SAIL-M8BW-4-25U | Sensor/actuator line, One end without connector, M8, Number of poles : 4, 25 m, Socket, angled, Shielded: No, LED: No, Sheath material: PUR, Halogen: No
7593 | 9457450050 | SAIL-M8BG-3-0.5U | Sensor/actuator line, One end without connector, M8, Number of poles : 3, 0.5 m, Female socket, straight, Shielded: No, LED: No, Sheath material: PUR, Halogen: No
7594 | 9457745000 | SAIL-M12BW-4-50U | Sensor/actuator line, One end without connector, M12, Number of poles : 4, 50 m, Socket, angled, Shielded: No, LED: No, Sheath material: PUR, Halogen: No
7595 | 9457931500 | SAIL-VSB-15U | Valve plug, One end without connector - valve plug
7596 | 7789669010 | PAC-RX3I-RV24-V1-1M | Pre-assembled cable, PAC, Cable LiYY, 0.25 mm²
7597 | 7789640010 | PAC-M340-SD15-V2-1M | Pre-assembled cable, PAC, Cable LiYCY, 0.25 mm²
7598 | 7789621010 | PAC-RX3I-SD25-V2-1M | Pre-assembled cable, PAC, Cable LiYCY, 0.25 mm²
7599 | 7789604010 | PAC-S300-SD37-V3-1M | Pre-assembled cable, PAC, Cable LiYCY, 0.25 mm²
7600 | 7789386010 | PAC-M340-HE20-V2-1M | Pre-assembled cable, PAC, Cable LiYCY, 0.25 mm²
7601 | 7789383010 | PAC-M340-RV24-V1-1M | Pre-assembled cable, PAC, Cable LiYY, 0.25 mm²
7602 | 7789331010 | PAC-MICR-RV24-V1-1M | Pre-assembled cable, PAC, Cable LiYY, 0.25 mm²
7603 | 7789322010 | PAC-PREM-HE20-V0-1M | Pre-assembled cable, PAC, Cable LiYY, 0.25 mm²
7604 | 7789321010 | PAC-PREM-SD15-V1-1M | Pre-assembled cable, PAC, Cable LiYCY, 0.25 mm²
7605 | 7789320010 | PAC-PREM-SD15-V0-1M | Pre-assembled cable, PAC, Cable LiYCY, 0.25 mm²
7606 | 7789319010 | PAC-PREM-SD25-V1-1M | Pre-assembled cable, PAC, Cable LiYCY, 0.25 mm²
7607 | 7789318010 | PAC-PREM-RV24-V2-1M | Pre-assembled cable, PAC, Cable LiYY, 0.25 mm²
7608 | 7789317010 | PAC-PREM-RV12-V0-1M | Pre-assembled cable, PAC, Cable LiYY, 0.25 mm²
7609 | 7789316010 | PAC-PREM-RV24-V1-1M | Pre-assembled cable, PAC, Cable LiYY, 0.25 mm²
7610 | 7789315010 | PAC-PREM-RV24-V0-1M | Pre-assembled cable, PAC, Cable LiYY, 0.25 mm²
7611 | 7789314010 | PAC-MICR-HE20-V2-1M | Pre-assembled cable, PAC, Cable LiYY, 0.25 mm²
7612 | 7789313010 | PAC-MICR-HE20-V1-1M | Pre-assembled cable, PAC, Cable LiYY, 0.25 mm²
7613 | 7789312010 | PAC-MICR-HE20-V0-1M | Pre-assembled cable, PAC, Cable LiYY, 0.25 mm²
7614 | 7789311010 | PAC-MICR-SD25-V0-1M | Pre-assembled cable, PAC, Cable LiYCY, 0.25 mm²
7615 | 7789310010 | PAC-MICR-SD15-V1-1M | Pre-assembled cable, PAC, Cable LiYCY, 0.25 mm²
7616 | 7789308010 | PAC-MICR-RV24-V0-1M | Pre-assembled cable, PAC, Cable LiYY, 0.25 mm²
7617 | 7789307010 | PAC-MICR-RV12-V0-1M | Pre-assembled cable, PAC, Cable LiYY, 0.25 mm²
7618 | 7789290010 | PAC-S400-HE20-V0-1M | Pre-assembled cable, PAC, Cable LiYY, 0.25 mm²
7619 | 7789283010 | PAC-S400-RV12-V0-1M | Pre-assembled cable, PAC, Cable LiYY, 0.25 mm²
7620 | 7789278010 | PAC-S400-RV36-V2-1M | Pre-assembled cable, PAC, Cable LiYY, 0.25 mm²
7621 | 7789276010 | PAC-S400-RV36-V1-1M | Pre-assembled cable, PAC, Cable LiYY, 0.25 mm²
7622 | 7789273010 | PAC-S400-RV24-V0-1M | Pre-assembled cable, PAC, Cable LiYY, 0.25 mm²
7623 | 7789270010 | PAC-S400-RV36-V0-1M | Pre-assembled cable, PAC, Cable LiYY, 0.25 mm²
7624 | 7789261010 | PAC-PREM-SD25-V0-1M | Pre-assembled cable, PAC, Cable LiYCY, 0.25 mm²
7625 | 7789230010 | PAC-S300-SD25-V2-1M | Pre-assembled cable, PAC, Cable LiYCY, 0.25 mm²
7626 | 7789225010 | PAC-S300-SD37-V0-1M | Pre-assembled cable, PAC, Cable LiYCY, 0.25 mm²
7627 | 7789224010 | PAC-S300-SD15-V1-1M | Pre-assembled cable, PAC, Cable LiYCY, 0.25 mm²
7628 | 7789196010 | PAC-S300-SD25-V4-1M | Pre-assembled cable, PAC, Cable LiYCY, 0.25 mm²
7629 | 7789193010 | PAC-S300-SD15-V0-1M | Pre-assembled cable, PAC, Cable LiYCY, 0.25 mm²
7630 | 7789190010 | PAC-S300-RV24-V0-1M | Pre-assembled cable, PAC, Cable LiYY, 0.25 mm²
7631 | 7789134010 | PAC-QTUM-SD25-V2-1M | Pre-assembled cable, PAC, Cable LiYCY, 0.25 mm²
7632 | 7789126010 | PAC-QTUM-SD25-V1-1M | Pre-assembled cable, PAC, Cable LiYCY, 0.25 mm²
7633 | 7789125010 | PAC-QTUM-SD25-V0-1M | Pre-assembled cable, PAC, Cable LiYCY, 0.25 mm²
7634 | 7789124010 | PAC-QTUM-SD15-V0-1M | Pre-assembled cable, PAC, Cable LiYCY, 0.25 mm²
7635 | 7789123010 | PAC-QTUM-SD37-V0-1M | Pre-assembled cable, PAC, Cable LiYCY, 0.25 mm²
7636 | 7789121010 | PAC-QTUM-HE20-V2-1M | Pre-assembled cable, PAC, Cable LiYY, 0.25 mm²
7637 | 7789120010 | PAC-QTUM-HE20-V1-1M | Pre-assembled cable, PAC, Cable LiYY, 0.25 mm²
7638 | 7789119010 | PAC-QTUM-HE20-V0-1M | Pre-assembled cable, PAC, Cable LiYY, 0.25 mm²
7639 | 7789118010 | PAC-QTUM-RV36-V0-1M | Pre-assembled cable, PAC, Cable LiYY, 0.25 mm²
7640 | 7789113010 | PAC-QTUM-RV24-V3-1M | Pre-assembled cable, PAC, Cable LiYY, 0.25 mm²
7641 | 7789108010 | PAC-UNIV-RV12-F-1M | Pre-assembled cable, PAC, Cable LiYY, 0.25 mm²
7642 | 7789049010 | PAC-CTLX-HE20-V4-1M | Pre-assembled cable, PAC, Cable LiYY, 0.25 mm²
7643 | 7789048010 | PAC-CTLX-RV12-V0-1M | Pre-assembled cable, PAC, Cable LiYY, 0.25 mm²
7644 | 7789047010 | PAC-CMLX-SD15-V5-1M | Pre-assembled cable, PAC, Cable LiYCY, 0.25 mm²
7645 | 7789046010 | PAC-CMLX-SD15-V4-1M | Pre-assembled cable, PAC, Cable LiYCY, 0.25 mm²
7646 | 7789045010 | PAC-CMLX-SD25-V2-1M | Pre-assembled cable, PAC, Cable LiYCY, 0.25 mm²
7647 | 7789036010 | PAC-CTLX-SD25-V1-1M | Pre-assembled cable, PAC, Cable LiYCY, 0.25 mm²
7648 | 7789035010 | PAC-CTLX-SD25-V0-1M | Pre-assembled cable, PAC, Cable LiYCY, 0.25 mm²
7649 | 7789030010 | PAC-CTLX-RV36-V0-1M | Pre-assembled cable, PAC, Cable LiYY, 0.25 mm²
7650 | 7789025010 | PAC-CMLX-RV24-V3-1M | Pre-assembled cable, PAC, Cable LiYY, 0.25 mm²
7651 | 7789024010 | PAC-CMLX-RV24-V2-1M | Pre-assembled cable, PAC, Cable LiYY, 0.25 mm²
7652 | 7789645010 | PAC-CJ1W-HE20-V4-1M | Pre-assembled cable, PAC, Cable LiYY, 0.25 mm²
7653 | 7789113035 | PAC-QTUM-RV24-V3-3M5 | Pre-assembled cable, PAC, Cable LiYY, 0.25 mm²
7654 | 7789113040 | PAC-QTUM-RV24-V3-4M | Pre-assembled cable, PAC, Cable LiYY, 0.25 mm²
7655 | 7789113050 | PAC-QTUM-RV24-V3-5M | Pre-assembled cable, PAC, Cable LiYY, 0.25 mm²
7656 | 7789113080 | PAC-QTUM-RV24-V3-8M | Pre-assembled cable, PAC, Cable LiYY, 0.25 mm²
7657 | 7789118025 | PAC-QTUM-RV36-V0-2M5 | Pre-assembled cable, PAC, Cable LiYY, 0.25 mm²
7658 | 7789118050 | PAC-QTUM-RV36-V0-5M | Pre-assembled cable, PAC, Cable LiYY, 0.25 mm²
7659 | 7789118060 | PAC-QTUM-RV36-V0-6M | Pre-assembled cable, PAC, Cable LiYY, 0.25 mm²
7660 | 7789118070 | PAC-QTUM-RV36-V0-7M | Pre-assembled cable, PAC, Cable LiYY, 0.25 mm²
7661 | 7789118100 | PAC-QTUM-RV36-V0-10M | Pre-assembled cable, PAC, Cable LiYY, 0.25 mm²
7662 | 7789119015 | PAC-QTUM-HE20-V0-1M5 | Pre-assembled cable, PAC, Cable LiYY, 0.25 mm²
7663 | 7789119020 | PAC-QTUM-HE20-V0-2M | Pre-assembled cable, PAC, Cable LiYY, 0.25 mm²
7664 | 7789119025 | PAC-QTUM-HE20-V0-2M5 | Pre-assembled cable, PAC, Cable LiYY, 0.25 mm²
7665 | 7789119030 | PAC-QTUM-HE20-V0-3M | Pre-assembled cable, PAC, Cable LiYY, 0.25 mm²
7666 | 7789119040 | PAC-QTUM-HE20-V0-4M | Pre-assembled cable, PAC, Cable LiYY, 0.25 mm²
7667 | 7789119050 | PAC-QTUM-HE20-V0-5M | Pre-assembled cable, PAC, Cable LiYY, 0.25 mm²
7668 | 7789120015 | PAC-QTUM-HE20-V1-1M5 | Pre-assembled cable, PAC, Cable LiYY, 0.25 mm²
7669 | 7789120020 | PAC-QTUM-HE20-V1-2M | Pre-assembled cable, PAC, Cable LiYY, 0.25 mm²
7670 | 7789120025 | PAC-QTUM-HE20-V1-2M5 | Pre-assembled cable, PAC, Cable LiYY, 0.25 mm²
7671 | 7789120030 | PAC-QTUM-HE20-V1-3M | Pre-assembled cable, PAC, Cable LiYY, 0.25 mm²
7672 | 7789120040 | PAC-QTUM-HE20-V1-4M | Pre-assembled cable, PAC, Cable LiYY, 0.25 mm²
7673 | 7789120050 | PAC-QTUM-HE20-V1-5M | Pre-assembled cable, PAC, Cable LiYY, 0.25 mm²
7674 | 7789121015 | PAC-QTUM-HE20-V2-1M5 | Pre-assembled cable, PAC, Cable LiYY, 0.25 mm²
7675 | 7789123025 | PAC-QTUM-SD37-V0-2M5 | Pre-assembled cable, PAC, Cable LiYCY, 0.25 mm²
7676 | 7789123050 | PAC-QTUM-SD37-V0-5M | Pre-assembled cable, PAC, Cable LiYCY, 0.25 mm²
7677 | 7789124015 | PAC-QTUM-SD15-V0-1M5 | Pre-assembled cable, PAC, Cable LiYCY, 0.25 mm²
7678 | 7789124020 | PAC-QTUM-SD15-V0-2M | Pre-assembled cable, PAC, Cable LiYCY, 0.25 mm²
7679 | 7789124030 | PAC-QTUM-SD15-V0-3M | Pre-assembled cable, PAC, Cable LiYCY, 0.25 mm²
7680 | 7789124040 | PAC-QTUM-SD15-V0-4M | Pre-assembled cable, PAC, Cable LiYCY, 0.25 mm²
7681 | 7789230040 | PAC-S300-SD25-V2-4M | Pre-assembled cable, PAC, Cable LiYCY, 0.25 mm²
7682 | 7789231005 | PAC-S300-SD37-V2-0M5 | Pre-assembled cable, PAC, Cable LiYCY, 0.25 mm²
7683 | 7789237040 | PAC-S300-HE20-V5-4M | Pre-assembled cable, PAC, Cable LiYY, 8.6 ± 1 mm
7684 | 7789237050 | PAC-S300-HE20-V5-5M | Pre-assembled cable, PAC, Cable LiYY, 8.6 ± 1 mm
7685 | 7789239030 | PAC-S300-HE20-V6-3M | Pre-assembled cable, PAC, Cable LiYY, 8.6 ± 1 mm
7686 | 7789239040 | PAC-S300-HE20-V6-4M | Pre-assembled cable, PAC, Cable LiYY, 8.6 ± 1 mm
7687 | 7789270015 | PAC-S400-RV36-V0-1M5 | Pre-assembled cable, PAC, Cable LiYY, 0.25 mm²
7688 | 7789273020 | PAC-S400-RV24-V0-2M | Pre-assembled cable, PAC, Cable LiYY, 0.25 mm²
7689 | 7789273025 | PAC-S400-RV24-V0-2M5 | Pre-assembled cable, PAC, Cable LiYY, 0.25 mm²
7690 | 7789273050 | PAC-S400-RV24-V0-5M | Pre-assembled cable, PAC, Cable LiYY, 0.25 mm²
7691 | 7789276060 | PAC-S400-RV36-V1-6M | Pre-assembled cable, PAC, Cable LiYY, 0.25 mm²
7692 | 7789276080 | PAC-S400-RV36-V1-8M | Pre-assembled cable, PAC, Cable LiYY, 0.25 mm²
7693 | 7789278015 | PAC-S400-RV36-V2-1M5 | Pre-assembled cable, PAC, Cable LiYY, 0.25 mm²
7694 | 7789278040 | PAC-S400-RV36-V2-4M | Pre-assembled cable, PAC, Cable LiYY, 0.25 mm²
7695 | 7789278050 | PAC-S400-RV36-V2-5M | Pre-assembled cable, PAC, Cable LiYY, 0.25 mm²
7696 | 7789278060 | PAC-S400-RV36-V2-6M | Pre-assembled cable, PAC, Cable LiYY, 0.25 mm²
7697 | 7789283015 | PAC-S400-RV12-V0-1M5 | Pre-assembled cable, PAC, Cable LiYY, 0.25 mm²
7698 | 7789283020 | PAC-S400-RV12-V0-2M | Pre-assembled cable, PAC, Cable LiYY, 0.25 mm²
7699 | 7789283025 | PAC-S400-RV12-V0-2M5 | Pre-assembled cable, PAC, Cable LiYY, 0.25 mm²
7700 | 7789283030 | PAC-S400-RV12-V0-3M | Pre-assembled cable, PAC, Cable LiYY, 0.25 mm²
7701 | 7789283040 | PAC-S400-RV12-V0-4M | Pre-assembled cable, PAC, Cable LiYY, 0.25 mm²
7702 | 7789283050 | PAC-S400-RV12-V0-5M | Pre-assembled cable, PAC, Cable LiYY, 0.25 mm²
7703 | 7789285025 | PAC-S400-SD25-V0-2M5 | Pre-assembled cable, PAC, Cable LiYCY, 0.25 mm²
7704 | 7789285040 | PAC-S400-SD25-V0-4M | Pre-assembled cable, PAC, Cable LiYCY, 0.25 mm²
7705 | 7789285060 | PAC-S400-SD25-V0-6M | Pre-assembled cable, PAC, Cable LiYCY, 0.25 mm²
7706 | 7789285080 | PAC-S400-SD25-V0-8M | Pre-assembled cable, PAC, Cable LiYCY, 0.25 mm²
7707 | 7789288040 | PAC-S400-SD25-V3-4M | Pre-assembled cable, PAC, Cable LiYCY, 0.25 mm²
7708 | 7789288100 | PAC-S400-SD25-V3-10M | Pre-assembled cable, PAC, Cable LiYCY, 0.25 mm²
7709 | 7789290025 | PAC-S400-HE20-V0-2M5 | Pre-assembled cable, PAC, Cable LiYY, 0.25 mm²
7710 | 7789291025 | PAC-S400-HE20-V1-2M5 | Pre-assembled cable, PAC, Cable LiYY, 0.25 mm²
7711 | 7789291040 | PAC-S400-HE20-V1-4M | Pre-assembled cable, PAC, Cable LiYY, 0.25 mm²
7712 | 7789292090 | PAC-S400-HE20-V2-9M | Pre-assembled cable, PAC, Cable LiYY, 0.25 mm²
7713 | 7789293060 | PAC-STOP-HE20-V0-6M | Pre-assembled cable, PAC, Cable LiYY, 0.25 mm²
7714 | 7789293100 | PAC-STOP-HE20-V0-10M | Pre-assembled cable, PAC, Cable LiYY, 0.25 mm²
7715 | 7789301080 | PAC-UNIV-HE20-1:1-8M | Pre-assembled cable, PAC, Cable LiYY, 0.25 mm²
7716 | 7789301090 | PAC-UNIV-HE20-1:1-9M | Pre-assembled cable, PAC, Cable LiYY, 0.25 mm²
7717 | 7789306080 | PAC-UNIV-HE20-LCH-8M | Pre-assembled cable, PAC, Cable LiYY, 0.14 mm²
7718 | 7789307015 | PAC-MICR-RV12-V0-1M5 | Pre-assembled cable, PAC, Cable LiYY, 0.25 mm²
7719 | 7789307020 | PAC-MICR-RV12-V0-2M | Pre-assembled cable, PAC, Cable LiYY, 0.25 mm²
7720 | 7789307025 | PAC-MICR-RV12-V0-2M5 | Pre-assembled cable, PAC, Cable LiYY, 0.25 mm²
7721 | 7789307030 | PAC-MICR-RV12-V0-3M | Pre-assembled cable, PAC, Cable LiYY, 0.25 mm²
7722 | 7789307040 | PAC-MICR-RV12-V0-4M | Pre-assembled cable, PAC, Cable LiYY, 0.25 mm²
7723 | 7789307050 | PAC-MICR-RV12-V0-5M | Pre-assembled cable, PAC, Cable LiYY, 0.25 mm²
7724 | 7789308015 | PAC-MICR-RV24-V0-1M5 | Pre-assembled cable, PAC, Cable LiYY, 0.25 mm²
7725 | 7789308020 | PAC-MICR-RV24-V0-2M | Pre-assembled cable, PAC, Cable LiYY, 0.25 mm²
7726 | 7789040040 | PAC-CTLX-HE20-V1-4M | Pre-assembled cable, PAC, Cable LiYY, 0.25 mm²
7727 | 7789040050 | PAC-CTLX-HE20-V1-5M | Pre-assembled cable, PAC, Cable LiYY, 0.25 mm²
7728 | 7789042060 | PAC-CTLX-HE20-V3-6M | Pre-assembled cable, PAC, Cable LiYY, 0.25 mm²
7729 | 7789118015 | PAC-QTUM-RV36-V0-1M5 | Pre-assembled cable, PAC, Cable LiYY, 0.25 mm²
7730 | 7789118020 | PAC-QTUM-RV36-V0-2M | Pre-assembled cable, PAC, Cable LiYY, 0.25 mm²
7731 | 7789118030 | PAC-QTUM-RV36-V0-3M | Pre-assembled cable, PAC, Cable LiYY, 0.25 mm²
7732 | 7789118040 | PAC-QTUM-RV36-V0-4M | Pre-assembled cable, PAC, Cable LiYY, 0.25 mm²
7733 | 7789121040 | PAC-QTUM-HE20-V2-4M | Pre-assembled cable, PAC, Cable LiYY, 0.25 mm²
7734 | 7789237015 | PAC-S300-HE20-V5-1M5 | Pre-assembled cable, PAC, Cable LiYY, 8.6 ± 1 mm
7735 | 7789270020 | PAC-S400-RV36-V0-2M | Pre-assembled cable, PAC, Cable LiYY, 0.25 mm²
7736 | 7789285050 | PAC-S400-SD25-V0-5M | Pre-assembled cable, PAC, Cable LiYCY, 0.25 mm²
7737 | 7789306015 | PAC-UNIV-HE20-LCH-1M5 | Pre-assembled cable, PAC, Cable LiYY, 0.14 mm²
7738 | 7789314015 | PAC-MICR-HE20-V2-1M5 | Pre-assembled cable, PAC, Cable LiYY, 0.25 mm²
7739 | 7789315015 | PAC-PREM-RV24-V0-1M5 | Pre-assembled cable, PAC, Cable LiYY, 0.25 mm²
7740 | 7789316040 | PAC-PREM-RV24-V1-4M | Pre-assembled cable, PAC, Cable LiYY, 0.25 mm²
7741 | 7789316050 | PAC-PREM-RV24-V1-5M | Pre-assembled cable, PAC, Cable LiYY, 0.25 mm²
7742 | 7789058030 | PAC-CTLX-HE20-V5-3M | Pre-assembled cable, PAC, Cable LiYY, 0.25 mm²
7743 | 7789246070 | PAC-S300-HE20-V7-7M | Pre-assembled cable, PAC, Cable LiYY, 8.6 ± 1 mm
7744 | 7789273040 | PAC-S400-RV24-V0-4M | Pre-assembled cable, PAC, Cable LiYY, 0.25 mm²
7745 | 7789042040 | PAC-CTLX-HE20-V3-4M | Pre-assembled cable, PAC, Cable LiYY, 0.25 mm²
7746 | 7789306100 | PAC-UNIV-HE20-LCH-10M | Pre-assembled cable, PAC, Cable LiYY, 0.14 mm²
7747 | 7789308025 | PAC-MICR-RV24-V0-2M5 | Pre-assembled cable, PAC, Cable LiYY, 0.25 mm²
7748 | 7789308030 | PAC-MICR-RV24-V0-3M | Pre-assembled cable, PAC, Cable LiYY, 0.25 mm²
7749 | 7789308040 | PAC-MICR-RV24-V0-4M | Pre-assembled cable, PAC, Cable LiYY, 0.25 mm²
7750 | 7789308050 | PAC-MICR-RV24-V0-5M | Pre-assembled cable, PAC, Cable LiYY, 0.25 mm²
7751 | 7789309020 | PAC-MICR-SD15-V0-2M | Pre-assembled cable, PAC, Cable LiYCY, 0.25 mm²
7752 | 7789309025 | PAC-MICR-SD15-V0-2M5 | Pre-assembled cable, PAC, Cable LiYCY, 0.25 mm²
7753 | 7789309030 | PAC-MICR-SD15-V0-3M | Pre-assembled cable, PAC, Cable LiYCY, 0.25 mm²
7754 | 7789309040 | PAC-MICR-SD15-V0-4M | Pre-assembled cable, PAC, Cable LiYCY, 0.25 mm²
7755 | 7789309050 | PAC-MICR-SD15-V0-5M | Pre-assembled cable, PAC, Cable LiYCY, 0.25 mm²
7756 | 7789310015 | PAC-MICR-SD15-V1-1M5 | Pre-assembled cable, PAC, Cable LiYCY, 0.25 mm²
7757 | 7789310020 | PAC-MICR-SD15-V1-2M | Pre-assembled cable, PAC, Cable LiYCY, 0.25 mm²
7758 | 7789310025 | PAC-MICR-SD15-V1-2M5 | Pre-assembled cable, PAC, Cable LiYCY, 0.25 mm²
7759 | 7789310030 | PAC-MICR-SD15-V1-3M | Pre-assembled cable, PAC, Cable LiYCY, 0.25 mm²
7760 | 7789310040 | PAC-MICR-SD15-V1-4M | Pre-assembled cable, PAC, Cable LiYCY, 0.25 mm²
7761 | 7789310050 | PAC-MICR-SD15-V1-5M | Pre-assembled cable, PAC, Cable LiYCY, 0.25 mm²
7762 | 7789311015 | PAC-MICR-SD25-V0-1M5 | Pre-assembled cable, PAC, Cable LiYCY, 0.25 mm²
7763 | 7789311020 | PAC-MICR-SD25-V0-2M | Pre-assembled cable, PAC, Cable LiYCY, 0.25 mm²
7764 | 7789311025 | PAC-MICR-SD25-V0-2M5 | Pre-assembled cable, PAC, Cable LiYCY, 0.25 mm²
7765 | 7789311030 | PAC-MICR-SD25-V0-3M | Pre-assembled cable, PAC, Cable LiYCY, 0.25 mm²
7766 | 7789311040 | PAC-MICR-SD25-V0-4M | Pre-assembled cable, PAC, Cable LiYCY, 0.25 mm²
7767 | 7789311050 | PAC-MICR-SD25-V0-5M | Pre-assembled cable, PAC, Cable LiYCY, 0.25 mm²
7768 | 7789312015 | PAC-MICR-HE20-V0-1M5 | Pre-assembled cable, PAC, Cable LiYY, 0.25 mm²
7769 | 7789312020 | PAC-MICR-HE20-V0-2M | Pre-assembled cable, PAC, Cable LiYY, 0.25 mm²
7770 | 7789312025 | PAC-MICR-HE20-V0-2M5 | Pre-assembled cable, PAC, Cable LiYY, 0.25 mm²
7771 | 7789312040 | PAC-MICR-HE20-V0-4M | Pre-assembled cable, PAC, Cable LiYY, 0.25 mm²
7772 | 7789312050 | PAC-MICR-HE20-V0-5M | Pre-assembled cable, PAC, Cable LiYY, 0.25 mm²
7773 | 7789313015 | PAC-MICR-HE20-V1-1M5 | Pre-assembled cable, PAC, Cable LiYY, 0.25 mm²
7774 | 7789313020 | PAC-MICR-HE20-V1-2M | Pre-assembled cable, PAC, Cable LiYY, 0.25 mm²
7775 | 7789313025 | PAC-MICR-HE20-V1-2M5 | Pre-assembled cable, PAC, Cable LiYY, 0.25 mm²
7776 | 7789313030 | PAC-MICR-HE20-V1-3M | Pre-assembled cable, PAC, Cable LiYY, 0.25 mm²
7777 | 7789313040 | PAC-MICR-HE20-V1-4M | Pre-assembled cable, PAC, Cable LiYY, 0.25 mm²
7778 | 7789313050 | PAC-MICR-HE20-V1-5M | Pre-assembled cable, PAC, Cable LiYY, 0.25 mm²
7779 | 7789314020 | PAC-MICR-HE20-V2-2M | Pre-assembled cable, PAC, Cable LiYY, 0.25 mm²
7780 | 7789314025 | PAC-MICR-HE20-V2-2M5 | Pre-assembled cable, PAC, Cable LiYY, 0.25 mm²
7781 | 7789314030 | PAC-MICR-HE20-V2-3M | Pre-assembled cable, PAC, Cable LiYY, 0.25 mm²
7782 | 7789314040 | PAC-MICR-HE20-V2-4M | Pre-assembled cable, PAC, Cable LiYY, 0.25 mm²
7783 | 7789314050 | PAC-MICR-HE20-V2-5M | Pre-assembled cable, PAC, Cable LiYY, 0.25 mm²
7784 | 7789315020 | PAC-PREM-RV24-V0-2M | Pre-assembled cable, PAC, Cable LiYY, 0.25 mm²
7785 | 7789315025 | PAC-PREM-RV24-V0-2M5 | Pre-assembled cable, PAC, Cable LiYY, 0.25 mm²
7786 | 7789315030 | PAC-PREM-RV24-V0-3M | Pre-assembled cable, PAC, Cable LiYY, 0.25 mm²
7787 | 7789315040 | PAC-PREM-RV24-V0-4M | Pre-assembled cable, PAC, Cable LiYY, 0.25 mm²
7788 | 7789315050 | PAC-PREM-RV24-V0-5M | Pre-assembled cable, PAC, Cable LiYY, 0.25 mm²
7789 | 7789316015 | PAC-PREM-RV24-V1-1M5 | Pre-assembled cable, PAC, Cable LiYY, 0.25 mm²
7790 | 7789316025 | PAC-PREM-RV24-V1-2M5 | Pre-assembled cable, PAC, Cable LiYY, 0.25 mm²
7791 | 7789316030 | PAC-PREM-RV24-V1-3M | Pre-assembled cable, PAC, Cable LiYY, 0.25 mm²
7792 | 7789317015 | PAC-PREM-RV12-V0-1M5 | Pre-assembled cable, PAC, Cable LiYY, 0.25 mm²
7793 | 7789317020 | PAC-PREM-RV12-V0-2M | Pre-assembled cable, PAC, Cable LiYY, 0.25 mm²
7794 | 7789317025 | PAC-PREM-RV12-V0-2M5 | Pre-assembled cable, PAC, Cable LiYY, 0.25 mm²
7795 | 7789317030 | PAC-PREM-RV12-V0-3M | Pre-assembled cable, PAC, Cable LiYY, 0.25 mm²
7796 | 7789317040 | PAC-PREM-RV12-V0-4M | Pre-assembled cable, PAC, Cable LiYY, 0.25 mm²
7797 | 7789317050 | PAC-PREM-RV12-V0-5M | Pre-assembled cable, PAC, Cable LiYY, 0.25 mm²
7798 | 7789318015 | PAC-PREM-RV24-V2-1M5 | Pre-assembled cable, PAC, Cable LiYY, 0.25 mm²
7799 | 7789318020 | PAC-PREM-RV24-V2-2M | Pre-assembled cable, PAC, Cable LiYY, 0.25 mm²
7800 | 7789318025 | PAC-PREM-RV24-V2-2M5 | Pre-assembled cable, PAC, Cable LiYY, 0.25 mm²
7801 | 7789318030 | PAC-PREM-RV24-V2-3M | Pre-assembled cable, PAC, Cable LiYY, 0.25 mm²
7802 | 7789318040 | PAC-PREM-RV24-V2-4M | Pre-assembled cable, PAC, Cable LiYY, 0.25 mm²
7803 | 7789318050 | PAC-PREM-RV24-V2-5M | Pre-assembled cable, PAC, Cable LiYY, 0.25 mm²
7804 | 7789319015 | PAC-PREM-SD25-V1-1M5 | Pre-assembled cable, PAC, Cable LiYCY, 0.25 mm²
7805 | 7789034020 | PAC-CTLX-SD15-V1-2M | Pre-assembled cable, PAC, Cable LiYCY, 0.25 mm²
7806 | 7789036020 | PAC-CTLX-SD25-V1-2M | Pre-assembled cable, PAC, Cable LiYCY, 0.25 mm²
7807 | 7789037040 | PAC-CTLX-SD25-V2-4M | Pre-assembled cable, PAC, Cable LiYCY, 0.25 mm²
7808 | 7789038030 | PAC-CTLX-SD25-V3-3M | Pre-assembled cable, PAC, Cable LiYCY, 0.25 mm²
7809 | 7789038040 | PAC-CTLX-SD25-V3-4M | Pre-assembled cable, PAC, Cable LiYCY, 0.25 mm²
7810 | 7789039015 | PAC-CTLX-HE20-V0-1M5 | Pre-assembled cable, PAC, Cable LiYY, 0.25 mm²
7811 | 7789039030 | PAC-CTLX-HE20-V0-3M | Pre-assembled cable, PAC, Cable LiYY, 0.25 mm²
7812 | 7789040015 | PAC-CTLX-HE20-V1-1M5 | Pre-assembled cable, PAC, Cable LiYY, 0.25 mm²
7813 | 7789040080 | PAC-CTLX-HE20-V1-8M | Pre-assembled cable, PAC, Cable LiYY, 0.25 mm²
7814 | 7789042100 | PAC-CTLX-HE20-V3-10M | Pre-assembled cable, PAC, Cable LiYY, 0.25 mm²
7815 | 7789058015 | PAC-CTLX-HE20-V5-1M5 | Pre-assembled cable, PAC, Cable LiYY, 0.25 mm²
7816 | 7789058040 | PAC-CTLX-HE20-V5-4M | Pre-assembled cable, PAC, Cable LiYY, 0.25 mm²
7817 | 7789058050 | PAC-CTLX-HE20-V5-5M | Pre-assembled cable, PAC, Cable LiYY, 0.25 mm²
7818 | 7789066100 | PAC-GF30-HE20-V0-10M | Pre-assembled cable, PAC, Cable LiYY, 0.25 mm²
7819 | 7760054123 | ACT20P-CI-CO-ILP-S | Signal converter/isolator, Input current loop feed, Input : 0(4)-20 mA, (loop powered), Output : 0(4)-20 mA
7820 | 1251090000 | CP A BATTERY 24V DC12AH | Battery
7821 | 1251110000 | CP A BATTERY 24V DC17AH | Battery
7822 | 1251070000 | CP A BATTERY 24V DC3.4AH | Battery
7823 | 1251080000 | CP A BATTERY 24V DC7.2AH | Battery
7824 | 7760054122 | ACT20P-CI-2CO-OLP-S | Signal distributor, Output current loop powered, Input : 4-20 mA, Output : 2 x 4-20 mA, (loop powered)
7825 | 7760054165 | ACT20P-VMR-3PH-ILP-H-S | Limit value monitoring, Input: 3-phase voltage, Relay output
7826 | 7760054305 | ACT20P-TMR-RTI-S | Limit value monitoring, Input: temperature (RTD), Relay output, Input : Temperature, PT100, Output : 2 x relays
7827 | 1510390000 | ACT20P-CMT-60-RC-S | Current-measuring transducer, Limit value monitoring, Input : 0?40/50/60 A, Relay output
7828 | 2044850000 | ACT20P-CML-10-AO-RC-S | Current-measuring transducer, Limit value monitoring, Input : 0?1/5/10 A, Analogue output, Relay output
7829 | 1010850080 | IE-C5DB4RE0080MCSMCS-E | System cable, Cat.5 (ISO/IEC 11801) / Cat.5e (TIA T568-B), Radox GKW S, 8 m
7830 | 1010850120 | IE-C5DB4RE0120MCSMCS-E | System cable, Cat.5 (ISO/IEC 11801) / Cat.5e (TIA T568-B), Radox GKW S, 12 m
7831 | 1010850160 | IE-C5DB4RE0160MCSMCS-E | System cable, Cat.5 (ISO/IEC 11801) / Cat.5e (TIA T568-B), Radox GKW S, 16 m
7832 | 1010850200 | IE-C5DB4RE0200MCSMCS-E | System cable, Cat.5 (ISO/IEC 11801) / Cat.5e (TIA T568-B), Radox GKW S, 20 m
7833 | 1025940010 | IE-C5DD4UG0010MCSXXX-X | Dragline cable, PROFINET, M12 D-code ? IP 67 straight pin, Open, Cat.5 (ISO/IEC 11801) / Cat.5e (TIA T568-B), PUR, 1 m
7834 | 1111130000 | HDC 64D TSBU 1M50G | HDC enclosures, Size: 8, Protection degree: IP65 (in plugged condition), Cable entry from side, Plug housing, Side-locking clamp on lower side, high, Size of cable entries: M 50
7835 | 1111140000 | HDC 64D TOBU 1M50G | HDC enclosures, Size: 8, Protection degree: IP65 (in plugged condition), Cable entry from top, Plug housing, Side-locking clamp on lower side, high, Size of cable entries: M 50
7836 | 1111150000 | HDC 64D TSLU 1M50G | HDC enclosures, Size: 8, Protection degree: IP65 (in plugged condition), Cable entry from side, Plug housing, End-locking clamp, lower side, Standard, Size of cable entries: M 50
7837 | 1114890000 | HDC 40D TOBU 1M40G CS | HDC enclosures, Size: 6, Protection degree: IP65 (in plugged condition), Cable entry from top, Plug housing, Side-locking clamp on lower side, high, Size of cable entries: M 40
7838 | 1119730030 | IE-C5DD4UG0030A2EA2E-X | Dragline cable, PROFINET, RJ45 IP 67 PushPull V14 metal, RJ45 IP 67 PushPull V14 metal, Cat.5 (ISO/IEC 11801) / Cat.5e (TIA T568-B), PUR, 3 m
7839 | 1120010000 | HDC IP68 24B MD 2M25 | HDC enclosures, Size: 8, Protection degree: IP68, IP69K, IP68 (in plugged condition), Cover, Clamping yoke connection, Standard, Size of cable entries: M 25
7840 | 1120040000 | HDC IP68 HP 24B A | HDC enclosures, Size: 8, Protection degree: IP68, IP69K, IP68 (in plugged condition), Bulkhead housing, Clamping yoke connection, Standard
7841 | 1120130000 | HDC HP 250 SHOCKPROTEC | Accessories, Screw connection, Size: 250
7842 | 1120580000 | HDC HP 550 M 185 | HDC insert, Pin, 3000 V, 550 A, Crimp connection, Size: 550
7843 | 1120590000 | HDC HP 550 M 240 | HDC insert, Pin, 3000 V, 550 A, Crimp connection, Size: 550
7844 | 1120600000 | HDC HP 550 F 240 | HDC insert, Female, 3000 V, 550 A, Crimp connection, Size: 550
7845 | 1121010000 | ERTE GRIFFE CTO | Pressing tool, Replacement part
7846 | 1122710000 | IE-CD-V04PRJ-C-MA | Junction box, FreeCon, RJ45, Plug-in connector, IP65
7847 | 1126710000 | RS ELCO 56/32LM S | Interface, RS ELCO, ELCO plug-in connector, 32, LP2N 5.08mm
7848 | 1127840000 | FAD S7/300 HE20 UNIV | Interface, FAD, universal, Plug-in connectors according to IEC 60603-13 / DIN 41651 20p
7849 | 1127850000 | FAD S7/300 HE20 16DIO | Interface, FAD, Specific, Plug-in connectors according to IEC 60603-13 / DIN 41651 20p
7850 | 1127870000 | FAD S7/300 HE40 UNIV | Interface, FAD, universal, Plug-in connectors according to IEC 60603-13 / DIN 41651 40p
7851 | 1127890000 | FAD S7/300 HE40 32DIO | Interface, FAD, Specific, Plug-in connectors according to IEC 60603-13 / DIN 41651 40p
7852 | 1128210000 | RSF PLC 2W 32IO LEDS Z | Interface, RSF PLC, LED, 2-wire, Tension-clamp connection
7853 | 1128250000 | RSF PLC 2W 32IO FUS Z | Interface, RSF PLC, Fuse, 2-wire, Tension-clamp connection
7854 | 1131380000 | IE-BI-USB-AB | USB insert, Flange insert, type AB
7855 | 1131730000 | PTS 4 DC | FieldPower®, Field Power® plug-in connector, PUSH IN, 0.5 mm² - 4 mm²
7856 | 1137720000 | HDC 04A CSB MALE | HDC insert, Pin, , Number of poles: , Crimp connection, Size: 1
7857 | 1137760000 | HDC 04A CSB FEMALE | HDC insert, Female, , Number of poles: , Crimp connection, Size: 1
7858 | 1139330000 | SAIBW-4/8S-M12 4P D-ZF | Sockets prefabricated to customer spec., M12, Socket, angled
7859 | 1140640000 | PB-DP SUB-D M12 TERM PS | SUB-D
7860 | 1140650000 | PB-DP SUB-D M12 TERM | SUB-D
7861 | 1140680000 | HDC SHIELD LEVER 3LV | Heavy-duty connectors, Accessories, Shield clamp
7862 | 1157800000 | HDC HP 550 M 50 | HDC insert, Pin, 3000 V, 550 A, Crimp connection, Size: 550
7863 | 1157970000 | HDC CM ST M | Heavy-duty connectors, HDC insert, ConCept module
7864 | 1157980000 | HDC CM ST F | Heavy-duty connectors, HDC insert, ConCept module
7865 | 1160550000 | SAISW-4/8S-M12-4P D-COD | Plugs prefabricated to customer spec., M12, pin, 90°
7866 | 1160780000 | HDC HP CODING SYSTEM | Heavy-duty connectors, Accessories
7867 | 1160931000 | SAIL-M8GM8SG-4S10UIE | Bus line, Connecting line, M8 / M8, Number of poles: 4, 10 m, Male, straight - male, straight, Shielded: Yes, LED: No, Sheath material: PUR, Halogen: No
7868 | 1160931500 | SAIL-M8GM8SG-4S15UIE | Bus line, Connecting line, M8 / M8, Number of poles: 4, 15 m, Male, straight - male, straight, Shielded: Yes, LED: No, Sheath material: PUR, Halogen: No
7869 | 1160932000 | SAIL-M8GM8SG-4S20UIE | Bus line, Connecting line, M8 / M8, Number of poles: 4, 20 m, Male, straight - male, straight, Shielded: Yes, LED: No, Sheath material: PUR, Halogen: No
7870 | 1160933000 | SAIL-M8GM8SG-4S30UIE | Bus line, Connecting line, M8 / M8, Number of poles: 4, 30 m, Male, straight - male, straight, Shielded: Yes, LED: No, Sheath material: PUR, Halogen: No
7871 | 1160934000 | SAIL-M8GM8SG-4S40UIE | Bus line, Connecting line, M8 / M8, Number of poles: 4, 40 m, Male, straight - male, straight, Shielded: Yes, LED: No, Sheath material: PUR, Halogen: No
7872 | 1160935000 | SAIL-M8GM8SG-4S50UIE | Bus line, Connecting line, M8 / M8, Number of poles: 4, 50 m, Male, straight - male, straight, Shielded: Yes, LED: No, Sheath material: PUR, Halogen: No
7873 | 1161150000 | VSPC 4SL 12VAC EX | Surge protection for instrumentation and control, without warning function / function indicator, UP(L/N-PE) 250 V
7874 | 1161170000 | VSPC 4SL 12VDC EX | Surge protection for instrumentation and control, without warning function / function indicator, UP(L/N-PE) < 200 V
7875 | 1161180000 | VSPC 4SL 24VAC EX | Surge protection for instrumentation and control, without warning function / function indicator, UP(L/N-PE) 250 V
7876 | 1161190000 | VSPC 4SL 24VDC EX | Surge protection for instrumentation and control, without warning function / function indicator, UP(L/N-PE) 250 V
7877 | 1161870000 | PB-DP SUB-D ZF TERM | SUB-D
7878 | 1161880000 | PB-DP SUB-D ZF TERM PS | SUB-D
7879 | 1161890000 | PB-DP SUB-D ZF | SUB-D
7880 | 1202660000 | HDC CM GUIDING PIN | Heavy-duty connectors, Accessories
7881 | 1202670000 | HDC CM GUIDING SOCKET | Heavy-duty connectors, Accessories
7882 | 1206730000 | IE-PS-SCRJ1-MM | FO connector, Plug SCRJ, multimode, IP20
7883 | 1211080030 | IE-C5DD4UG0030MSSA20-E | Dragline cable, PROFINET, M12 D-code ? IP 67 straight socket, RJ45 IP 20, Cat.5 (ISO/IEC 11801) / Cat.5e (TIA T568-B), PUR, 3 m
7884 | 1211080050 | IE-C5DD4UG0050MSSA20-E | Dragline cable, PROFINET, M12 D-code ? IP 67 straight socket, RJ45 IP 20, Cat.5 (ISO/IEC 11801) / Cat.5e (TIA T568-B), PUR, 5 m
7885 | 1211080100 | IE-C5DD4UG0100MSSA20-E | Dragline cable, PROFINET, M12 D-code ? IP 67 straight socket, RJ45 IP 20, Cat.5 (ISO/IEC 11801) / Cat.5e (TIA T568-B), PUR, 10 m
7886 | 1212770000 | AIE MULTI-STRIPAX POF | Insert
7887 | 1212890000 | HDC 24B HP250 MPL4PE T1 | HDC insert, Number of poles: 4, Size: 8
7888 | 1212910000 | HDC 24B HP250 MPL4PE T2 | HDC insert, Number of poles: 4, Size: 8
7889 | 1220840000 | HDC HP 250 F 50 PE | HDC insert, Female, 3000 V, 250 A, Crimp connection, Size: 250
7890 | 1220850000 | HDC HP 250 M 50 PE | HDC insert, Pin, 3000 V, 250 A, Crimp connection, Size: 250
7891 | 1220860000 | HDC IP68 24B MD 4M25 T2 | HDC enclosures, Size: 8, Protection degree: IP68, IP69K, IP68 (in plugged condition), Cover, Clamping yoke connection, Standard, Size of cable entries: M 25
7892 | 1221010000 | IE-BS-V01M-SCRJ-MM | Flange FO, IP67, Multimode, POF
7893 | 1221020000 | IE-BS-V01M-SCRJ-SM | Flange FO, IP67, Singlemode
7894 | 1221030000 | IE-BHD-V01M-SCA | Empty enclosure, Flange-mounted housing, Variant 1 to IEC 61076-3-106, IP67
7895 | 1221070000 | HDC 32B TOBU 1M40G | HDC enclosures, Size: 10, Protection degree: IP65 (in plugged condition), Plug housing, Cable entry from top, Side-locking clamp on lower side, Standard, Size of cable entries: M 40
7896 | 1222210010 | CP M DM20 | Diode module
7897 | 1222220010 | CP M DM40 | Diode module
7898 | 1222240010 | CP M CAP | Capacity module
7899 | 1222270050 | SAIE-M12B-5S0.5U HW | Built-in plugs, M12, PG 9, Number of poles: 5, 0.5 m
7900 | 1224150000 | SAI-M23-BE-12-F | Sensor/Actuator plug-in connector
7901 | 1224170000 | SAI-M23-BE-12-10MM | Sensor/Actuator plug-in connector
7902 | 1224570000 | SAI-M23-BE-12-F-G | Sensor/Actuator plug-in connector
7903 | 1224590000 | SAI-M23-BE-12-10MM-G | Sensor/Actuator plug-in connector
7904 | 1230050000 | TW PRV4 1-4 | P-series, Partition plate, grey, 2 mm, Printed 1-4, horizontally
7905 | 1230060000 | TW PRV4 0-3 | P-series, Partition plate, grey, 2 mm, Printed 0-3, horizontally
7906 | 1230070000 | TW PRV4 A-D | P-series, Partition plate, grey, 2 mm, Printed A-D, horizontally
7907 | 1230080000 | TW PRV8 1-8 | P-series, Partition plate, grey, 2 mm, Printed 1-8, horizontally
7908 | 1230090000 | TW PRV8 0-7 | P-series, Partition plate, grey, 2 mm, Printed 0-7, horizontally
7909 | 1230110000 | TW PRV8 A-H | P-series, Partition plate, grey, 2 mm, Printed A-H, horizontally
7910 | 1230120000 | TW PRV16 1-16 | P-series, Partition plate, grey, 2 mm, Printed 1-16, horizontally
7911 | 1230140000 | TW PRV16 A-P | P-series, Partition plate, grey, 2 mm, Printed A-P, horizontally
7912 | 1233160050 | IE-C6FP8LD0050M40W40-D | Patch cable, RJ45 IP 20, Angled 270°, RJ45 IP 20, Cat.6A / Class EA (ISO/IEC 11801 2010), LSZH, 5 m
7913 | 1274680000 | SDIS SL 1.0X5.5X125 | Screwdriver, Mounting tool
7914 | 1274690000 | SDIS SL 1.2X6.5X150 | Screwdriver, Mounting tool
7915 | 1274750000 | SDI SL S3.5-6.5/PH1/2 | Mounting tool
7916 | 1275470150 | SAIL-M12BW-8S1.5U | Sensor/actuator line, One end without connector, M12, Number of poles : 8, 1.5 m, Socket, angled, Shielded: Yes, LED: No, Sheath material: PUR, Halogen: No
7917 | 1275470300 | SAIL-M12BW-8S3.0U | Sensor/actuator line, One end without connector, M12, Number of poles : 8, 3 m, Socket, angled, Shielded: Yes, LED: No, Sheath material: PUR, Halogen: No
7918 | 1275470500 | SAIL-M12BW-8S5.0U | Sensor/actuator line, One end without connector, M12, Number of poles : 8, 5 m, Socket, angled, Shielded: Yes, LED: No, Sheath material: PUR, Halogen: No
7919 | 1275471000 | SAIL-M12BW-8S10U | Sensor/actuator line, One end without connector, M12, Number of poles : 8, 10 m, Socket, angled, Shielded: Yes, LED: No, Sheath material: PUR, Halogen: No
7920 | 1276060150 | SAIL-M12W-8S1.5U | Sensor/actuator line, One end without connector, M12, Number of poles : 8, 1.5 m, pin, 90°, Shielded: Yes, LED: No, Sheath material: PUR, Halogen: No
7921 | 1277220000 | PEBZ M10 BR SET | Klippon POK (polyester empty enclosure), Earthing stud, Miscellaneous, Material: Brass
7922 | 1277250000 | PEBZ M6 BR SET | Klippon POK (polyester empty enclosure), Earthing stud, Miscellaneous, Material: Brass
7923 | 1278420000 | IE-SCRJ1-IP20-POF-100 | FO connector, Replacement crimp barrel, IP20
7924 | 1278430000 | IE-SCRJ-IP67-POF-100 | FO connector, Replacement crimp barrel, IP67 with housing
7925 | 1279410300 | SAIL-M12G-8-3.0U | Sensor/actuator line, One end without connector, M12, Number of poles : 8, 3 m, pin, straight, Shielded: No, LED: No, Sheath material: PUR, Halogen: No
7926 | 1279420150 | SAIL-M12W-8-1.5U | Sensor/actuator line, One end without connector, M12, Number of poles : 8, 1.5 m, pin, 90°, Shielded: No, LED: No, Sheath material: PUR, Halogen: No
7927 | 1279420300 | SAIL-M12W-8-3.0U | Sensor/actuator line, One end without connector, M12, Number of poles : 8, 3 m, pin, 90°, Shielded: No, LED: No, Sheath material: PUR, Halogen: No
7928 | 1279420500 | SAIL-M12W-8-5.0U | Sensor/actuator line, One end without connector, M12, Number of poles : 8, 5 m, pin, 90°, Shielded: No, LED: No, Sheath material: PUR, Halogen: No
7929 | 1279421000 | SAIL-M12W-8-10U | Sensor/actuator line, One end without connector, M12, Number of poles : 8, 10 m, pin, 90°, Shielded: No, LED: No, Sheath material: PUR, Halogen: No
7930 | 1279430150 | SAIL-M12G-8S1.5U | Sensor/actuator line, One end without connector, M12, Number of poles : 8, 1.5 m, pin, straight, Shielded: Yes, LED: No, Sheath material: PUR, Halogen: No
7931 | 1279430300 | SAIL-M12G-8S3.0U | Sensor/actuator line, One end without connector, M12, Number of poles : 8, 3 m, pin, straight, Shielded: Yes, LED: No, Sheath material: PUR, Halogen: No
7932 | 1279430500 | SAIL-M12G-8S5.0U | Sensor/actuator line, One end without connector, M12, Number of poles : 8, 5 m, pin, straight, Shielded: Yes, LED: No, Sheath material: PUR, Halogen: No
7933 | 1279431000 | SAIL-M12G-8S10U | Sensor/actuator line, One end without connector, M12, Number of poles : 8, 10 m, pin, straight, Shielded: Yes, LED: No, Sheath material: PUR, Halogen: No
7934 | 1279440150 | SAIL-M12GM12G-8-1.5U | Sensor/actuator line, Connecting line, M12 / M12, Number of poles : 8, 1.5 m, pin, straight - socket, straight, Shielded: No, LED: No, Sheath material: PUR, Halogen: No
7935 | 1279440300 | SAIL-M12GM12G-8-3.0U | Sensor/actuator line, Connecting line, M12 / M12, Number of poles : 8, 3 m, pin, straight - socket, straight, Shielded: No, LED: No, Sheath material: PUR, Halogen: No
7936 | 1279440500 | SAIL-M12GM12G-8-5.0U | Sensor/actuator line, Connecting line, M12 / M12, Number of poles : 8, 5 m, pin, straight - socket, straight, Shielded: No, LED: No, Sheath material: PUR, Halogen: No
7937 | 1279441000 | SAIL-M12GM12G-8-10U | Sensor/actuator line, Connecting line, M12 / M12, Number of poles : 8, 10 m, pin, straight - socket, straight, Shielded: No, LED: No, Sheath material: PUR, Halogen: No
7938 | 1279450150 | SAIL-M12GM12W-8-1.5U | Sensor/actuator line, Connecting line, M12 / M12, Number of poles : 8, 1.5 m, pin, straight - socket, 90°, Shielded: No, LED: No, Sheath material: PUR, Halogen: No
7939 | 1279450300 | SAIL-M12GM12W-8-3.0U | Sensor/actuator line, Connecting line, M12 / M12, Number of poles : 8, 3 m, pin, straight - socket, 90°, Shielded: No, LED: No, Sheath material: PUR, Halogen: No
7940 | 1279450500 | SAIL-M12GM12W-8-5.0U | Sensor/actuator line, Connecting line, M12 / M12, Number of poles : 8, 5 m, pin, straight - socket, 90°, Shielded: No, LED: No, Sheath material: PUR, Halogen: No
7941 | 1279451000 | SAIL-M12GM12W-8-10U | Sensor/actuator line, Connecting line, M12 / M12, Number of poles : 8, 10 m, pin, straight - socket, 90°, Shielded: No, LED: No, Sheath material: PUR, Halogen: No
7942 | 1279460150 | SAIL-M12GM12G-8S1.5U | Sensor/actuator line, Connecting line, M12 / M12, Number of poles : 8, 1.5 m, pin, straight - socket, straight, Shielded: Yes, LED: No, Sheath material: PUR, Halogen: No
7943 | 1279460300 | SAIL-M12GM12G-8S3.0U | Sensor/actuator line, Connecting line, M12 / M12, Number of poles : 8, 3 m, pin, straight - socket, straight, Shielded: Yes, LED: No, Sheath material: PUR, Halogen: No
7944 | 1279460500 | SAIL-M12GM12G-8S5.0U | Sensor/actuator line, Connecting line, M12 / M12, Number of poles : 8, 5 m, pin, straight - socket, straight, Shielded: Yes, LED: No, Sheath material: PUR, Halogen: No
7945 | 1279461000 | SAIL-M12GM12G-8S10U | Sensor/actuator line, Connecting line, M12 / M12, Number of poles : 8, 10 m, pin, straight - socket, straight, Shielded: Yes, LED: No, Sheath material: PUR, Halogen: No
7946 | 1279470150 | SAIL-M12GM12W-8S1.5U | Sensor/actuator line, Connecting line, M12 / M12, Number of poles : 8, 1.5 m, pin, straight - socket, 90°, Shielded: Yes, LED: No, Sheath material: PUR, Halogen: No
7947 | 1279470300 | SAIL-M12GM12W-8S3.0U | Sensor/actuator line, Connecting line, M12 / M12, Number of poles : 8, 3 m, pin, straight - socket, 90°, Shielded: Yes, LED: No, Sheath material: PUR, Halogen: No
7948 | 1279470500 | SAIL-M12GM12W-8S5.0U | Sensor/actuator line, Connecting line, M12 / M12, Number of poles : 8, 5 m, pin, straight - socket, 90°, Shielded: Yes, LED: No, Sheath material: PUR, Halogen: No
7949 | 1279471000 | SAIL-M12GM12W-8S10U | Sensor/actuator line, Connecting line, M12 / M12, Number of poles : 8, 10 m, pin, straight - socket, 90°, Shielded: Yes, LED: No, Sheath material: PUR, Halogen: No
7950 | 1279480050 | SAIE-M12B-PB-0.5U HW | Built-in plugs, M12, PG 9, Number of poles: 2, 0.5 m
7951 | 1279480100 | SAIE-M12B-PB-1.0U HW | Built-in plugs, M12, PG 9, Number of poles: 2, 1 m
7952 | 1279480200 | SAIE-M12B-PB-2.0U HW | Built-in plugs, M12, PG 9, Number of poles: 2, 2 m
7953 | 1279480500 | SAIE-M12B-PB-5.0U HW | Built-in plugs, M12, PG 9, Number of poles: 2, 5 m
7954 | 1279490050 | SAIE-M12S-PB-0.5U HW | Built-in plugs, M12, PG 9, Number of poles: 2, 0.5 m
7955 | 1280890000 | KTB GP 221513 AB S4 | Klippon TB (Terminal Box), flange plate, Height: 146 mm, Width: 100 mm, Depth: 3 mm, Gland plates: top, Bottom, Material: Stainless steel 1.4404, electropolished, silver
7956 | 1280900000 | KTB GP 221513 CD S4 | Klippon TB (Terminal Box), flange plate, Height: 177 mm, Width: 100 mm, Depth: 3 mm, Gland plates: left, right, Material: Stainless steel 1.4404, electropolished, silver
7957 | 1280910000 | KTB GP 262615 AB S4 | Klippon TB (Terminal Box), flange plate, Height: 254 mm, Width: 117 mm, Depth: 3 mm, Gland plates: top, Bottom, Material: Stainless steel 1.4404, electropolished, silver
7958 | 1280920000 | KTB GP 262615 CD S4 | Klippon TB (Terminal Box), flange plate, Height: 208 mm, Width: 117 mm, Depth: 3 mm, Gland plates: left, right, Material: Stainless steel 1.4404, electropolished, silver
7959 | 1280930000 | KTB GP 262620 AB S4 | Klippon TB (Terminal Box), flange plate, Height: 250 mm, Width: 167 mm, Depth: 3 mm, Gland plates: top, Bottom, Material: Stainless steel 1.4404, electropolished, silver
7960 | 1280940000 | KTB GP 262620 CD S4 | Klippon TB (Terminal Box), flange plate, Height: 204 mm, Width: 167 mm, Depth: 3 mm, Gland plates: left, right, Material: Stainless steel 1.4404, electropolished, silver
7961 | 1280950000 | KTB GP 303015 AB S4 | Klippon TB (Terminal Box), flange plate, Height: 300 mm, Width: 117 mm, Depth: 3 mm, Gland plates: top, Bottom, Material: Stainless steel 1.4404, electropolished, silver
7962 | 1280960000 | KTB GP 303015 CD S4 | Klippon TB (Terminal Box), flange plate, Height: 254 mm, Width: 117 mm, Depth: 3 mm, Gland plates: left, right, Material: Stainless steel 1.4404, electropolished, silver
7963 | 1280970000 | KTB GP 303020 AB S4 | Klippon TB (Terminal Box), flange plate, Height: 296 mm, Width: 167 mm, Depth: 3 mm, Gland plates: top, Bottom, Material: Stainless steel 1.4404, electropolished, silver
7964 | 1280980000 | KTB GP 303020 CD S4 | Klippon TB (Terminal Box), flange plate, Height: 250 mm, Width: 167 mm, Depth: 3 mm, Gland plates: left, right, Material: Stainless steel 1.4404, electropolished, silver
7965 | 1281000000 | KTB GP 352615 CD S4 | Klippon TB (Terminal Box), flange plate, Height: 298 mm, Width: 117 mm, Depth: 3 mm, Gland plates: left, right, Material: Stainless steel 1.4404, electropolished, silver
7966 | 1281030000 | KTB GP 403015 AB S4 | Klippon TB (Terminal Box), flange plate, Height: 294 mm, Width: 117 mm, Depth: 3 mm, Gland plates: top, Bottom, Material: Stainless steel 1.4404, electropolished, silver
7967 | 1281040000 | KTB GP 403015 CD S4 | Klippon TB (Terminal Box), flange plate, Height: 348 mm, Width: 117 mm, Depth: 3 mm, Gland plates: left, right, Material: Stainless steel 1.4404, electropolished, silver
7968 | 1281050000 | KTB GP 403020 AB S4 | Klippon TB (Terminal Box), flange plate, Height: 290 mm, Width: 167 mm, Depth: 3 mm, Gland plates: top, Bottom, Material: Stainless steel 1.4404, electropolished, silver
7969 | 1281060000 | KTB GP 403020 CD S4 | Klippon TB (Terminal Box), flange plate, Height: 344 mm, Width: 167 mm, Depth: 3 mm, Gland plates: left, right, Material: Stainless steel 1.4404, electropolished, silver
7970 | 1281090000 | KTB GP 453820 AB S4 | Klippon TB (Terminal Box), flange plate, Height: 372 mm, Width: 167 mm, Depth: 3 mm, Gland plates: top, Bottom, Material: Stainless steel 1.4404, electropolished, silver
7971 | 1281100000 | KTB GP 453820 CD S4 | Klippon TB (Terminal Box), flange plate, Height: 402 mm, Width: 167 mm, Depth: 3 mm, Gland plates: left, right, Material: Stainless steel 1.4404, electropolished, silver
7972 | 1281110000 | KTB GP 484815 AB S4 | Klippon TB (Terminal Box), flange plate, Height: 474 mm, Width: 117 mm, Depth: 3 mm, Gland plates: top, Bottom, Material: Stainless steel 1.4404, electropolished, silver
7973 | 1281130000 | KTB GP 484820 AB S4 | Klippon TB (Terminal Box), flange plate, Height: 470 mm, Width: 167 mm, Depth: 3 mm, Gland plates: top, Bottom, Material: Stainless steel 1.4404, electropolished, silver
7974 | 1281140000 | KTB GP 484820 CD S4 | Klippon TB (Terminal Box), flange plate, Height: 424 mm, Width: 167 mm, Depth: 3 mm, Gland plates: left, right, Material: Stainless steel 1.4404, electropolished, silver
7975 | 1281290000 | KTB GP 916120 AB S4 | Klippon TB (Terminal Box), flange plate, Height: 600 mm, Width: 167 mm, Depth: 3 mm, Gland plates: top, Bottom, Material: Stainless steel 1.4404, electropolished, silver
7976 | 1281360000 | KTB RNHD 221513 R | Klippon TB (Terminal Box), Rain hood, Height: 50.9 mm, Width: 157 mm, Depth: 142.8 mm, Material: Stainless steel 1.4301, Mirror polished, silver
7977 | 1281370000 | KTB RNHD 262615 R | Klippon TB (Terminal Box), Rain hood, Height: 53.9 mm, Width: 265 mm, Depth: 160.5 mm, Material: Stainless steel 1.4301, Mirror polished, silver
7978 | 1281380000 | KTB RNHD 262620 R | Klippon TB (Terminal Box), Rain hood, Height: 55.9 mm, Width: 265 mm, Depth: 211.2 mm, Material: Stainless steel 1.4301, Mirror polished, silver
7979 | 1281390000 | KTB RNHD 303015 R | Klippon TB (Terminal Box), Rain hood, Height: 53.4 mm, Width: 311 mm, Depth: 160.5 mm, Material: Stainless steel 1.4301, Mirror polished, silver
7980 | 1281400000 | KTB RNHD 303020 R | Klippon TB (Terminal Box), Rain hood, Height: 55.9 mm, Width: 311 mm, Depth: 221.2 mm, Material: Stainless steel 1.4301, Mirror polished, silver
7981 | 1281410000 | KTB RNHD 352615 R | Klippon TB (Terminal Box), Rain hood, Height: 53.4 mm, Width: 265 mm, Depth: 160.5 mm, Material: Stainless steel 1.4301, Mirror polished, silver
7982 | 1281420000 | KTB RNHD 352620 R | Klippon TB (Terminal Box), Rain hood, Height: 55.9 mm, Width: 265 mm, Depth: 211.2 mm, Material: Stainless steel 1.4301, Mirror polished, silver
7983 | 1281430000 | KTB RNHD 403015 R | Klippon TB (Terminal Box), Rain hood, Height: 53.4 mm, Width: 305 mm, Depth: 160.5 mm, Material: Stainless steel 1.4301, Mirror polished, silver
7984 | 1281440000 | KTB RNHD 403020 R | Klippon TB (Terminal Box), Rain hood, Height: 55.9 mm, Width: 305 mm, Depth: 211.2 mm, Material: Stainless steel 1.4301, Mirror polished, silver
7985 | 1281450000 | KTB RNHD 453815 R | Klippon TB (Terminal Box), Rain hood, Height: 53.4 mm, Width: 387 mm, Depth: 160.5 mm, Material: Stainless steel 1.4301, Mirror polished, silver
7986 | 1281460000 | KTB RNHD 453820 R | Klippon TB (Terminal Box), Rain hood, Height: 55.9 mm, Width: 387 mm, Depth: 211.2 mm, Material: Stainless steel 1.4301, Mirror polished, silver
7987 | 1281470000 | KTB RNHD 484815 R | Klippon TB (Terminal Box), Rain hood, Height: 53.4 mm, Width: 485 mm, Depth: 160.5 mm, Material: Stainless steel 1.4301, Mirror polished, silver
7988 | 1281480000 | KTB RNHD 484820 R | Klippon TB (Terminal Box), Rain hood, Height: 55.9 mm, Width: 485 mm, Depth: 211.2 mm, Material: Stainless steel 1.4301, Mirror polished, silver
7989 | 1281490000 | KTB RNHD 553515 R | Klippon TB (Terminal Box), Rain hood, Height: 53.4 mm, Width: 355 mm, Depth: 160.5 mm, Material: Stainless steel 1.4301, Mirror polished, silver
7990 | 1281500000 | KTB RNHD 553520 R | Klippon TB (Terminal Box), Rain hood, Height: 55.9 mm, Width: 355 mm, Depth: 211.2 mm, Material: Stainless steel 1.4301, Mirror polished, silver
7991 | 1281510000 | KTB RNHD 624515 R | Klippon TB (Terminal Box), Rain hood, Height: 53.4 mm, Width: 455 mm, Depth: 160.5 mm, Material: Stainless steel 1.4301, Mirror polished, silver
7992 | 1281520000 | KTB RNHD 624520 R | Klippon TB (Terminal Box), Rain hood, Height: 55.9 mm, Width: 455 mm, Depth: 211.2 mm, Material: Stainless steel 1.4301, Mirror polished, silver
7993 | 1281530000 | KTB RNHD 765015 R | Klippon TB (Terminal Box), Rain hood, Height: 53.9 mm, Width: 513 mm, Depth: 160.5 mm, Material: Stainless steel 1.4301, Mirror polished, silver
7994 | 1281540000 | KTB RNHD 765020 R | Klippon TB (Terminal Box), Rain hood, Height: 55.9 mm, Width: 513 mm, Depth: 211.2 mm, Material: Stainless steel 1.4301, Mirror polished, silver
7995 | 1281550000 | KTB RNHD 916115 R | Klippon TB (Terminal Box), Rain hood, Height: 53.4 mm, Width: 615 mm, Depth: 160.5 mm, Material: Stainless steel 1.4301, Mirror polished, silver
7996 | 1281570000 | KTB RNHD 916120 R | Klippon TB (Terminal Box), Rain hood, Height: 55.9 mm, Width: 615 mm, Depth: 211.2 mm, Material: Stainless steel 1.4301, Mirror polished, silver
7997 | 1281580000 | KTB RNHD 987420 R | Klippon TB (Terminal Box), Rain hood, Height: 55.9 mm, Width: 745 mm, Depth: 211.2 mm, Material: Stainless steel 1.4301, Mirror polished, silver
7998 | 1289090000 | RS 4AIO DP-M258 SD S | Interface, RS, 2-wire, Screw connection
7999 | 1289100000 | RSM-12 PLC C 1CO S | Interface, RSM PLC, 12 compact, RSS, Screw connection
8000 | 1291870000 | SAIS-3/9-7/8 | Plugs prefabricated to customer spec., 7/8", pin, straight
8001 | 1291880000 | SAIS-3/11-7/8 | Plugs prefabricated to customer spec., 7/8", pin, straight
8002 | 1291890000 | SAISW-3/9-7/8 | Plugs prefabricated to customer spec., 7/8", pin, 90°
8003 | 1291900000 | SAISW-3/11-7/8 | Plugs prefabricated to customer spec., 7/8", pin, 90°
8004 | 1291910000 | SAIB-3/9-7/8 | Sockets prefabricated to customer spec., 7/8", Female socket, straight
8005 | 1291920000 | SAIB-3/11-7/8 | Sockets prefabricated to customer spec., 7/8", Female socket, straight
8006 | 1291930000 | SAIBW-3/9-7/8 | Sockets prefabricated to customer spec., 7/8", Socket, angled
8007 | 1291940000 | SAIBW-3/11-7/8 | Sockets prefabricated to customer spec., 7/8", Socket, angled
8008 | 1291950000 | SAIS-4/11-7/8 | Plugs prefabricated to customer spec., 7/8", pin, straight
8009 | 1291970000 | SAIS-5/11-7/8 | Plugs prefabricated to customer spec., 7/8", pin, straight
8010 | 1291980000 | SAISW-5/9-7/8 | Plugs prefabricated to customer spec., 7/8", pin, 90°
8011 | 1291990000 | SAISW-5/11-7/8 | Plugs prefabricated to customer spec., 7/8", pin, 90°
8012 | 1292000000 | SAIB-5/9-7/8 | Sockets prefabricated to customer spec., 7/8", Female socket, straight
8013 | 1292010000 | SAIB-5/11-7/8 | Sockets prefabricated to customer spec., 7/8", Female socket, straight
8014 | 1292020000 | SAIBW-5/9-7/8 | Sockets prefabricated to customer spec., 7/8", Socket, angled
8015 | 1292030000 | SAIBW-5/11-7/8 | Sockets prefabricated to customer spec., 7/8", Socket, angled
8016 | 1292040000 | SAISW-4/11-7/8 | Plugs prefabricated to customer spec., 7/8", pin, 90°
8017 | 1292050000 | SAIB-4/11-7/8 | Sockets prefabricated to customer spec., 7/8", Female socket, straight
8018 | 1292070000 | SAIBW-4/11-7/8 | Sockets prefabricated to customer spec., 7/8", Socket, angled
8019 | 1292080150 | SAIL-7/8G-3-1.5U | Sensor/actuator line, One end without connector, 7/8", Number of poles : 3 (2 + PE), 1.5 m, pin, straight, Shielded: No, LED: No, Sheath material: PUR, Halogen: No
8020 | 1292080200 | SAIL-7/8G-3-2.0U | Sensor/actuator line, One end without connector, 7/8", Number of poles : 3 (2 + PE), 3 m, pin, straight, Shielded: No, LED: No, Sheath material: PUR, Halogen: No
8021 | 1292080300 | SAIL-7/8G-3-3.0U | Sensor/actuator line, One end without connector, 7/8", Number of poles : 3 (2 + PE), 5 m, pin, straight, Shielded: No, LED: No, Sheath material: PUR, Halogen: No
8022 | 1292080500 | SAIL-7/8G-3-5.0U | Sensor/actuator line, One end without connector, 7/8", Number of poles : 3 (2 + PE), 5 m, pin, straight, Shielded: No, LED: No, Sheath material: PUR, Halogen: No
8023 | 1292081000 | SAIL-7/8G-3-10U | Sensor/actuator line, One end without connector, 7/8", Number of poles : 3 (2 + PE), 10 m, pin, straight, Shielded: No, LED: No, Sheath material: PUR, Halogen: No
8024 | 1292090150 | SAIL-7/8W-3-1.5U | Sensor/actuator line, One end without connector, 7/8", Number of poles : 3 (2 + PE), 1.5 m, pin, 90°, Shielded: No, LED: No, Sheath material: PUR, Halogen: No
8025 | 1292090200 | SAIL-7/8W-3-2.0U | Sensor/actuator line, One end without connector, 7/8", Number of poles : 3 (2 + PE), 2 m, pin, 90°, Shielded: No, LED: No, Sheath material: PUR, Halogen: No
8026 | 1292090300 | SAIL-7/8W-3-3.0U | Sensor/actuator line, One end without connector, 7/8", Number of poles : 3 (2 + PE), 3 m, pin, 90°, Shielded: No, LED: No, Sheath material: PUR, Halogen: No
8027 | 1292090500 | SAIL-7/8W-3-5.0U | Sensor/actuator line, One end without connector, 7/8", Number of poles : 3 (2 + PE), 5 m, pin, 90°, Shielded: No, LED: No, Sheath material: PUR, Halogen: No
8028 | 1292091000 | SAIL-7/8W-3-10U | Sensor/actuator line, One end without connector, 7/8", Number of poles : 3 (2 + PE), 10 m, pin, 90°, Shielded: No, LED: No, Sheath material: PUR, Halogen: No
8029 | 1292100150 | SAIL-7/8BG-3-1.5U | Sensor/actuator line, One end without connector, 7/8", Number of poles : 3 (2 + PE), 1.5 m, Female socket, straight, Shielded: No, LED: No, Sheath material: PUR, Halogen: No
8030 | 1292100200 | SAIL-7/8BG-3-2.0U | Sensor/actuator line, One end without connector, 7/8", Number of poles : 3 (2 + PE), 2 m, Female socket, straight, Shielded: No, LED: No, Sheath material: PUR, Halogen: No
8031 | 1292100300 | SAIL-7/8BG-3-3.0U | Sensor/actuator line, One end without connector, 7/8", Number of poles : 3 (2 + PE), 3 m, Female socket, straight, Shielded: No, LED: No, Sheath material: PUR, Halogen: No
8032 | 1292100500 | SAIL-7/8BG-3-5.0U | Sensor/actuator line, One end without connector, 7/8", Number of poles : 3 (2 + PE), 5 m, Female socket, straight, Shielded: No, LED: No, Sheath material: PUR, Halogen: No
8033 | 1292101000 | SAIL-7/8BG-3-10U | Sensor/actuator line, One end without connector, 7/8", Number of poles : 3 (2 + PE), 10 m, Female socket, straight, Shielded: No, LED: No, Sheath material: PUR, Halogen: No
8034 | 1292110150 | SAIL-7/8BW-3-1.5U | Sensor/actuator line, One end without connector, 7/8", Number of poles : 3 (2 + PE), 1.5 m, Socket, angled, Shielded: No, LED: No, Sheath material: PUR, Halogen: No
8035 | 1292110200 | SAIL-7/8BW-3-2.0U | Sensor/actuator line, One end without connector, 7/8", Number of poles : 3 (2 + PE), 2 m, Socket, angled, Shielded: No, LED: No, Sheath material: PUR, Halogen: No
8036 | 1292110300 | SAIL-7/8BW-3-3.0U | Sensor/actuator line, One end without connector, 7/8", Number of poles : 3 (2 + PE), 3 m, Socket, angled, Shielded: No, LED: No, Sheath material: PUR, Halogen: No
8037 | 1292110500 | SAIL-7/8BW-3-5.0U | Sensor/actuator line, One end without connector, 7/8", Number of poles : 3 (2 + PE), 5 m, Socket, angled, Shielded: No, LED: No, Sheath material: PUR, Halogen: No
8038 | 1292111000 | SAIL-7/8BW-3-10U | Sensor/actuator line, One end without connector, 7/8", Number of poles : 3 (2 + PE), 10 m, Socket, angled, Shielded: No, LED: No, Sheath material: PUR, Halogen: No
8039 | 1292120150 | SAIL-7/8G-4-1.5U | Sensor/actuator line, One end without connector, 7/8", Number of poles : 4 (3 + PE), 1.5 m, pin, straight, Shielded: No, LED: No, Sheath material: PUR, Halogen: No
8040 | 1292120200 | SAIL-7/8G-4-2.0U | Sensor/actuator line, One end without connector, 7/8", Number of poles : 4 (3 + PE), 2 m, pin, straight, Shielded: No, LED: No, Sheath material: PUR, Halogen: No
8041 | 1292120300 | SAIL-7/8G-4-3.0U | Sensor/actuator line, One end without connector, 7/8", Number of poles : 4 (3 + PE), 3 m, pin, straight, Shielded: No, LED: No, Sheath material: PUR, Halogen: No
8042 | 1292120500 | SAIL-7/8G-4-5.0U | Sensor/actuator line, One end without connector, 7/8", Number of poles : 4 (3 + PE), 5 m, pin, straight, Shielded: No, LED: No, Sheath material: PUR, Halogen: No
8043 | 1292121000 | SAIL-7/8G-4-10U | Sensor/actuator line, One end without connector, 7/8", Number of poles : 4 (3 + PE), 10 m, pin, straight, Shielded: No, LED: No, Sheath material: PUR, Halogen: No
8044 | 1292130150 | SAIL-7/8W-4-1.5U | Sensor/actuator line, One end without connector, 7/8", Number of poles : 4 (3 + PE), 1.5 m, pin, 90°, Shielded: No, LED: No, Sheath material: PUR, Halogen: No
8045 | 1292130200 | SAIL-7/8W-4-2.0U | Sensor/actuator line, One end without connector, 7/8", Number of poles : 4 (3 + PE), 2 m, pin, 90°, Shielded: No, LED: No, Sheath material: PUR, Halogen: No
8046 | 1292130300 | SAIL-7/8W-4-3.0U | Sensor/actuator line, One end without connector, 7/8", Number of poles : 4 (3 + PE), 3 m, pin, 90°, Shielded: No, LED: No, Sheath material: PUR, Halogen: No
8047 | 1292130500 | SAIL-7/8W-4-5.0U | Sensor/actuator line, One end without connector, 7/8", Number of poles : 4 (3 + PE), 5 m, pin, 90°, Shielded: No, LED: No, Sheath material: PUR, Halogen: No
8048 | 1292131000 | SAIL-7/8W-4-10U | Sensor/actuator line, One end without connector, 7/8", Number of poles : 4 (3 + PE), 10 m, pin, 90°, Shielded: No, LED: No, Sheath material: PUR, Halogen: No
8049 | 1292140150 | SAIL-7/8BG-4-1.5U | Sensor/actuator line, One end without connector, 7/8", Number of poles : 4 (3 + PE), 1.5 m, Female socket, straight, Shielded: No, LED: No, Sheath material: PUR, Halogen: No
8050 | 1292140200 | SAIL-7/8BG-4-2.0U | Sensor/actuator line, One end without connector, 7/8", Number of poles : 4 (3 + PE), 2 m, Female socket, straight, Shielded: No, LED: No, Sheath material: PUR, Halogen: No
8051 | 1292140300 | SAIL-7/8BG-4-3.0U | Sensor/actuator line, One end without connector, 7/8", Number of poles : 4 (3 + PE), 3 m, Female socket, straight, Shielded: No, LED: No, Sheath material: PUR, Halogen: No
8052 | 1292140500 | SAIL-7/8BG-4-5.0U | Sensor/actuator line, One end without connector, 7/8", Number of poles : 4 (3 + PE), 5 m, Female socket, straight, Shielded: No, LED: No, Sheath material: PUR, Halogen: No
8053 | 1292141000 | SAIL-7/8BG-4-10U | Sensor/actuator line, One end without connector, 7/8", Number of poles : 4 (3 + PE), 10 m, Female socket, straight, Shielded: No, LED: No, Sheath material: PUR, Halogen: No
8054 | 1292150150 | SAIL-7/8BW-4-1.5U | Sensor/actuator line, One end without connector, 7/8", Number of poles : 4 (3 + PE), 1.5 m, Socket, angled, Shielded: No, LED: No, Sheath material: PUR, Halogen: No
8055 | 1292150200 | SAIL-7/8BW-4-2.0U | Sensor/actuator line, One end without connector, 7/8", Number of poles : 4 (3 + PE), 2 m, Socket, angled, Shielded: No, LED: No, Sheath material: PUR, Halogen: No
8056 | 1292150300 | SAIL-7/8BW-4-3.0U | Sensor/actuator line, One end without connector, 7/8", Number of poles : 4 (3 + PE), 3 m, Socket, angled, Shielded: No, LED: No, Sheath material: PUR, Halogen: No
8057 | 1292150500 | SAIL-7/8BW-4-5.0U | Sensor/actuator line, One end without connector, 7/8", Number of poles : 4 (3 + PE), 5 m, Socket, angled, Shielded: No, LED: No, Sheath material: PUR, Halogen: No
8058 | 1292151000 | SAIL-7/8BW-4-10U | Sensor/actuator line, One end without connector, 7/8", Number of poles : 4 (3 + PE), 10 m, Socket, angled, Shielded: No, LED: No, Sheath material: PUR, Halogen: No
8059 | 1292170150 | SAIL-7/8G-5-1.5U | Sensor/actuator line, One end without connector, 7/8", Number of poles : 5 (4 + PE), 1.5 m, pin, straight, Shielded: No, LED: No, Sheath material: PUR, Halogen: No
8060 | 1292170200 | SAIL-7/8G-5-2.0U | Sensor/actuator line, One end without connector, 7/8", Number of poles : 5 (4 + PE), 2 m, pin, straight, Shielded: No, LED: No, Sheath material: PUR, Halogen: No
8061 | 1292170300 | SAIL-7/8G-5-3.0U | Sensor/actuator line, One end without connector, 7/8", Number of poles : 5 (4 + PE), 3 m, pin, straight, Shielded: No, LED: No, Sheath material: PUR, Halogen: No
8062 | 1292170500 | SAIL-7/8G-5-5.0U | Sensor/actuator line, One end without connector, 7/8", Number of poles : 5 (4 + PE), 5 m, pin, straight, Shielded: No, LED: No, Sheath material: PUR, Halogen: No
8063 | 1292171000 | SAIL-7/8G-5-10U | Sensor/actuator line, One end without connector, 7/8", Number of poles : 5 (4 + PE), 10 m, pin, straight, Shielded: No, LED: No, Sheath material: PUR, Halogen: No
8064 | 1292180150 | SAIL-7/8W-5-1.5U | Sensor/actuator line, One end without connector, 7/8", Number of poles : 5 (4 + PE), 1.5 m, pin, 90°, Shielded: No, LED: No, Sheath material: PUR, Halogen: No
8065 | 1292180200 | SAIL-7/8W-5-2.0U | Sensor/actuator line, One end without connector, 7/8", Number of poles : 5 (4 + PE), 2 m, pin, 90°, Shielded: No, LED: No, Sheath material: PUR, Halogen: No
8066 | 1292180300 | SAIL-7/8W-5-3.0U | Sensor/actuator line, One end without connector, 7/8", Number of poles : 5 (4 + PE), 3 m, pin, 90°, Shielded: No, LED: No, Sheath material: PUR, Halogen: No
8067 | 1292180500 | SAIL-7/8W-5-5.0U | Sensor/actuator line, One end without connector, 7/8", Number of poles : 5 (4 + PE), 5 m, pin, 90°, Shielded: No, LED: No, Sheath material: PUR, Halogen: No
8068 | 1292181000 | SAIL-7/8W-5-10U | Sensor/actuator line, One end without connector, 7/8", Number of poles : 5 (4 + PE), 10 m, pin, 90°, Shielded: No, LED: No, Sheath material: PUR, Halogen: No
8069 | 1292190150 | SAIL-7/8BG-5-1.5U | Sensor/actuator line, One end without connector, 7/8", Number of poles : 5 (4 + PE), 1.5 m, Female socket, straight, Shielded: No, LED: No, Sheath material: PUR, Halogen: No
8070 | 1292190200 | SAIL-7/8BG-5-2.0U | Sensor/actuator line, One end without connector, 7/8", Number of poles : 5 (4 + PE), 2 m, Female socket, straight, Shielded: No, LED: No, Sheath material: PUR, Halogen: No
8071 | 1292190300 | SAIL-7/8BG-5-3.0U | Sensor/actuator line, One end without connector, 7/8", Number of poles : 5 (4 + PE), 3 m, Female socket, straight, Shielded: No, LED: No, Sheath material: PUR, Halogen: No
8072 | 1292190500 | SAIL-7/8BG-5-5.0U | Sensor/actuator line, One end without connector, 7/8", Number of poles : 5 (4 + PE), 5 m, Female socket, straight, Shielded: No, LED: No, Sheath material: PUR, Halogen: No
8073 | 1292191000 | SAIL-7/8BG-5-10U | Sensor/actuator line, One end without connector, 7/8", Number of poles : 5 (4 + PE), 10 m, Female socket, straight, Shielded: No, LED: No, Sheath material: PUR, Halogen: No
8074 | 1292200150 | SAIL-7/8BW-5-1.5U | Sensor/actuator line, One end without connector, 7/8", Number of poles : 5 (4 + PE), 1.5 m, Socket, angled, Shielded: No, LED: No, Sheath material: PUR, Halogen: No
8075 | 1292200200 | SAIL-7/8BW-5-2.0U | Sensor/actuator line, One end without connector, 7/8", Number of poles : 5 (4 + PE), 2 m, Socket, angled, Shielded: No, LED: No, Sheath material: PUR, Halogen: No
8076 | 1292200300 | SAIL-7/8BW-5-3.0U | Sensor/actuator line, One end without connector, 7/8", Number of poles : 5 (4 + PE), 3 m, Socket, angled, Shielded: No, LED: No, Sheath material: PUR, Halogen: No
8077 | 1292200500 | SAIL-7/8BW-5-5.0U | Sensor/actuator line, One end without connector, 7/8", Number of poles : 5 (4 + PE), 5 m, Socket, angled, Shielded: No, LED: No, Sheath material: PUR, Halogen: No
8078 | 1292201000 | SAIL-7/8BW-5-10U | Sensor/actuator line, One end without connector, 7/8", Number of poles : 5 (4 + PE), 10 m, Socket, angled, Shielded: No, LED: No, Sheath material: PUR, Halogen: No
8079 | 1292330000 | SAIE-7/8S-3-0.2U-PG11 | Built-in plugs, 7/8", PG 11, Number of poles: 3, 0.2 m
8080 | 1292340000 | SAIE-7/8S-3-0.2U-PG13.5 | Built-in plugs, 7/8", PG 13.5, Number of poles: 3, 0.2 m
8081 | 1292350000 | SAIE-7/8S-3-0.2U-H | Built-in plugs, 7/8", 7/8", Number of poles: 3, 0.2 m
8082 | 1292370000 | SAIE-7/8B-3-0.2U-PG11 | Built-in plugs, 7/8", PG 11, Number of poles: 3, 0.2 m
8083 | 1292380000 | SAIE-7/8B-3-0.2U-PG13.5 | Built-in plugs, 7/8", PG 13.5, Number of poles: 3, 0.2 m
8084 | 1292390000 | SAIE-7/8B-3-0.2U-H | Built-in plugs, 7/8", 7/8", Number of poles: 3, 0.2 m
8085 | 1292400000 | SAIE-7/8S-4-0.2U-PG11 | Built-in plugs, 7/8", PG 11, Number of poles: 4, 0.2 m
8086 | 1292410000 | SAIE-7/8S-4-0.2U-PG13.5 | Built-in plugs, 7/8", PG 13.5, Number of poles: 4, 0.2 m
8087 | 1292420000 | SAIE-7/8S-4-0.2U-H | Built-in plugs, 7/8", 7/8", Number of poles: 4, 0.2 m
8088 | 1292430000 | SAIE-7/8B-4-0.2U-PG11 | Built-in plugs, 7/8", PG 11, Number of poles: 4, 0.2 m
8089 | 1292440000 | SAIE-7/8B-4-0.2U-PG13.5 | Built-in plugs, 7/8", PG 13.5, Number of poles: 4, 0.2 m
8090 | 1292450000 | SAIE-7/8B-4-0.2U-H | Built-in plugs, 7/8", 7/8", Number of poles: 4, 0.2 m
8091 | 1292470000 | SAIE-7/8S-5-0.2-PG11 | Built-in plugs, 7/8", PG 11, Number of poles: 5, 0.2 m
8092 | 1292480000 | SAIE-7/8S-5-0.2U-PG13.5 | Built-in plugs, 7/8", PG 13.5, Number of poles: 5, 0.2 m
8093 | 1292490000 | SAIE-7/8S-5-0.2U-H | Built-in plugs, 7/8", 7/8", Number of poles: 5, 0.2 m
8094 | 1292500000 | SAIE-7/8B-5-0.2U-PG11 | Built-in plugs, 7/8", PG 11, Number of poles: 5, 0.2 m
8095 | 1292510000 | SAIE-7/8B-5-0.2U-PG13.5 | Built-in plugs, 7/8", PG 13.5, Number of poles: 5, 0.2 m
8096 | 1292520000 | SAIE-7/8B-5-0.2U-H | Built-in plugs, 7/8", 7/8", Number of poles: 5, 0.2 m
8097 | 1292620150 | SAIL-M12BG-3L1.5U | Sensor/actuator line, One end without connector, M12, Number of poles : 3, 1.5 m, Female socket, straight, Shielded: No, LED: Yes, Sheath material: PUR, Halogen: No
8098 | 1292620300 | SAIL-M12BG-3L3.0U | Sensor/actuator line, One end without connector, M12, Number of poles : 3, 3 m, Female socket, straight, Shielded: No, LED: Yes, Sheath material: PUR, Halogen: No
8099 | 1292620500 | SAIL-M12BG-3L5.0U | Sensor/actuator line, One end without connector, M12, Number of poles : 3, 5 m, Female socket, straight, Shielded: No, LED: Yes, Sheath material: PUR, Halogen: No
8100 | 1292621000 | SAIL-M12BG-3L10U | Sensor/actuator line, One end without connector, M12, Number of poles : 3, 10 m, Female socket, straight, Shielded: No, LED: Yes, Sheath material: PUR, Halogen: No
8101 | 1296730000 | SAI-M23-BE-12-G | Sensor/Actuator plug-in connector, Insert
8102 | 1296770030 | SAIL-M8GM8G-4S0.3UIE | Bus line, Connecting line, M8 / M8, Number of poles: 4, 0.3 m, pin, straight - socket, straight, Shielded: Yes, LED: No, Sheath material: PUR, Halogen: No
8103 | 1296770050 | SAIL-M8GM8G-4S0.5UIE | Bus line, Connecting line, M8 / M8, Number of poles: 4, 0.5 m, pin, straight - socket, straight, Shielded: Yes, LED: No, Sheath material: PUR, Halogen: No
8104 | 1296770100 | SAIL-M8GM8G-4S1.0UIE | Bus line, Connecting line, M8 / M8, Number of poles: 4, 1 m, pin, straight - socket, straight, Shielded: Yes, LED: No, Sheath material: PUR, Halogen: No
8105 | 1296770150 | SAIL-M8GM8G-4S1.5UIE | Bus line, Connecting line, M8 / M8, Number of poles: 4, 1.5 m, pin, straight - socket, straight, Shielded: Yes, LED: No, Sheath material: PUR, Halogen: No
8106 | 1296770200 | SAIL-M8GM8G-4S2.0UIE | Bus line, Connecting line, M8 / M8, Number of poles: 4, 2 m, pin, straight - socket, straight, Shielded: Yes, LED: No, Sheath material: PUR, Halogen: No
8107 | 1296770300 | SAIL-M8GM8G-4S3.0UIE | Bus line, Connecting line, M8 / M8, Number of poles: 4, 3 m, pin, straight - socket, straight, Shielded: Yes, LED: No, Sheath material: PUR, Halogen: No
8108 | 1296770500 | SAIL-M8GM8G-4S5.0UIE | Bus line, Connecting line, M8 / M8, Number of poles: 4, 5 m, pin, straight - socket, straight, Shielded: Yes, LED: No, Sheath material: PUR, Halogen: No
8109 | 1296771000 | SAIL-M8GM8G-4S10UIE | Bus line, Connecting line, M8 / M8, Number of poles: 4, 10 m, pin, straight - socket, straight, Shielded: Yes, LED: No, Sheath material: PUR, Halogen: No
8110 | 1296790500 | SAIL-M12GM8SG-4S5.0UIE | Bus line, Connecting line, M12 / M8, Number of poles: 4, 5 m, Male, straight - male, straight, Shielded: Yes, LED: No, Sheath material: PUR, Halogen: No
8111 | 1296791000 | SAIL-M12GM8SG-4S10UIE | Bus line, Connecting line, M12 / M8, Number of poles: 4, 10 m, Male, straight - male, straight, Shielded: Yes, LED: No, Sheath material: PUR, Halogen: No
8112 | 1296791500 | SAIL-M12GM8SG-4S15UIE | Bus line, Connecting line, M12 / M8, Number of poles: 4, 15 m, Male, straight - male, straight, Shielded: Yes, LED: No, Sheath material: PUR, Halogen: No
8113 | 1296792500 | SAIL-M12GM8SG-4S25UIE | Bus line, Connecting line, M12 / M8, Number of poles: 4, 25 m, Male, straight - male, straight, Shielded: Yes, LED: No, Sheath material: PUR, Halogen: No
8114 | 1296793500 | SAIL-M12GM8SG-4S35UIE | Bus line, Connecting line, M12 / M8, Number of poles: 4, 35 m, Male, straight - male, straight, Shielded: Yes, LED: No, Sheath material: PUR, Halogen: No
8115 | 1296800150 | SAIL-M12GM12SG-4S1.5UIE | Bus line, Connecting line, M12 / M12, Number of poles: 4, 1.5 m, Male, straight - male, straight, Shielded: Yes, LED: No, Sheath material: PUR, Halogen: No
8116 | 1296800300 | SAIL-M12GM12SG-4S3.0UIE | Bus line, Connecting line, M12 / M12, Number of poles: 4, 3 m, Male, straight - male, straight, Shielded: Yes, LED: No, Sheath material: PUR, Halogen: No
8117 | 1296800500 | SAIL-M12GM12SG-4S5.0UIE | Bus line, Connecting line, M12 / M12, Number of poles: 4, 5 m, Male, straight - male, straight, Shielded: Yes, LED: No, Sheath material: PUR, Halogen: No
8118 | 1296801000 | SAIL-M12GM12SG-4S10UIE | Bus line, Connecting line, M12 / M12, Number of poles: 4, 10 m, Male, straight - male, straight, Shielded: Yes, LED: No, Sheath material: PUR, Halogen: No
8119 | 1297010000 | IE-CD-VAPM24V-Y-MA | Y-distributor, FreeCon, Supply, IP65
8120 | 1299390000 | SAI-M23-GS-11/17 | Sensor/Actuator plug-in connector, Empty enclosure
8121 | 1301220000 | SAIS-5/9-7/8 | Plugs prefabricated to customer spec., 7/8", pin, straight
8122 | 1301370030 | SAIL-M8BG-4S0.3UIE | Bus line, One end without connector, M8, Number of poles: 4, 0.3 m, Female socket, straight, Shielded: Yes, LED: No, Sheath material: PUR, Halogen: No
8123 | 1301370050 | SAIL-M8BG-4S0.5UIE | Bus line, One end without connector, M8, Number of poles: 4, 0.5 m, Female socket, straight, Shielded: Yes, LED: No, Sheath material: PUR, Halogen: No
8124 | 1301370100 | SAIL-M8BG-4S1.0UIE | Bus line, One end without connector, M8, Number of poles: 4, 1 m, Female socket, straight, Shielded: Yes, LED: No, Sheath material: PUR, Halogen: No
8125 | 1301370150 | SAIL-M8BG-4S1.5UIE | Bus line, One end without connector, M8, Number of poles: 4, 1.5 m, Female socket, straight, Shielded: Yes, LED: No, Sheath material: PUR, Halogen: No
8126 | 1301370200 | SAIL-M8BG-4S2.0UIE | Bus line, One end without connector, M8, Number of poles: 4, 2 m, Female socket, straight, Shielded: Yes, LED: No, Sheath material: PUR, Halogen: No
8127 | 1301370300 | SAIL-M8BG-4S3.0UIE | Bus line, One end without connector, M8, Number of poles: 4, 3 m, Female socket, straight, Shielded: Yes, LED: No, Sheath material: PUR, Halogen: No
8128 | 1301370500 | SAIL-M8BG-4S5.0UIE | Bus line, One end without connector, M8, Number of poles: 4, 5 m, Female socket, straight, Shielded: Yes, LED: No, Sheath material: PUR, Halogen: No
8129 | 1301371000 | SAIL-M8BG-4S10UIE | Bus line, One end without connector, M8, Number of poles: 4, 10 m, Female socket, straight, Shielded: Yes, LED: No, Sheath material: PUR, Halogen: No
8130 | 1302000000 | IE-AD-BHS-V14M-RJA | Adapter
8131 | 1303760000 | SCS 24VDC P1SIL3DS M | SAFESERIES, Safety relay,24 V DC ± 20%, 35 mA , Max. switching current, internal fuse : 5 A (refer to derating curve), SIL 3, EN 61508:2010
8132 | 1304030025 | SAIL-M8BGRJ45-4S0.25UIE | Bus line, Connecting line, Number of poles: 4, 0.25 m, Female socket, straight, RJ45, Shielded: Yes, LED: No, Sheath material: PUR, Halogen: No
8133 | 1304040000 | SCS 24VDC P1SIL3DS MG3 | SAFESERIES, Safety relay,24 V DC ± 20%, 35 mA , Max. switching current, internal fuse : 5 A (refer to derating curve), SIL 3, EN 61508:2010
8134 | 1304280000 | SAISM-4/8S-M12 4P A-ZF | Plugs prefabricated to customer spec., M12, pin, straight
8135 | 1304350000 | SAISW-M16-4/9 | Plugs prefabricated to customer spec., M16, pin, 90°
8136 | 1304380000 | SAISW-M16-6/9 | Plugs prefabricated to customer spec., M16, pin, 90°
8137 | 1304390000 | SAIS-M16-6/9 | Plugs prefabricated to customer spec., M16, pin, straight
8138 | 1304400000 | SAIB-M16-6/9 | Plugs prefabricated to customer spec., M16, Female socket, straight
8139 | 1304430000 | SAIS-M16-8/9 | Plugs prefabricated to customer spec., M16, pin, straight
8140 | 1304450000 | SAIB-M16-8/9 | Plugs prefabricated to customer spec., M16, Female socket, straight
8141 | 1304740150 | SAIL-M12WM8G-3-1.5U | Sensor/actuator line, Connecting line, M12 / M8, Number of poles : 3, 1.5 m, pin, angled - bush straight, Shielded: No, LED: No, Sheath material: PUR, Halogen: No
8142 | 1305810000 | KLIPPON POK 080806 | Klippon POK (polyester empty enclosure), Empty enclosure, Height: 75 mm, Width: 80 mm, Depth: 55 mm, Material: Glass fibre-reinforced polyester, untreated, polished, Silver grey
8143 | 1305820000 | KLIPPON POK 081106 | Klippon POK (polyester empty enclosure), Empty enclosure, Height: 75 mm, Width: 110 mm, Depth: 56 mm, Material: Glass fibre-reinforced polyester, untreated, polished, Silver grey
8144 | 1305830000 | KLIPPON POK 081606 | Klippon POK (polyester empty enclosure), Empty enclosure, Height: 75 mm, Width: 160 mm, Depth: 56 mm, Material: Glass fibre-reinforced polyester, untreated, polished, Silver grey
8145 | 1305840000 | KLIPPON POK 081906 | Klippon POK (polyester empty enclosure), Empty enclosure, Height: 75 mm, Width: 190 mm, Depth: 55 mm, Material: Glass fibre-reinforced polyester, untreated, polished, Silver grey
8146 | 1305850000 | KLIPPON POK 082306 | Klippon POK (polyester empty enclosure), Empty enclosure, Height: 75 mm, Width: 230 mm, Depth: 56 mm, Material: Glass fibre-reinforced polyester, untreated, polished, Silver grey
8147 | 1305870000 | KLIPPON POK 121209 | Klippon POK (polyester empty enclosure), Empty enclosure, Height: 120 mm, Width: 122 mm, Depth: 90 mm, Material: Glass fibre-reinforced polyester, untreated, polished, Silver grey
8148 | 1305880000 | KLIPPON POK 122209 | Klippon POK (polyester empty enclosure), Empty enclosure, Height: 120 mm, Width: 220 mm, Depth: 90 mm, Material: Glass fibre-reinforced polyester, untreated, polished, Silver grey
8149 | 1305890000 | KLIPPON POK 161609 | Klippon POK (polyester empty enclosure), Empty enclosure, Height: 160 mm, Width: 160 mm, Depth: 90 mm, Material: Glass fibre-reinforced polyester, untreated, polished, Silver grey
8150 | 1305900000 | KLIPPON POK 162609 | Klippon POK (polyester empty enclosure), Empty enclosure, Height: 160 mm, Width: 260 mm, Depth: 90 mm, Material: Glass fibre-reinforced polyester, untreated, polished, Silver grey
8151 | 1305910000 | KLIPPON POK 163609 | Klippon POK (polyester empty enclosure), Empty enclosure, Height: 160 mm, Width: 360 mm, Depth: 90 mm, Material: Glass fibre-reinforced polyester, untreated, polished, Silver grey
8152 | 1305920000 | KLIPPON POK 165609 | Klippon POK (polyester empty enclosure), Empty enclosure, Height: 160 mm, Width: 560 mm, Depth: 90 mm, Material: Glass fibre-reinforced polyester, untreated, polished, Silver grey
8153 | 1305930000 | KLIPPON POK 252512 | Klippon POK (polyester empty enclosure), Empty enclosure, Height: 250 mm, Width: 255 mm, Depth: 120 mm, Material: Glass fibre-reinforced polyester, untreated, polished, Silver grey
8154 | 1305940000 | KLIPPON POK 254012 | Klippon POK (polyester empty enclosure), Empty enclosure, Height: 250 mm, Width: 400 mm, Depth: 120 mm, Material: Glass fibre-reinforced polyester, untreated, polished, Silver grey
8155 | 1305950000 | KLIPPON POK 256012 | Klippon POK (polyester empty enclosure), Empty enclosure, Height: 250 mm, Width: 600 mm, Depth: 120 mm, Material: Glass fibre-reinforced polyester, untreated, polished, Silver grey
8156 | 1305970000 | KLIPPON POK 404012 | Klippon POK (polyester empty enclosure), Empty enclosure, Height: 405 mm, Width: 400 mm, Depth: 120 mm, Material: Glass fibre-reinforced polyester, untreated, polished, Silver grey
8157 | 1305980000 | KLIPPON POK 252516 | Klippon POK (polyester empty enclosure), Empty enclosure, Height: 250 mm, Width: 255 mm, Depth: 160.5 mm, Material: Glass fibre-reinforced polyester, untreated, polished, Silver grey
8158 | 1305990000 | KLIPPON POK 254016 | Klippon POK (polyester empty enclosure), Empty enclosure, Height: 250 mm, Width: 400 mm, Depth: 160.5 mm, Material: Glass fibre-reinforced polyester, untreated, polished, Silver grey
8159 | 1308230000 | RS 4AIO DP SD Z | Interface, RS, 2-wire, Tension-clamp connection
8160 | 1308240000 | RS 4AIO I-M-DP SD Z | Interface, RS, 2-wire, Tension-clamp connection
8161 | 1308250000 | RS 8AIO DP SD Z | Interface, RS, 2-wire, Tension-clamp connection
8162 | 1308270000 | RS 16AIO DP SD Z | Interface, RS, 2-wire, Tension-clamp connection
8163 | 1308280000 | RS 16AIO I-M-DP SD Z | Interface, RS, 2-wire, Tension-clamp connection
8164 | 1309680015 | SAIL-VSC-M8G-0.15U | Valve plug, Straight plug - valve plug
8165 | 1309690000 | KEBI-KTBI MOPL 3020 MSZN | Klippon EBi (Essential Box industrial), Mounting plate, Height: 229 mm, Width: 129 mm, Depth: 1.5 mm, Material: Sheet steel, silver
8166 | 1309700000 | KEBI-KTBI MOPL 3020 S2N | Klippon EBi (Essential Box industrial), Mounting plate, Height: 229 mm, Width: 129 mm, Depth: 1.5 mm, Material: Stainless steel 1.4301 (304), silver
8167 | 1309920015 | IE-C5DB4FE0015MSSMSS-E | System cable, M12 D-code ? IP 67 straight socket, M12 D-code ? IP 67 straight socket, Cat.5 / Class D, Cross-linked Premium FRNC, 1.5 m
8168 | 1309920050 | IE-C5DB4FE0050MSSMSS-E | System cable, M12 D-code ? IP 67 straight socket, M12 D-code ? IP 67 straight socket, Cat.5 / Class D, Cross-linked Premium FRNC, 5 m
8169 | 1310320000 | KEBI-KTBI MOPL 3030 S2N | Klippon EBi (Essential Box industrial), Mounting plate, Height: 229 mm, Width: 229 mm, Depth: 1.5 mm, Material: Stainless steel 1.4301 (304), silver
8170 | 1310330000 | KEBI-KTBI MOPL 4030 S2N | Klippon EBi (Essential Box industrial), Mounting plate, Height: 329 mm, Width: 229 mm, Depth: 1.5 mm, Material: Stainless steel 1.4301 (304), silver
8171 | 1310340000 | KEBI-KTBI MOPL 4040 S2N | Klippon EBi (Essential Box industrial), Mounting plate, Height: 329 mm, Width: 329 mm, Depth: 1.5 mm, Material: Stainless steel 1.4301 (304), silver
8172 | 1310350000 | KEBI-KTBI MOPL 5040 S2N | Klippon EBi (Essential Box industrial), Mounting plate, Height: 429 mm, Width: 329 mm, Depth: 1.5 mm, Material: Stainless steel 1.4301 (304), silver
8173 | 1310360000 | KEBI-KTBI MOPL 5050 S2N | Klippon EBi (Essential Box industrial), Mounting plate, Height: 429 mm, Width: 429 mm, Depth: 1.5 mm, Material: Stainless steel 1.4301 (304), silver
8174 | 1310370000 | KEBI-KTBI MOPL 6040 S2N | Klippon EBi (Essential Box industrial), Mounting plate, Height: 529 mm, Width: 329 mm, Depth: 12 mm, Material: Stainless steel 1.4301 (304), silver
8175 | 1310380000 | KEBI-KTBI MOPL 6060 S2N | Klippon EBi (Essential Box industrial), Mounting plate, Height: 529 mm, Width: 529 mm, Depth: 12 mm, Material: Stainless steel 1.4301 (304), silver
8176 | 1310390000 | KEBI-KTBI MOPL 8060 S2N | Klippon EBi (Essential Box industrial), Mounting plate, Height: 729 mm, Width: 529 mm, Depth: 12 mm, Material: Stainless steel 1.4301 (304), silver
8177 | 1310410000 | KEBI-KTBI MOPL 3030 MSZN | Klippon EBi (Essential Box industrial), Mounting plate, Height: 229 mm, Width: 229 mm, Depth: 1.5 mm, Material: Sheet steel, silver
8178 | 1310420000 | KEBI-KTBI MOPL 4030 MSZN | Klippon EBi (Essential Box industrial), Mounting plate, Height: 329 mm, Width: 229 mm, Depth: 1.5 mm, Material: Sheet steel, silver
8179 | 1310430000 | KEBI-KTBI MOPL 4040 MSZN | Klippon EBi (Essential Box industrial), Mounting plate, Height: 329 mm, Width: 329 mm, Depth: 1.5 mm, Material: Sheet steel, silver
8180 | 1310440000 | KEBI-KTBI MOPL 5040 MSZN | Klippon EBi (Essential Box industrial), Mounting plate, Height: 429 mm, Width: 329 mm, Depth: 1.5 mm, Material: Sheet steel, silver
8181 | 1310450000 | KEBI-KTBI MOPL 5050 MSZN | Klippon EBi (Essential Box industrial), Mounting plate, Height: 429 mm, Width: 429 mm, Depth: 1.5 mm, Material: Sheet steel, silver
8182 | 1310460000 | KEBI-KTBI MOPL 6040 MSZN | Klippon EBi (Essential Box industrial), Mounting plate, Height: 529 mm, Width: 329 mm, Depth: 12 mm, Material: Sheet steel, silver
8183 | 1310470000 | KEBI-KTBI MOPL 6060 MSZN | Klippon EBi (Essential Box industrial), Mounting plate, Height: 529 mm, Width: 529 mm, Depth: 12 mm, Material: Sheet steel, silver
8184 | 1310480000 | KEBI-KTBI MOPL 8060 MSZN | Klippon EBi (Essential Box industrial), Mounting plate, Height: 729 mm, Width: 529 mm, Depth: 12 mm, Material: Sheet steel, silver
8185 | 1311750000 | RS 16IO 1W H Z | Interface, RS, 1-wire, Tension-clamp connection
8186 | 1311770000 | RS 16IO 1W L H Z | Interface, RS, LED, 1-wire, Tension-clamp connection
8187 | 1311780000 | RS 16IO 1W I-L H Z | Interface, RS, Spacer, LED, 1-wire, Tension-clamp connection
8188 | 1311790000 | RS 16IO 2W H Z | Interface, RS, 2-wire, Tension-clamp connection
8189 | 1311800000 | RS 16IO 2W L H Z | Interface, RS, LED, 2-wire, Tension-clamp connection
8190 | 1311810000 | RS 16IO 2W I H S | Interface, RS, Spacer, 2-wire, Screw connection
8191 | 1311820000 | RS 16IO 2W I H Z | Interface, RS, Spacer, 2-wire, Tension-clamp connection
8192 | 1311830000 | RS 16IO 2W I-L H Z | Interface, RS, Spacer, LED, 2-wire, Tension-clamp connection
8193 | 1311840000 | RS 16IO 2W F H Z | Interface, RS, Fuse, 2-wire, Tension-clamp connection
8194 | 1311850000 | RS 16IO 2W F-L H S | Interface, RS, Fuse, LED, 2-wire, Tension-clamp connection
8195 | 1311870000 | RS 16IO 2W F-L H Z | Interface, RS, Fuse, LED, 2-wire, Tension-clamp connection
8196 | 1311880000 | RS 16IO 3W H Z | Interface, RS, 3-wire, Tension-clamp connection
8197 | 1311890000 | RS 16IO 3W L H Z | Interface, RS, LED, 3-wire, Tension-clamp connection
8198 | 1312000000 | RSM-16DI 24VDC S | Interface, RSM, Optos, LED
8199 | 1312010000 | RSM-16DI 24VDC Z | Interface, RSM, Optos, LED
8200 | 1312020000 | RSM-16DI 48VDC S | Interface, RSM, Optos, LED
8201 | 1312160003 | IE-C6FP8LD0003X40X40-Y | Patch cable, crossover, RJ45 IP 20, RJ45 IP 20, Cat.6A / Class EA (ISO/IEC 11801 2010), LSZH, 0.3 m
8202 | 1312160004 | IE-C6FP8LD0004X40X40-Y | Patch cable, crossover, RJ45 IP 20, RJ45 IP 20, Cat.6A / Class EA (ISO/IEC 11801 2010), LSZH, 0.4 m
8203 | 1312160010 | IE-C6FP8LD0010X40X40-Y | Patch cable, crossover, RJ45 IP 20, RJ45 IP 20, Cat.6A / Class EA (ISO/IEC 11801 2010), LSZH, 1 m
8204 | 1312160020 | IE-C6FP8LD0020X40X40-Y | Patch cable, crossover, RJ45 IP 20, RJ45 IP 20, Cat.6A / Class EA (ISO/IEC 11801 2010), LSZH, 2 m
8205 | 1312160030 | IE-C6FP8LD0030X40X40-Y | Patch cable, crossover, RJ45 IP 20, RJ45 IP 20, Cat.6A / Class EA (ISO/IEC 11801 2010), LSZH, 3 m
8206 | 1312160050 | IE-C6FP8LD0050X40X40-Y | Patch cable, crossover, RJ45 IP 20, RJ45 IP 20, Cat.6A / Class EA (ISO/IEC 11801 2010), LSZH, 5 m
8207 | 1312160100 | IE-C6FP8LD0100X40X40-Y | Patch cable, crossover, RJ45 IP 20, RJ45 IP 20, Cat.6A / Class EA (ISO/IEC 11801 2010), LSZH, 10 m
8208 | 1312160150 | IE-C6FP8LD0150X40X40-Y | Patch cable, crossover, RJ45 IP 20, RJ45 IP 20, Cat.6A / Class EA (ISO/IEC 11801 2010), LSZH, 15 m
8209 | 1312160200 | IE-C6FP8LD0200X40X40-Y | Patch cable, crossover, RJ45 IP 20, RJ45 IP 20, Cat.6A / Class EA (ISO/IEC 11801 2010), LSZH, 20 m
8210 | 1312230000 | IE-CD-V14MHYB-Y-MA-K1 | Y-distributor, FreeCon, Hybrid, IP65
8211 | 1312430000 | PAP PDL4 BL | P-series, End plate, blue, 1.5 mm
8212 | 1312520000 | STB 21.6/IH/WS WTL6/3 | Accessories, Socket
8213 | 1312540000 | STB 36.8/IH/RT WTL6/1 | Accessories, Socket
8214 | 1312550000 | STB 36.8/IH/SW WTL6/1 | Accessories, Socket
8215 | 1312560000 | STB 36.8/IH/WS WTL6/1 | Accessories, Socket
8216 | 1312740000 | RSD A5 LP/LP | Interface, RSD, Common anode, Screw connection
8217 | 1312750000 | RSD K5 LP/LP | Interface, RSD, Common cathode, Screw connection
8218 | 1312760000 | RSD A10 LP/LP | Interface, RSD, Common anode, Screw connection
8219 | 1312770000 | RSD K10 LP/LP | Interface, RSD, Common cathode, Screw connection
8220 | 1312780000 | RSD A20 LP/LP | Interface, RSD, Common anode, Screw connection
8221 | 1312790000 | RSD K20 LP/LP | Interface, RSD, Common cathode, Screw connection
8222 | 1316550300 | SAIL-VSA-DS-M12G-3.0U | Valve plug, Straight plug - valve plug
8223 | 1316550500 | SAIL-VSA-DS-M12G-5.0U | Valve plug, Straight plug - valve plug
8224 | 1317340000 | VSPC LOCKING CLIP | Fastening element, Latches
8225 | 1318011800 | IE-FM6C2UE0180MSD1SD1X | Dragline cable, SC IP 67 bayonet V01 metal, SC IP 67 bayonet V01 metal, 62.5 µm, PUR, 180 m
8226 | 1318015000 | IE-FM6C2UE0500MSD1SD1X | Dragline cable, SC IP 67 bayonet V01 metal, SC IP 67 bayonet V01 metal, 62.5 µm, PUR, 500 m
8227 | 1318150000 | IE-CD-V14MSCRJ-MM-C-MA | Junction box, FreeCon, SCRJ, Plug-in connector, IP65
8228 | 1324020000 | IE-PS-M12X-P-FH | Plugs prefabricated to customer spec., M12, IDC, IP67
8229 | 1328130000 | KLIPPON K51 EX RAL7001 | Klippon K (aluminium empty enclosure), Empty enclosure, Aluminium enclosure, Height: 120 mm, Width: 220 mm, Depth: 81 mm, Material: Aluminium AlSi12, Powder-coated, Silver grey
8230 | 1328150000 | SAFETY-CLIP WM4 VPE10 | Photovoltaics, Accessories, Locking clip
8231 | 1344670000 | IE-C7FS8LY-305M | System cable, Cat.7 (ISO/IEC 11801), LSZH, 305 m
8232 | 1344690000 | IE-C7FS8LE-305M | System cable, Cat.7 (ISO/IEC 11801), LSZH, 305 m
8233 | 1344760000 | IE-MCT-1RS232/485-1SC | Serial/fibre-optic converter, 1 x terminal block for RS232/422/485, 1 x SC multimode, IP30, -40 °C...75 °C
8234 | 1344770000 | IE-SW-VL08MT-6TX-2SC | Network switch, managed, Fast Ethernet, Number of ports: 6x RJ45, 2x SC Multi-mode, IP30, -40 °C...75 °C
8235 | 1344960000 | WM4 C I SET | Photovoltaics, Plug-in connector, For crimping tool
8236 | 1345020000 | IE-BI-BNC-C | Coupling
8237 | 1345040030 | PAC-S300-SD37-V5-3M | Pre-assembled cable, PAC, Cable LiYCY, 0.25 mm²
8238 | 1348590000 | VDATA CAT6 | Terminal rail fixing, Surge protection, Cat.6, 802.3 at Type 1, 802.3 at Type 2, 802.3 bt Type 3, UP(L/N-PE) ? 550 V
8239 | 1349630010 | PAC-UNIV-HE10-HE10-1M | Pre-assembled cable, PAC
8240 | 1349640010 | PAC-UNIV-HE14-HE14-1M | Pre-assembled cable, PAC
8241 | 1349670010 | PAC-UNIV-HE20-HE20-1M | Pre-assembled cable, PAC
8242 | 1349670015 | PAC-UNIV-HE20-HE20-1M5 | Pre-assembled cable, PAC
8243 | 1349670020 | PAC-UNIV-HE20-HE20-2M | Pre-assembled cable, PAC
8244 | 1349670025 | PAC-UNIV-HE20-HE20-2M5 | Pre-assembled cable, PAC
8245 | 1349670030 | PAC-UNIV-HE20-HE20-3M | Pre-assembled cable, PAC
8246 | 1349670100 | PAC-UNIV-HE20-HE20-10M | Pre-assembled cable, PAC
8247 | 1349680010 | PAC-UNIV-HE26-HE26-1M | Pre-assembled cable, PAC
8248 | 1349690010 | PAC-UNIV-HE34-HE34-1M | Pre-assembled cable, PAC
8249 | 1349700010 | PAC-UNIV-HE40-HE40-1M | Pre-assembled cable, PAC
8250 | 1349700020 | PAC-UNIV-HE40-HE40-2M | Pre-assembled cable, PAC
8251 | 1349720010 | PAC-UNIV-HE50-HE50-1M | Pre-assembled cable, PAC
8252 | 1349730010 | PAC-UNIV-HE10-F-1M | Pre-assembled cable, PAC
8253 | 1349730020 | PAC-UNIV-HE10-F-2M | Pre-assembled cable, PAC
8254 | 1349730030 | PAC-UNIV-HE10-F-3M | Pre-assembled cable, PAC
8255 | 1349740010 | PAC-UNIV-HE14-F-1M | Pre-assembled cable, PAC
8256 | 1349770010 | PAC-UNIV-HE16-F-1M | Pre-assembled cable, PAC
8257 | 1349790010 | PAC-UNIV-HE20-F-1M | Pre-assembled cable, PAC
8258 | 1349790020 | PAC-UNIV-HE20-F-2M | Pre-assembled cable, PAC
8259 | 1349820010 | PAC-UNIV-HE26-F-1M | Pre-assembled cable, PAC
8260 | 1349880010 | PAC-UNIV-HE40-F-1M | Pre-assembled cable, PAC
8261 | 1349900010 | PAC-UNIV-HE50-F-1M | Pre-assembled cable, PAC
8262 | 1349900015 | PAC-UNIV-HE50-F-1M5 | Pre-assembled cable, PAC
8263 | 1350530000 | VPU II 0 75V/30KA | Surge voltage arrester, Low voltage, Accessories, Spare arrester
8264 | 1351030000 | VPU II 0 750V/25KA | Surge voltage arrester, Low voltage, Accessories, Spare arrester
8265 | 1351180000 | VPU II 0 N-PE 260V/40KA | Surge voltage arrester, Low voltage, Accessories, Spare arrester
8266 | 1351190000 | VPU II 0 PV 1000V DC | Surge voltage arrester, Low voltage, Accessories
8267 | 1351220000 | VPU II 2 PV 1000V DC | Surge voltage arrester, Low voltage, without telecomm. contact
8268 | 1351240000 | VPU II 2 R PV 1000V DC | Surge voltage arrester, Low voltage, with remote contact
8269 | 1351320000 | VPU II 0 PV 600V DC | Surge voltage arrester, Low voltage, Accessories
8270 | 1351340000 | VPU II 2 PV 600V DC | Surge voltage arrester, Low voltage, without telecomm. contact
8271 | 1351370000 | VPU II 2 R PV 600V DC | Surge voltage arrester, Low voltage, with remote contact
8272 | 1351420000 | VPU II 3 PV 1200V DC | Surge voltage arrester, Low voltage, without telecomm. contact
8273 | 1351440000 | VPU II 3 R PV 1200V DC | Surge voltage arrester, Low voltage, with remote contact
8274 | 1351540000 | VPU I 0 LCF 280V/25KA | Surge voltage arrester, Low voltage, Accessories, Spare arrester
8275 | 1351550000 | VPU III R 12V/4KV AC/DC | Surge voltage arrester, Low voltage, with remote contact, Single-phase, UP(L/N-PE) 180 V
8276 | 1351570000 | VPU I 1 R LCF 280V/25KA | Surge voltage arrester, Low voltage, with remote contact, Leakage-current-free, Single-phase
8277 | 1351580000 | VPU III R 24V/4KV AC/DC | Surge voltage arrester, Low voltage, with remote contact, Single-phase, UP(L/N-PE) ? 220 V
8278 | 1351590000 | VPU I 1 LCF 280V/25KA | Surge voltage arrester, Low voltage, without telecomm. contact, Leakage-current-free, Single-phase
8279 | 1351600000 | VPU III R 48V/4KV AC/DC | Surge voltage arrester, Low voltage, with remote contact, Single-phase, UP(L/N-PE) ? 220 V
8280 | 1351620000 | VPU I 2 R LCF 280V/25KA | Surge voltage arrester, Low voltage, with remote contact, Leakage-current-free, Single-phase
8281 | 1351630000 | VPU III R 120V/6KV AC/DC | Surge voltage arrester, Low voltage, with remote contact, Single-phase, UP(L/N-PE) < 700 V
8282 | 1351640000 | VPU I 2 LCF 280V/25KA | Surge voltage arrester, Low voltage, without telecomm. contact, Leakage-current-free, Single-phase
8283 | 1351650000 | VPU III R 230V/6KV AC | Surge voltage arrester, Low voltage, with remote contact, Single-phase, UP(L/N-PE) ? 1200 V
8284 | 1351670000 | VPU I 3 R LCF 280V/25KA | Surge voltage arrester, Low voltage, with remote contact, Leakage-current-free, TN-C
8285 | 1351680000 | VPU III SO LD | Surge voltage arrester, Low voltage, without telecomm. contact, Single-phase, UP(L/N-PE) ? 0.9 kV
8286 | 1351690000 | VPU I 3 LCF 280V/25KA | Surge voltage arrester, Low voltage, without telecomm. contact, Leakage-current-free, TN-C
8287 | 1351700000 | VPU III SO LD+A | Surge voltage arrester, Low voltage, without telecomm. contact, Single-phase, UP(L/N-PE) ? 0.9 kV
8288 | 1351720000 | VPU I 4 R LCF 280V/25KA | Surge voltage arrester, Low voltage, with remote contact, Leakage-current-free, TN-C-S, TN-S
8289 | 1351730000 | VPU I 4 LCF 280V/25KA | Surge voltage arrester, Low voltage, without telecomm. contact, Leakage-current-free, TN-C-S, TN-S
8290 | 1351740000 | VPU I 1+1 R LCF 280V/25KA | Surge voltage arrester, Low voltage, with remote contact, Leakage-current-free, Single-phase, IT with N, IT without N, TN, TT
8291 | 1351750000 | VPU I 1+1 LCF 280V/25KA | Surge voltage arrester, Low voltage, without telecomm. contact, Leakage-current-free, Single-phase, IT with N, IT without N, TN, TT
8292 | 1351770000 | VPU I 3+1 R LCF 280V/25KA | Surge voltage arrester, Low voltage, with remote contact, Leakage-current-free, TN-C-S, TN-S, IT with N, IT without N, TT
8293 | 1351780000 | VPU I 3+1 LCF 280V/25KA | Surge voltage arrester, Low voltage, without telecomm. contact, Leakage-current-free, TN-C-S, TN-S, IT with N, IT without N, TT
8294 | 1351790000 | VPU I 0 400V/25KA | Surge voltage arrester, Low voltage, Accessories, Spare arrester
8295 | 1351800000 | VPU I 1 R 400V/25KA | Surge voltage arrester, Low voltage, with remote contact, Single-phase
8296 | 1351820000 | VPU I 1 400V/25KA | Surge voltage arrester, Low voltage, without telecomm. contact, Single-phase
8297 | 1351830000 | VPU I 1+1 R 400V/25KA | Surge voltage arrester, Low voltage, with remote contact, Single-phase, IT with N, IT without N, TN, TT
8298 | 1351840000 | VPU I 1+1 400V/25KA | Surge voltage arrester, Low voltage, without telecomm. contact, Single-phase, TN, IT with N, IT without N, TT
8299 | 1351850000 | VPU I 3 R 400V/25KA | Surge voltage arrester, Low voltage, with remote contact, TN-C
8300 | 1351870000 | VPU I 3 400V/25KA | Surge voltage arrester, Low voltage, without telecomm. contact, TN-C
8301 | 1351880000 | VPU I 3+1 R 400V/25KA | Surge voltage arrester, Low voltage, with remote contact, TN-C-S, TN-S, IT with N, IT without N, TT
8302 | 1351890000 | VPU I 3+1 400V/25KA | Surge voltage arrester, Low voltage, without telecomm. contact, TN-C-S, TN-S, IT with N, IT without N, TT
8303 | 1351920000 | VPU I 1 N-PE 260V/100KA | Surge voltage arrester, Low voltage, without telecomm. contact, Single-phase, TT nur für N-PE
8304 | 1351930000 | VPU I 0 N-PE 260V/50KA | Surge voltage arrester, Low voltage, Accessories, Spare arrester, TT nur für N-PE
8305 | 1351940000 | VPU I 0 N-PE 260V/100KA | Surge voltage arrester, Low voltage, Accessories, Spare arrester, TT nur für N-PE
8306 | 1351950000 | VPU I 1 N-PE 440V/50KA | Surge voltage arrester, Low voltage, without telecomm. contact, TT nur für N-PE
8307 | 1351970000 | VPU I 1 N-PE 440V/100KA | Surge voltage arrester, Low voltage, without telecomm. contact, TT nur für N-PE
8308 | 1351980000 | VPU I 0 N-PE 440V/50KA | Surge voltage arrester, Low voltage, Accessories, Spare arrester, TT nur für N-PE
8309 | 1351990000 | VPU I 0 N-PE 440V/100KA | Surge voltage arrester, Low voltage, Accessories, Spare arrester, TT nur für N-PE
8310 | 1352000000 | VPU I 0 LCF 280V/12,5KA | Surge voltage arrester, Low voltage, Accessories, Spare arrester
8311 | 1352020000 | VPU I 3+1 LCF 280V/12,5KA | Surge voltage arrester, Low voltage, without telecomm. contact, Leakage-current-free, TN-C-S, TN-S, IT with N, IT without N, TT
8312 | 1352030000 | VPU I 3+1 R LCF 280V/12,5KA | Surge voltage arrester, Low voltage, with remote contact, Leakage-current-free, TN-C-S, TN-S, IT with N, IT without N, TT
8313 | 1352040000 | VPU I 1+1 LCF 280V/12,5KA | Surge voltage arrester, Low voltage, without telecomm. contact, Leakage-current-free, TN, IT with N, IT without N, Single-phase, TT
8314 | 1352050000 | VPU I 1+1 R LCF 280V/12,5KA | Surge voltage arrester, Low voltage, with remote contact, Leakage-current-free, Single-phase, IT with N, IT without N, TN, TT
8315 | 1352070000 | VPU I 1 LCF 280V/12,5KA | Surge voltage arrester, Low voltage, without telecomm. contact, Leakage-current-free, Single-phase
8316 | 1352080000 | VPU I 1 R LCF 280V/12,5KA | Surge voltage arrester, Low voltage, with remote contact, Leakage-current-free, Single-phase
8317 | 1352090000 | VPU I 3 LCF 280V/12,5KA | Surge voltage arrester, Low voltage, without telecomm. contact, Leakage-current-free, TN-C
8318 | 1352100000 | VPU I 3 R LCF 280V/12,5KA | Surge voltage arrester, Low voltage, with remote contact, Leakage-current-free, TN-C
8319 | 1352120000 | VPU I 0 280V/12,5KA | Surge voltage arrester, Low voltage, Accessories, Spare arrester
8320 | 1352130000 | VPU I 1 280V/12,5KA | Surge voltage arrester, Low voltage, without telecomm. contact, Single-phase
8321 | 1352140000 | VPU I 1 R 280V/12,5KA | Surge voltage arrester, Low voltage, with remote contact, Single-phase
8322 | 1352150000 | VPU I 2 280V/12,5KA | Surge voltage arrester, Low voltage, without telecomm. contact, Single-phase
8323 | 1352170000 | VPU I 2 R 280V/12,5KA | Surge voltage arrester, Low voltage, with remote contact, Single-phase
8324 | 1352180000 | VPU I 4 280V/12,5KA | Surge voltage arrester, Low voltage, without telecomm. contact, TN-C-S, TN-S
8325 | 1352190000 | VPU I 4 R 280V/12,5KA | Surge voltage arrester, Low voltage, with remote contact, TN-C-S, TN-S
8326 | 1352200000 | VPU I 3 280V/12,5KA | Surge voltage arrester, Low voltage, without telecomm. contact, TN-C
8327 | 1352220000 | VPU I 3 R 280V/12,5KA | Surge voltage arrester, Low voltage, with remote contact, TN-C
8328 | 1352230000 | VPU I 3+1 280V/12,5KA | Surge voltage arrester, Low voltage, without telecomm. contact, TN-C-S, TN-S, IT with N, IT without N, TT
8329 | 1352240000 | VPU I 3+1 R 280V/12,5KA | Surge voltage arrester, Low voltage, with remote contact, TN-C-S, TN-S, IT with N, IT without N, TT
8330 | 1352250000 | VPU I 1+1 280V/12,5KA | Surge voltage arrester, Low voltage, without telecomm. contact, TN, IT with N, IT without N, Single-phase, TT
8331 | 1352270000 | VPU I 1+1 R 280V/12,5KA | Surge voltage arrester, Low voltage, with remote contact, Single-phase, IT with N, IT without N, TN, TT
8332 | 1352280000 | VPU I 0 400V/12,5KA | Surge voltage arrester, Low voltage, Accessories, Spare arrester
8333 | 1352450000 | VPU II 0 150V/40KA | Surge voltage arrester, Low voltage, Accessories, Spare arrester
8334 | 1352570000 | VPU II 0 280V/40KA | Surge voltage arrester, Low voltage, Accessories, Spare arrester
8335 | 1352730000 | VPU II 0 LCF 280V/40KA | Surge voltage arrester, Low voltage, Accessories, Spare arrester
8336 | 1352740000 | VPU II 1 LCF 280V/40KA | Surge voltage arrester, Low voltage, without telecomm. contact, Single-phase
8337 | 1352750000 | VPU II 1 R LCF 280V/40KA | Surge voltage arrester, Low voltage, with remote contact, Single-phase
8338 | 1352770000 | VPU II 4 LCF 280V/40KA | Surge voltage arrester, Low voltage, without telecomm. contact, TN-C-S, TN-S
8339 | 1352780000 | VPU II 4 R LCF 280V/40KA | Surge voltage arrester, Low voltage, with remote contact, TN-C-S, TN-S
8340 | 1352790000 | VPU II 3 LCF 280V/40KA | Surge voltage arrester, Low voltage, without telecomm. contact, TN-C
8341 | 1352800000 | VPU II 3 R LCF 280V/40KA | Surge voltage arrester, Low voltage, with remote contact, TN-C
8342 | 1352820000 | VPU II 0 400V/40KA | Surge voltage arrester, Low voltage, Accessories, Spare arrester
8343 | 1352930000 | VPU II 0 600V/25KA | Surge voltage arrester, Low voltage, Accessories, Spare arrester
8344 | 1353030000 | IE-C6FP8LD025CM40M40-D | Patch cable, RJ45 IP 20, RJ45 IP 20, Cat.6A / Class EA (ISO/IEC 11801 2010), LSZH, 0.25 m
8345 | 1353700000 | SAIS-4/11-1.5 | Plugs prefabricated to customer spec., M12, pin, straight
8346 | 1353730000 | SAIB-4/11-1.5 | Sockets prefabricated to customer spec., M12, Female socket, straight
8347 | 1353740000 | SAIS-5/11-1.5 | Plugs prefabricated to customer spec., M12, pin, straight
8348 | 1353750000 | SAIB-5/11-1.5 | Sockets prefabricated to customer spec., M12, Female socket, straight
8349 | 1353770000 | SAIE-M12S-4-0.2U P9 .75 | Built-in plugs, M12, pin, straight, PG 9, Number of poles: 4, 0.2 m, Front mounting
8350 | 1353780000 | SAIE-M12B-4-0.2U P9 .75 | Built-in plugs, M12, Female socket, straight, PG 9, Number of poles: 4, 0.2 m, Front mounting
8351 | 1353800000 | SAIE-M12B-5-0.2U P9 .75 | Built-in plugs, M12, Female socket, straight, PG 9, Number of poles: 5, 0.2 m, Front mounting
8352 | 1353820000 | SAIS-4/7-1.5 | Plugs prefabricated to customer spec., M12, pin, straight
8353 | 1358340010 | PAC-S300-SD25-V7-1M | Pre-assembled cable, PAC, Cable LiYCY, 0.25 mm²
8354 | 1358340030 | PAC-S300-SD25-V7-3M | Pre-assembled cable, PAC, Cable LiYCY, 0.25 mm²
8355 | 1363380040 | PAC-S300-HE10-V2-4M | Pre-assembled cable, PAC, Cable LiYY, 7 ± 1 mm
8356 | 1363380060 | PAC-S300-HE10-V2-6M | Pre-assembled cable, PAC, Cable LiYY, 7 ± 1 mm
8357 | 1365730030 | PAC-QTUM-HE40-V0-3M | Pre-assembled cable, PAC, Cable LiYCY, 0.25 mm²
8358 | 1365750010 | PAC-S400-HE10-V0-1M | Pre-assembled cable, PAC, Cable LiYY, 0.25 mm²
8359 | 1365750015 | PAC-S400-HE10-V0-1M5 | Pre-assembled cable, PAC, Cable LiYY, 0.25 mm²
8360 | 1365750020 | PAC-S400-HE10-V0-2M | Pre-assembled cable, PAC, Cable LiYY, 0.25 mm²
8361 | 1365750025 | PAC-S400-HE10-V0-2M5 | Pre-assembled cable, PAC, Cable LiYY, 0.25 mm²
8362 | 1371130000 | TBY-RS-AIO-2KS-S | Interface, RS, 2 x KS (40P), LL2N 5.08 mm
8363 | 1371140000 | TBY-RS-AIO-2KS-Z | Interface, RS, 2 x KS (40P), LM2NZF 5.08mm
8364 | 1371170000 | TBY-SAI143-2KS-Z | Interface, RS, 2 x KS (40P), LM2NZF 5.08mm
8365 | 1371180000 | TBY-SAV144-2KS-S | Interface, RS, 2 x KS (40P), LL2N 5.08 mm
8366 | 1371190000 | TBY-SAV144-2KS-Z | Interface, RS, 2 x KS (40P), LM2NZF 5.08mm
8367 | 1371210000 | TBY-SAI533-2KS-Z | Interface, RS, 2 x KS (40P), LM2NZF 5.08mm
8368 | 1371340000 | TBY-RS-UNIV-SP-2KS-S | Interface, RS, 2 x KS (40P), LL2N 5.08 mm
8369 | 1371370000 | TBY-RS-UNIV-SP-2KS-Z | Interface, RS, 2 x KS (40P), LM2NZF 5.08mm
8370 | 1371470000 | TBY-C3-AIO-2KS-S | Interface, RS, 2 x KS (40P), LL2N 5.08 mm
8371 | 1371500000 | TBY-C3-AIO-2KS-Z | Interface, RS, 2 x KS (40P), LM2NZF 5.08mm
8372 | 1371530000 | TBY-C3-16AI-2KS-S | Interface, RS, 2 x KS (40P), LL2N 5.08 mm
8373 | 1371540000 | TBY-RS-DIO-2KB-S | Interface, RS, 2 x AKB (50P), LL2N 5.08 mm
8374 | 1371550000 | TBY-C3-16AI-2KS-Z | Interface, RS, 2 x KS (40P), LM2NZF 5.08mm
8375 | 1371570000 | TBY-RS-DIO-2KB-Z | Interface, RS, 2 x AKB (50P), LM2NZF 5.08mm
8376 | 1371580000 | TBY-C3-16AIO-2KS-S | Interface, RS, 2 x KS (40P), LL2N 5.08 mm
8377 | 1371590000 | TBY-C3-16AIO-2KS-Z | Interface, RS, 2 x KS (40P), LM2NZF 5.08mm
8378 | 1371640000 | TBY-C3-UNIV-SP-2KS-S | Interface, RS, 2 x KS (40P), LL2N 5.08 mm
8379 | 1371650000 | TBY-C3-UNIV-SP-2KS-Z | Interface, RS, 2 x KS (40P), LM2NZF 5.08mm
8380 | 1373690020 | PAC-RX3I-SD25-V3-2M | Pre-assembled cable, PAC, Cable LiYCY, 0.25 mm²
8381 | 1384080000 | TBY-C3-UNIV-2KB-Z | Interface, RS, 2 x AKB (50P), LM2NZF 5.08mm
8382 | 1384090000 | TBY-C3-UNIV-2KB-S | Interface, RS, 2 x AKB (50P), LL2N 5.08 mm
8383 | 1428080000 | RS SD15M HD UNC4.40 S | Interface, RSSD, High-density SUB-D plug-in connectors, 15-pole plug, Screw connection
8384 | 1428160000 | RS SD62F HD UNC4.40 S | Interface, RSSD, High-density SUB-D plug-in connectors, 62-pole socket, Screw connection
8385 | 1440920000 | FP BOX DC | FieldPower® Box, IP65, DC Box
8386 | 1448280000 | RSM-16 24V+ 1CO S | Interface, RSM, Screw connection
8387 | 1448300000 | RSM-16 24V+ 1CO Z | Interface, RSM, PUSH IN
8388 | 1448930000 | RSM-8 24V+ 2CO S | Interface, RSM, Screw connection
8389 | 1450550000 | IE-FC-SP-PWB/2ST | FrontCom, Insert plate, shielded, 1x Power, 2x Data
8390 | 1456540000 | RSMS-8H 24V+ 1CO S | Interface, RSM, Screw connection
8391 | 1461050000 | VG M20 EXI BL | VG Exi 4J (Ex plastic cable gland 4J Exi), Cable glands, M 20, 10 mm, OD min. 6 - OD max. 12 mm, IP54, IP66, IP67, IP68 - 5 bar (30 min.), Polyamide 6
8392 | 1461080000 | VG M32 EXI BL | VG Exi 4J (Ex plastic cable gland 4J Exi), Cable glands, M 32, 15 mm, OD min. 18 - OD max. 25 mm, IP54, IP66, IP67, IP68 - 5 bar (30 min.), Polyamide 6
8393 | 1461150000 | VG M25 EXE SW | VG Exe 4J (Ex plastic cable gland 4J Exe), Cable glands, M 25, 10 mm, OD min. 13 - OD max. 18 mm, IP54, IP66, IP67, IP68 - 5 bar (30 min.), Polyamide 6
8394 | 1461180000 | VG M40 EXE SW | VG Exe 4J (Ex plastic cable gland 4J Exe), Cable glands, M 40, 18 mm, OD min. 22 - OD max. 32 mm, IP54, IP66, IP67, IP68 - 5 bar (30 min.), Polyamide 6
8395 | 1462040010 | PAC-S1500-HE20-V0-1M | Pre-assembled cable, PAC, Cable LiYY, 0.25 mm²
8396 | 1462040015 | PAC-S1500-HE20-V0-1M5 | Pre-assembled cable, PAC, Cable LiYY, 0.25 mm²
8397 | 1462040020 | PAC-S1500-HE20-V0-2M | Pre-assembled cable, PAC, Cable LiYY, 0.25 mm²
8398 | 1462040030 | PAC-S1500-HE20-V0-3M | Pre-assembled cable, PAC, Cable LiYY, 0.25 mm²
8399 | 1462090015 | PAC-S1500-HE20-V1-1M5 | Pre-assembled cable, PAC, Cable LiYY, 0.25 mm²
8400 | 1462090030 | PAC-S1500-HE20-V1-3M | Pre-assembled cable, PAC, Cable LiYY, 0.25 mm²
8401 | 1469490000 | PRO ECO 240W 24V 10A | Power supply, switch-mode power supply unit, 24 V
8402 | 1469510000 | PRO ECO 480W 24V 20A | Power supply, switch-mode power supply unit, 24 V
8403 | 1469520000 | PRO ECO 960W 24V 40A | Power supply, switch-mode power supply unit, 24 V
8404 | 1469530000 | PRO ECO3 120W 24V 5A | Power supply, switch-mode power supply unit, 24 V
8405 | 1469540000 | PRO ECO3 240W 24V 10A | Power supply, switch-mode power supply unit, 24 V
8406 | 1469550000 | PRO ECO3 480W 24V 20A | Power supply, switch-mode power supply unit, 24 V
8407 | 1469560000 | PRO ECO3 960W 24V 40A | Power supply, switch-mode power supply unit, 24 V
8408 | 1469580000 | PRO ECO 120W 12V 10A | Power supply, switch-mode power supply unit, 12 V
8409 | 1469590000 | PRO ECO 240W 48V 5A | Power supply, switch-mode power supply unit, 48 V
8410 | 1469610000 | PRO ECO 480W 48V 10A | Power supply, switch-mode power supply unit, 48 V
8411 | 1471390000 | ERME SPX UL | Accessories, Cutter holder
8412 | 1477890000 | KSPMH M32 SSC | KSPMH (Klippon blanking plug, type MH), Blanking plug, M 32, 16 mm, Stainless steel 1.4404 (316L)
8413 | 1478120000 | PRO MAX 180W 24V 7,5A | Power supply, switch-mode power supply unit, 24 V
8414 | 1478130000 | PRO MAX 240W 24V 10A | Power supply, switch-mode power supply unit, 24 V
8415 | 1478150000 | PRO MAX 960W 24V 40A | Power supply, switch-mode power supply unit, 24 V
8416 | 1478170000 | PRO MAX3 120W 24V 5A | Power supply, switch-mode power supply unit, 24 V
8417 | 1478210000 | PRO MAX 70W 5V 14A | Power supply, switch-mode power supply unit, 5 V
8418 | 1478220000 | PRO MAX 72W 12V 6A | Power supply, switch-mode power supply unit, 12 V
8419 | 1478250000 | PRO MAX 480W 48V 10A | Power supply, switch-mode power supply unit, 48 V
8420 | 1478270000 | PRO MAX 960W 48V 20A | Power supply, switch-mode power supply unit, 48 V
8421 | 1480740000 | RS ELCOF 20/20RM S | Interface, RS ELCO, ELCO plug-in connector, 20, LP2N 5.08mm
8422 | 1480750000 | RS ELCOF 20/20LM S | Interface, RS ELCO, ELCO plug-in connector, 20, LP2N 5.08mm
8423 | 1480760000 | RS ELCOF 38/38RM S | Interface, RS ELCO, ELCO plug-in connector, 38, LP2N 5.08mm
8424 | 1480770000 | RS ELCOF 38/38LM S | Interface, RS ELCO, ELCO plug-in connector, 38, LP2N 5.08mm
8425 | 1480780000 | RS ELCOF 56/56RM S | Interface, RS ELCO, ELCO plug-in connector, 56, LP2N 5.08mm
8426 | 1480790000 | RS ELCOF 56/56LM S | Interface, RS ELCO, ELCO plug-in connector, 56, LP2N 5.08mm
8427 | 2436660000 | VT CL | Testing tools, Cable detector
8428 | 2466850000 | PRO TOP1 72W 24V 3A | Power supply, switch-mode power supply unit, 24 V
8429 | 2466870000 | PRO TOP1 120W 24V 5A | Power supply, switch-mode power supply unit, 24 V
8430 | 2466890000 | PRO TOP1 480W 24V 20A | Power supply, switch-mode power supply unit, 24 V
8431 | 2466910000 | PRO TOP1 120W 12V 10A | Power supply, switch-mode power supply unit, 12 V
8432 | 2466920000 | PRO TOP1 960W 48V 20A | Power supply, switch-mode power supply unit, 48 V
8433 | 2467030000 | PRO TOP1 480W 48V 10A | Power supply, switch-mode power supply unit, 48 V
8434 | 7789001020 | PAC-SLC5-HE20-V1-2M | Pre-assembled cable, PAC, Cable LiYY, 0.25 mm²
8435 | 7789001030 | PAC-SLC5-HE20-V1-3M | Pre-assembled cable, PAC, Cable LiYY, 0.25 mm²
8436 | 7789002015 | PAC-SLC5-HE20-V2-1M5 | Pre-assembled cable, PAC, Cable LiYY, 0.25 mm²
8437 | 7789002020 | PAC-SLC5-HE20-V2-2M | Pre-assembled cable, PAC, Cable LiYY, 0.25 mm²
8438 | 7789028015 | PAC-CMLX-SD25-V0-1M5 | Pre-assembled cable, PAC, Cable LiYCY, 0.25 mm²
8439 | 7789031020 | PAC-CTLX-RV24-V0-2M | Pre-assembled cable, PAC, Cable LiYY, 0.25 mm²
8440 | 7789032020 | PAC-CTLX-SD37-V0-2M | Pre-assembled cable, PAC, Cable LiYCY, 0.25 mm²
8441 | 7789032030 | PAC-CTLX-SD37-V0-3M | Pre-assembled cable, PAC, Cable LiYCY, 0.25 mm²
8442 | 7789032050 | PAC-CTLX-SD37-V0-5M | Pre-assembled cable, PAC, Cable LiYCY, 0.25 mm²
8443 | 7789032100 | PAC-CTLX-SD37-V0-10M | Pre-assembled cable, PAC, Cable LiYCY, 0.25 mm²
8444 | 7789035015 | PAC-CTLX-SD25-V0-1M5 | Pre-assembled cable, PAC, Cable LiYCY, 0.25 mm²
8445 | 7789035025 | PAC-CTLX-SD25-V0-2M5 | Pre-assembled cable, PAC, Cable LiYCY, 0.25 mm²
8446 | 7789035030 | PAC-CTLX-SD25-V0-3M | Pre-assembled cable, PAC, Cable LiYCY, 0.25 mm²
8447 | 7789037015 | PAC-CTLX-SD25-V2-1M5 | Pre-assembled cable, PAC, Cable LiYCY, 0.25 mm²
8448 | 7789037020 | PAC-CTLX-SD25-V2-2M | Pre-assembled cable, PAC, Cable LiYCY, 0.25 mm²
8449 | 7789037030 | PAC-CTLX-SD25-V2-3M | Pre-assembled cable, PAC, Cable LiYCY, 0.25 mm²
8450 | 7789037050 | PAC-CTLX-SD25-V2-5M | Pre-assembled cable, PAC, Cable LiYCY, 0.25 mm²
8451 | 7789037100 | PAC-CTLX-SD25-V2-10M | Pre-assembled cable, PAC, Cable LiYCY, 0.25 mm²
8452 | 7789038020 | PAC-CTLX-SD25-V3-2M | Pre-assembled cable, PAC, Cable LiYCY, 0.25 mm²
8453 | 7789039020 | PAC-CTLX-HE20-V0-2M | Pre-assembled cable, PAC, Cable LiYY, 0.25 mm²
8454 | 7789040020 | PAC-CTLX-HE20-V1-2M | Pre-assembled cable, PAC, Cable LiYY, 0.25 mm²
8455 | 7789040030 | PAC-CTLX-HE20-V1-3M | Pre-assembled cable, PAC, Cable LiYY, 0.25 mm²
8456 | 7789041015 | PAC-CTLX-HE20-V2-1M5 | Pre-assembled cable, PAC, Cable LiYY, 0.25 mm²
8457 | 7789041020 | PAC-CTLX-HE20-V2-2M | Pre-assembled cable, PAC, Cable LiYY, 0.25 mm²
8458 | 7789041030 | PAC-CTLX-HE20-V2-3M | Pre-assembled cable, PAC, Cable LiYY, 0.25 mm²
8459 | 7789041040 | PAC-CTLX-HE20-V2-4M | Pre-assembled cable, PAC, Cable LiYY, 0.25 mm²
8460 | 7789041050 | PAC-CTLX-HE20-V2-5M | Pre-assembled cable, PAC, Cable LiYY, 0.25 mm²
8461 | 7789041060 | PAC-CTLX-HE20-V2-6M | Pre-assembled cable, PAC, Cable LiYY, 0.25 mm²
8462 | 7789041100 | PAC-CTLX-HE20-V2-10M | Pre-assembled cable, PAC, Cable LiYY, 0.25 mm²
8463 | 7789042015 | PAC-CTLX-HE20-V3-1M5 | Pre-assembled cable, PAC, Cable LiYY, 0.25 mm²
8464 | 7789042020 | PAC-CTLX-HE20-V3-2M | Pre-assembled cable, PAC, Cable LiYY, 0.25 mm²
8465 | 7789042030 | PAC-CTLX-HE20-V3-3M | Pre-assembled cable, PAC, Cable LiYY, 0.25 mm²
8466 | 7789042050 | PAC-CTLX-HE20-V3-5M | Pre-assembled cable, PAC, Cable LiYY, 0.25 mm²
8467 | 7789043015 | PAC-CMLX-SD15-V3-1M5 | Pre-assembled cable, PAC, Cable LiYCY, 0.25 mm²
8468 | 7789058020 | PAC-CTLX-HE20-V5-2M | Pre-assembled cable, PAC, Cable LiYY, 0.25 mm²
8469 | 7789059020 | PAC-CTLX-HE20-V6-2M | Pre-assembled cable, PAC, Cable LiYY, 0.25 mm²
8470 | 7789059100 | PAC-CTLX-HE20-V6-10M | Pre-assembled cable, PAC, Cable LiYY, 0.25 mm²
8471 | 7789063015 | PAC-GF30-RV24-V3-1M5 | Pre-assembled cable, PAC, Cable LiYY, 0.25 mm²
8472 | 7789066015 | PAC-GF30-HE20-V0-1M5 | Pre-assembled cable, PAC, Cable LiYY, 0.25 mm²
8473 | 7789066020 | PAC-GF30-HE20-V0-2M | Pre-assembled cable, PAC, Cable LiYY, 0.25 mm²
8474 | 7789066030 | PAC-GF30-HE20-V0-3M | Pre-assembled cable, PAC, Cable LiYY, 0.25 mm²
8475 | 7789067030 | PAC-GF30-HE20-V1-3M | Pre-assembled cable, PAC, Cable LiYY, 0.25 mm²
8476 | 7789072030 | PAC-GF30-SD25-V0-3M | Pre-assembled cable, PAC, Cable LiYCY, 0.25 mm²
8477 | 7789100005 | PAC-UNIV-HE20-F-0M5 | Pre-assembled cable, PAC, Cable LiYY, 0.25 mm²
8478 | 7789100025 | PAC-UNIV-HE20-F-2M5 | Pre-assembled cable, PAC, Cable LiYY, 0.25 mm²
8479 | 7789100050 | PAC-UNIV-HE20-F-5M | Pre-assembled cable, PAC, Cable LiYY, 0.25 mm²
8480 | 7789100080 | PAC-UNIV-HE20-F-8M | Pre-assembled cable, PAC, Cable LiYY, 0.25 mm²
8481 | 7789100090 | PAC-UNIV-HE20-F-9M | Pre-assembled cable, PAC, Cable LiYY, 0.25 mm²
8482 | 7789100100 | PAC-UNIV-HE20-F-10M | Pre-assembled cable, PAC, Cable LiYY, 0.25 mm²
8483 | 7789104015 | PAC-UNIV-RV24-F-1M5 | Pre-assembled cable, PAC, Cable LiYY, 0.25 mm²
8484 | 7789104050 | PAC-UNIV-RV24-F-5M | Pre-assembled cable, PAC, Cable LiYY, 0.25 mm²
8485 | 7789104100 | PAC-UNIV-RV24-F-10M | Pre-assembled cable, PAC, Cable LiYY, 0.25 mm²
8486 | 7789106015 | PAC-UNIV-RV36-F-1M5 | Pre-assembled cable, PAC, Cable LiYY, 0.25 mm²
8487 | 7789106025 | PAC-UNIV-RV36-F-2M5 | Pre-assembled cable, PAC, Cable LiYY, 0.25 mm²
8488 | 7789106050 | PAC-UNIV-RV36-F-5M | Pre-assembled cable, PAC, Cable LiYY, 0.25 mm²
8489 | 7789106080 | PAC-UNIV-RV36-F-8M | Pre-assembled cable, PAC, Cable LiYY, 0.25 mm²
8490 | 7789106100 | PAC-UNIV-RV36-F-10M | Pre-assembled cable, PAC, Cable LiYY, 0.25 mm²
8491 | 7789108020 | PAC-UNIV-RV12-F-2M | Pre-assembled cable, PAC, Cable LiYY, 0.25 mm²
8492 | 7789108050 | PAC-UNIV-RV12-F-5M | Pre-assembled cable, PAC, Cable LiYY, 0.25 mm²
8493 | 7789121020 | PAC-QTUM-HE20-V2-2M | Pre-assembled cable, PAC, Cable LiYY, 0.25 mm²
8494 | 7789121025 | PAC-QTUM-HE20-V2-2M5 | Pre-assembled cable, PAC, Cable LiYY, 0.25 mm²
8495 | 7789121030 | PAC-QTUM-HE20-V2-3M | Pre-assembled cable, PAC, Cable LiYY, 0.25 mm²
8496 | 7789121050 | PAC-QTUM-HE20-V2-5M | Pre-assembled cable, PAC, Cable LiYY, 0.25 mm²
8497 | 7789123020 | PAC-QTUM-SD37-V0-2M | Pre-assembled cable, PAC, Cable LiYCY, 0.25 mm²
8498 | 7789125020 | PAC-QTUM-SD25-V0-2M | Pre-assembled cable, PAC, Cable LiYCY, 0.25 mm²
8499 | 7789125040 | PAC-QTUM-SD25-V0-4M | Pre-assembled cable, PAC, Cable LiYCY, 0.25 mm²
8500 | 7789126050 | PAC-QTUM-SD25-V1-5M | Pre-assembled cable, PAC, Cable LiYCY, 0.25 mm²
8501 | 7789157020 | PAC-CTLX-SD25-V5-2M | Pre-assembled cable, PAC, Cable LiYCY, 0.25 mm²
8502 | 7789158100 | PAC-CTLX-SD25-V6-10M | Pre-assembled cable, PAC, Cable LiYCY, 0.25 mm²
8503 | 7789210015 | PAC-S300-RV24-V1-1M5 | Pre-assembled cable, PAC, Cable LiYY, 0.25 mm²
8504 | 7789210020 | PAC-S300-RV24-V1-2M | Pre-assembled cable, PAC, Cable LiYY, 0.25 mm²
8505 | 7789210030 | PAC-S300-RV24-V1-3M | Pre-assembled cable, PAC, Cable LiYY, 0.25 mm²
8506 | 7789210040 | PAC-S300-RV24-V1-4M | Pre-assembled cable, PAC, Cable LiYY, 0.25 mm²
8507 | 7789210050 | PAC-S300-RV24-V1-5M | Pre-assembled cable, PAC, Cable LiYY, 0.25 mm²
8508 | 7789210100 | PAC-S300-RV24-V1-10M | Pre-assembled cable, PAC, Cable LiYY, 0.25 mm²
8509 | 7789234050 | PAC-S300-HE20-V3-5M | Pre-assembled cable, PAC, Cable LiYY, 8.6 ± 1 mm
8510 | 7789234070 | PAC-S300-HE20-V3-7M | Pre-assembled cable, PAC, Cable LiYY, 8.6 ± 1 mm
8511 | 7789234080 | PAC-S300-HE20-V3-8M | Pre-assembled cable, PAC, Cable LiYY, 8.6 ± 1 mm
8512 | 7789234100 | PAC-S300-HE20-V3-10M | Pre-assembled cable, PAC, Cable LiYY, 8.6 ± 1 mm
8513 | 7789235030 | PAC-S300-HE10-V0-3M | Pre-assembled cable, PAC, Cable LiYY, 7 ± 1 mm
8514 | 7789235040 | PAC-S300-HE10-V0-4M | Pre-assembled cable, PAC, Cable LiYY, 7 ± 1 mm
8515 | 7789236005 | PAC-S300-HE20-V4-0M5 | Pre-assembled cable, PAC, Cable LiYY, 8.6 ± 1 mm
8516 | 7789236025 | PAC-S300-HE20-V4-2M5 | Pre-assembled cable, PAC, Cable LiYY, 8.6 ± 1 mm
8517 | 7789236040 | PAC-S300-HE20-V4-4M | Pre-assembled cable, PAC, Cable LiYY, 8.6 ± 1 mm
8518 | 7789236050 | PAC-S300-HE20-V4-5M | Pre-assembled cable, PAC, Cable LiYY, 8.6 ± 1 mm
8519 | 7789236070 | PAC-S300-HE20-V4-7M | Pre-assembled cable, PAC, Cable LiYY, 8.6 ± 1 mm
8520 | 7789236080 | PAC-S300-HE20-V4-8M | Pre-assembled cable, PAC, Cable LiYY, 8.6 ± 1 mm
8521 | 7789237020 | PAC-S300-HE20-V5-2M | Pre-assembled cable, PAC, Cable LiYY, 8.6 ± 1 mm
8522 | 7789237030 | PAC-S300-HE20-V5-3M | Pre-assembled cable, PAC, Cable LiYY, 8.6 ± 1 mm
8523 | 7789239015 | PAC-S300-HE20-V6-1M5 | Pre-assembled cable, PAC, Cable LiYY, 8.6 ± 1 mm
8524 | 7789239020 | PAC-S300-HE20-V6-2M | Pre-assembled cable, PAC, Cable LiYY, 8.6 ± 1 mm
8525 | 7789239025 | PAC-S300-HE20-V6-2M5 | Pre-assembled cable, PAC, Cable LiYY, 8.6 ± 1 mm
8526 | 7789246050 | PAC-S300-HE20-V7-5M | Pre-assembled cable, PAC, Cable LiYY, 8.6 ± 1 mm
8527 | 7789246060 | PAC-S300-HE20-V7-6M | Pre-assembled cable, PAC, Cable LiYY, 8.6 ± 1 mm
8528 | 7789247060 | PAC-S300-HE20-V8-6M | Pre-assembled cable, PAC, Cable LiYY, 8.6 ± 1 mm
8529 | 7789261020 | PAC-PREM-SD25-V0-2M | Pre-assembled cable, PAC, Cable LiYCY, 0.25 mm²
8530 | 7789261040 | PAC-PREM-SD25-V0-4M | Pre-assembled cable, PAC, Cable LiYCY, 0.25 mm²
8531 | 7789261100 | PAC-PREM-SD25-V0-10M | Pre-assembled cable, PAC, Cable LiYCY, 0.25 mm²
8532 | 7789276020 | PAC-S400-RV36-V1-2M | Pre-assembled cable, PAC, Cable LiYY, 0.25 mm²
8533 | 7789284015 | PAC-S400-SD37-V0-1M5 | Pre-assembled cable, PAC, Cable LiYCY, 0.25 mm²
8534 | 7789284020 | PAC-S400-SD37-V0-2M | Pre-assembled cable, PAC, Cable LiYCY, 0.25 mm²
8535 | 7789284025 | PAC-S400-SD37-V0-2M5 | Pre-assembled cable, PAC, Cable LiYCY, 0.25 mm²
8536 | 7789284050 | PAC-S400-SD37-V0-5M | Pre-assembled cable, PAC, Cable LiYCY, 0.25 mm²
8537 | 7789285030 | PAC-S400-SD25-V0-3M | Pre-assembled cable, PAC, Cable LiYCY, 0.25 mm²
8538 | 7789286015 | PAC-S400-SD25-V1-1M5 | Pre-assembled cable, PAC, Cable LiYCY, 0.25 mm²
8539 | 7789286030 | PAC-S400-SD25-V1-3M | Pre-assembled cable, PAC, Cable LiYCY, 0.25 mm²
8540 | 7789286050 | PAC-S400-SD25-V1-5M | Pre-assembled cable, PAC, Cable LiYCY, 0.25 mm²
8541 | 7789286060 | PAC-S400-SD25-V1-6M | Pre-assembled cable, PAC, Cable LiYCY, 0.25 mm²
8542 | 7789287015 | PAC-S400-SD25-V2-1M5 | Pre-assembled cable, PAC, Cable LiYCY, 0.25 mm²
8543 | 7789287025 | PAC-S400-SD25-V2-2M5 | Pre-assembled cable, PAC, Cable LiYCY, 0.25 mm²
8544 | 7789287040 | PAC-S400-SD25-V2-4M | Pre-assembled cable, PAC, Cable LiYCY, 0.25 mm²
8545 | 7789288020 | PAC-S400-SD25-V3-2M | Pre-assembled cable, PAC, Cable LiYCY, 0.25 mm²
8546 | 7789288050 | PAC-S400-SD25-V3-5M | Pre-assembled cable, PAC, Cable LiYCY, 0.25 mm²
8547 | 7789288060 | PAC-S400-SD25-V3-6M | Pre-assembled cable, PAC, Cable LiYCY, 0.25 mm²
8548 | 7789291015 | PAC-S400-HE20-V1-1M5 | Pre-assembled cable, PAC, Cable LiYY, 0.25 mm²
8549 | 7789291020 | PAC-S400-HE20-V1-2M | Pre-assembled cable, PAC, Cable LiYY, 0.25 mm²
8550 | 7789291030 | PAC-S400-HE20-V1-3M | Pre-assembled cable, PAC, Cable LiYY, 0.25 mm²
8551 | 7789292020 | PAC-S400-HE20-V2-2M | Pre-assembled cable, PAC, Cable LiYY, 0.25 mm²
8552 | 7789292025 | PAC-S400-HE20-V2-2M5 | Pre-assembled cable, PAC, Cable LiYY, 0.25 mm²
8553 | 7789292050 | PAC-S400-HE20-V2-5M | Pre-assembled cable, PAC, Cable LiYY, 0.25 mm²
8554 | 7789293015 | PAC-STOP-HE20-V0-1M5 | Pre-assembled cable, PAC, Cable LiYY, 0.25 mm²
8555 | 7789293020 | PAC-STOP-HE20-V0-2M | Pre-assembled cable, PAC, Cable LiYY, 0.25 mm²
8556 | 7789293030 | PAC-STOP-HE20-V0-3M | Pre-assembled cable, PAC, Cable LiYY, 0.25 mm²
8557 | 7789293040 | PAC-STOP-HE20-V0-4M | Pre-assembled cable, PAC, Cable LiYY, 0.25 mm²
8558 | 7789293050 | PAC-STOP-HE20-V0-5M | Pre-assembled cable, PAC, Cable LiYY, 0.25 mm²
8559 | 7789293080 | PAC-STOP-HE20-V0-8M | Pre-assembled cable, PAC, Cable LiYY, 0.25 mm²
8560 | 7789301005 | PAC-UNIV-HE20-1:1-0M5 | Pre-assembled cable, PAC, Cable LiYY, 0.25 mm²
8561 | 7789301015 | PAC-UNIV-HE20-1:1-1M5 | Pre-assembled cable, PAC, Cable LiYY, 0.25 mm²
8562 | 7789306020 | PAC-UNIV-HE20-LCH-2M | Pre-assembled cable, PAC, Cable LiYY, 0.14 mm²
8563 | 7789306030 | PAC-UNIV-HE20-LCH-3M | Pre-assembled cable, PAC, Cable LiYY, 0.14 mm²
8564 | 7789306040 | PAC-UNIV-HE20-LCH-4M | Pre-assembled cable, PAC, Cable LiYY, 0.14 mm²
8565 | 7789306050 | PAC-UNIV-HE20-LCH-5M | Pre-assembled cable, PAC, Cable LiYY, 0.14 mm²
8566 | 7789306060 | PAC-UNIV-HE20-LCH-6M | Pre-assembled cable, PAC, Cable LiYY, 0.14 mm²
8567 | 7789312030 | PAC-MICR-HE20-V0-3M | Pre-assembled cable, PAC, Cable LiYY, 0.25 mm²
8568 | 7789316020 | PAC-PREM-RV24-V1-2M | Pre-assembled cable, PAC, Cable LiYY, 0.25 mm²
8569 | 7789320020 | PAC-PREM-SD15-V0-2M | Pre-assembled cable, PAC, Cable LiYCY, 0.25 mm²
8570 | 7789321020 | PAC-PREM-SD15-V1-2M | Pre-assembled cable, PAC, Cable LiYCY, 0.25 mm²
8571 | 7789327015 | PAC-TWDO-HE20-V1-1M5 | Pre-assembled cable, PAC, Cable LiYY, 0.25 mm²
8572 | 7789327050 | PAC-TWDO-HE20-V1-5M | Pre-assembled cable, PAC, Cable LiYY, 0.25 mm²
8573 | 7789328015 | PAC-TWDO-HE20-V2-1M5 | Pre-assembled cable, PAC, Cable LiYY, 0.25 mm²
8574 | 7789380020 | PAC-M340-HE20-V1-2M | Pre-assembled cable, PAC, Cable LiYY, 0.25 mm²
8575 | 7789380030 | PAC-M340-HE20-V1-3M | Pre-assembled cable, PAC, Cable LiYY, 0.25 mm²
8576 | 7789387015 | PAC-M340-HE20-V0-1M5 | Pre-assembled cable, PAC, Cable LiYY, 0.25 mm²
8577 | 7789387020 | PAC-M340-HE20-V0-2M | Pre-assembled cable, PAC, Cable LiYY, 0.25 mm²
8578 | 7789387030 | PAC-M340-HE20-V0-3M | Pre-assembled cable, PAC, Cable LiYY, 0.25 mm²
8579 | 7789387040 | PAC-M340-HE20-V0-4M | Pre-assembled cable, PAC, Cable LiYY, 0.25 mm²
8580 | 7789387050 | PAC-M340-HE20-V0-5M | Pre-assembled cable, PAC, Cable LiYY, 0.25 mm²
8581 | 7789387060 | PAC-M340-HE20-V0-6M | Pre-assembled cable, PAC, Cable LiYY, 0.25 mm²
8582 | 7789604020 | PAC-S300-SD37-V3-2M | Pre-assembled cable, PAC, Cable LiYCY, 0.25 mm²
8583 | 7789607025 | PAC-S300-UNIS-V0-2M5 | Pre-assembled cable, PAC, Cable LiYCY, 0.25 mm²
8584 | 7789608020 | PAC-S300-UNIU-V1-2M | Pre-assembled cable, PAC, Cable LiYY, 0.25 mm²
8585 | 7789609025 | PAC-S300-UNIS-V1-2M5 | Pre-assembled cable, PAC, Cable LiYCY, 0.25 mm²
8586 | 1328120000 | KLIPPON K21 EX RAL7001 | Klippon K (aluminium empty enclosure), Empty enclosure, Aluminium enclosure, Height: 80 mm, Width: 125 mm, Depth: 57 mm, Material: Aluminium AlSi12, Powder-coated, Silver grey
8587 | 1328140000 | KLIPPON K61 EX RAL7001 | Klippon K (aluminium empty enclosure), Empty enclosure, Aluminium enclosure, Height: 160 mm, Width: 260 mm, Depth: 91 mm, Material: Aluminium AlSi12, Powder-coated, Silver grey
8588 | 1067250000 | ACT20P-BRIDGE-S | Measuring bridge converter, Input : Resistance measuring bridge, Output : 0(4)-20 mA, 0-10 V
8589 | 1067380000 | IE-PI-SCRJ-MM | SC insert, Plug SCRJ, multimode
8590 | 1067390000 | IE-PI-SCRJ-SM | SC insert, Plug SCRJ, singlemode
8591 | 1067410000 | IE-PI-SCRJ-POF | SC insert, Plug SCRJ, POF
8592 | 1068930000 | IE-BP-VAPP | Flange-mounted housing, protective cap
8593 | 1068940000 | IE-BID-24V | Insert, PROFINET, Socket connector
8594 | 1070230000 | VSPC BASE 1CL PW | Surge protection, Flange-mounted housing, Flange-mounted housing
8595 | 1070470000 | VSPC BASE 1CL PW FG EX | Surge protection, Flange-mounted housing, Flange-mounted housing
8596 | 1071690000 | TS 35X7.5/LL/6X18 2M/O | Rail, TS 35, TS 35 x 7.5, with slot, Steel, galvanic zinc plated and passivated
8597 | 1077300000 | IE-PS-V05M-A-RJ45-FH | RJ45 plug, no tools required, Cat.6A / Class EA (ISO/IEC 11801 2010)
8598 | 1078720000 | SAIE-M8S-4-0.5U-FP-M8 | Built-in plugs, M8 thread, pin, straight, M 8, Number of poles: 4, 0.5 m
8599 | 1079680000 | HDC HP 250 M 35 | HDC insert, Pin, 3000 V, 250 A, Crimp connection, Size: 250
8600 | 1079780000 | HDC HP 550 M 120 | HDC insert, Pin, 3000 V, 550 A, Crimp connection, Size: 550
8601 | 1079790000 | HDC HP 550 M 95 | HDC insert, Pin, 3000 V, 550 A, Crimp connection, Size: 550
8602 | 1079810000 | HDC HP 550 F 95 | HDC insert, Female, 3000 V, 550 A, Crimp connection, Size: 550
8603 | 1079820000 | HDC HP 550 F 120 | HDC insert, Female, 3000 V, 550 A, Crimp connection, Size: 550
8604 | 1079830000 | HDC HP 550 F 150 | HDC insert, Female, 3000 V, 550 A, Crimp connection, Size: 550
8605 | 1079840000 | HDC HP 550 F 185 | HDC insert, Female, 3000 V, 550 A, Crimp connection, Size: 550
8606 | 1079910000 | HDC IP68 24B MD 3M25 | HDC enclosures, Size: 8, Protection degree: IP68, IP69K, IP68 (in plugged condition), Cover, Clamping yoke connection, Standard, Size of cable entries: M 25
8607 | 1079920000 | HDC IP68 HP 24B AS S | HDC enclosures, Size: 8, Protection degree: IP68, IP69K, IP68 (in plugged condition), Base housing, Clamping yoke connection, Standard
8608 | 1079930000 | HDC IP68 HP 24B TO | HDC enclosures, Size: 8, Protection degree: IP68, IP69K, IP68 (in plugged condition), Plug housing, Clamping yoke connection, Standard
8609 | 1081180000 | HDC IP68 06B SS 1M20 | HDC enclosures, Size: 3, Protection degree: IP66 (in plugged condition), IP68 (in plugged condition), Base housing, Clamping yoke connection, Standard, Size of cable entries: M 20
8610 | 1081190000 | HDC IP68 06B SS 1M25 | HDC enclosures, Size: 3, Protection degree: IP66 (in plugged condition), IP68 (in plugged condition), Base housing, Clamping yoke connection, Standard, Size of cable entries: M 25
8611 | 1081210000 | HDC IP68 06B SS 1M32 | HDC enclosures, Size: 3, Protection degree: IP66 (in plugged condition), IP68 (in plugged condition), Base housing, Clamping yoke connection, Standard, Size of cable entries: M 32
8612 | 1081220000 | HDC IP68 06B SS 2M32 | HDC enclosures, Size: 3, Protection degree: IP66 (in plugged condition), IP68 (in plugged condition), Base housing, Clamping yoke connection, Standard, Size of cable entries: M 32
8613 | 1081240000 | HDC IP68 06B SS 2M25 | HDC enclosures, Size: 3, Protection degree: IP66 (in plugged condition), IP68 (in plugged condition), Base housing, Clamping yoke connection, Standard, Size of cable entries: M 25
8614 | 1081250000 | HDC IP68 06B SS 2M20 | HDC enclosures, Size: 3, Protection degree: IP66 (in plugged condition), IP68 (in plugged condition), Base housing, Clamping yoke connection, Standard, Size of cable entries: M 20
8615 | 1081270000 | HDC IP68 10B SS 1M20 | HDC enclosures, Size: 4, Protection degree: IP66 (in plugged condition), IP68 (in plugged condition), Base housing, Clamping yoke connection, Standard, Size of cable entries: M 20
8616 | 1081280000 | HDC IP68 10B SS 1M32 | HDC enclosures, Size: 4, Protection degree: IP66 (in plugged condition), IP68 (in plugged condition), Base housing, Clamping yoke connection, Standard, Size of cable entries: M 32
8617 | 1081290000 | HDC IP68 10B SS 1PG29 | HDC enclosures, Size: 4, Protection degree: IP66 (in plugged condition), IP68 (in plugged condition), Base housing, Clamping yoke connection, Standard, Size of cable entries: PG 29
8618 | 1081320000 | HDC IP68 10B SS 2M32 | HDC enclosures, Size: 4, Protection degree: IP66 (in plugged condition), IP68 (in plugged condition), Base housing, Clamping yoke connection, Standard, Size of cable entries: M 32
8619 | 1081340000 | HDC IP68 16B SS | HDC enclosures, Size: 6, Protection degree: IP66 (in plugged condition), IP68 (in plugged condition), Base housing, Clamping yoke connection, Standard
8620 | 1081350000 | HDC IP68 16B SS 1M32 | HDC enclosures, Size: 6, Protection degree: IP66 (in plugged condition), IP68 (in plugged condition), Base housing, Clamping yoke connection, Standard, Size of cable entries: M 32
8621 | 1081360000 | HDC IP68 16B SS 1M40 | HDC enclosures, Size: 6, Protection degree: IP66 (in plugged condition), IP68 (in plugged condition), Base housing, Clamping yoke connection, Standard, Size of cable entries: M 40
8622 | 1081370000 | HDC IP68 16B SS 2M40 | HDC enclosures, Size: 6, Protection degree: IP66 (in plugged condition), IP68 (in plugged condition), Base housing, Clamping yoke connection, Standard, Size of cable entries: M 40
8623 | 1081380000 | HDC IP68 16B SS 1PG36 | HDC enclosures, Size: 6, Protection degree: IP66 (in plugged condition), IP68 (in plugged condition), Base housing, Clamping yoke connection, Standard, Size of cable entries: PG 36
8624 | 1081390000 | HDC IP68 16B SS 2M32 | HDC enclosures, Size: 6, Protection degree: IP66 (in plugged condition), IP68 (in plugged condition), Base housing, Clamping yoke connection, Standard, Size of cable entries: M 32
8625 | 1081410000 | HDC IP68 24B SS 1M40 | HDC enclosures, Size: 8, Protection degree: IP66 (in plugged condition), IP68 (in plugged condition), Base housing, Clamping yoke connection, Standard, Size of cable entries: M 40
8626 | 1081420000 | HDC IP68 24B SS 2M40 | HDC enclosures, Size: 8, Protection degree: IP66 (in plugged condition), IP68 (in plugged condition), Base housing, Clamping yoke connection, Standard, Size of cable entries: M 40
8627 | 1081430000 | HDC IP68 24B SS 1PG36 | HDC enclosures, Size: 8, Protection degree: IP66 (in plugged condition), IP68 (in plugged condition), Base housing, Clamping yoke connection, Standard, Size of cable entries: PG 36
8628 | 1081450000 | HDC IP68 24B SS | HDC enclosures, Size: 8, Protection degree: IP66 (in plugged condition), IP68 (in plugged condition), Base housing, Clamping yoke connection, Standard
8629 | 1081470000 | HDC IP68 04A AS | HDC enclosures, Size: 1, Protection degree: IP66 (in plugged condition), IP68 (in plugged condition), Bulkhead housing, Clamping yoke connection, Standard
8630 | 1081480000 | HDC IP68 04A AWS 1M20 | HDC enclosures, Size: 1, Protection degree: IP66 (in plugged condition), IP68 (in plugged condition), Bulkhead housing, Clamping yoke connection, Standard, Size of cable entries: M 20
8631 | 1081490000 | HDC IP68 04A AWS | HDC enclosures, Size: 1, Protection degree: IP66 (in plugged condition), IP68 (in plugged condition), Bulkhead housing, Clamping yoke connection, Standard
8632 | 1081510000 | HDC IP68 06B AS | HDC enclosures, Size: 3, Protection degree: IP66 (in plugged condition), IP68 (in plugged condition), Bulkhead housing, Clamping yoke connection, Standard
8633 | 1081520000 | HDC IP68 10B AS | HDC enclosures, Size: 4, Protection degree: IP66 (in plugged condition), IP68 (in plugged condition), Bulkhead housing, Clamping yoke connection, Standard
8634 | 1081530000 | HDC IP68 16B AS | HDC enclosures, Size: 6, Protection degree: IP66 (in plugged condition), IP68 (in plugged condition), Bulkhead housing, Clamping yoke connection, Standard
8635 | 1081540000 | HDC IP68 24B AS | HDC enclosures, Size: 8, Protection degree: IP66 (in plugged condition), IP68 (in plugged condition), Bulkhead housing, Clamping yoke connection, Standard
8636 | 1081550000 | HDC IP65 06B FRAME M4 | HDC enclosures, Size: 3, Protection degree: IP65 (in plugged condition), , Clamping yoke connection
8637 | 1081560000 | HDC IP65 10B FRAME M4 | HDC enclosures, Size: 4, Protection degree: IP65 (in plugged condition), , Clamping yoke connection
8638 | 1081570000 | HDC IP65 16B FRAME M4 | HDC enclosures, Size: 6, Protection degree: IP65 (in plugged condition), , Clamping yoke connection
8639 | 1081580000 | HDC IP65 24B FRAME M4 | HDC enclosures, Size: 8, Protection degree: IP65 (in plugged condition), , Clamping yoke connection
8640 | 1082390000 | HDC IP68 04A TOS 1M20 | HDC enclosures, Size: 1, Protection degree: IP66 (in plugged condition), IP68 (in plugged condition), Plug housing, Clamping yoke connection, Standard, Size of cable entries: M 20
8641 | 1082410000 | HDC IP68 04A TOS 1PG13 | HDC enclosures, Size: 1, Protection degree: IP66 (in plugged condition), IP68 (in plugged condition), Plug housing, Clamping yoke connection, Standard, Size of cable entries: PG 13.5
8642 | 1082420000 | HDC IP68 06B TOS 1M20 | HDC enclosures, Size: 3, Protection degree: IP66 (in plugged condition), IP68 (in plugged condition), Plug housing, Clamping yoke connection, Standard, Size of cable entries: M 20
8643 | 1082430000 | HDC IP68 06B TOS 1M25 | HDC enclosures, Size: 3, Protection degree: IP66 (in plugged condition), IP68 (in plugged condition), Plug housing, Clamping yoke connection, Standard, Size of cable entries: M 25
8644 | 1082440000 | HDC IP68 06B TOS 1M32 | HDC enclosures, Size: 3, Protection degree: IP66 (in plugged condition), IP68 (in plugged condition), Plug housing, Clamping yoke connection, Standard, Size of cable entries: M 32
8645 | 1082450000 | HDC IP68 06B TOS 1M40 | HDC enclosures, Size: 3, Protection degree: IP66 (in plugged condition), IP68 (in plugged condition), Plug housing, Clamping yoke connection, Standard, Size of cable entries: M 40
8646 | 1082510000 | HDC IP68 06B TSS 1M20 | HDC enclosures, Size: 3, Protection degree: IP66 (in plugged condition), IP68 (in plugged condition), Plug housing, Clamping yoke connection, Standard, Size of cable entries: M 20
8647 | 1082530000 | HDC IP68 06B TSS 1M25 | HDC enclosures, Size: 3, Protection degree: IP66 (in plugged condition), IP68 (in plugged condition), Plug housing, Clamping yoke connection, Standard, Size of cable entries: M 25
8648 | 1082550000 | HDC IP68 06B TSS 1M32 | HDC enclosures, Size: 3, Protection degree: IP66 (in plugged condition), IP68 (in plugged condition), Plug housing, Clamping yoke connection, Standard, Size of cable entries: M 32
8649 | 1082570000 | HDC IP68 06B TSS 1PG21 | HDC enclosures, Size: 3, Protection degree: IP66 (in plugged condition), IP68 (in plugged condition), Plug housing, Clamping yoke connection, Standard, Size of cable entries: PG 21
8650 | 1082580000 | HDC IP68 10B TOS 1M20 | HDC enclosures, Size: 4, Protection degree: IP66 (in plugged condition), IP68 (in plugged condition), Plug housing, Clamping yoke connection, Standard, Size of cable entries: M 20
8651 | 1082590000 | HDC IP68 10B TOS 1M25 | HDC enclosures, Size: 4, Protection degree: IP66 (in plugged condition), IP68 (in plugged condition), Plug housing, Clamping yoke connection, Standard, Size of cable entries: M 25
8652 | 1082610000 | HDC IP68 10B TOS 1M32 | HDC enclosures, Size: 4, Protection degree: IP66 (in plugged condition), IP68 (in plugged condition), Plug housing, Clamping yoke connection, Standard, Size of cable entries: M 32
8653 | 1082620000 | HDC IP68 10B TOS 1PG16 | HDC enclosures, Size: 4, Protection degree: IP66 (in plugged condition), IP68 (in plugged condition), Plug housing, Clamping yoke connection, Standard, Size of cable entries: PG 16
8654 | 1082630000 | HDC IP68 10B TOS 1PG21 | HDC enclosures, Size: 4, Protection degree: IP66 (in plugged condition), IP68 (in plugged condition), Plug housing, Clamping yoke connection, Standard, Size of cable entries: PG 21
8655 | 1082640000 | HDC IP68 10B TOS 1PG29 | HDC enclosures, Size: 4, Protection degree: IP66 (in plugged condition), IP68 (in plugged condition), Plug housing, Clamping yoke connection, Standard, Size of cable entries: PG 29
8656 | 1082650000 | HDC IP68 10B TSS 1M25 | HDC enclosures, Size: 4, Protection degree: IP66 (in plugged condition), IP68 (in plugged condition), Plug housing, Clamping yoke connection, Standard, Size of cable entries: M 25
8657 | 1082660000 | HDC IP68 10B TSS 1M32 | HDC enclosures, Size: 4, Protection degree: IP66 (in plugged condition), IP68 (in plugged condition), Plug housing, Clamping yoke connection, Standard, Size of cable entries: M 32
8658 | 1082670000 | HDC IP68 10B TSS 1PG21 | HDC enclosures, Size: 4, Protection degree: IP66 (in plugged condition), IP68 (in plugged condition), Plug housing, Clamping yoke connection, Standard, Size of cable entries: PG 21
8659 | 1082680000 | HDC IP68 10B TSS 1PG29 | HDC enclosures, Size: 4, Protection degree: IP66 (in plugged condition), IP68 (in plugged condition), Plug housing, Clamping yoke connection, Standard, Size of cable entries: PG 29
8660 | 1082690000 | HDC IP68 10B TSS 1M20 | HDC enclosures, Size: 4, Protection degree: IP66 (in plugged condition), IP68 (in plugged condition), Plug housing, Clamping yoke connection, Standard, Size of cable entries: M 20
8661 | 1082700000 | HDC IP68 16B TOS 1M25 | HDC enclosures, Size: 6, Protection degree: IP66 (in plugged condition), IP68 (in plugged condition), Plug housing, Clamping yoke connection, Standard, Size of cable entries: M 25
8662 | 1082710000 | HDC IP68 16B TOS 1M32 | HDC enclosures, Size: 6, Protection degree: IP66 (in plugged condition), IP68 (in plugged condition), Plug housing, Clamping yoke connection, Standard, Size of cable entries: M 32
8663 | 1082720000 | HDC IP68 16B TOS 1M40 | HDC enclosures, Size: 6, Protection degree: IP66 (in plugged condition), IP68 (in plugged condition), Plug housing, Clamping yoke connection, Standard, Size of cable entries: M 40
8664 | 1082730000 | HDC IP68 16B TOS 1M50 | HDC enclosures, Size: 6, Protection degree: IP66 (in plugged condition), IP68 (in plugged condition), Cable entry from top, Plug housing, Clamping yoke connection, Standard, Size of cable entries: M 50
8665 | 1082740000 | HDC IP68 16B TOS 2PG21 | HDC enclosures, Size: 6, Protection degree: IP66 (in plugged condition), IP68 (in plugged condition), Plug housing, Clamping yoke connection, Standard, Size of cable entries: PG 21
8666 | 1082750000 | HDC IP68 16B TOS 1PG21 | HDC enclosures, Size: 6, Protection degree: IP66 (in plugged condition), IP68 (in plugged condition), Plug housing, Clamping yoke connection, Standard, Size of cable entries: PG 21
8667 | 1082780000 | HDC IP68 16B TOS 2M25 | HDC enclosures, Size: 6, Protection degree: IP66 (in plugged condition), IP68 (in plugged condition), Plug housing, Clamping yoke connection, Standard, Size of cable entries: M 25
8668 | 1082800000 | HDC IP68 16B TSS 1M32 | HDC enclosures, Size: 6, Protection degree: IP66 (in plugged condition), IP68 (in plugged condition), Plug housing, Clamping yoke connection, Standard, Size of cable entries: M 32
8669 | 1082810000 | HDC IP68 16B TSS 1M40 | HDC enclosures, Size: 6, Protection degree: IP66 (in plugged condition), IP68 (in plugged condition), Plug housing, Clamping yoke connection, Standard, Size of cable entries: M 40
8670 | 1082820000 | HDC IP68 16B TSS 1M50 | HDC enclosures, Size: 6, Protection degree: IP66 (in plugged condition), IP68 (in plugged condition), Plug housing, Clamping yoke connection, Standard, Size of cable entries: M 50
8671 | 1082830000 | HDC IP68 16B TSS 1PG21 | HDC enclosures, Size: 6, Protection degree: IP66 (in plugged condition), IP68 (in plugged condition), Plug housing, Clamping yoke connection, Standard, Size of cable entries: PG 21
8672 | 1082840000 | HDC IP68 16B TSS 1PG29 | HDC enclosures, Size: 6, Protection degree: IP66 (in plugged condition), IP68 (in plugged condition), Plug housing, Clamping yoke connection, Standard, Size of cable entries: PG 29
8673 | 1082850000 | HDC IP68 16B TSS 1PG36 | HDC enclosures, Size: 6, Protection degree: IP66 (in plugged condition), IP68 (in plugged condition), Plug housing, Clamping yoke connection, Standard, Size of cable entries: PG 36
8674 | 1082860000 | HDC IP68 24B TOS 1M32 | HDC enclosures, Size: 8, Protection degree: IP66 (in plugged condition), IP68 (in plugged condition), Plug housing, Clamping yoke connection, Standard, Size of cable entries: M 32
8675 | 1082870000 | HDC IP68 24B TOS 1M40 | HDC enclosures, Size: 8, Protection degree: IP66 (in plugged condition), IP68 (in plugged condition), Plug housing, Clamping yoke connection, Standard, Size of cable entries: M 40
8676 | 1082880000 | HDC IP68 24B TOS 1M50 | HDC enclosures, Size: 8, Protection degree: IP66 (in plugged condition), IP68 (in plugged condition), Plug housing, Clamping yoke connection, Standard, Size of cable entries: M 50
8677 | 1082910000 | HDC IP68 24B TOS 2PG29 | HDC enclosures, Size: 8, Protection degree: IP66 (in plugged condition), IP68 (in plugged condition), Plug housing, Clamping yoke connection, Standard, Size of cable entries: PG 29
8678 | 1082940000 | HDC IP68 24B TOS 2M32 | HDC enclosures, Size: 8, Protection degree: IP66 (in plugged condition), IP68 (in plugged condition), Plug housing, Clamping yoke connection, Standard, Size of cable entries: M 32
8679 | 1082950000 | HDC IP68 24B TOS 2M40 | HDC enclosures, Size: 8, Protection degree: IP66 (in plugged condition), IP68 (in plugged condition), Plug housing, Clamping yoke connection, Standard, Size of cable entries: M 40
8680 | 1082960000 | HDC IP68 24B TOS 3M25 | HDC enclosures, Size: 8, Protection degree: IP66 (in plugged condition), IP68 (in plugged condition), Plug housing, Clamping yoke connection, Standard, Size of cable entries: M 25
8681 | 1082970000 | HDC IP68 24B TSS 1M32 | HDC enclosures, Size: 8, Protection degree: IP66 (in plugged condition), IP68 (in plugged condition), Plug housing, Clamping yoke connection, Standard, Size of cable entries: M 32
8682 | 1082980000 | HDC IP68 24B TSS 1M40 | HDC enclosures, Size: 8, Protection degree: IP66 (in plugged condition), IP68 (in plugged condition), Plug housing, Clamping yoke connection, Standard, Size of cable entries: M 40
8683 | 1082990000 | HDC IP68 24B TSS 1M50 | HDC enclosures, Size: 8, Protection degree: IP66 (in plugged condition), IP68 (in plugged condition), Plug housing, Clamping yoke connection, Standard, Size of cable entries: M 50
8684 | 1083000000 | HDC IP68 24B TSS 1PG29 | HDC enclosures, Size: 8, Protection degree: IP66 (in plugged condition), IP68 (in plugged condition), Plug housing, Clamping yoke connection, Standard, Size of cable entries: PG 29
8685 | 1083010000 | HDC IP68 24B TSS 1PG36 | HDC enclosures, Size: 8, Protection degree: IP66 (in plugged condition), IP68 (in plugged condition), Plug housing, Clamping yoke connection, Standard, Size of cable entries: PG 36
8686 | 1083060000 | HDC IP68 06B COVER | HDC enclosures, Size: 3, Protection degree: IP66 (in plugged condition), IP68 (in plugged condition), Cover for lower part of housing, Clamping yoke connection, Standard
8687 | 1083070000 | HDC IP68 10B COVER | HDC enclosures, Size: 4, Protection degree: IP66 (in plugged condition), IP68 (in plugged condition), Cover for lower part of housing, Clamping yoke connection, Standard
8688 | 1083080000 | HDC IP68 16B COVER | HDC enclosures, Size: 6, Protection degree: IP66 (in plugged condition), IP68 (in plugged condition), Cover for lower part of housing, Clamping yoke connection, Standard
8689 | 1083090000 | HDC IP68 24B COVER | HDC enclosures, Size: 8, Protection degree: IP66 (in plugged condition), IP68 (in plugged condition), Cover for lower part of housing, Clamping yoke connection, Standard
8690 | 1083110000 | HDC IP68 04A COVER | HDC enclosures, Size: 1, Protection degree: IP66 (in plugged condition), IP68 (in plugged condition), Cover for lower part of housing, Clamping yoke connection, Standard
8691 | 1083130000 | HDC IP68 04A ADS | HDC enclosures, Size: 1, Protection degree: IP66 (in plugged condition), IP68 (in plugged condition), Bulkhead housing, Clamping yoke connection, Standard
8692 | 1093400000 | VSPC 2CL 24VAC R | Surge protection for instrumentation and control, with warning function / function indicator, UP(L/N-PE) < 800 V
8693 | 1099580000 | IE-CD-MA | Mounting foot, FreeCon
8694 | 1103710000 | HDC 24B HP550 MPL2 TYP1 | HDC insert, Number of poles: 2, Size: 8
8695 | 1103720000 | HDC 24B HP550 MPL3 TYP1 | HDC insert, Number of poles: 3, Size: 8
8696 | 1103770000 | HDC 24B HP550 MPL2 TYP2 | HDC insert, Number of poles: 2, Size: 8
8697 | 1103780000 | HDC 24B HP550 MPL3 TYP2 | HDC insert, Number of poles: 3, Size: 8
8698 | 1105700000 | VSPC BASE 1CL PW FG | Surge protection, Flange-mounted housing, Flange-mounted housing
8699 | 1110890000 | HDC IP68 06B FRAME M6 | HDC enclosures, Size: 3, Protection degree: IP66 (in plugged condition), IP68 (in plugged condition), , Clamping yoke connection, Standard
8700 | 1110900000 | HDC IP68 10B FRAME M6 | HDC enclosures, Size: 4, Protection degree: IP66 (in plugged condition), IP68 (in plugged condition), , Clamping yoke connection, Standard
8701 | 1110910000 | HDC IP68 16B FRAME M6 | HDC enclosures, Size: 6, Protection degree: IP66 (in plugged condition), IP68 (in plugged condition), , Clamping yoke connection, Standard
8702 | 1110920000 | HDC IP68 24B FRAME M6 | HDC enclosures, Size: 8, Protection degree: IP66 (in plugged condition), IP68 (in plugged condition), , Clamping yoke connection, Standard
8703 | 1111910000 | POWERTERMINAL GK | FieldPower® Box, IP30, With transparent hood, AC Box
8704 | 1113120000 | BG GHDE HO SA UL PT6 | FieldPower® enclosures, IP65 with corresponding housing, Polycarbonate, GF 10
8705 | 1116090000 | HDC CM BUS HE F1 CT | Heavy-duty connectors, HDC insert, ConCept module
8706 | 1116100000 | HDC CM BUS HE M1 CT | Heavy-duty connectors, HDC insert, ConCept module
8707 | 1118910000 | SAISM-8/11S-M12 | Plugs prefabricated to customer spec., M12, pin, straight
8708 | 1118920000 | SAIBM-8/11S-M12 | Sockets prefabricated to customer spec., M12, Female socket, straight
8709 | 1119030000 | ERME 10² SPX 4 | Accessories, Cutter holder
8710 | 1119040000 | ERME 16² SPX 4 | Accessories, Cutter holder
8711 | 1119110000 | HDC HP 550 M 150 | HDC insert, Pin, 3000 V, 550 A, Crimp connection, Size: 550
8712 | 1119730010 | IE-C5DD4UG0010A2EA2E-X | Dragline cable, PROFINET, RJ45 IP 67 PushPull V14 metal, RJ45 IP 67 PushPull V14 metal, Cat.5 (ISO/IEC 11801) / Cat.5e (TIA T568-B), PUR, 1 m
8713 | 1119730015 | IE-C5DD4UG0015A2EA2E-X | Dragline cable, PROFINET, RJ45 IP 67 PushPull V14 metal, RJ45 IP 67 PushPull V14 metal, Cat.5 (ISO/IEC 11801) / Cat.5e (TIA T568-B), PUR, 1.5 m
8714 | 1119730020 | IE-C5DD4UG0020A2EA2E-X | Dragline cable, PROFINET, RJ45 IP 67 PushPull V14 metal, RJ45 IP 67 PushPull V14 metal, Cat.5 (ISO/IEC 11801) / Cat.5e (TIA T568-B), PUR, 2 m
8715 | 1119730050 | IE-C5DD4UG0050A2EA2E-X | Dragline cable, PROFINET, RJ45 IP 67 PushPull V14 metal, RJ45 IP 67 PushPull V14 metal, Cat.5 (ISO/IEC 11801) / Cat.5e (TIA T568-B), PUR, 5 m
8716 | 1119730070 | IE-C5DD4UG0070A2EA2E-X | Dragline cable, PROFINET, RJ45 IP 67 PushPull V14 metal, RJ45 IP 67 PushPull V14 metal, Cat.5 (ISO/IEC 11801) / Cat.5e (TIA T568-B), PUR, 7 m
8717 | 1119730075 | IE-C5DD4UG0075A2EA2E-X | Dragline cable, PROFINET, RJ45 IP 67 PushPull V14 metal, RJ45 IP 67 PushPull V14 metal, Cat.5 (ISO/IEC 11801) / Cat.5e (TIA T568-B), PUR, 7.5 m
8718 | 1119730100 | IE-C5DD4UG0100A2EA2E-X | Dragline cable, PROFINET, RJ45 IP 67 PushPull V14 metal, RJ45 IP 67 PushPull V14 metal, Cat.5 (ISO/IEC 11801) / Cat.5e (TIA T568-B), PUR, 10 m
8719 | 1119730150 | IE-C5DD4UG0150A2EA2E-X | Dragline cable, PROFINET, RJ45 IP 67 PushPull V14 metal, RJ45 IP 67 PushPull V14 metal, Cat.5 (ISO/IEC 11801) / Cat.5e (TIA T568-B), PUR, 15 m
8720 | 1119730200 | IE-C5DD4UG0200A2EA2E-X | Dragline cable, PROFINET, RJ45 IP 67 PushPull V14 metal, RJ45 IP 67 PushPull V14 metal, Cat.5 (ISO/IEC 11801) / Cat.5e (TIA T568-B), PUR, 20 m
8721 | 1119730300 | IE-C5DD4UG0300A2EA2E-X | Dragline cable, PROFINET, RJ45 IP 67 PushPull V14 metal, RJ45 IP 67 PushPull V14 metal, Cat.5 (ISO/IEC 11801) / Cat.5e (TIA T568-B), PUR, 30 m
8722 | 1119950000 | HDC IP68 24B MD | HDC enclosures, Size: 8, Protection degree: IP68, IP69K, IP68 (in plugged condition), Cover, Clamping yoke connection, Standard
8723 | 1119970000 | HDC IP68 24B MD 3M40 | HDC enclosures, Size: 8, Protection degree: IP68, IP69K, IP68 (in plugged condition), Cover, Clamping yoke connection, Standard, Size of cable entries: M 40
8724 | 1119980000 | HDC IP68 24B MD 3M32 | HDC enclosures, Size: 8, Protection degree: IP68, IP69K, IP68 (in plugged condition), Cover, Clamping yoke connection, Standard, Size of cable entries: M 32
8725 | 1119990000 | HDC IP68 24B MD 2M40 | HDC enclosures, Size: 8, Protection degree: IP68, IP69K, IP68 (in plugged condition), Cover, Clamping yoke connection, Standard, Size of cable entries: M 40
8726 | 1120000000 | HDC IP68 24B MD 2M32 | HDC enclosures, Size: 8, Protection degree: IP68, IP69K, IP68 (in plugged condition), Cover, Clamping yoke connection, Standard, Size of cable entries: M 32
8727 | 1132040000 | IE-PS-RJ45-FH-BK-A | RJ45 IDC plug, Cat.6A / Class EA (ISO/IEC 11801 2010), 8-core, EIA/TIA T568 A
8728 | 1132050000 | IE-PS-RJ45-FH-BK-B | RJ45 IDC plug, Cat.6A / Class EA (ISO/IEC 11801 2010), 8-core, EIA/TIA T568 B
8729 | 1132060000 | IE-PS-RJ45-FH-BK-P | RJ45 IDC plug, Cat.5 (ISO/IEC 11801), 4-core, PROFINET
8730 | 1165970000 | HDC SHIELD LEVER 3 HIGH | Heavy-duty connectors, Accessories, Shield clamp
8731 | 1165980000 | HDC SHIELD LEVER 4 HIGH | Heavy-duty connectors, Accessories, Shield clamp
8732 | 1165990000 | HDC SHIELD LEVER 6 HIGH | Heavy-duty connectors, Accessories, Shield clamp
8733 | 1169900000 | SAI-M23-KS-7/12 | Sensor/Actuator plug-in connector, Empty enclosure
8734 | 1169920000 | SAI-M23-GSW-S-7/12 | Sensor/Actuator plug-in connector, Empty enclosure
8735 | 1169930000 | SAIL-M23-KSW-7/12 | Sensor/Actuator plug-in connector, Empty enclosure
8736 | 1169940000 | SAIE-M23-S-VW | Sensor/Actuator plug-in connector, Built-in plugs, Empty enclosure
8737 | 1169950000 | SAIE-M23-S-RM | Sensor/Actuator plug-in connector, Built-in plugs, Empty enclosure
8738 | 1169970000 | SAIE-M23-S-EM | Sensor/Actuator plug-in connector, Built-in plugs, Empty enclosure
8739 | 1169980000 | SAIE-M23-S-W | Sensor/Actuator plug-in connector, Built-in plugs, Empty enclosure
8740 | 1169990000 | SAIE-M23-S-HW | Sensor/Actuator plug-in connector, Built-in plugs, Empty enclosure
8741 | 1170000000 | SAI-M23-SE-6 | Sensor/Actuator plug-in connector, Insert
8742 | 1170020000 | SAI-M23-BE-6 | Sensor/Actuator plug-in connector, Insert
8743 | 1170030000 | SAI-M23-SE-7 | Sensor/Actuator plug-in connector, Insert
8744 | 1170040000 | SAI-M23-BE-7 | Sensor/Actuator plug-in connector, Insert
8745 | 1170050000 | SAI-M23-SE-9 | Sensor/Actuator plug-in connector, Insert
8746 | 1170060000 | SAI-M23-BE-9 | Sensor/Actuator plug-in connector, Insert
8747 | 1170070000 | SAI-M23-SE-12 | Sensor/Actuator plug-in connector, Insert
8748 | 1170080000 | SAI-M23-SE-16 | Sensor/Actuator plug-in connector, Insert
8749 | 1170090000 | SAI-M23-BE-16 | Sensor/Actuator plug-in connector, Insert
8750 | 1170100000 | SAI-M23-SE-17 | Sensor/Actuator plug-in connector, Insert
8751 | 1170120000 | SAI-M23-SE-19 | Sensor/Actuator plug-in connector, Insert
8752 | 1170130000 | SAI-M23-BE-19 | Sensor/Actuator plug-in connector, Insert
8753 | 1170270000 | SAI-M23-KS-L-7/12 | Sensor/Actuator plug-in connector, Empty enclosure
8754 | 1170280000 | SAI-M23-GSW-L-7/12 | Sensor/Actuator plug-in connector, Empty enclosure
8755 | 1170290000 | SAI-M23-KSW-L-7/12 | Sensor/Actuator plug-in connector, Empty enclosure
8756 | 1170300000 | SAIE-M23-L-VW | Sensor/Actuator plug-in connector, Built-in plugs, Empty enclosure
8757 | 1170310000 | SAIE-M23-L-RM | Sensor/Actuator plug-in connector, Built-in plugs, Empty enclosure
8758 | 1170320000 | SAIE-M23-L-EM | Sensor/Actuator plug-in connector, Built-in plugs, Empty enclosure
8759 | 1170330000 | SAIE-M23-L-W 25X25 | Sensor/Actuator plug-in connector, Built-in plugs, Empty enclosure
8760 | 1170340000 | SAIE-M23-L-HW | Sensor/Actuator plug-in connector, Built-in plugs, Empty enclosure
8761 | 1170350000 | SAI-M23-SE-L-6 | Sensor/Actuator plug-in connector, Insert
8762 | 1170370000 | SAI-M23-BE-L-6 | Sensor/Actuator plug-in connector, Insert
8763 | 1170380000 | SAI-M23-SE-L-4/4 | Sensor/Actuator plug-in connector, Insert
8764 | 1170810000 | SAI-M23-SK-M-FS | Protected component assemblies, Protective cap
8765 | 1172600000 | HDC HP 550 M 16 | HDC insert, Pin, 3000 V, 550 A, Crimp connection, Size: 550
8766 | 1173030005 | IE-C5DD4UG0005A20A20-E | Dragline cable, PROFINET, RJ45 IP 20, RJ45 IP 20, Cat.5 (ISO/IEC 11801) / Cat.5e (TIA T568-B), PUR, 0.5 m
8767 | 1173030010 | IE-C5DD4UG0010A20A20-E | Dragline cable, PROFINET, RJ45 IP 20, RJ45 IP 20, Cat.5 (ISO/IEC 11801) / Cat.5e (TIA T568-B), PUR, 1 m
8768 | 1173030015 | IE-C5DD4UG0015A20A20-E | Dragline cable, PROFINET, RJ45 IP 20, RJ45 IP 20, Cat.5 (ISO/IEC 11801) / Cat.5e (TIA T568-B), PUR, 1.5 m
8769 | 1173030020 | IE-C5DD4UG0020A20A20-E | Dragline cable, PROFINET, RJ45 IP 20, RJ45 IP 20, Cat.5 (ISO/IEC 11801) / Cat.5e (TIA T568-B), PUR, 2 m
8770 | 1173030050 | IE-C5DD4UG0050A20A20-E | Dragline cable, PROFINET, RJ45 IP 20, RJ45 IP 20, Cat.5 (ISO/IEC 11801) / Cat.5e (TIA T568-B), PUR, 5 m
8771 | 1173030100 | IE-C5DD4UG0100A20A20-E | Dragline cable, PROFINET, RJ45 IP 20, RJ45 IP 20, Cat.5 (ISO/IEC 11801) / Cat.5e (TIA T568-B), PUR, 10 m
8772 | 1173030140 | IE-C5DD4UG0140A20A20-E | Dragline cable, PROFINET, RJ45 IP 20, RJ45 IP 20, Cat.5 (ISO/IEC 11801) / Cat.5e (TIA T568-B), PUR, 14 m
8773 | 1173030150 | IE-C5DD4UG0150A20A20-E | Dragline cable, PROFINET, RJ45 IP 20, RJ45 IP 20, Cat.5 (ISO/IEC 11801) / Cat.5e (TIA T568-B), PUR, 15 m
8774 | 1173030200 | IE-C5DD4UG0200A20A20-E | Dragline cable, PROFINET, RJ45 IP 20, RJ45 IP 20, Cat.5 (ISO/IEC 11801) / Cat.5e (TIA T568-B), PUR, 20 m
8775 | 1173030250 | IE-C5DD4UG0250A20A20-E | Dragline cable, PROFINET, RJ45 IP 20, RJ45 IP 20, Cat.5 (ISO/IEC 11801) / Cat.5e (TIA T568-B), PUR, 25 m
8776 | 1173030300 | IE-C5DD4UG0300A20A20-E | Dragline cable, PROFINET, RJ45 IP 20, RJ45 IP 20, Cat.5 (ISO/IEC 11801) / Cat.5e (TIA T568-B), PUR, 30 m
8777 | 1173030350 | IE-C5DD4UG0350A20A20-E | Dragline cable, PROFINET, RJ45 IP 20, RJ45 IP 20, Cat.5 (ISO/IEC 11801) / Cat.5e (TIA T568-B), PUR, 35 m
8778 | 1175980000 | ACT20M-CI-CO-S | Signal converter/insulator, Signal converter/isolator, Input : 0(4)-20 mA, Output : 0(4)-20 mA
8779 | 1175990000 | ACT20M-CI-2CO-S | Signal converter/insulator, Input : 0(4)-20 mA, Output : 2 x 0(4) - 20 mA
8780 | 1176000000 | ACT20M-AI-AO-S | Signal converter/insulator, Configurable, with sensor supply, Input : I / U, Output : I / U
8781 | 1176010000 | ACT20M-AI-AO-E-S | Signal converter/insulator, Configurable, without sensor supply, Input : I / U, Output : I / U
8782 | 1176020000 | ACT20M-AI-2AO-S | Signal duplicator/isolator, Configurable, with sensor supply, Input : I / U, Output : 2 x I/U
8783 | 1176040000 | ACT20M-CI-CO-OLP-S | Signal converter/insulator, Output current loop powered, 1-channel, Input : 4-20 mA, Output : 4-20 mA
8784 | 1176050000 | ACT20M-2CI-2CO-OLP-S | Signal converter/insulator, Output current loop powered, 2-channel, Input : 4-20 mA, Output : 4-20 mA
8785 | 1176070000 | ACT20M-CI-CO-ILP-S | Signal converter/insulator, Input current loop feed, 1-channel, Input : 0(4)-20 mA, Output : 0(4)-20 mA
8786 | 1176080000 | ACT20M-2CI-2CO-ILP-S | Signal converter/insulator, Input current loop feed, 2-channel, Input : 0(4)-20 mA, Output : 0(4)-20 mA
8787 | 1177100000 | HDC HP 550 F 50 | HDC insert, Female, 3000 V, 550 A, Crimp connection, Size: 550
8788 | 1179330000 | SAI-8-F 3P M8 L 15M | SAI Passive, Sensor-actuator passive distributor, M8, Fixed cable version, 15 m, Yes
8789 | 1180300000 | FP BOX MPB | FieldPower® Box, IP65
8790 | 1191010030 | IE-C5DS4VG0030A20A20-E | System cable, RJ45 IP 20, RJ45 IP 20, Cat.5 (ISO/IEC 11801) / Cat.5e (TIA T568-B), PVC, 3 m
8791 | 1191020000 | SAIBM-5/6S M12 5P A-COD | Sockets prefabricated to customer spec., M12, Female socket, straight
8792 | 1191030000 | SAISM-5/6S M12 5P A-COD | Plugs prefabricated to customer spec., M12, pin, straight
8793 | 1191550000 | IE-PS-V14M-2SC-POF | FO connector, Version 14, SC-RJ POF, IP67
8794 | 1193680000 | ZQV 1.5N/R6.4/10 GE | TERMSERIES, Cross-connector
8795 | 1193690000 | ZQV 1.5N/R6.4/19 GE | TERMSERIES, Cross-connector
8796 | 1193700000 | ZQV 1.5N/R12.8/10 GE | TERMSERIES, Cross-connector
8797 | 1194570000 | KTB MH 221513 S4E2 | Klippon TB MH (Terminal Box - Multi Hinge), Empty enclosure, stainless steel enclosure, Height: 229 mm, Width: 152 mm, Depth: 133 mm, Gland plates: Bottom, top, Material: Stainless steel 1.4404 (316L), electropolished, silver
8798 | 1194590000 | KTB MH 221513 S4E4 | Klippon TB MH (Terminal Box - Multi Hinge), Empty enclosure, stainless steel enclosure, Height: 229 mm, Width: 152 mm, Depth: 133 mm, Gland plates: Bottom, top, left, right, Material: Stainless steel 1.4404 (316L), electropolished, silver
8799 | 1194620000 | KTB MH 262615 S4E2 | Klippon TB MH (Terminal Box - Multi Hinge), Empty enclosure, stainless steel enclosure, Height: 260 mm, Width: 260 mm, Depth: 150 mm, Gland plates: Bottom, top, Material: Stainless steel 1.4404 (316L), electropolished, silver
8800 | 1194640000 | KTB MH 262615 S4E4 | Klippon TB MH (Terminal Box - Multi Hinge), Empty enclosure, stainless steel enclosure, Height: 260 mm, Width: 260 mm, Depth: 150 mm, Gland plates: Bottom, top, left, right, Material: Stainless steel 1.4404 (316L), electropolished, silver
8801 | 1194670000 | KTB MH 262620 S4E2 | Klippon TB MH (Terminal Box - Multi Hinge), Empty enclosure, stainless steel enclosure, Height: 260 mm, Width: 260 mm, Depth: 200 mm, Gland plates: Bottom, top, Material: Stainless steel 1.4404 (316L), electropolished, silver
8802 | 1194690000 | KTB MH 262620 S4E4 | Klippon TB MH (Terminal Box - Multi Hinge), Empty enclosure, stainless steel enclosure, Height: 260 mm, Width: 260 mm, Depth: 200 mm, Gland plates: Bottom, top, left, right, Material: Stainless steel 1.4404 (316L), electropolished, silver
8803 | 1194720000 | KTB MH 303015 S4E2 | Klippon TB MH (Terminal Box - Multi Hinge), Empty enclosure, stainless steel enclosure, Height: 306 mm, Width: 306 mm, Depth: 150 mm, Gland plates: Bottom, top, Material: Stainless steel 1.4404 (316L), electropolished, silver
8804 | 1194740000 | KTB MH 303015 S4E4 | Klippon TB MH (Terminal Box - Multi Hinge), Empty enclosure, stainless steel enclosure, Height: 306 mm, Width: 306 mm, Depth: 150 mm, Gland plates: Bottom, top, left, right, Material: Stainless steel 1.4404 (316L), electropolished, silver
8805 | 1194770000 | KTB MH 303020 S4E2 | Klippon TB MH (Terminal Box - Multi Hinge), Empty enclosure, stainless steel enclosure, Height: 306 mm, Width: 306 mm, Depth: 200 mm, Gland plates: Bottom, top, Material: Stainless steel 1.4404 (316L), electropolished, silver
8806 | 1194790000 | KTB MH 303020 S4E4 | Klippon TB MH (Terminal Box - Multi Hinge), Empty enclosure, stainless steel enclosure, Height: 306 mm, Width: 306 mm, Depth: 200 mm, Gland plates: Bottom, top, left, right, Material: Stainless steel 1.4404 (316L), electropolished, silver
8807 | 1194820000 | KTB MH 352615 S4E2 | Klippon TB MH (Terminal Box - Multi Hinge), Empty enclosure, stainless steel enclosure, Height: 350 mm, Width: 260 mm, Depth: 150 mm, Gland plates: Bottom, top, Material: Stainless steel 1.4404 (316L), electropolished, silver
8808 | 1194840000 | KTB MH 352615 S4E4 | Klippon TB MH (Terminal Box - Multi Hinge), Empty enclosure, stainless steel enclosure, Height: 350 mm, Width: 260 mm, Depth: 150 mm, Gland plates: Bottom, top, left, right, Material: Stainless steel 1.4404 (316L), electropolished, silver
8809 | 1194870000 | KTB MH 352620 S4E2 | Klippon TB MH (Terminal Box - Multi Hinge), Empty enclosure, stainless steel enclosure, Height: 350 mm, Width: 260 mm, Depth: 200 mm, Gland plates: Bottom, top, Material: Stainless steel 1.4404 (316L), electropolished, silver
8810 | 1194890000 | KTB MH 352620 S4E4 | Klippon TB MH (Terminal Box - Multi Hinge), Empty enclosure, stainless steel enclosure, Height: 350 mm, Width: 260 mm, Depth: 200 mm, Gland plates: Bottom, top, left, right, Material: Stainless steel 1.4404 (316L), electropolished, silver
8811 | 1194920000 | KTB MH 403015 S4E2 | Klippon TB MH (Terminal Box - Multi Hinge), Empty enclosure, stainless steel enclosure, Height: 400 mm, Width: 300 mm, Depth: 150 mm, Gland plates: Bottom, top, Material: Stainless steel 1.4404 (316L), electropolished, silver
8812 | 1194940000 | KTB MH 403015 S4E4 | Klippon TB MH (Terminal Box - Multi Hinge), Empty enclosure, stainless steel enclosure, Height: 400 mm, Width: 300 mm, Depth: 150 mm, Gland plates: Bottom, top, left, right, Material: Stainless steel 1.4404 (316L), electropolished, silver
8813 | 1194970000 | KTB MH 403020 S4E2 | Klippon TB MH (Terminal Box - Multi Hinge), Empty enclosure, stainless steel enclosure, Height: 400 mm, Width: 300 mm, Depth: 200 mm, Gland plates: Bottom, top, Material: Stainless steel 1.4404 (316L), electropolished, silver
8814 | 1194990000 | KTB MH 403020 S4E4 | Klippon TB MH (Terminal Box - Multi Hinge), Empty enclosure, stainless steel enclosure, Height: 400 mm, Width: 300 mm, Depth: 200 mm, Gland plates: Bottom, top, left, right, Material: Stainless steel 1.4404 (316L), electropolished, silver
8815 | 1195020000 | KTB MH 453815 S4E2 | Klippon TB MH (Terminal Box - Multi Hinge), Empty enclosure, stainless steel enclosure, Height: 458 mm, Width: 382 mm, Depth: 150 mm, Gland plates: Bottom, top, Material: Stainless steel 1.4404 (316L), electropolished, silver
8816 | 1195040000 | KTB MH 453815 S4E4 | Klippon TB MH (Terminal Box - Multi Hinge), Empty enclosure, stainless steel enclosure, Height: 458 mm, Width: 382 mm, Depth: 150 mm, Gland plates: Bottom, top, left, right, Material: Stainless steel 1.4404 (316L), electropolished, silver
8817 | 1195070000 | KTB MH 453820 S4E2 | Klippon TB MH (Terminal Box - Multi Hinge), Empty enclosure, stainless steel enclosure, Height: 458 mm, Width: 382 mm, Depth: 200 mm, Gland plates: Bottom, top, Material: Stainless steel 1.4404 (316L), electropolished, silver
8818 | 1195090000 | KTB MH 453820 S4E4 | Klippon TB MH (Terminal Box - Multi Hinge), Empty enclosure, stainless steel enclosure, Height: 458 mm, Width: 382 mm, Depth: 200 mm, Gland plates: Bottom, top, left, right, Material: Stainless steel 1.4404 (316L), electropolished, silver
8819 | 1195120000 | KTB MH 484815 S4E2 | Klippon TB MH (Terminal Box - Multi Hinge), Empty enclosure, stainless steel enclosure, Height: 480 mm, Width: 480 mm, Depth: 150 mm, Gland plates: Bottom, top, Material: Stainless steel 1.4404 (316L), electropolished, silver
8820 | 1195140000 | KTB MH 484815 S4E4 | Klippon TB MH (Terminal Box - Multi Hinge), Empty enclosure, stainless steel enclosure, Height: 480 mm, Width: 480 mm, Depth: 150 mm, Gland plates: Bottom, top, left, right, Material: Stainless steel 1.4404 (316L), electropolished, silver
8821 | 1195170000 | KTB MH 484820 S4E2 | Klippon TB MH (Terminal Box - Multi Hinge), Empty enclosure, stainless steel enclosure, Height: 480 mm, Width: 480 mm, Depth: 200 mm, Gland plates: Bottom, top, Material: Stainless steel 1.4404 (316L), electropolished, silver
8822 | 1195190000 | KTB MH 484820 S4E4 | Klippon TB MH (Terminal Box - Multi Hinge), Empty enclosure, stainless steel enclosure, Height: 480 mm, Width: 480 mm, Depth: 200 mm, Gland plates: Bottom, top, left, right, Material: Stainless steel 1.4404 (316L), electropolished, silver
8823 | 1195220000 | KTB MH 553515 S4E2 | Klippon TB MH (Terminal Box - Multi Hinge), Empty enclosure, stainless steel enclosure, Height: 550 mm, Width: 350 mm, Depth: 150 mm, Gland plates: Bottom, top, Material: Stainless steel 1.4404 (316L), electropolished, silver
8824 | 1195240000 | KTB MH 553515 S4E4 | Klippon TB MH (Terminal Box - Multi Hinge), Empty enclosure, stainless steel enclosure, Height: 550 mm, Width: 350 mm, Depth: 150 mm, Gland plates: Bottom, top, left, right, Material: Stainless steel 1.4404 (316L), electropolished, silver
8825 | 1195270000 | KTB MH 553520 S4E2 | Klippon TB MH (Terminal Box - Multi Hinge), Empty enclosure, stainless steel enclosure, Height: 550 mm, Width: 350 mm, Depth: 200 mm, Gland plates: Bottom, top, Material: Stainless steel 1.4404 (316L), electropolished, silver
8826 | 1195290000 | KTB MH 553520 S4E4 | Klippon TB MH (Terminal Box - Multi Hinge), Empty enclosure, stainless steel enclosure, Height: 550 mm, Width: 350 mm, Depth: 200 mm, Gland plates: Bottom, top, left, right, Material: Stainless steel 1.4404 (316L), electropolished, silver
8827 | 1195320000 | KTB MH 624515 S4E2 | Klippon TB MH (Terminal Box - Multi Hinge), Empty enclosure, stainless steel enclosure, Height: 620 mm, Width: 450 mm, Depth: 150 mm, Gland plates: Bottom, top, Material: Stainless steel 1.4404 (316L), electropolished, silver
8828 | 1195340000 | KTB MH 624515 S4E4 | Klippon TB MH (Terminal Box - Multi Hinge), Empty enclosure, stainless steel enclosure, Height: 620 mm, Width: 450 mm, Depth: 150 mm, Gland plates: Bottom, top, left, right, Material: Stainless steel 1.4404 (316L), electropolished, silver
8829 | 1195370000 | KTB MH 624520 S4E2 | Klippon TB MH (Terminal Box - Multi Hinge), Empty enclosure, stainless steel enclosure, Height: 620 mm, Width: 450 mm, Depth: 200 mm, Gland plates: Bottom, top, Material: Stainless steel 1.4404 (316L), electropolished, silver
8830 | 1195390000 | KTB MH 624520 S4E4 | Klippon TB MH (Terminal Box - Multi Hinge), Empty enclosure, stainless steel enclosure, Height: 620 mm, Width: 450 mm, Depth: 200 mm, Gland plates: Bottom, top, left, right, Material: Stainless steel 1.4404 (316L), electropolished, silver
8831 | 1195420000 | KTB MH 765015 S4E2 | Klippon TB MH (Terminal Box - Multi Hinge), Empty enclosure, stainless steel enclosure, Height: 762 mm, Width: 508 mm, Depth: 150 mm, Gland plates: Bottom, top, Material: Stainless steel 1.4404 (316L), electropolished, silver
8832 | 1195440000 | KTB MH 765015 S4E4 | Klippon TB MH (Terminal Box - Multi Hinge), Empty enclosure, stainless steel enclosure, Height: 762 mm, Width: 508 mm, Depth: 150 mm, Gland plates: Bottom, top, left, right, Material: Stainless steel 1.4404 (316L), electropolished, silver
8833 | 1195470000 | KTB MH 765020 S4E2 | Klippon TB MH (Terminal Box - Multi Hinge), Empty enclosure, stainless steel enclosure, Height: 762 mm, Width: 508 mm, Depth: 200 mm, Gland plates: Bottom, top, Material: Stainless steel 1.4404 (316L), electropolished, silver
8834 | 1195490000 | KTB MH 765020 S4E4 | Klippon TB MH (Terminal Box - Multi Hinge), Empty enclosure, stainless steel enclosure, Height: 762 mm, Width: 508 mm, Depth: 200 mm, Gland plates: Bottom, top, left, right, Material: Stainless steel 1.4404 (316L), electropolished, silver
8835 | 1195520000 | KTB MH 916115 S4E2 | Klippon TB MH (Terminal Box - Multi Hinge), Empty enclosure, stainless steel enclosure, Height: 914 mm, Width: 610 mm, Depth: 150 mm, Gland plates: Bottom, top, Material: Stainless steel 1.4404 (316L), electropolished, silver
8836 | 1195540000 | KTB MH 916115 S4E4 | Klippon TB MH (Terminal Box - Multi Hinge), Empty enclosure, stainless steel enclosure, Height: 914 mm, Width: 610 mm, Depth: 150 mm, Gland plates: Bottom, top, left, right, Material: Stainless steel 1.4404 (316L), electropolished, silver
8837 | 1195570000 | KTB MH 916120 S4E2 | Klippon TB MH (Terminal Box - Multi Hinge), Empty enclosure, stainless steel enclosure, Height: 914 mm, Width: 610 mm, Depth: 200 mm, Gland plates: Bottom, top, Material: Stainless steel 1.4404 (316L), electropolished, silver
8838 | 1195590000 | KTB MH 916120 S4E4 | Klippon TB MH (Terminal Box - Multi Hinge), Empty enclosure, stainless steel enclosure, Height: 914 mm, Width: 610 mm, Depth: 200 mm, Gland plates: Bottom, top, left, right, Material: Stainless steel 1.4404 (316L), electropolished, silver
8839 | 1195620000 | KTB MH 987420 S4E2 | Klippon TB MH (Terminal Box - Multi Hinge), Empty enclosure, stainless steel enclosure, Height: 980 mm, Width: 740 mm, Depth: 200 mm, Gland plates: Bottom, top, Material: Stainless steel 1.4404 (316L), electropolished, silver
8840 | 1195630000 | KTB MH 987420 S4E3 | Klippon TB MH (Terminal Box - Multi Hinge), Empty enclosure, stainless steel enclosure, Height: 980 mm, Width: 740 mm, Depth: 200 mm, Gland plates: Bottom, left, right, Material: Stainless steel 1.4404 (316L), electropolished, silver
8841 | 1195640000 | KTB MH 987420 S4E4 | Klippon TB MH (Terminal Box - Multi Hinge), Empty enclosure, stainless steel enclosure, Height: 980 mm, Width: 740 mm, Depth: 200 mm, Gland plates: Bottom, top, left, right, Material: Stainless steel 1.4404 (316L), electropolished, silver
8842 | 1195650000 | KTB FS 221513 S4E0 | Klippon TB FS (Terminal Box - Fixing Screw), Empty enclosure, stainless steel enclosure, Height: 229 mm, Width: 152 mm, Depth: 133 mm, Material: Stainless steel 1.4404 (316L), electropolished, silver
8843 | 1195660000 | KTB FS 221513 S4E1 | Klippon TB FS (Terminal Box - Fixing Screw), Empty enclosure, stainless steel enclosure, Height: 229 mm, Width: 152 mm, Depth: 133 mm, Gland plates: Bottom, Material: Stainless steel 1.4404 (316L), electropolished, silver
8844 | 1195670000 | KTB FS 221513 S4E2 | Klippon TB FS (Terminal Box - Fixing Screw), Empty enclosure, stainless steel enclosure, Height: 229 mm, Width: 152 mm, Depth: 133 mm, Gland plates: Bottom, top, Material: Stainless steel 1.4404 (316L), electropolished, silver
8845 | 1195680000 | KTB FS 221513 S4E3 | Klippon TB FS (Terminal Box - Fixing Screw), Empty enclosure, stainless steel enclosure, Height: 229 mm, Width: 152 mm, Depth: 133 mm, Gland plates: Bottom, left, right, Material: Stainless steel 1.4404 (316L), electropolished, silver
8846 | 1195690000 | KTB FS 221513 S4E4 | Klippon TB FS (Terminal Box - Fixing Screw), Empty enclosure, stainless steel enclosure, Height: 229 mm, Width: 152 mm, Depth: 133 mm, Gland plates: Bottom, top, left, right, Material: Stainless steel 1.4404 (316L), electropolished, silver
8847 | 1195700000 | KTB FS 262615 S4E0 | Klippon TB FS (Terminal Box - Fixing Screw), Empty enclosure, stainless steel enclosure, Height: 260 mm, Width: 260 mm, Depth: 150 mm, Material: Stainless steel 1.4404 (316L), electropolished, silver
8848 | 1195710000 | KTB FS 262615 S4E1 | Klippon TB FS (Terminal Box - Fixing Screw), Empty enclosure, stainless steel enclosure, Height: 260 mm, Width: 260 mm, Depth: 150 mm, Gland plates: Bottom, Material: Stainless steel 1.4404 (316L), electropolished, silver
8849 | 1195720000 | KTB FS 262615 S4E2 | Klippon TB FS (Terminal Box - Fixing Screw), Empty enclosure, stainless steel enclosure, Height: 260 mm, Width: 260 mm, Depth: 150 mm, Gland plates: Bottom, top, Material: Stainless steel 1.4404 (316L), electropolished, silver
8850 | 1195730000 | KTB FS 262615 S4E3 | Klippon TB FS (Terminal Box - Fixing Screw), Empty enclosure, stainless steel enclosure, Height: 260 mm, Width: 260 mm, Depth: 150 mm, Gland plates: Bottom, left, right, Material: Stainless steel 1.4404 (316L), electropolished, silver
8851 | 1195740000 | KTB FS 262615 S4E4 | Klippon TB FS (Terminal Box - Fixing Screw), Empty enclosure, stainless steel enclosure, Height: 260 mm, Width: 260 mm, Depth: 150 mm, Gland plates: Bottom, top, left, right, Material: Stainless steel 1.4404 (316L), electropolished, silver
8852 | 1195750000 | KTB FS 262620 S4E0 | Klippon TB FS (Terminal Box - Fixing Screw), Empty enclosure, stainless steel enclosure, Height: 260 mm, Width: 260 mm, Depth: 200 mm, Material: Stainless steel 1.4404 (316L), electropolished, silver
8853 | 1195760000 | KTB FS 262620 S4E1 | Klippon TB FS (Terminal Box - Fixing Screw), Empty enclosure, stainless steel enclosure, Height: 260 mm, Width: 260 mm, Depth: 200 mm, Gland plates: Bottom, Material: Stainless steel 1.4404 (316L), electropolished, silver
8854 | 1195770000 | KTB FS 262620 S4E2 | Klippon TB FS (Terminal Box - Fixing Screw), Empty enclosure, stainless steel enclosure, Height: 260 mm, Width: 260 mm, Depth: 200 mm, Gland plates: Bottom, top, Material: Stainless steel 1.4404 (316L), electropolished, silver
8855 | 1195780000 | KTB FS 262620 S4E3 | Klippon TB FS (Terminal Box - Fixing Screw), Empty enclosure, stainless steel enclosure, Height: 260 mm, Width: 260 mm, Depth: 200 mm, Gland plates: Bottom, left, right, Material: Stainless steel 1.4404 (316L), electropolished, silver
8856 | 1195790000 | KTB FS 262620 S4E4 | Klippon TB FS (Terminal Box - Fixing Screw), Empty enclosure, stainless steel enclosure, Height: 260 mm, Width: 260 mm, Depth: 200 mm, Gland plates: Bottom, top, left, right, Material: Stainless steel 1.4404 (316L), electropolished, silver
8857 | 1195800000 | KTB FS 303015 S4E0 | Klippon TB FS (Terminal Box - Fixing Screw), Empty enclosure, stainless steel enclosure, Height: 306 mm, Width: 306 mm, Depth: 150 mm, Material: Stainless steel 1.4404 (316L), electropolished, silver
8858 | 1195810000 | KTB FS 303015 S4E1 | Klippon TB FS (Terminal Box - Fixing Screw), Empty enclosure, stainless steel enclosure, Height: 306 mm, Width: 306 mm, Depth: 150 mm, Gland plates: Bottom, Material: Stainless steel 1.4404 (316L), electropolished, silver
8859 | 1195820000 | KTB FS 303015 S4E2 | Klippon TB FS (Terminal Box - Fixing Screw), Empty enclosure, stainless steel enclosure, Height: 306 mm, Width: 306 mm, Depth: 150 mm, Gland plates: Bottom, top, Material: Stainless steel 1.4404 (316L), electropolished, silver
8860 | 1195830000 | KTB FS 303015 S4E3 | Klippon TB FS (Terminal Box - Fixing Screw), Empty enclosure, stainless steel enclosure, Height: 306 mm, Width: 306 mm, Depth: 150 mm, Gland plates: Bottom, left, right, Material: Stainless steel 1.4404 (316L), electropolished, silver
8861 | 1195840000 | KTB FS 303015 S4E4 | Klippon TB FS (Terminal Box - Fixing Screw), Empty enclosure, stainless steel enclosure, Height: 306 mm, Width: 306 mm, Depth: 150 mm, Gland plates: Bottom, top, left, right, Material: Stainless steel 1.4404 (316L), electropolished, silver
8862 | 1195850000 | KTB FS 303020 S4E0 | Klippon TB FS (Terminal Box - Fixing Screw), Empty enclosure, stainless steel enclosure, Height: 306 mm, Width: 306 mm, Depth: 200 mm, Material: Stainless steel 1.4404 (316L), electropolished, silver
8863 | 1195860000 | KTB FS 303020 S4E1 | Klippon TB FS (Terminal Box - Fixing Screw), Empty enclosure, stainless steel enclosure, Height: 306 mm, Width: 306 mm, Depth: 200 mm, Gland plates: Bottom, Material: Stainless steel 1.4404 (316L), electropolished, silver
8864 | 1195870000 | KTB FS 303020 S4E2 | Klippon TB FS (Terminal Box - Fixing Screw), Empty enclosure, stainless steel enclosure, Height: 306 mm, Width: 306 mm, Depth: 200 mm, Gland plates: Bottom, top, Material: Stainless steel 1.4404 (316L), electropolished, silver
8865 | 1195880000 | KTB FS 303020 S4E3 | Klippon TB FS (Terminal Box - Fixing Screw), Empty enclosure, stainless steel enclosure, Height: 306 mm, Width: 306 mm, Depth: 200 mm, Gland plates: Bottom, left, right, Material: Stainless steel 1.4404 (316L), electropolished, silver
8866 | 1195890000 | KTB FS 303020 S4E4 | Klippon TB FS (Terminal Box - Fixing Screw), Empty enclosure, stainless steel enclosure, Height: 306 mm, Width: 306 mm, Depth: 200 mm, Gland plates: Bottom, top, left, right, Material: Stainless steel 1.4404 (316L), electropolished, silver
8867 | 1195900000 | KTB FS 352615 S4E0 | Klippon TB FS (Terminal Box - Fixing Screw), Empty enclosure, stainless steel enclosure, Height: 350 mm, Width: 260 mm, Depth: 150 mm, Material: Stainless steel 1.4404 (316L), electropolished, silver
8868 | 1195910000 | KTB FS 352615 S4E1 | Klippon TB FS (Terminal Box - Fixing Screw), Empty enclosure, stainless steel enclosure, Height: 350 mm, Width: 260 mm, Depth: 150 mm, Gland plates: Bottom, Material: Stainless steel 1.4404 (316L), electropolished, silver
8869 | 1195920000 | KTB FS 352615 S4E2 | Klippon TB FS (Terminal Box - Fixing Screw), Empty enclosure, stainless steel enclosure, Height: 350 mm, Width: 260 mm, Depth: 150 mm, Gland plates: Bottom, top, Material: Stainless steel 1.4404 (316L), electropolished, silver
8870 | 1195930000 | KTB FS 352615 S4E3 | Klippon TB FS (Terminal Box - Fixing Screw), Empty enclosure, stainless steel enclosure, Height: 350 mm, Width: 260 mm, Depth: 150 mm, Gland plates: Bottom, left, right, Material: Stainless steel 1.4404 (316L), electropolished, silver
8871 | 1195940000 | KTB FS 352615 S4E4 | Klippon TB FS (Terminal Box - Fixing Screw), Empty enclosure, stainless steel enclosure, Height: 350 mm, Width: 260 mm, Depth: 150 mm, Gland plates: Bottom, top, left, right, Material: Stainless steel 1.4404 (316L), electropolished, silver
8872 | 1195950000 | KTB FS 352620 S4E0 | Klippon TB FS (Terminal Box - Fixing Screw), Empty enclosure, stainless steel enclosure, Height: 350 mm, Width: 260 mm, Depth: 200 mm, Material: Stainless steel 1.4404 (316L), electropolished, silver
8873 | 1195960000 | KTB FS 352620 S4E1 | Klippon TB FS (Terminal Box - Fixing Screw), Empty enclosure, stainless steel enclosure, Height: 350 mm, Width: 260 mm, Depth: 200 mm, Gland plates: Bottom, Material: Stainless steel 1.4404 (316L), electropolished, silver
8874 | 1195970000 | KTB FS 352620 S4E2 | Klippon TB FS (Terminal Box - Fixing Screw), Empty enclosure, stainless steel enclosure, Height: 350 mm, Width: 260 mm, Depth: 200 mm, Gland plates: Bottom, top, Material: Stainless steel 1.4404 (316L), electropolished, silver
8875 | 1195980000 | KTB FS 352620 S4E3 | Klippon TB FS (Terminal Box - Fixing Screw), Empty enclosure, stainless steel enclosure, Height: 350 mm, Width: 260 mm, Depth: 200 mm, Gland plates: Bottom, left, right, Material: Stainless steel 1.4404 (316L), electropolished, silver
8876 | 1195990000 | KTB FS 352620 S4E4 | Klippon TB FS (Terminal Box - Fixing Screw), Empty enclosure, stainless steel enclosure, Height: 350 mm, Width: 260 mm, Depth: 200 mm, Gland plates: Bottom, top, left, right, Material: Stainless steel 1.4404 (316L), electropolished, silver
8877 | 1196000000 | KTB FS 403015 S4E0 | Klippon TB FS (Terminal Box - Fixing Screw), Empty enclosure, stainless steel enclosure, Height: 400 mm, Width: 300 mm, Depth: 150 mm, Material: Stainless steel 1.4404 (316L), electropolished, silver
8878 | 1196010000 | KTB FS 403015 S4E1 | Klippon TB FS (Terminal Box - Fixing Screw), Empty enclosure, stainless steel enclosure, Height: 400 mm, Width: 300 mm, Depth: 150 mm, Gland plates: Bottom, Material: Stainless steel 1.4404 (316L), electropolished, silver
8879 | 1196020000 | KTB FS 403015 S4E2 | Klippon TB FS (Terminal Box - Fixing Screw), Empty enclosure, stainless steel enclosure, Height: 400 mm, Width: 300 mm, Depth: 150 mm, Gland plates: Bottom, top, Material: Stainless steel 1.4404 (316L), electropolished, silver
8880 | 1196030000 | KTB FS 403015 S4E3 | Klippon TB FS (Terminal Box - Fixing Screw), Empty enclosure, stainless steel enclosure, Height: 400 mm, Width: 300 mm, Depth: 150 mm, Gland plates: Bottom, left, right, Material: Stainless steel 1.4404 (316L), electropolished, silver
8881 | 1196040000 | KTB FS 403015 S4E4 | Klippon TB FS (Terminal Box - Fixing Screw), Empty enclosure, stainless steel enclosure, Height: 400 mm, Width: 300 mm, Depth: 150 mm, Gland plates: Bottom, top, left, right, Material: Stainless steel 1.4404 (316L), electropolished, silver
8882 | 1196050000 | KTB FS 403020 S4E0 | Klippon TB FS (Terminal Box - Fixing Screw), Empty enclosure, stainless steel enclosure, Height: 400 mm, Width: 300 mm, Depth: 200 mm, Material: Stainless steel 1.4404 (316L), electropolished, silver
8883 | 1196060000 | KTB FS 403020 S4E1 | Klippon TB FS (Terminal Box - Fixing Screw), Empty enclosure, stainless steel enclosure, Height: 400 mm, Width: 300 mm, Depth: 200 mm, Gland plates: Bottom, Material: Stainless steel 1.4404 (316L), electropolished, silver
8884 | 1196070000 | KTB FS 403020 S4E2 | Klippon TB FS (Terminal Box - Fixing Screw), Empty enclosure, stainless steel enclosure, Height: 400 mm, Width: 300 mm, Depth: 200 mm, Gland plates: Bottom, top, Material: Stainless steel 1.4404 (316L), electropolished, silver
8885 | 1196080000 | KTB FS 403020 S4E3 | Klippon TB FS (Terminal Box - Fixing Screw), Empty enclosure, stainless steel enclosure, Height: 400 mm, Width: 300 mm, Depth: 200 mm, Gland plates: Bottom, left, right, Material: Stainless steel 1.4404 (316L), electropolished, silver
8886 | 1196090000 | KTB FS 403020 S4E4 | Klippon TB FS (Terminal Box - Fixing Screw), Empty enclosure, stainless steel enclosure, Height: 400 mm, Width: 300 mm, Depth: 200 mm, Gland plates: Bottom, top, left, right, Material: Stainless steel 1.4404 (316L), electropolished, silver
8887 | 1196100000 | KTB FS 453815 S4E0 | Klippon TB FS (Terminal Box - Fixing Screw), Empty enclosure, stainless steel enclosure, Height: 458 mm, Width: 382 mm, Depth: 150 mm, Material: Stainless steel 1.4404 (316L), electropolished, silver
8888 | 1196110000 | KTB FS 453815 S4E1 | Klippon TB FS (Terminal Box - Fixing Screw), Empty enclosure, stainless steel enclosure, Height: 458 mm, Width: 382 mm, Depth: 150 mm, Gland plates: Bottom, Material: Stainless steel 1.4404 (316L), electropolished, silver
8889 | 1196120000 | KTB FS 453815 S4E2 | Klippon TB FS (Terminal Box - Fixing Screw), Empty enclosure, stainless steel enclosure, Height: 458 mm, Width: 382 mm, Depth: 150 mm, Gland plates: Bottom, top, Material: Stainless steel 1.4404 (316L), electropolished, silver
8890 | 1196130000 | KTB FS 453815 S4E3 | Klippon TB FS (Terminal Box - Fixing Screw), Empty enclosure, stainless steel enclosure, Height: 458 mm, Width: 382 mm, Depth: 150 mm, Gland plates: Bottom, left, right, Material: Stainless steel 1.4404 (316L), electropolished, silver
8891 | 1196140000 | KTB FS 453815 S4E4 | Klippon TB FS (Terminal Box - Fixing Screw), Empty enclosure, stainless steel enclosure, Height: 458 mm, Width: 382 mm, Depth: 150 mm, Gland plates: Bottom, top, left, right, Material: Stainless steel 1.4404 (316L), electropolished, silver
8892 | 1196150000 | KTB FS 453820 S4E0 | Klippon TB FS (Terminal Box - Fixing Screw), Empty enclosure, stainless steel enclosure, Height: 458 mm, Width: 382 mm, Depth: 200 mm, Material: Stainless steel 1.4404 (316L), electropolished, silver
8893 | 1196160000 | KTB FS 453820 S4E1 | Klippon TB FS (Terminal Box - Fixing Screw), Empty enclosure, stainless steel enclosure, Height: 458 mm, Width: 382 mm, Depth: 200 mm, Gland plates: Bottom, Material: Stainless steel 1.4404 (316L), electropolished, silver
8894 | 1196170000 | KTB FS 453820 S4E2 | Klippon TB FS (Terminal Box - Fixing Screw), Empty enclosure, stainless steel enclosure, Height: 458 mm, Width: 382 mm, Depth: 200 mm, Gland plates: Bottom, top, Material: Stainless steel 1.4404 (316L), electropolished, silver
8895 | 1196180000 | KTB FS 453820 S4E3 | Klippon TB FS (Terminal Box - Fixing Screw), Empty enclosure, stainless steel enclosure, Height: 458 mm, Width: 382 mm, Depth: 200 mm, Gland plates: Bottom, left, right, Material: Stainless steel 1.4404 (316L), electropolished, silver
8896 | 1196190000 | KTB FS 453820 S4E4 | Klippon TB FS (Terminal Box - Fixing Screw), Empty enclosure, stainless steel enclosure, Height: 458 mm, Width: 382 mm, Depth: 200 mm, Gland plates: Bottom, top, left, right, Material: Stainless steel 1.4404 (316L), electropolished, silver
8897 | 1196200000 | KTB FS 484815 S4E0 | Klippon TB FS (Terminal Box - Fixing Screw), Empty enclosure, stainless steel enclosure, Height: 480 mm, Width: 480 mm, Depth: 150 mm, Material: Stainless steel 1.4404 (316L), electropolished, silver
8898 | 1196210000 | KTB FS 484815 S4E1 | Klippon TB FS (Terminal Box - Fixing Screw), Empty enclosure, stainless steel enclosure, Height: 480 mm, Width: 480 mm, Depth: 150 mm, Gland plates: Bottom, Material: Stainless steel 1.4404 (316L), electropolished, silver
8899 | 1196220000 | KTB FS 484815 S4E2 | Klippon TB FS (Terminal Box - Fixing Screw), Empty enclosure, stainless steel enclosure, Height: 480 mm, Width: 480 mm, Depth: 150 mm, Gland plates: Bottom, top, Material: Stainless steel 1.4404 (316L), electropolished, silver
8900 | 1196230000 | KTB FS 484815 S4E3 | Klippon TB FS (Terminal Box - Fixing Screw), Empty enclosure, stainless steel enclosure, Height: 480 mm, Width: 480 mm, Depth: 150 mm, Gland plates: Bottom, left, right, Material: Stainless steel 1.4404 (316L), electropolished, silver
8901 | 1196240000 | KTB FS 484815 S4E4 | Klippon TB FS (Terminal Box - Fixing Screw), Empty enclosure, stainless steel enclosure, Height: 480 mm, Width: 480 mm, Depth: 150 mm, Gland plates: Bottom, top, left, right, Material: Stainless steel 1.4404 (316L), electropolished, silver
8902 | 1196250000 | KTB FS 484820 S4E0 | Klippon TB FS (Terminal Box - Fixing Screw), Empty enclosure, stainless steel enclosure, Height: 480 mm, Width: 480 mm, Depth: 200 mm, Material: Stainless steel 1.4404 (316L), electropolished, silver
8903 | 1196260000 | KTB FS 484820 S4E1 | Klippon TB FS (Terminal Box - Fixing Screw), Empty enclosure, stainless steel enclosure, Height: 480 mm, Width: 480 mm, Depth: 200 mm, Gland plates: Bottom, Material: Stainless steel 1.4404 (316L), electropolished, silver
8904 | 1196270000 | KTB FS 484820 S4E2 | Klippon TB FS (Terminal Box - Fixing Screw), Empty enclosure, stainless steel enclosure, Height: 480 mm, Width: 480 mm, Depth: 200 mm, Gland plates: Bottom, top, Material: Stainless steel 1.4404 (316L), electropolished, silver
8905 | 1196280000 | KTB FS 484820 S4E3 | Klippon TB FS (Terminal Box - Fixing Screw), Empty enclosure, stainless steel enclosure, Height: 480 mm, Width: 480 mm, Depth: 200 mm, Gland plates: Bottom, left, right, Material: Stainless steel 1.4404 (316L), electropolished, silver
8906 | 1196290000 | KTB FS 484820 S4E4 | Klippon TB FS (Terminal Box - Fixing Screw), Empty enclosure, stainless steel enclosure, Height: 480 mm, Width: 480 mm, Depth: 200 mm, Gland plates: Bottom, top, left, right, Material: Stainless steel 1.4404 (316L), electropolished, silver
8907 | 1196360000 | KTB FS 553520 S4E1 | Klippon TB FS (Terminal Box - Fixing Screw), Empty enclosure, stainless steel enclosure, Height: 550 mm, Width: 350 mm, Depth: 200 mm, Gland plates: Bottom, Material: Stainless steel 1.4404 (316L), electropolished, silver
8908 | 1196370000 | KTB FS 553520 S4E2 | Klippon TB FS (Terminal Box - Fixing Screw), Empty enclosure, stainless steel enclosure, Height: 550 mm, Width: 350 mm, Depth: 200 mm, Gland plates: Bottom, top, Material: Stainless steel 1.4404 (316L), electropolished, silver
8909 | 1196380000 | KTB FS 553520 S4E3 | Klippon TB FS (Terminal Box - Fixing Screw), Empty enclosure, stainless steel enclosure, Height: 550 mm, Width: 350 mm, Depth: 200 mm, Gland plates: Bottom, left, right, Material: Stainless steel 1.4404 (316L), electropolished, silver
8910 | 1196390000 | KTB FS 553520 S4E4 | Klippon TB FS (Terminal Box - Fixing Screw), Empty enclosure, stainless steel enclosure, Height: 550 mm, Width: 350 mm, Depth: 200 mm, Gland plates: Bottom, top, left, right, Material: Stainless steel 1.4404 (316L), electropolished, silver
8911 | 1196400000 | KTB FS 624515 S4E0 | Klippon TB FS (Terminal Box - Fixing Screw), Empty enclosure, stainless steel enclosure, Height: 620 mm, Width: 450 mm, Depth: 150 mm, Material: Stainless steel 1.4404 (316L), electropolished, silver
8912 | 1196410000 | KTB FS 624515 S4E1 | Klippon TB FS (Terminal Box - Fixing Screw), Empty enclosure, stainless steel enclosure, Height: 620 mm, Width: 450 mm, Depth: 150 mm, Gland plates: Bottom, Material: Stainless steel 1.4404 (316L), electropolished, silver
8913 | 1196420000 | KTB FS 624515 S4E2 | Klippon TB FS (Terminal Box - Fixing Screw), Empty enclosure, stainless steel enclosure, Height: 620 mm, Width: 450 mm, Depth: 150 mm, Gland plates: Bottom, top, Material: Stainless steel 1.4404 (316L), electropolished, silver
8914 | 1196470000 | KTB FS 624520 S4E2 | Klippon TB FS (Terminal Box - Fixing Screw), Empty enclosure, stainless steel enclosure, Height: 620 mm, Width: 450 mm, Depth: 200 mm, Gland plates: Bottom, top, Material: Stainless steel 1.4404 (316L), electropolished, silver
8915 | 1196480000 | KTB FS 624520 S4E3 | Klippon TB FS (Terminal Box - Fixing Screw), Empty enclosure, stainless steel enclosure, Height: 620 mm, Width: 450 mm, Depth: 200 mm, Gland plates: Bottom, left, right, Material: Stainless steel 1.4404 (316L), electropolished, silver
8916 | 1196490000 | KTB FS 624520 S4E4 | Klippon TB FS (Terminal Box - Fixing Screw), Empty enclosure, stainless steel enclosure, Height: 620 mm, Width: 450 mm, Depth: 200 mm, Gland plates: Bottom, top, left, right, Material: Stainless steel 1.4404 (316L), electropolished, silver
8917 | 1196500000 | KTB FS 765015 S4E0 | Klippon TB FS (Terminal Box - Fixing Screw), Empty enclosure, stainless steel enclosure, Height: 762 mm, Width: 508 mm, Depth: 150 mm, Material: Stainless steel 1.4404 (316L), electropolished, silver
8918 | 1196510000 | KTB FS 765015 S4E1 | Klippon TB FS (Terminal Box - Fixing Screw), Empty enclosure, stainless steel enclosure, Height: 762 mm, Width: 508 mm, Depth: 150 mm, Gland plates: Bottom, Material: Stainless steel 1.4404 (316L), electropolished, silver
8919 | 1196520000 | KTB FS 765015 S4E2 | Klippon TB FS (Terminal Box - Fixing Screw), Empty enclosure, stainless steel enclosure, Height: 762 mm, Width: 508 mm, Depth: 150 mm, Gland plates: Bottom, top, Material: Stainless steel 1.4404 (316L), electropolished, silver
8920 | 1196530000 | KTB FS 765015 S4E3 | Klippon TB FS (Terminal Box - Fixing Screw), Empty enclosure, stainless steel enclosure, Height: 762 mm, Width: 508 mm, Depth: 150 mm, Gland plates: Bottom, left, right, Material: Stainless steel 1.4404 (316L), electropolished, silver
8921 | 1196540000 | KTB FS 765015 S4E4 | Klippon TB FS (Terminal Box - Fixing Screw), Empty enclosure, stainless steel enclosure, Height: 762 mm, Width: 508 mm, Depth: 150 mm, Gland plates: Bottom, top, left, right, Material: Stainless steel 1.4404 (316L), electropolished, silver
8922 | 1196550000 | KTB FS 765020 S4E0 | Klippon TB FS (Terminal Box - Fixing Screw), Empty enclosure, stainless steel enclosure, Height: 762 mm, Width: 508 mm, Depth: 200 mm, Material: Stainless steel 1.4404 (316L), electropolished, silver
8923 | 1196560000 | KTB FS 765020 S4E1 | Klippon TB FS (Terminal Box - Fixing Screw), Empty enclosure, stainless steel enclosure, Height: 762 mm, Width: 508 mm, Depth: 200 mm, Gland plates: Bottom, Material: Stainless steel 1.4404 (316L), electropolished, silver
8924 | 1196570000 | KTB FS 765020 S4E2 | Klippon TB FS (Terminal Box - Fixing Screw), Empty enclosure, stainless steel enclosure, Height: 762 mm, Width: 508 mm, Depth: 200 mm, Gland plates: Bottom, top, Material: Stainless steel 1.4404 (316L), electropolished, silver
8925 | 1196580000 | KTB FS 765020 S4E3 | Klippon TB FS (Terminal Box - Fixing Screw), Empty enclosure, stainless steel enclosure, Height: 762 mm, Width: 508 mm, Depth: 200 mm, Gland plates: Bottom, left, right, Material: Stainless steel 1.4404 (316L), electropolished, silver
8926 | 1196590000 | KTB FS 765020 S4E4 | Klippon TB FS (Terminal Box - Fixing Screw), Empty enclosure, stainless steel enclosure, Height: 762 mm, Width: 508 mm, Depth: 200 mm, Gland plates: Bottom, top, left, right, Material: Stainless steel 1.4404 (316L), electropolished, silver
8927 | 1196600000 | KTB FS 916115 S4E0 | Klippon TB FS (Terminal Box - Fixing Screw), Empty enclosure, stainless steel enclosure, Height: 914 mm, Width: 610 mm, Depth: 150 mm, Material: Stainless steel 1.4404 (316L), electropolished, silver
8928 | 1196610000 | KTB FS 916115 S4E1 | Klippon TB FS (Terminal Box - Fixing Screw), Empty enclosure, stainless steel enclosure, Height: 914 mm, Width: 610 mm, Depth: 150 mm, Gland plates: Bottom, Material: Stainless steel 1.4404 (316L), electropolished, silver
8929 | 1196620000 | KTB FS 916115 S4E2 | Klippon TB FS (Terminal Box - Fixing Screw), Empty enclosure, stainless steel enclosure, Height: 914 mm, Width: 610 mm, Depth: 150 mm, Gland plates: Bottom, top, Material: Stainless steel 1.4404 (316L), electropolished, silver
8930 | 1196630000 | KTB FS 916115 S4E3 | Klippon TB FS (Terminal Box - Fixing Screw), Empty enclosure, stainless steel enclosure, Height: 914 mm, Width: 610 mm, Depth: 150 mm, Gland plates: Bottom, left, right, Material: Stainless steel 1.4404 (316L), electropolished, silver
8931 | 1196640000 | KTB FS 916115 S4E4 | Klippon TB FS (Terminal Box - Fixing Screw), Empty enclosure, stainless steel enclosure, Height: 914 mm, Width: 610 mm, Depth: 150 mm, Gland plates: Bottom, top, left, right, Material: Stainless steel 1.4404 (316L), electropolished, silver
8932 | 1196650000 | KTB FS 916120 S4E0 | Klippon TB FS (Terminal Box - Fixing Screw), Empty enclosure, stainless steel enclosure, Height: 914 mm, Width: 610 mm, Depth: 200 mm, Material: Stainless steel 1.4404 (316L), electropolished, silver
8933 | 1196660000 | KTB FS 916120 S4E1 | Klippon TB FS (Terminal Box - Fixing Screw), Empty enclosure, stainless steel enclosure, Height: 914 mm, Width: 610 mm, Depth: 200 mm, Gland plates: Bottom, Material: Stainless steel 1.4404 (316L), electropolished, silver
8934 | 1196670000 | KTB FS 916120 S4E2 | Klippon TB FS (Terminal Box - Fixing Screw), Empty enclosure, stainless steel enclosure, Height: 914 mm, Width: 610 mm, Depth: 200 mm, Gland plates: Bottom, top, Material: Stainless steel 1.4404 (316L), electropolished, silver
8935 | 1196680000 | KTB FS 916120 S4E3 | Klippon TB FS (Terminal Box - Fixing Screw), Empty enclosure, stainless steel enclosure, Height: 914 mm, Width: 610 mm, Depth: 200 mm, Gland plates: Bottom, left, right, Material: Stainless steel 1.4404 (316L), electropolished, silver
8936 | 1196690000 | KTB FS 916120 S4E4 | Klippon TB FS (Terminal Box - Fixing Screw), Empty enclosure, stainless steel enclosure, Height: 914 mm, Width: 610 mm, Depth: 200 mm, Gland plates: Bottom, top, left, right, Material: Stainless steel 1.4404 (316L), electropolished, silver
8937 | 1196700000 | KTB FS 987420 S4E0 | Klippon TB FS (Terminal Box - Fixing Screw), Empty enclosure, stainless steel enclosure, Height: 980 mm, Width: 740 mm, Depth: 200 mm, Material: Stainless steel 1.4404 (316L), electropolished, silver
8938 | 1196710000 | KTB FS 987420 S4E1 | Klippon TB FS (Terminal Box - Fixing Screw), Empty enclosure, stainless steel enclosure, Height: 980 mm, Width: 740 mm, Depth: 200 mm, Gland plates: Bottom, Material: Stainless steel 1.4404 (316L), electropolished, silver
8939 | 1196720000 | KTB FS 987420 S4E2 | Klippon TB FS (Terminal Box - Fixing Screw), Empty enclosure, stainless steel enclosure, Height: 980 mm, Width: 740 mm, Depth: 200 mm, Gland plates: Bottom, top, Material: Stainless steel 1.4404 (316L), electropolished, silver
8940 | 1196730000 | KTB FS 987420 S4E3 | Klippon TB FS (Terminal Box - Fixing Screw), Empty enclosure, stainless steel enclosure, Height: 980 mm, Width: 740 mm, Depth: 200 mm, Gland plates: Bottom, left, right, Material: Stainless steel 1.4404 (316L), electropolished, silver
8941 | 1196740000 | KTB FS 987420 S4E4 | Klippon TB FS (Terminal Box - Fixing Screw), Empty enclosure, stainless steel enclosure, Height: 980 mm, Width: 740 mm, Depth: 200 mm, Gland plates: Bottom, top, left, right, Material: Stainless steel 1.4404 (316L), electropolished, silver
8942 | 1199850000 | KTB QL 221513 S4E0 | Klippon TB QL (Terminal Box - Quarter Lock), Empty enclosure, stainless steel enclosure, Height: 229 mm, Width: 152 mm, Depth: 133 mm, Material: Stainless steel 1.4404 (316L), electropolished, silver
8943 | 1199860000 | KTB QL 221513 S4E1 | Klippon TB QL (Terminal Box - Quarter Lock), Empty enclosure, stainless steel enclosure, Height: 229 mm, Width: 152 mm, Depth: 133 mm, Gland plates: Bottom, Material: Stainless steel 1.4404 (316L), electropolished, silver
8944 | 1199870000 | KTB QL 221513 S4E2 | Klippon TB QL (Terminal Box - Quarter Lock), Empty enclosure, stainless steel enclosure, Height: 229 mm, Width: 152 mm, Depth: 133 mm, Gland plates: Bottom, top, Material: Stainless steel 1.4404 (316L), electropolished, silver
8945 | 1199880000 | KTB QL 221513 S4E3 | Klippon TB QL (Terminal Box - Quarter Lock), Empty enclosure, stainless steel enclosure, Height: 229 mm, Width: 152 mm, Depth: 133 mm, Gland plates: Bottom, left, right, Material: Stainless steel 1.4404 (316L), electropolished, silver
8946 | 1199900000 | KTB QL 262615 S4E0 | Klippon TB QL (Terminal Box - Quarter Lock), Empty enclosure, stainless steel enclosure, Height: 260 mm, Width: 260 mm, Depth: 150 mm, Material: Stainless steel 1.4404 (316L), electropolished, silver
8947 | 1199910000 | KTB QL 262615 S4E1 | Klippon TB QL (Terminal Box - Quarter Lock), Empty enclosure, stainless steel enclosure, Height: 260 mm, Width: 260 mm, Depth: 150 mm, Gland plates: Bottom, Material: Stainless steel 1.4404 (316L), electropolished, silver
8948 | 1199920000 | KTB QL 262615 S4E2 | Klippon TB QL (Terminal Box - Quarter Lock), Empty enclosure, stainless steel enclosure, Height: 260 mm, Width: 260 mm, Depth: 150 mm, Gland plates: Bottom, top, Material: Stainless steel 1.4404 (316L), electropolished, silver
8949 | 1199930000 | KTB QL 262615 S4E3 | Klippon TB QL (Terminal Box - Quarter Lock), Empty enclosure, stainless steel enclosure, Height: 260 mm, Width: 260 mm, Depth: 150 mm, Gland plates: Bottom, left, right, Material: Stainless steel 1.4404 (316L), electropolished, silver
8950 | 1199940000 | KTB QL 262615 S4E4 | Klippon TB QL (Terminal Box - Quarter Lock), Empty enclosure, stainless steel enclosure, Height: 260 mm, Width: 260 mm, Depth: 150 mm, Gland plates: Bottom, top, left, right, Material: Stainless steel 1.4404 (316L), electropolished, silver
8951 | 1199950000 | KTB QL 262620 S4E0 | Klippon TB QL (Terminal Box - Quarter Lock), Empty enclosure, stainless steel enclosure, Height: 260 mm, Width: 260 mm, Depth: 200 mm, Material: Stainless steel 1.4404 (316L), electropolished, silver
8952 | 1199960000 | KTB QL 262620 S4E1 | Klippon TB QL (Terminal Box - Quarter Lock), Empty enclosure, stainless steel enclosure, Height: 260 mm, Width: 260 mm, Depth: 200 mm, Gland plates: Bottom, Material: Stainless steel 1.4404 (316L), electropolished, silver
8953 | 1199970000 | KTB QL 262620 S4E2 | Klippon TB QL (Terminal Box - Quarter Lock), Empty enclosure, stainless steel enclosure, Height: 260 mm, Width: 260 mm, Depth: 200 mm, Gland plates: Bottom, top, Material: Stainless steel 1.4404 (316L), electropolished, silver
8954 | 1199980000 | KTB QL 262620 S4E3 | Klippon TB QL (Terminal Box - Quarter Lock), Empty enclosure, stainless steel enclosure, Height: 260 mm, Width: 260 mm, Depth: 200 mm, Gland plates: Bottom, left, right, Material: Stainless steel 1.4404 (316L), electropolished, silver
8955 | 1199990000 | KTB QL 262620 S4E4 | Klippon TB QL (Terminal Box - Quarter Lock), Empty enclosure, stainless steel enclosure, Height: 260 mm, Width: 260 mm, Depth: 200 mm, Gland plates: Bottom, top, left, right, Material: Stainless steel 1.4404 (316L), electropolished, silver
8956 | 1200010000 | KTB QL 303015 S4E0 | Klippon TB QL (Terminal Box - Quarter Lock), Empty enclosure, stainless steel enclosure, Height: 306 mm, Width: 306 mm, Depth: 150 mm, Material: Stainless steel 1.4404 (316L), electropolished, silver
8957 | 1200020000 | KTB QL 303015 S4E1 | Klippon TB QL (Terminal Box - Quarter Lock), Empty enclosure, stainless steel enclosure, Height: 306 mm, Width: 306 mm, Depth: 150 mm, Gland plates: Bottom, Material: Stainless steel 1.4404 (316L), electropolished, silver
8958 | 1200030000 | KTB QL 303015 S4E2 | Klippon TB QL (Terminal Box - Quarter Lock), Empty enclosure, stainless steel enclosure, Height: 306 mm, Width: 306 mm, Depth: 150 mm, Gland plates: Bottom, top, Material: Stainless steel 1.4404 (316L), electropolished, silver
8959 | 1200040000 | KTB QL 303015 S4E3 | Klippon TB QL (Terminal Box - Quarter Lock), Empty enclosure, stainless steel enclosure, Height: 306 mm, Width: 306 mm, Depth: 150 mm, Gland plates: Bottom, left, right, Material: Stainless steel 1.4404 (316L), electropolished, silver
8960 | 1200050000 | KTB QL 303015 S4E4 | Klippon TB QL (Terminal Box - Quarter Lock), Empty enclosure, stainless steel enclosure, Height: 306 mm, Width: 306 mm, Depth: 150 mm, Gland plates: Bottom, top, left, right, Material: Stainless steel 1.4404 (316L), electropolished, silver
8961 | 1200060000 | KTB QL 303020 S4E0 | Klippon TB QL (Terminal Box - Quarter Lock), Empty enclosure, stainless steel enclosure, Height: 306 mm, Width: 306 mm, Depth: 200 mm, Material: Stainless steel 1.4404 (316L), electropolished, silver
8962 | 1200070000 | KTB QL 303020 S4E1 | Klippon TB QL (Terminal Box - Quarter Lock), Empty enclosure, stainless steel enclosure, Height: 306 mm, Width: 306 mm, Depth: 200 mm, Gland plates: Bottom, Material: Stainless steel 1.4404 (316L), electropolished, silver
8963 | 1200080000 | KTB QL 303020 S4E2 | Klippon TB QL (Terminal Box - Quarter Lock), Empty enclosure, stainless steel enclosure, Height: 306 mm, Width: 306 mm, Depth: 200 mm, Gland plates: Bottom, top, Material: Stainless steel 1.4404 (316L), electropolished, silver
8964 | 1200100000 | KTB QL 303020 S4E4 | Klippon TB QL (Terminal Box - Quarter Lock), Empty enclosure, stainless steel enclosure, Height: 306 mm, Width: 306 mm, Depth: 200 mm, Gland plates: Bottom, top, left, right, Material: Stainless steel 1.4404 (316L), electropolished, silver
8965 | 1200110000 | KTB QL 352615 S4E0 | Klippon TB QL (Terminal Box - Quarter Lock), Empty enclosure, stainless steel enclosure, Height: 350 mm, Width: 260 mm, Depth: 150 mm, Material: Stainless steel 1.4404 (316L), electropolished, silver
8966 | 1200120000 | KTB QL 352615 S4E1 | Klippon TB QL (Terminal Box - Quarter Lock), Empty enclosure, stainless steel enclosure, Height: 350 mm, Width: 260 mm, Depth: 150 mm, Gland plates: Bottom, Material: Stainless steel 1.4404 (316L), electropolished, silver
8967 | 1200130000 | KTB QL 352615 S4E2 | Klippon TB QL (Terminal Box - Quarter Lock), Empty enclosure, stainless steel enclosure, Height: 350 mm, Width: 260 mm, Depth: 150 mm, Gland plates: Bottom, top, Material: Stainless steel 1.4404 (316L), electropolished, silver
8968 | 1200140000 | KTB QL 352615 S4E3 | Klippon TB QL (Terminal Box - Quarter Lock), Empty enclosure, stainless steel enclosure, Height: 350 mm, Width: 260 mm, Depth: 150 mm, Gland plates: Bottom, left, right, Material: Stainless steel 1.4404 (316L), electropolished, silver
8969 | 1200150000 | KTB QL 352615 S4E4 | Klippon TB QL (Terminal Box - Quarter Lock), Empty enclosure, stainless steel enclosure, Height: 350 mm, Width: 260 mm, Depth: 150 mm, Gland plates: Bottom, top, left, right, Material: Stainless steel 1.4404 (316L), electropolished, silver
8970 | 1200160000 | KTB QL 352620 S4E0 | Klippon TB QL (Terminal Box - Quarter Lock), Empty enclosure, stainless steel enclosure, Height: 350 mm, Width: 260 mm, Depth: 200 mm, Material: Stainless steel 1.4404 (316L), electropolished, silver
8971 | 1200170000 | KTB QL 352620 S4E1 | Klippon TB QL (Terminal Box - Quarter Lock), Empty enclosure, stainless steel enclosure, Height: 350 mm, Width: 260 mm, Depth: 200 mm, Gland plates: Bottom, Material: Stainless steel 1.4404 (316L), electropolished, silver
8972 | 1200180000 | KTB QL 352620 S4E2 | Klippon TB QL (Terminal Box - Quarter Lock), Empty enclosure, stainless steel enclosure, Height: 350 mm, Width: 260 mm, Depth: 200 mm, Gland plates: Bottom, top, Material: Stainless steel 1.4404 (316L), electropolished, silver
8973 | 1200190000 | KTB QL 352620 S4E3 | Klippon TB QL (Terminal Box - Quarter Lock), Empty enclosure, stainless steel enclosure, Height: 350 mm, Width: 260 mm, Depth: 200 mm, Gland plates: Bottom, left, right, Material: Stainless steel 1.4404 (316L), electropolished, silver
8974 | 1200210000 | KTB QL 352620 S4E4 | Klippon TB QL (Terminal Box - Quarter Lock), Empty enclosure, stainless steel enclosure, Height: 350 mm, Width: 260 mm, Depth: 200 mm, Gland plates: Bottom, top, left, right, Material: Stainless steel 1.4404 (316L), electropolished, silver
8975 | 1200220000 | KTB QL 403015 S4E0 | Klippon TB QL (Terminal Box - Quarter Lock), Empty enclosure, stainless steel enclosure, Height: 400 mm, Width: 300 mm, Depth: 150 mm, Material: Stainless steel 1.4404 (316L), electropolished, silver
8976 | 1200230000 | KTB QL 403015 S4E1 | Klippon TB QL (Terminal Box - Quarter Lock), Empty enclosure, stainless steel enclosure, Height: 400 mm, Width: 300 mm, Depth: 150 mm, Gland plates: Bottom, Material: Stainless steel 1.4404 (316L), electropolished, silver
8977 | 1200240000 | KTB QL 403015 S4E2 | Klippon TB QL (Terminal Box - Quarter Lock), Empty enclosure, stainless steel enclosure, Height: 400 mm, Width: 300 mm, Depth: 150 mm, Gland plates: Bottom, top, Material: Stainless steel 1.4404 (316L), electropolished, silver
8978 | 1200250000 | KTB QL 403015 S4E3 | Klippon TB QL (Terminal Box - Quarter Lock), Empty enclosure, stainless steel enclosure, Height: 400 mm, Width: 300 mm, Depth: 150 mm, Gland plates: Bottom, left, right, Material: Stainless steel 1.4404 (316L), electropolished, silver
8979 | 1200260000 | KTB QL 403015 S4E4 | Klippon TB QL (Terminal Box - Quarter Lock), Empty enclosure, stainless steel enclosure, Height: 400 mm, Width: 300 mm, Depth: 150 mm, Gland plates: Bottom, top, left, right, Material: Stainless steel 1.4404 (316L), electropolished, silver
8980 | 1200270000 | KTB QL 403020 S4E0 | Klippon TB QL (Terminal Box - Quarter Lock), Empty enclosure, stainless steel enclosure, Height: 400 mm, Width: 300 mm, Depth: 200 mm, Material: Stainless steel 1.4404 (316L), electropolished, silver
8981 | 1200280000 | KTB QL 403020 S4E1 | Klippon TB QL (Terminal Box - Quarter Lock), Empty enclosure, stainless steel enclosure, Height: 400 mm, Width: 300 mm, Depth: 200 mm, Gland plates: Bottom, Material: Stainless steel 1.4404 (316L), electropolished, silver
8982 | 1200290000 | KTB QL 403020 S4E2 | Klippon TB QL (Terminal Box - Quarter Lock), Empty enclosure, stainless steel enclosure, Height: 400 mm, Width: 300 mm, Depth: 200 mm, Gland plates: Bottom, top, Material: Stainless steel 1.4404 (316L), electropolished, silver
8983 | 1200310000 | KTB QL 403020 S4E3 | Klippon TB QL (Terminal Box - Quarter Lock), Empty enclosure, stainless steel enclosure, Height: 400 mm, Width: 300 mm, Depth: 200 mm, Gland plates: Bottom, left, right, Material: Stainless steel 1.4404 (316L), electropolished, silver
8984 | 1200320000 | KTB QL 403020 S4E4 | Klippon TB QL (Terminal Box - Quarter Lock), Empty enclosure, stainless steel enclosure, Height: 400 mm, Width: 300 mm, Depth: 200 mm, Gland plates: Bottom, top, left, right, Material: Stainless steel 1.4404 (316L), electropolished, silver
8985 | 1200330000 | KTB QL 453815 S4E0 | Klippon TB QL (Terminal Box - Quarter Lock), Empty enclosure, stainless steel enclosure, Height: 458 mm, Width: 382 mm, Depth: 150 mm, Material: Stainless steel 1.4404 (316L), electropolished, silver
8986 | 1200340000 | KTB QL 453815 S4E1 | Klippon TB QL (Terminal Box - Quarter Lock), Empty enclosure, stainless steel enclosure, Height: 458 mm, Width: 382 mm, Depth: 150 mm, Gland plates: Bottom, Material: Stainless steel 1.4404 (316L), electropolished, silver
8987 | 1200350000 | KTB QL 453815 S4E2 | Klippon TB QL (Terminal Box - Quarter Lock), Empty enclosure, stainless steel enclosure, Height: 458 mm, Width: 382 mm, Depth: 150 mm, Gland plates: Bottom, top, Material: Stainless steel 1.4404 (316L), electropolished, silver
8988 | 1200360000 | KTB QL 453815 S4E3 | Klippon TB QL (Terminal Box - Quarter Lock), Empty enclosure, stainless steel enclosure, Height: 458 mm, Width: 382 mm, Depth: 150 mm, Gland plates: Bottom, left, right, Material: Stainless steel 1.4404 (316L), electropolished, silver
8989 | 1200370000 | KTB QL 453815 S4E4 | Klippon TB QL (Terminal Box - Quarter Lock), Empty enclosure, stainless steel enclosure, Height: 458 mm, Width: 382 mm, Depth: 150 mm, Gland plates: Bottom, top, left, right, Material: Stainless steel 1.4404 (316L), electropolished, silver
8990 | 1200380000 | KTB QL 453820 S4E0 | Klippon TB QL (Terminal Box - Quarter Lock), Empty enclosure, stainless steel enclosure, Height: 458 mm, Width: 382 mm, Depth: 200 mm, Material: Stainless steel 1.4404 (316L), electropolished, silver
8991 | 1200390000 | KTB QL 453820 S4E1 | Klippon TB QL (Terminal Box - Quarter Lock), Empty enclosure, stainless steel enclosure, Height: 458 mm, Width: 382 mm, Depth: 200 mm, Gland plates: Bottom, Material: Stainless steel 1.4404 (316L), electropolished, silver
8992 | 1200410000 | KTB QL 453820 S4E2 | Klippon TB QL (Terminal Box - Quarter Lock), Empty enclosure, stainless steel enclosure, Height: 458 mm, Width: 382 mm, Depth: 200 mm, Gland plates: Bottom, top, Material: Stainless steel 1.4404 (316L), electropolished, silver
8993 | 1200420000 | KTB QL 453820 S4E3 | Klippon TB QL (Terminal Box - Quarter Lock), Empty enclosure, stainless steel enclosure, Height: 458 mm, Width: 382 mm, Depth: 200 mm, Gland plates: Bottom, left, right, Material: Stainless steel 1.4404 (316L), electropolished, silver
8994 | 1200430000 | KTB QL 453820 S4E4 | Klippon TB QL (Terminal Box - Quarter Lock), Empty enclosure, stainless steel enclosure, Height: 458 mm, Width: 382 mm, Depth: 200 mm, Gland plates: Bottom, top, left, right, Material: Stainless steel 1.4404 (316L), electropolished, silver
8995 | 1200440000 | KTB QL 484815 S4E0 | Klippon TB QL (Terminal Box - Quarter Lock), Empty enclosure, stainless steel enclosure, Height: 480 mm, Width: 480 mm, Depth: 150 mm, Material: Stainless steel 1.4404 (316L), electropolished, silver
8996 | 1200450000 | KTB QL 484815 S4E1 | Klippon TB QL (Terminal Box - Quarter Lock), Empty enclosure, stainless steel enclosure, Height: 480 mm, Width: 480 mm, Depth: 150 mm, Gland plates: Bottom, Material: Stainless steel 1.4404 (316L), electropolished, silver
8997 | 1200460000 | KTB QL 484815 S4E2 | Klippon TB QL (Terminal Box - Quarter Lock), Empty enclosure, stainless steel enclosure, Height: 480 mm, Width: 480 mm, Depth: 150 mm, Gland plates: Bottom, top, Material: Stainless steel 1.4404 (316L), electropolished, silver
8998 | 1200470000 | KTB QL 484815 S4E3 | Klippon TB QL (Terminal Box - Quarter Lock), Empty enclosure, stainless steel enclosure, Height: 480 mm, Width: 480 mm, Depth: 150 mm, Gland plates: Bottom, left, right, Material: Stainless steel 1.4404 (316L), electropolished, silver
8999 | 1200480000 | KTB QL 484815 S4E4 | Klippon TB QL (Terminal Box - Quarter Lock), Empty enclosure, stainless steel enclosure, Height: 480 mm, Width: 480 mm, Depth: 150 mm, Gland plates: Bottom, top, left, right, Material: Stainless steel 1.4404 (316L), electropolished, silver
9000 | 1200490000 | KTB QL 484820 S4E0 | Klippon TB QL (Terminal Box - Quarter Lock), Empty enclosure, stainless steel enclosure, Height: 480 mm, Width: 480 mm, Depth: 200 mm, Material: Stainless steel 1.4404 (316L), electropolished, silver
9001 | 1200510000 | KTB QL 484820 S4E1 | Klippon TB QL (Terminal Box - Quarter Lock), Empty enclosure, stainless steel enclosure, Height: 480 mm, Width: 480 mm, Depth: 200 mm, Gland plates: Bottom, Material: Stainless steel 1.4404 (316L), electropolished, silver
9002 | 1200520000 | KTB QL 484820 S4E2 | Klippon TB QL (Terminal Box - Quarter Lock), Empty enclosure, stainless steel enclosure, Height: 480 mm, Width: 480 mm, Depth: 200 mm, Gland plates: Bottom, top, Material: Stainless steel 1.4404 (316L), electropolished, silver
9003 | 1200530000 | KTB QL 484820 S4E3 | Klippon TB QL (Terminal Box - Quarter Lock), Empty enclosure, stainless steel enclosure, Height: 480 mm, Width: 480 mm, Depth: 200 mm, Gland plates: Bottom, left, right, Material: Stainless steel 1.4404 (316L), electropolished, silver
9004 | 1200540000 | KTB QL 484820 S4E4 | Klippon TB QL (Terminal Box - Quarter Lock), Empty enclosure, stainless steel enclosure, Height: 480 mm, Width: 480 mm, Depth: 200 mm, Gland plates: Bottom, top, left, right, Material: Stainless steel 1.4404 (316L), electropolished, silver
9005 | 1200550000 | KTB QL 553515 S4E0 | Klippon TB QL (Terminal Box - Quarter Lock), Empty enclosure, stainless steel enclosure, Height: 550 mm, Width: 350 mm, Depth: 150 mm, Material: Stainless steel 1.4404 (316L), electropolished, silver
9006 | 1200560000 | KTB QL 553515 S4E1 | Klippon TB QL (Terminal Box - Quarter Lock), Empty enclosure, stainless steel enclosure, Height: 550 mm, Width: 350 mm, Depth: 150 mm, Gland plates: Bottom, Material: Stainless steel 1.4404 (316L), electropolished, silver
9007 | 1200570000 | KTB QL 553515 S4E2 | Klippon TB QL (Terminal Box - Quarter Lock), Empty enclosure, stainless steel enclosure, Height: 550 mm, Width: 350 mm, Depth: 150 mm, Gland plates: Bottom, top, Material: Stainless steel 1.4404 (316L), electropolished, silver
9008 | 1200580000 | KTB QL 553515 S4E3 | Klippon TB QL (Terminal Box - Quarter Lock), Empty enclosure, stainless steel enclosure, Height: 550 mm, Width: 350 mm, Depth: 150 mm, Gland plates: Bottom, left, right, Material: Stainless steel 1.4404 (316L), electropolished, silver
9009 | 1200590000 | KTB QL 553515 S4E4 | Klippon TB QL (Terminal Box - Quarter Lock), Empty enclosure, stainless steel enclosure, Height: 550 mm, Width: 350 mm, Depth: 150 mm, Gland plates: Bottom, top, left, right, Material: Stainless steel 1.4404 (316L), electropolished, silver
9010 | 1200610000 | KTB QL 553520 S4E0 | Klippon TB QL (Terminal Box - Quarter Lock), Empty enclosure, stainless steel enclosure, Height: 550 mm, Width: 350 mm, Depth: 200 mm, Material: Stainless steel 1.4404 (316L), electropolished, silver
9011 | 1200620000 | KTB QL 553520 S4E1 | Klippon TB QL (Terminal Box - Quarter Lock), Empty enclosure, stainless steel enclosure, Height: 550 mm, Width: 350 mm, Depth: 200 mm, Gland plates: Bottom, Material: Stainless steel 1.4404 (316L), electropolished, silver
9012 | 1200630000 | KTB QL 553520 S4E2 | Klippon TB QL (Terminal Box - Quarter Lock), Empty enclosure, stainless steel enclosure, Height: 550 mm, Width: 350 mm, Depth: 200 mm, Gland plates: Bottom, top, Material: Stainless steel 1.4404 (316L), electropolished, silver
9013 | 1200640000 | KTB QL 553520 S4E3 | Klippon TB QL (Terminal Box - Quarter Lock), Empty enclosure, stainless steel enclosure, Height: 550 mm, Width: 350 mm, Depth: 200 mm, Gland plates: Bottom, left, right, Material: Stainless steel 1.4404 (316L), electropolished, silver
9014 | 1200660000 | KTB QL 624515 S4E0 | Klippon TB QL (Terminal Box - Quarter Lock), Empty enclosure, stainless steel enclosure, Height: 620 mm, Width: 450 mm, Depth: 150 mm, Material: Stainless steel 1.4404 (316L), electropolished, silver
9015 | 1200670000 | KTB QL 624515 S4E1 | Klippon TB QL (Terminal Box - Quarter Lock), Empty enclosure, stainless steel enclosure, Height: 620 mm, Width: 450 mm, Depth: 150 mm, Gland plates: Bottom, Material: Stainless steel 1.4404 (316L), electropolished, silver
9016 | 1200680000 | KTB QL 624515 S4E2 | Klippon TB QL (Terminal Box - Quarter Lock), Empty enclosure, stainless steel enclosure, Height: 620 mm, Width: 450 mm, Depth: 150 mm, Gland plates: Bottom, top, Material: Stainless steel 1.4404 (316L), electropolished, silver
9017 | 1200690000 | KTB QL 624515 S4E3 | Klippon TB QL (Terminal Box - Quarter Lock), Empty enclosure, stainless steel enclosure, Height: 620 mm, Width: 450 mm, Depth: 150 mm, Gland plates: Bottom, left, right, Material: Stainless steel 1.4404 (316L), electropolished, silver
9018 | 1200710000 | KTB QL 624515 S4E4 | Klippon TB QL (Terminal Box - Quarter Lock), Empty enclosure, stainless steel enclosure, Height: 620 mm, Width: 450 mm, Depth: 150 mm, Gland plates: Bottom, top, left, right, Material: Stainless steel 1.4404 (316L), electropolished, silver
9019 | 1200720000 | KTB QL 624520 S4E0 | Klippon TB QL (Terminal Box - Quarter Lock), Empty enclosure, stainless steel enclosure, Height: 620 mm, Width: 450 mm, Depth: 200 mm, Material: Stainless steel 1.4404 (316L), electropolished, silver
9020 | 1200730000 | KTB QL 624520 S4E1 | Klippon TB QL (Terminal Box - Quarter Lock), Empty enclosure, stainless steel enclosure, Height: 620 mm, Width: 450 mm, Depth: 200 mm, Gland plates: Bottom, Material: Stainless steel 1.4404 (316L), electropolished, silver
9021 | 1200740000 | KTB QL 624520 S4E2 | Klippon TB QL (Terminal Box - Quarter Lock), Empty enclosure, stainless steel enclosure, Height: 620 mm, Width: 450 mm, Depth: 200 mm, Gland plates: Bottom, top, Material: Stainless steel 1.4404 (316L), electropolished, silver
9022 | 1200750000 | KTB QL 624520 S4E3 | Klippon TB QL (Terminal Box - Quarter Lock), Empty enclosure, stainless steel enclosure, Height: 620 mm, Width: 450 mm, Depth: 200 mm, Gland plates: Bottom, left, right, Material: Stainless steel 1.4404 (316L), electropolished, silver
9023 | 1200760000 | KTB QL 624520 S4E4 | Klippon TB QL (Terminal Box - Quarter Lock), Empty enclosure, stainless steel enclosure, Height: 620 mm, Width: 450 mm, Depth: 200 mm, Gland plates: Bottom, top, left, right, Material: Stainless steel 1.4404 (316L), electropolished, silver
9024 | 1200770000 | KTB QL 765015 S4E0 | Klippon TB QL (Terminal Box - Quarter Lock), Empty enclosure, stainless steel enclosure, Height: 762 mm, Width: 508 mm, Depth: 150 mm, Material: Stainless steel 1.4404 (316L), electropolished, silver
9025 | 1200780000 | KTB QL 765015 S4E1 | Klippon TB QL (Terminal Box - Quarter Lock), Empty enclosure, stainless steel enclosure, Height: 762 mm, Width: 508 mm, Depth: 150 mm, Gland plates: Bottom, Material: Stainless steel 1.4404 (316L), electropolished, silver
9026 | 1200790000 | KTB QL 765015 S4E2 | Klippon TB QL (Terminal Box - Quarter Lock), Empty enclosure, stainless steel enclosure, Height: 762 mm, Width: 508 mm, Depth: 150 mm, Gland plates: Bottom, top, Material: Stainless steel 1.4404 (316L), electropolished, silver
9027 | 1200810000 | KTB QL 765015 S4E3 | Klippon TB QL (Terminal Box - Quarter Lock), Empty enclosure, stainless steel enclosure, Height: 762 mm, Width: 508 mm, Depth: 150 mm, Gland plates: Bottom, left, right, Material: Stainless steel 1.4404 (316L), electropolished, silver
9028 | 1200820000 | KTB QL 765015 S4E4 | Klippon TB QL (Terminal Box - Quarter Lock), Empty enclosure, stainless steel enclosure, Height: 762 mm, Width: 508 mm, Depth: 150 mm, Gland plates: Bottom, top, left, right, Material: Stainless steel 1.4404 (316L), electropolished, silver
9029 | 1200830000 | KTB QL 765020 S4E0 | Klippon TB QL (Terminal Box - Quarter Lock), Empty enclosure, stainless steel enclosure, Height: 762 mm, Width: 508 mm, Depth: 200 mm, Material: Stainless steel 1.4404 (316L), electropolished, silver
9030 | 1200840000 | KTB QL 765020 S4E1 | Klippon TB QL (Terminal Box - Quarter Lock), Empty enclosure, stainless steel enclosure, Height: 762 mm, Width: 508 mm, Depth: 200 mm, Gland plates: Bottom, Material: Stainless steel 1.4404 (316L), electropolished, silver
9031 | 1200850000 | KTB QL 765020 S4E2 | Klippon TB QL (Terminal Box - Quarter Lock), Empty enclosure, stainless steel enclosure, Height: 762 mm, Width: 508 mm, Depth: 200 mm, Gland plates: Bottom, top, Material: Stainless steel 1.4404 (316L), electropolished, silver
9032 | 1200860000 | KTB QL 765020 S4E3 | Klippon TB QL (Terminal Box - Quarter Lock), Empty enclosure, stainless steel enclosure, Height: 762 mm, Width: 508 mm, Depth: 200 mm, Gland plates: Bottom, left, right, Material: Stainless steel 1.4404 (316L), electropolished, silver
9033 | 1200870000 | KTB QL 765020 S4E4 | Klippon TB QL (Terminal Box - Quarter Lock), Empty enclosure, stainless steel enclosure, Height: 762 mm, Width: 508 mm, Depth: 200 mm, Gland plates: Bottom, top, left, right, Material: Stainless steel 1.4404 (316L), electropolished, silver
9034 | 1200880000 | KTB QL 916115 S4E0 | Klippon TB QL (Terminal Box - Quarter Lock), Empty enclosure, stainless steel enclosure, Height: 914 mm, Width: 610 mm, Depth: 150 mm, Material: Stainless steel 1.4404 (316L), electropolished, silver
9035 | 1200890000 | KTB QL 916115 S4E1 | Klippon TB QL (Terminal Box - Quarter Lock), Empty enclosure, stainless steel enclosure, Height: 914 mm, Width: 610 mm, Depth: 150 mm, Gland plates: Bottom, Material: Stainless steel 1.4404 (316L), electropolished, silver
9036 | 1200910000 | KTB QL 916115 S4E2 | Klippon TB QL (Terminal Box - Quarter Lock), Empty enclosure, stainless steel enclosure, Height: 914 mm, Width: 610 mm, Depth: 150 mm, Gland plates: Bottom, top, Material: Stainless steel 1.4404 (316L), electropolished, silver
9037 | 1200920000 | KTB QL 916115 S4E3 | Klippon TB QL (Terminal Box - Quarter Lock), Empty enclosure, stainless steel enclosure, Height: 914 mm, Width: 610 mm, Depth: 150 mm, Gland plates: Bottom, left, right, Material: Stainless steel 1.4404 (316L), electropolished, silver
9038 | 1200930000 | KTB QL 916115 S4E4 | Klippon TB QL (Terminal Box - Quarter Lock), Empty enclosure, stainless steel enclosure, Height: 914 mm, Width: 610 mm, Depth: 150 mm, Gland plates: Bottom, top, left, right, Material: Stainless steel 1.4404 (316L), electropolished, silver
9039 | 1200940000 | KTB QL 916120 S4E0 | Klippon TB QL (Terminal Box - Quarter Lock), Empty enclosure, stainless steel enclosure, Height: 914 mm, Width: 610 mm, Depth: 200 mm, Material: Stainless steel 1.4404 (316L), electropolished, silver
9040 | 1200950000 | KTB QL 916120 S4E1 | Klippon TB QL (Terminal Box - Quarter Lock), Empty enclosure, stainless steel enclosure, Height: 914 mm, Width: 610 mm, Depth: 200 mm, Gland plates: Bottom, Material: Stainless steel 1.4404 (316L), electropolished, silver
9041 | 1200960000 | KTB QL 916120 S4E2 | Klippon TB QL (Terminal Box - Quarter Lock), Empty enclosure, stainless steel enclosure, Height: 914 mm, Width: 610 mm, Depth: 200 mm, Gland plates: Bottom, top, Material: Stainless steel 1.4404 (316L), electropolished, silver
9042 | 1200970000 | KTB QL 916120 S4E3 | Klippon TB QL (Terminal Box - Quarter Lock), Empty enclosure, stainless steel enclosure, Height: 914 mm, Width: 610 mm, Depth: 200 mm, Gland plates: Bottom, left, right, Material: Stainless steel 1.4404 (316L), electropolished, silver
9043 | 1200980000 | KTB QL 916120 S4E4 | Klippon TB QL (Terminal Box - Quarter Lock), Empty enclosure, stainless steel enclosure, Height: 914 mm, Width: 610 mm, Depth: 200 mm, Gland plates: Bottom, top, left, right, Material: Stainless steel 1.4404 (316L), electropolished, silver
9044 | 1200990000 | KTB QL 987420 S4E0 | Klippon TB QL (Terminal Box - Quarter Lock), Empty enclosure, stainless steel enclosure, Height: 980 mm, Width: 740 mm, Depth: 200 mm, Material: Stainless steel 1.4404 (316L), electropolished, silver
9045 | 1201010000 | KTB QL 987420 S4E1 | Klippon TB QL (Terminal Box - Quarter Lock), Empty enclosure, stainless steel enclosure, Height: 980 mm, Width: 740 mm, Depth: 200 mm, Gland plates: Bottom, Material: Stainless steel 1.4404 (316L), electropolished, silver
9046 | 1201020000 | KTB QL 987420 S4E2 | Klippon TB QL (Terminal Box - Quarter Lock), Empty enclosure, stainless steel enclosure, Height: 980 mm, Width: 740 mm, Depth: 200 mm, Gland plates: Bottom, top, Material: Stainless steel 1.4404 (316L), electropolished, silver
9047 | 1201030000 | KTB QL 987420 S4E3 | Klippon TB QL (Terminal Box - Quarter Lock), Empty enclosure, stainless steel enclosure, Height: 980 mm, Width: 740 mm, Depth: 200 mm, Gland plates: Bottom, left, right, Material: Stainless steel 1.4404 (316L), electropolished, silver
9048 | 1201040000 | KTB QL 987420 S4E4 | Klippon TB QL (Terminal Box - Quarter Lock), Empty enclosure, stainless steel enclosure, Height: 980 mm, Width: 740 mm, Depth: 200 mm, Gland plates: Bottom, top, left, right, Material: Stainless steel 1.4404 (316L), electropolished, silver
9049 | 1201210200 | SAIL-M8GRJ45-4S2.0UIE | Bus line, Connecting line, M8, Number of poles: 4, 2 m, pin, straight, RJ45, Shielded: Yes, LED: No, Sheath material: PUR, Halogen: No
9050 | 1201210500 | SAIL-M8GRJ45-4S5.0UIE | Bus line, Connecting line, M8, Number of poles: 4, 5 m, pin, straight, RJ45, Shielded: Yes, LED: No, Sheath material: PUR, Halogen: No
9051 | 1201270002 | IE-C6FP8LM0002M40M40-M | Patch cable, RJ45 IP 20, RJ45 IP 20, Cat.6A / Class EA (ISO/IEC 11801 2010), LSZH, 0.2 m
9052 | 1201270005 | IE-C6FP8LM0005M40M40-M | Patch cable, RJ45 IP 20, RJ45 IP 20, Cat.6A / Class EA (ISO/IEC 11801 2010), LSZH, 0.5 m
9053 | 1201270010 | IE-C6FP8LM0010M40M40-M | Patch cable, RJ45 IP 20, RJ45 IP 20, Cat.6A / Class EA (ISO/IEC 11801 2010), LSZH, 1 m
9054 | 1201270015 | IE-C6FP8LM0015M40M40-M | Patch cable, RJ45 IP 20, RJ45 IP 20, Cat.6A / Class EA (ISO/IEC 11801 2010), LSZH, 1.5 m
9055 | 1201270020 | IE-C6FP8LM0020M40M40-M | Patch cable, RJ45 IP 20, RJ45 IP 20, Cat.6A / Class EA (ISO/IEC 11801 2010), LSZH, 2 m
9056 | 1201270030 | IE-C6FP8LM0030M40M40-M | Patch cable, RJ45 IP 20, RJ45 IP 20, Cat.6A / Class EA (ISO/IEC 11801 2010), LSZH, 3 m
9057 | 1201270050 | IE-C6FP8LM0050M40M40-M | Patch cable, RJ45 IP 20, RJ45 IP 20, Cat.6A / Class EA (ISO/IEC 11801 2010), LSZH, 5 m
9058 | 1201270100 | IE-C6FP8LM0100M40M40-M | Patch cable, RJ45 IP 20, RJ45 IP 20, Cat.6A / Class EA (ISO/IEC 11801 2010), LSZH, 10 m
9059 | 1201270150 | IE-C6FP8LM0150M40M40-M | Patch cable, RJ45 IP 20, RJ45 IP 20, Cat.6A / Class EA (ISO/IEC 11801 2010), LSZH, 15 m
9060 | 1201270200 | IE-C6FP8LM0200M40M40-M | Patch cable, RJ45 IP 20, RJ45 IP 20, Cat.6A / Class EA (ISO/IEC 11801 2010), LSZH, 20 m
9061 | 1203840000 | SAI M23 CRIMPING TOOL 1 | Pressing tool
9062 | 1203960000 | SAI M23 CRIMPING TOOL 2 | Pressing tool
9063 | 1204280000 | AIE MULTI-STRIPAX PV | Insert
9064 | 1205890000 | VGM40/1-MS68 20-32 BG | Heavy-duty connectors, Accessories, Cable glands, Brass, nickel-plated
9065 | 1205920000 | VGM40/1-SS68 20-32 BG | Heavy-duty connectors, Accessories, Cable glands, Stainless steel 1.4305 (303)
9066 | 1206090000 | HDC 04A TOLU 1M16G | HDC enclosures, Size: 1, Protection degree: IP65 (in plugged condition), Cable entry from top, Plug housing, Side-locking clamp on lower side, Standard, Size of cable entries: M 16
9067 | 1206530000 | FP TERMINAL LG MPB | FieldPower® Box, IP20
9068 | 1206720000 | IE-PS-SCRJ1-POF | FO connector, Plug SCRJ, POF, IP20
9069 | 1208380000 | HDC 40D TOBU 2M25 | HDC enclosures, Size: 6, Protection degree: IP65, IP65 (in plugged condition), Cable entry from top, Plug housing, Side-locking clamp on lower side, high, Size of cable entries: M 25
9070 | 1210890000 | VP M16 EXE MS | VPMS Ex (ex blanking plug, brass), Blanking plug, M 16, 12 mm, Brass, nickel-plated
9071 | 1210900000 | VP M20 EXE MS | VPMS Ex (ex blanking plug, brass), Blanking plug, M 20, 12 mm, Brass, nickel-plated
9072 | 1210910000 | VP M25 EXE MS | VPMS Ex (ex blanking plug, brass), Blanking plug, M 25, 12 mm, Brass, nickel-plated
9073 | 1210920000 | VP M32 EXE MS | VPMS Ex (ex blanking plug, brass), Blanking plug, M 32, 12 mm, Brass, nickel-plated
9074 | 1210930000 | VP M40 EXE MS | VPMS Ex (ex blanking plug, brass), Blanking plug, M 40, 15 mm, Brass, nickel-plated
9075 | 1210940000 | VP M50 EXE MS | VPMS Ex (ex blanking plug, brass), Blanking plug, M 50, 15 mm, Brass, nickel-plated
9076 | 1210950000 | VP M63 EXE MS | VPMS Ex (ex blanking plug, brass), Blanking plug, M 63, 19 mm, Brass, nickel-plated
9077 | 1215900000 | HDC 06B DC | Heavy-duty connectors, Accessories, Protective cap
9078 | 1215910000 | HDC 10B DC | Heavy-duty connectors, Accessories, Protective cap
9079 | 1215920000 | HDC 16B DC | Heavy-duty connectors, Accessories, Protective cap
9080 | 1215930000 | HDC 24B DC | Heavy-duty connectors, Accessories, Protective cap
9081 | 1217280000 | SET MULTI-TOOL PV+ | Accessories, Special tool
9082 | 1220310040 | IE-C5DB4WE0040MCSA20-E | System cable, M12 D-code ? IP 67 straight pin, RJ45 IP 20, Cat.5 (ISO/IEC 11801), Radox GKW S, 4 m
9083 | 1220570000 | HDC HP 550 F 25 | HDC insert, Female, 3000 V, 550 A, Crimp connection, Size: 550
9084 | 1220580000 | HDC HP 550 M 25 | HDC insert, Pin, 3000 V, 550 A, Crimp connection, Size: 550
9085 | 1220620300 | SAIP-M12GM8W-3-3.0U | Sensor/actuator line, Connecting line, M12 / M8, Number of poles : 3, 3 m, pin, straight, Socket, angled, Shielded: No, LED: No, Sheath material: PUR, Halogen: No
9086 | 1221550000 | FTA-C300-32DIOHV-S | Interface, RS
9087 | 1221570000 | FTA-C300-32DO-RSLIM-S | Interface, RS, 1-wire, Screw connection
9088 | 1221580000 | FTA-C300-32DO-RSLIM-Z | 1-wire, Tension-clamp connection
9089 | 1222210000 | CP M DM20 | Diode module
9090 | 1222220000 | CP M DM40 | Diode module
9091 | 1222240000 | CP M CAP | Capacity module
9092 | 1222270000 | SAIE-M12B-5S2.0U HW | Built-in plugs, M12, PG 9, Number of poles: 5, 2 m
9093 | 1222940000 | FTA-C300-32DI-LD-S | Interface, RS, 1-wire, Screw connection
9094 | 1222950000 | FTA-C300-32DI-LD-Z | Interface, RS, 1-wire, Tension-clamp connection
9095 | 1222980000 | FTA-C300-16AO-SH-S | Interface, RS, 1-wire, Screw connection
9096 | 1222990000 | FTA-C300-16AO-SH-Z | Interface, RS, 1-wire, Tension-clamp connection
9097 | 1223010000 | FTA-C300-16AO-SH-P | Interface, RS, 1-wire, Flying lead coupling
9098 | 1223020000 | FTA-C300-16AO-TEST-S | Interface, RS, 1-wire, Screw connection
9099 | 1223030000 | FTA-C300-16AO-TEST-Z | Interface, RS, 1-wire, Tension-clamp connection
9100 | 1223650000 | SAIE-M12B-8S2.0U HW | Built-in plugs, M12, PG 9, Number of poles: 3, 2 m
9101 | 1224000000 | SAI-M23-SE-6-F | Sensor/Actuator plug-in connector
9102 | 1224010000 | SAI-M23-BE-6-F | Sensor/Actuator plug-in connector
9103 | 1224020000 | SAI-M23-SE-6-3.5MM | Sensor/Actuator plug-in connector
9104 | 1224030000 | SAI-M23-BE-6-3.5MM | Sensor/Actuator plug-in connector
9105 | 1224040000 | SAI-M23-BE-6-17MM | Sensor/Actuator plug-in connector
9106 | 1224050000 | SAI-M23-SE-6-10MM | Sensor/Actuator plug-in connector
9107 | 1224060000 | SAI-M23-SE-6-17MM | Sensor/Actuator plug-in connector
9108 | 1224070000 | SAI-M23-SE-7-F | Sensor/Actuator plug-in connector
9109 | 1224080000 | SAI-M23-BE-7-F | Sensor/Actuator plug-in connector
9110 | 1224090000 | SAI-M23-SE-7-3.5MM | Sensor/Actuator plug-in connector
9111 | 1224100000 | SAI-M23-BE-7-10MM | Sensor/Actuator plug-in connector
9112 | 1224110000 | SAI-M23-BE-7-17MM | Sensor/Actuator plug-in connector
9113 | 1224120000 | SAI-M23-SE-7-10MM | Sensor/Actuator plug-in connector
9114 | 1224130000 | SAI-M23-SE-7-17MM | Sensor/Actuator plug-in connector
9115 | 1224140000 | SAI-M23-SE-12-F | Sensor/Actuator plug-in connector
9116 | 1224160000 | SAI-M23-SE-12-3.5MM | Sensor/Actuator plug-in connector
9117 | 1224180000 | SAI-M23-SE-12-F-PE | Sensor/Actuator plug-in connector
9118 | 1224190000 | SAI-M23-BE-12-F-PE | Sensor/Actuator plug-in connector
9119 | 1224210000 | SAI-M23-BE-12-17MM | Sensor/Actuator plug-in connector
9120 | 1224220000 | SAI-M23-SE-12-10MM | Sensor/Actuator plug-in connector
9121 | 1224230000 | SAI-M23-SE-12-17MM | Sensor/Actuator plug-in connector
9122 | 1224240000 | SAI-M23-SE-16-F | Sensor/Actuator plug-in connector
9123 | 1224250000 | SAI-M23-BE-16-F | Sensor/Actuator plug-in connector
9124 | 1224260000 | SAI-M23-SE-16-3.5MM | Sensor/Actuator plug-in connector
9125 | 1224270000 | SAI-M23-BE-16-10MM | Sensor/Actuator plug-in connector
9126 | 1224280000 | SAI-M23-BE-16-17MM | Sensor/Actuator plug-in connector
9127 | 1224290000 | SAI-M23-SE-16-10MM | Sensor/Actuator plug-in connector
9128 | 1224310000 | SAI-M23-SE-16-17MM | Sensor/Actuator plug-in connector
9129 | 1224320000 | SAI-M23-SE-17-F | Sensor/Actuator plug-in connector
9130 | 1224330000 | SAI-M23-BE-17-F | Sensor/Actuator plug-in connector
9131 | 1224340000 | SAI-M23-SE-17-3.5MM | Sensor/Actuator plug-in connector
9132 | 1224350000 | SAI-M23-BE-17-10 MM | Sensor/Actuator plug-in connector
9133 | 1224360000 | SAI-M23-BE-17-17MM | Sensor/Actuator plug-in connector
9134 | 1224370000 | SAI-M23-SE-17-10MM | Sensor/Actuator plug-in connector
9135 | 1224380000 | SAI-M23-SE-17-17MM | Sensor/Actuator plug-in connector
9136 | 1224390000 | SAI-M23-SE-19-F | Sensor/Actuator plug-in connector
9137 | 1224400000 | SAI-M23-BE-19-F | Sensor/Actuator plug-in connector
9138 | 1224410000 | SAI-M23-SE-19-3.5MM | Sensor/Actuator plug-in connector
9139 | 1224420000 | SAI-M23-BE-19-10MM | Sensor/Actuator plug-in connector
9140 | 1224430000 | SAI-M23-SE-19-F-PE | Sensor/Actuator plug-in connector
9141 | 1224440000 | SAI-M23-BE-19-F-PE | Sensor/Actuator plug-in connector
9142 | 1224450000 | SAI-M23-BE-19-17MM | Sensor/Actuator plug-in connector
9143 | 1224460000 | SAI-M23-SE-19-F-PEV | Sensor/Actuator plug-in connector
9144 | 1224470000 | SAI-M23-SE-19-10MM | Sensor/Actuator plug-in connector
9145 | 1224480000 | SAI-M23-SE-19-17MM | Sensor/Actuator plug-in connector
9146 | 1224490000 | SAI-M23-SE-9-F | Sensor/Actuator plug-in connector
9147 | 1224500000 | SAI-M23-BE-9-F | Sensor/Actuator plug-in connector
9148 | 1224510000 | SAI-M23-SE-9-3.5MM | Sensor/Actuator plug-in connector
9149 | 1224520000 | SAI-M23-BE-9-10MM | Sensor/Actuator plug-in connector
9150 | 1224530000 | SAI-M23-BE-9-17MM | Sensor/Actuator plug-in connector
9151 | 1224540000 | SAI-M23-SE-9-10MM | Sensor/Actuator plug-in connector
9152 | 1224550000 | SAI-M23-SE-9-17MM | Sensor/Actuator plug-in connector
9153 | 1224560000 | SAI-M23-SE-12-F-G | Sensor/Actuator plug-in connector
9154 | 1224580000 | SAI-M23-SE-12-3.5MM-G | Sensor/Actuator plug-in connector
9155 | 1224610000 | SAI-M23-BE-12-F-PE-G | Sensor/Actuator plug-in connector
9156 | 1224620000 | SAI-M23-SE-12-F-PE-G | Sensor/Actuator plug-in connector
9157 | 1224630000 | SAI-M23-SE-12-10MM-G | Sensor/Actuator plug-in connector
9158 | 1224640000 | SAI-M23-SE-12-17MM-G | Sensor/Actuator plug-in connector
9159 | 1224650000 | SAI-M23-SE-17-F-G | Sensor/Actuator plug-in connector
9160 | 1224660000 | SAI-M23-BE-17-F-G | Sensor/Actuator plug-in connector
9161 | 1224670000 | SAI-M23-SE-17-3.5MM-G | Sensor/Actuator plug-in connector
9162 | 1224680000 | SAI-M23-BE-17-10MM-G | Sensor/Actuator plug-in connector
9163 | 1224690000 | SAI-M23-BE-17-17MM-G | Sensor/Actuator plug-in connector
9164 | 1224710000 | SAI-M23-SE-17-10MM-G | Sensor/Actuator plug-in connector
9165 | 1224720000 | SAI-M23-SE-17-17MM-G | Sensor/Actuator plug-in connector
9166 | 1224730000 | SAI-M23-SE-9-F-G | Sensor/Actuator plug-in connector
9167 | 1224740000 | SAI-M23-BE-9-F-G | Sensor/Actuator plug-in connector
9168 | 1224750000 | SAI-M23-BE-9-10MM-G | Sensor/Actuator plug-in connector
9169 | 1224760000 | SAI-M23-BE-9-17MM-G | Sensor/Actuator plug-in connector
9170 | 1224770000 | SAI-M23-SE-9-10MM-G | Sensor/Actuator plug-in connector
9171 | 1224780000 | SAI-M23-SE-9-17MM-G | Sensor/Actuator plug-in connector
9172 | 1233160010 | IE-C6FP8LD0010M40W40-D | Patch cable, RJ45 IP 20, Angled 270°, RJ45 IP 20, Cat.6A / Class EA (ISO/IEC 11801 2010), LSZH, 1 m
9173 | 1233160012 | IE-C6FP8LD0012M40W40-D | Patch cable, RJ45 IP 20, Angled 270°, RJ45 IP 20, Cat.6A / Class EA (ISO/IEC 11801 2010), LSZH, 1.2 m
9174 | 1233160015 | IE-C6FP8LD0015M40W40-D | Patch cable, RJ45 IP 20, Angled 270°, RJ45 IP 20, Cat.6A / Class EA (ISO/IEC 11801 2010), LSZH, 1.5 m
9175 | 1233160020 | IE-C6FP8LD0020M40W40-D | Patch cable, RJ45 IP 20, Angled 270°, RJ45 IP 20, Cat.6A / Class EA (ISO/IEC 11801 2010), LSZH, 2 m
9176 | 1233160030 | IE-C6FP8LD0030M40W40-D | Patch cable, RJ45 IP 20, Angled 270°, RJ45 IP 20, Cat.6A / Class EA (ISO/IEC 11801 2010), LSZH, 3 m
9177 | 1233160100 | IE-C6FP8LD0100M40W40-D | Patch cable, RJ45 IP 20, Angled 270°, RJ45 IP 20, Cat.6A / Class EA (ISO/IEC 11801 2010), LSZH, 10 m
9178 | 1233320000 | SAIE-M12B-5-2.0V-HW-PG9 | Built-in plugs, M12, Female socket, straight, Number of poles: 5, 2 m, Rear panel mounting
9179 | 1234750005 | IE-C5DS4UG0005MBSA20-E | System cable, M12 D-code ? flange, RJ45 IP 20, Cat.5 (ISO/IEC 11801) / Cat.5e (TIA T568-B), PUR, 0.5 m
9180 | 1234750010 | IE-C5DS4UG0010MBSA20-E | System cable, M12 D-code ? flange, RJ45 IP 20, Cat.5 (ISO/IEC 11801) / Cat.5e (TIA T568-B), PUR, 1 m
9181 | 1234750015 | IE-C5DS4UG0015MBSA20-E | System cable, M12 D-code ? flange, RJ45 IP 20, Cat.5 (ISO/IEC 11801) / Cat.5e (TIA T568-B), PUR, 1.5 m
9182 | 1234750020 | IE-C5DS4UG0020MBSA20-E | System cable, M12 D-code ? flange, RJ45 IP 20, Cat.5 (ISO/IEC 11801) / Cat.5e (TIA T568-B), PUR, 2 m
9183 | 1234750050 | IE-C5DS4UG0050MBSA20-E | System cable, M12 D-code ? flange, RJ45 IP 20, Cat.5 (ISO/IEC 11801) / Cat.5e (TIA T568-B), PUR, 5 m
9184 | 1234770005 | IE-C5DS4UG0005MBSXXX-E | System cable, M12 D-code ? flange, Open, Cat.5 (ISO/IEC 11801) / Cat.5e (TIA T568-B), PUR, 0.5 m
9185 | 1234770010 | IE-C5DS4UG0010MBSXXX-E | System cable, M12 D-code ? flange, Open, Cat.5 (ISO/IEC 11801) / Cat.5e (TIA T568-B), PUR, 1 m
9186 | 1234770015 | IE-C5DS4UG0015MBSXXX-E | System cable, M12 D-code ? flange, Open, Cat.5 (ISO/IEC 11801) / Cat.5e (TIA T568-B), PUR, 1.5 m
9187 | 1234770020 | IE-C5DS4UG0020MBSXXX-E | System cable, M12 D-code ? flange, Open, Cat.5 (ISO/IEC 11801) / Cat.5e (TIA T568-B), PUR, 2 m
9188 | 1234770050 | IE-C5DS4UG0050MBSXXX-E | System cable, M12 D-code ? flange, Open, Cat.5 (ISO/IEC 11801) / Cat.5e (TIA T568-B), PUR, 5 m
9189 | 1234890000 | SAI-12-F 3P M8 L 15M | SAI Passive, Sensor-actuator passive distributor, M8, Fixed cable version, 15 m, Yes
9190 | 1238120000 | TRANSCLINIC 8I+ | Photovoltaics
9191 | 1238130000 | TRANSCLINIC 14I+ | Photovoltaics
9192 | 1240940000 | IE-SW-VL08MT-8TX | Network switch, managed, Fast Ethernet, Number of ports: 8x RJ45, IP30, -40 °C...75 °C
9193 | 1241000000 | IE-SW-VL16-16TX | Network switch, unmanaged, Fast Ethernet, Number of ports: 16x RJ45, IP30, 0 °C...60 °C
9194 | 1241290000 | IE-SW-PL10M-3GT-7TX | Network switch, managed, Fast/Gigabit Ethernet, Number of ports: 3 * RJ45 10/100/1000BaseT(X), 7 * RJ45 10/100BaseT(X), IP30, -10 °C...60 °C
9195 | 1241300000 | IE-SW-PL10M-1GT-2GS-7TX | Network switch, managed, Fast/Gigabit Ethernet, Number of ports: 1 * RJ45 10/100/1000BaseT(X), 2 * Slots 1000BaseSFP, 7 * RJ45 10/100BaseT(X), IP30, -10 °C...60 °C
9196 | 1242080000 | IE-CS-2TX-1RS232/485 | Serial / Ethernet converter, 2x RJ45, 1x DB9 for RS-232, 1x terminal block for RS-422/485, IP30, 0 °C...60 °C
9197 | 1242090000 | IE-CS-2TX-2RS232/485 | Serial / Ethernet converter, 2x RJ45, 2x DB9 for RS-232/422/485, IP30, 0 °C...60 °C
9198 | 1244790000 | SAI-M23-SK-M | Protected component assemblies, Protective cap
9199 | 1247120000 | FTA-C300-16AI-SH-S | Interface, RS, 1-wire, Screw connection
9200 | 1247130000 | FTA-C300-16AI-SH-Z | Interface, RS, 1-wire, Tension-clamp connection
9201 | 1247140000 | FTA-C300-16AI-TEST-S | Interface, RS, 1-wire, Screw connection
9202 | 1247150000 | FTA-C300-16AI-TEST-Z | Interface, RS, 1-wire, Tension-clamp connection
9203 | 1256270000 | KTB GP 221513 AB S4 6MM | Klippon TB (Terminal Box), flange plate, Height: 146 mm, Width: 100 mm, Depth: 6 mm, Gland plates: top, Bottom, Material: Stainless steel 1.4404, electropolished, silver
9204 | 1256280000 | KTB GP 221513 CD S4 6MM | Klippon TB (Terminal Box), flange plate, Height: 177 mm, Width: 100 mm, Depth: 6 mm, Gland plates: left, right, Material: Stainless steel 1.4404, electropolished, silver
9205 | 1256290000 | KTB GP 262615 AB S4 6MM | Klippon TB (Terminal Box), flange plate, Height: 254 mm, Width: 117 mm, Depth: 6 mm, Gland plates: top, Bottom, Material: Stainless steel 1.4404, electropolished, silver
9206 | 1256320000 | KTB GP 262620 AB S4 6MM | Klippon TB (Terminal Box), flange plate, Height: 250 mm, Width: 167 mm, Depth: 6 mm, Gland plates: top, Bottom, Material: Stainless steel 1.4404, electropolished, silver
9207 | 1256360000 | KTB GP 303020 AB S4 6MM | Klippon TB (Terminal Box), flange plate, Height: 296 mm, Width: 167 mm, Depth: 6 mm, Gland plates: top, Bottom, Material: Stainless steel 1.4404, electropolished, silver
9208 | 1256370000 | KTB GP 303020 CD S4 6MM | Klippon TB (Terminal Box), flange plate, Height: 250 mm, Width: 167 mm, Depth: 6 mm, Gland plates: left, right, Material: Stainless steel 1.4404, electropolished, silver
9209 | 1256380000 | KTB GP 352615 AB S4 6MM | Klippon TB (Terminal Box), flange plate, Height: 254 mm, Width: 117 mm, Depth: 6 mm, Gland plates: top, Bottom, Material: Stainless steel 1.4404, electropolished, silver
9210 | 1256390000 | KTB GP 352615 CD S4 6MM | Klippon TB (Terminal Box), flange plate, Height: 298 mm, Width: 117 mm, Depth: 6 mm, Gland plates: left, right, Material: Stainless steel 1.4404, electropolished, silver
9211 | 1256410000 | KTB GP 352620 AB S4 6MM | Klippon TB (Terminal Box), flange plate, Height: 250 mm, Width: 167 mm, Depth: 6 mm, Gland plates: top, Bottom, Material: Stainless steel 1.4404, electropolished, silver
9212 | 1256420000 | KTB GP 352620 CD S4 6MM | Klippon TB (Terminal Box), flange plate, Height: 294 mm, Width: 167 mm, Depth: 6 mm, Gland plates: left, right, Material: Stainless steel 1.4404, electropolished, silver
9213 | 1256430000 | KTB GP 403015 AB S4 6MM | Klippon TB (Terminal Box), flange plate, Height: 294 mm, Width: 117 mm, Depth: 6 mm, Gland plates: top, Bottom, Material: Stainless steel 1.4404, electropolished, silver
9214 | 1256440000 | KTB GP 403015 CD S4 6MM | Klippon TB (Terminal Box), flange plate, Height: 348 mm, Width: 117 mm, Depth: 6 mm, Gland plates: left, right, Material: Stainless steel 1.4404, electropolished, silver
9215 | 1256450000 | KTB GP 403020 AB S4 6MM | Klippon TB (Terminal Box), flange plate, Height: 290 mm, Width: 167 mm, Depth: 6 mm, Gland plates: top, Bottom, Material: Stainless steel 1.4404, electropolished, silver
9216 | 1256470000 | KTB GP 403020 CD S4 6MM | Klippon TB (Terminal Box), flange plate, Height: 344 mm, Width: 167 mm, Depth: 6 mm, Gland plates: left, right, Material: Stainless steel 1.4404, electropolished, silver
9217 | 1256480000 | KTB GP 453815 AB S4 6MM | Klippon TB (Terminal Box), flange plate, Height: 376 mm, Width: 117 mm, Depth: 6 mm, Gland plates: top, Bottom, Material: Stainless steel 1.4404, electropolished, silver
9218 | 1256490000 | KTB GP 453815 CD S4 6MM | Klippon TB (Terminal Box), flange plate, Height: 406 mm, Width: 117 mm, Depth: 6 mm, Gland plates: left, right, Material: Stainless steel 1.4404, electropolished, silver
9219 | 1256510000 | KTB GP 453820 AB S4 6MM | Klippon TB (Terminal Box), flange plate, Height: 372 mm, Width: 167 mm, Depth: 6 mm, Gland plates: top, Bottom, Material: Stainless steel 1.4404, electropolished, silver
9220 | 1256520000 | KTB GP 453820 CD S4 6MM | Klippon TB (Terminal Box), flange plate, Height: 402 mm, Width: 167 mm, Depth: 6 mm, Gland plates: left, right, Material: Stainless steel 1.4404, electropolished, silver
9221 | 1256530000 | KTB GP 484815 AB S4 6MM | Klippon TB (Terminal Box), flange plate, Height: 474 mm, Width: 117 mm, Depth: 6 mm, Gland plates: top, Bottom, Material: Stainless steel 1.4404, electropolished, silver
9222 | 1256540000 | KTB GP 484815 CD S4 6MM | Klippon TB (Terminal Box), flange plate, Height: 428 mm, Width: 117 mm, Depth: 6 mm, Gland plates: left, right, Material: Stainless steel 1.4404, electropolished, silver
9223 | 1256550000 | KTB GP 484820 AB S4 6MM | Klippon TB (Terminal Box), flange plate, Height: 470 mm, Width: 167 mm, Depth: 6 mm, Gland plates: top, Bottom, Material: Stainless steel 1.4404, electropolished, silver
9224 | 1256560000 | KTB GP 484820 CD S4 6MM | Klippon TB (Terminal Box), flange plate, Height: 424 mm, Width: 167 mm, Depth: 6 mm, Gland plates: left, right, Material: Stainless steel 1.4404, electropolished, silver
9225 | 1256570000 | KTB GP 553515 AB S4 6MM | Klippon TB (Terminal Box), flange plate, Height: 344 mm, Width: 117 mm, Depth: 6 mm, Gland plates: top, Bottom, Material: Stainless steel 1.4404, electropolished, silver
9226 | 1256580000 | KTB GP 553515 CD S4 6MM | Klippon TB (Terminal Box), flange plate, Height: 498 mm, Width: 117 mm, Depth: 6 mm, Gland plates: left, right, Material: Stainless steel 1.4404, electropolished, silver
9227 | 1256590000 | KTB GP 553520 AB S4 6MM | Klippon TB (Terminal Box), flange plate, Height: 340 mm, Width: 167 mm, Depth: 6 mm, Gland plates: top, Bottom, Material: Stainless steel 1.4404, electropolished, silver
9228 | 1256610000 | KTB GP 553520 CD S4 6MM | Klippon TB (Terminal Box), flange plate, Height: 494 mm, Width: 167 mm, Depth: 6 mm, Gland plates: left, right, Material: Stainless steel 1.4404, electropolished, silver
9229 | 1256620000 | KTB GP 624515 AB S4 6MM | Klippon TB (Terminal Box), flange plate, Height: 444 mm, Width: 117 mm, Depth: 6 mm, Gland plates: top, Bottom, Material: Stainless steel 1.4404, electropolished, silver
9230 | 1256630000 | KTB GP 624515 CD S4 6MM | Klippon TB (Terminal Box), flange plate, Height: 568 mm, Width: 117 mm, Depth: 6 mm, Gland plates: left, right, Material: Stainless steel 1.4404, electropolished, silver
9231 | 1256640000 | KTB GP 624520 AB S4 6MM | Klippon TB (Terminal Box), flange plate, Height: 440 mm, Width: 167 mm, Depth: 6 mm, Gland plates: top, Bottom, Material: Stainless steel 1.4404, electropolished, silver
9232 | 1256650000 | KTB GP 624520 CD S4 6MM | Klippon TB (Terminal Box), flange plate, Height: 564 mm, Width: 167 mm, Depth: 6 mm, Gland plates: left, right, Material: Stainless steel 1.4404, electropolished, silver
9233 | 1256660000 | KTB GP 765015 AB S4 6MM | Klippon TB (Terminal Box), flange plate, Height: 502 mm, Width: 117 mm, Depth: 6 mm, Gland plates: top, Bottom, Material: Stainless steel 1.4404, electropolished, silver
9234 | 1256670000 | KTB GP 765015 CD S4 6MM | Klippon TB (Terminal Box), flange plate, Height: 345 mm, Width: 117 mm, Depth: 6 mm, Gland plates: left, right, Material: Stainless steel 1.4404, electropolished, silver
9235 | 1256680000 | KTB GP 765020 AB S4 6MM | Klippon TB (Terminal Box), flange plate, Height: 498 mm, Width: 167 mm, Depth: 6 mm, Gland plates: top, Bottom, Material: Stainless steel 1.4404, electropolished, silver
9236 | 1256690000 | KTB GP 765020 CD S4 6MM | Klippon TB (Terminal Box), flange plate, Height: 341 mm, Width: 167 mm, Depth: 6 mm, Gland plates: left, right, Material: Stainless steel 1.4404, electropolished, silver
9237 | 1256710000 | KTB GP 916115 AB S4 6MM | Klippon TB (Terminal Box), flange plate, Height: 604 mm, Width: 117 mm, Depth: 6 mm, Gland plates: top, Bottom, Material: Stainless steel 1.4404, electropolished, silver
9238 | 1256720000 | KTB GP 916115 CD S4 6MM | Klippon TB (Terminal Box), flange plate, Height: 421 mm, Width: 117 mm, Depth: 6 mm, Gland plates: left, right, Material: Stainless steel 1.4404, electropolished, silver
9239 | 1256730000 | KTB GP 916120 AB S4 6MM | Klippon TB (Terminal Box), flange plate, Height: 600 mm, Width: 167 mm, Depth: 6 mm, Gland plates: top, Bottom, Material: Stainless steel 1.4404, electropolished, silver
9240 | 1256740000 | KTB GP 916120 CD S4 6MM | Klippon TB (Terminal Box), flange plate, Height: 417 mm, Width: 167 mm, Depth: 6 mm, Gland plates: left, right, Material: Stainless steel 1.4404, electropolished, silver
9241 | 1256760000 | KTB GP 987420 CD S4 6MM | Klippon TB (Terminal Box), flange plate, Height: 450 mm, Width: 167 mm, Depth: 6 mm, Gland plates: left, right, Material: Stainless steel 1.4404, electropolished, silver
9242 | 1257650000 | KTB MOPL 2215 S2N H | Klippon TB (Terminal Box), Mounting plate, prepunched, Height: 174 mm, Width: 91 mm, Depth: 1.5 mm, Material: Stainless steel 1.4301 (304), untreated, silver
9243 | 1257660000 | KTB MOPL 2626 S2N H | Klippon TB (Terminal Box), Mounting plate, prepunched, Height: 205 mm, Width: 199 mm, Depth: 1.5 mm, Material: Stainless steel 1.4301 (304), untreated, silver
9244 | 1257670000 | KTB MOPL 3030 S2N H | Klippon TB (Terminal Box), Mounting plate, prepunched, Height: 251 mm, Width: 245 mm, Depth: 1.5 mm, Material: Stainless steel 1.4301 (304), untreated, silver
9245 | 1257680000 | KTB MOPL 3526 S2N H | Klippon TB (Terminal Box), Mounting plate, prepunched, Height: 295 mm, Width: 199 mm, Depth: 1.5 mm, Material: Stainless steel 1.4301 (304), untreated, silver
9246 | 1257690000 | KTB MOPL 4030 S2N H | Klippon TB (Terminal Box), Mounting plate, prepunched, Height: 345 mm, Width: 239 mm, Depth: 1.5 mm, Material: Stainless steel 1.4301 (304), untreated, silver
9247 | 1257700000 | KTB MOPL 4538 S2N H | Klippon TB (Terminal Box), Mounting plate, prepunched, Height: 403 mm, Width: 321 mm, Depth: 1.5 mm, Material: Stainless steel 1.4301 (304), untreated, silver
9248 | 1257710000 | KTB MOPL 4848 S2N H | Klippon TB (Terminal Box), Mounting plate, prepunched, Height: 425 mm, Width: 419 mm, Depth: 1.5 mm, Material: Stainless steel 1.4301 (304), untreated, silver
9249 | 1257720000 | KTB MOPL 5535 S2N H | Klippon TB (Terminal Box), Mounting plate, prepunched, Height: 495 mm, Width: 289 mm, Depth: 1.5 mm, Material: Stainless steel 1.4301 (304), untreated, silver
9250 | 1257740000 | KTB MOPL 6245 S2N H | Klippon TB (Terminal Box), Mounting plate, prepunched, Height: 565 mm, Width: 389 mm, Depth: 12 mm, Material: Stainless steel 1.4301 (304), untreated, silver
9251 | 1257750000 | KTB MOPL 7650 S2N H | Klippon TB (Terminal Box), Mounting plate, prepunched, Height: 707 mm, Width: 447 mm, Depth: 12 mm, Material: Stainless steel 1.4301 (304), untreated, silver
9252 | 1257760000 | KTB MOPL 9161 S2N H | Klippon TB (Terminal Box), Mounting plate, prepunched, Height: 859 mm, Width: 549 mm, Depth: 12 mm, Material: Stainless steel 1.4301 (304), untreated, silver
9253 | 1257770000 | KTB MOPL 9874 S2N H | Klippon TB (Terminal Box), Mounting plate, prepunched, Height: 926 mm, Width: 680 mm, Depth: 12 mm, Material: Stainless steel 1.4301 (304), untreated, silver
9254 | 1469570000 | PRO ECO 72W 12V 6A | Power supply, switch-mode power supply unit, 12 V
9255 | 1530770000 | BUKO WM4 C RL | Photovoltaics, Plug-in connector, Socket connector
9256 | 1880470010 | SAIL-M8GM8G-4-0.1U | Sensor/actuator line, Connecting line, M8 / M8, Number of poles : 4, 0.1 m, pin, straight - socket, straight, Shielded: No, LED: No, Sheath material: PUR, Halogen: No
9257 | 1906300030 | SAIL-M12GM12G-4-0.3U | Sensor/actuator line, Connecting line, M12 / M12, Number of poles : 4, 0.3 m, pin, straight - socket, straight, Shielded: No, LED: No, Sheath material: PUR, Halogen: No
9258 | 1906300060 | SAIL-M12GM12G-4-0.6U | Sensor/actuator line, Connecting line, M12 / M12, Number of poles : 4, 0.6 m, pin, straight - socket, straight, Shielded: No, LED: No, Sheath material: PUR, Halogen: No
9259 | 1906300090 | SAIL-M12GM12G-4-0.9U | Sensor/actuator line, Connecting line, M12 / M12, Number of poles : 4, 0.9 m, pin, straight - socket, straight, Shielded: No, LED: No, Sheath material: PUR, Halogen: No
9260 | 1906300120 | SAIL-M12GM12G-4-1.2U | Sensor/actuator line, Connecting line, M12 / M12, Number of poles : 4, 1.2 m, pin, straight - socket, straight, Shielded: No, LED: No, Sheath material: PUR, Halogen: No
9261 | 1906300150 | SAIL-M12GM12G-4-1.5U | Sensor/actuator line, Connecting line, M12 / M12, Number of poles : 4, 1.5 m, pin, straight - socket, straight, Shielded: No, LED: No, Sheath material: PUR, Halogen: No
9262 | 1906300200 | SAIL-M12GM12G-4-2.0U | Sensor/actuator line, Connecting line, M12 / M12, Number of poles : 4, 2 m, pin, straight - socket, straight, Shielded: No, LED: No, Sheath material: PUR, Halogen: No
9263 | 1906300250 | SAIL-M12GM12G-4-2.5U | Sensor/actuator line, Connecting line, M12 / M12, Number of poles : 4, 2.5 m, pin, straight - socket, straight, Shielded: No, LED: No, Sheath material: PUR, Halogen: No
9264 | 1906300400 | SAIL-M12GM12G-4-4.0U | Sensor/actuator line, Connecting line, M12 / M12, Number of poles : 4, 4 m, pin, straight - socket, straight, Shielded: No, LED: No, Sheath material: PUR, Halogen: No
9265 | 1906300500 | SAIL-M12GM12G-4-5.0U | Sensor/actuator line, Connecting line, M12 / M12, Number of poles : 4, 5 m, pin, straight - socket, straight, Shielded: No, LED: No, Sheath material: PUR, Halogen: No
9266 | 1906300600 | SAIL-M12GM12G-4-6.0U | Sensor/actuator line, Connecting line, M12 / M12, Number of poles : 4, 6 m, pin, straight - socket, straight, Shielded: No, LED: No, Sheath material: PUR, Halogen: No
9267 | 1906301000 | SAIL-M12GM12G-4-10U | Sensor/actuator line, Connecting line, M12 / M12, Number of poles : 4, 10 m, pin, straight - socket, straight, Shielded: No, LED: No, Sheath material: PUR, Halogen: No
9268 | 1906301400 | SAIL-M12GM12G-4-14U | Sensor/actuator line, Connecting line, M12 / M12, Number of poles : 4, 14 m, pin, straight - socket, straight, Shielded: No, LED: No, Sheath material: PUR, Halogen: No
9269 | 1906302000 | SAIL-M12GM12G-4-20U | Sensor/actuator line, Connecting line, M12 / M12, Number of poles : 4, 20 m, pin, straight - socket, straight, Shielded: No, LED: No, Sheath material: PUR, Halogen: No
9270 | 1906302900 | SAIL-M12GM12G-4-29U | Sensor/actuator line, Connecting line, M12 / M12, Number of poles : 4, 29 m, pin, straight - socket, straight, Shielded: No, LED: No, Sheath material: PUR, Halogen: No
9271 | 1906303500 | SAIL-M12GM12G-4-35U | Sensor/actuator line, Connecting line, M12 / M12, Number of poles : 4, 35 m, pin, straight - socket, straight, Shielded: No, LED: No, Sheath material: PUR, Halogen: No
9272 | 1906304100 | SAIL-M12GM12G-4-41U | Sensor/actuator line, Connecting line, M12 / M12, Number of poles : 4, 41 m, pin, straight - socket, straight, Shielded: No, LED: No, Sheath material: PUR, Halogen: No
9273 | 1925311500 | SAIL-M12GM12G-4-15V | Sensor/actuator line, Connecting line, M12 / M12, Number of poles : 4, 15 m, pin, straight - socket, straight, Shielded: No, LED: No, Sheath material: PVC, Halogen: Yes
9274 | 1925440200 | SAIL-M12G-4-2.0V | Sensor/actuator line, One end without connector, M12, Number of poles : 4, 2 m, pin, straight, Shielded: No, LED: No, Sheath material: PVC, Halogen: Yes
9275 | 1925442000 | SAIL-M12G-4-20V | Sensor/actuator line, One end without connector, M12, Number of poles : 4, 20 m, pin, straight, Shielded: No, LED: No, Sheath material: PVC, Halogen: Yes
9276 | 1927230200 | SAIL-M8G-3-2.0V | Sensor/actuator line, One end without connector, M12 / M8, Number of poles : 3, 2 m, pin, straight, Shielded: No, LED: No, Sheath material: PVC, Halogen: Yes
9277 | 1927240200 | SAIL-M8BG-3-2.0V | Sensor/actuator line, One end without connector, M12 / M8, Number of poles : 3, 2 m, Female socket, straight, Shielded: No, LED: No, Sheath material: PVC, Halogen: Yes
9278 | 1927261500 | SAIL-M8BG-4-15V | Sensor/actuator line, One end without connector, M8, Number of poles : 4, 15 m, Female socket, straight, Shielded: No, LED: No, Sheath material: PVC, Halogen: Yes
9279 | 1927262000 | SAIL-M8BG-4-20V | Sensor/actuator line, One end without connector, M8, Number of poles : 4, 20 m, Female socket, straight, Shielded: No, LED: No, Sheath material: PVC, Halogen: Yes
9280 | 1927321500 | SAIL-M8BW-3-15V | Sensor/actuator line, One end without connector, M12 / M8, Number of poles : 3, 15 m, Socket, angled, Shielded: No, LED: No, Sheath material: PVC, Halogen: Yes
9281 | 1939370150 | SAIV-M12BW-2/4-1.5U | Sensor/actuator line, One end without connector, M12, Number of poles : 3, 1.5 m, Socket, angled, Shielded: No, LED: No, Sheath material: PUR, Halogen: No
9282 | 1939410150 | SAIV-M12BG-2/4-1.5U | Sensor/actuator line, One end without connector, M12, Number of poles : 4, 1.5 m, Female socket, straight, Shielded: No, LED: No, Sheath material: PUR, Halogen: No
9283 | 1964711500 | SAIL-M12GM12G-CD-15A | Bus line, Connecting line, M12 / M12, Number of poles: 5, 15 m, pin, straight - socket, straight, Shielded: Yes, LED: No, Sheath material: PUR, Halogen: No
9284 | 2024560000 | KTB GP 987420 AB S4 PE | Klippon TB (Terminal Box), flange plate, Height: 353 mm, Width: 167 mm, Depth: 3 mm, Gland plates: top, Bottom, Material: Stainless steel 1.4404, electropolished, silver
9285 | 2466880000 | PRO TOP1 240W 24V 10A | Power supply, switch-mode power supply unit, 24 V
9286 | 2466900000 | PRO TOP1 960W 24V 40A | Power supply, switch-mode power supply unit, 24 V
9287 | 7789211050 | PAC-S300-RV24-V2-5M | Pre-assembled cable, PAC, Cable LiYY, 0.25 mm²
9288 | 7789212015 | PAC-S300-RV24-V3-1M5 | Pre-assembled cable, PAC, Cable LiYY, 0.25 mm²
9289 | 7789212020 | PAC-S300-RV24-V3-2M | Pre-assembled cable, PAC, Cable LiYY, 0.25 mm²
9290 | 7789212030 | PAC-S300-RV24-V3-3M | Pre-assembled cable, PAC, Cable LiYY, 0.25 mm²
9291 | 7789212050 | PAC-S300-RV24-V3-5M | Pre-assembled cable, PAC, Cable LiYY, 0.25 mm²
9292 | 7789214015 | PAC-S300-RV24-V4-1M5 | Pre-assembled cable, PAC, Cable LiYY, 0.25 mm²
9293 | 7789214020 | PAC-S300-RV24-V4-2M | Pre-assembled cable, PAC, Cable LiYY, 0.25 mm²
9294 | 7789222005 | PAC-S300-HE20-V2-0M5 | Pre-assembled cable, PAC, Cable LiYY, 8.6 ± 1 mm
9295 | 7789222015 | PAC-S300-HE20-V2-1M5 | Pre-assembled cable, PAC, Cable LiYY, 8.6 ± 1 mm
9296 | 7789222020 | PAC-S300-HE20-V2-2M | Pre-assembled cable, PAC, Cable LiYY, 8.6 ± 1 mm
9297 | 7789223015 | PAC-S300-HESD-V0-1M5 | Pre-assembled cable, PAC, Cable LiYY, Cable LiYCY, 0.25 mm²
9298 | 7789223020 | PAC-S300-HESD-V0-2M | Pre-assembled cable, PAC, Cable LiYY, Cable LiYCY, 0.25 mm²
9299 | 7789224020 | PAC-S300-SD15-V1-2M | Pre-assembled cable, PAC, Cable LiYCY, 0.25 mm²
9300 | 7789225020 | PAC-S300-SD37-V0-2M | Pre-assembled cable, PAC, Cable LiYCY, 0.25 mm²
9301 | 7789225030 | PAC-S300-SD37-V0-3M | Pre-assembled cable, PAC, Cable LiYCY, 0.25 mm²
9302 | 7789227015 | PAC-S300-SD15-V2-1M5 | Pre-assembled cable, PAC, Cable LiYCY, 0.25 mm²
9303 | 7789227020 | PAC-S300-SD15-V2-2M | Pre-assembled cable, PAC, Cable LiYCY, 0.25 mm²
9304 | 7789227030 | PAC-S300-SD15-V2-3M | Pre-assembled cable, PAC, Cable LiYCY, 0.25 mm²
9305 | 7789227040 | PAC-S300-SD15-V2-4M | Pre-assembled cable, PAC, Cable LiYCY, 0.25 mm²
9306 | 7789228015 | PAC-S300-SD15-V3-1M5 | Pre-assembled cable, PAC, Cable LiYCY, 0.25 mm²
9307 | 7789228020 | PAC-S300-SD15-V3-2M | Pre-assembled cable, PAC, Cable LiYCY, 0.25 mm²
9308 | 7789228025 | PAC-S300-SD15-V3-2M5 | Pre-assembled cable, PAC, Cable LiYCY, 0.25 mm²
9309 | 7789228030 | PAC-S300-SD15-V3-3M | Pre-assembled cable, PAC, Cable LiYCY, 0.25 mm²
9310 | 7789228040 | PAC-S300-SD15-V3-4M | Pre-assembled cable, PAC, Cable LiYCY, 0.25 mm²
9311 | 7789228050 | PAC-S300-SD15-V3-5M | Pre-assembled cable, PAC, Cable LiYCY, 0.25 mm²
9312 | 7789229015 | PAC-S300-SD25-V1-1M5 | Pre-assembled cable, PAC, Cable LiYCY, 0.25 mm²
9313 | 7789229025 | PAC-S300-SD25-V1-2M5 | Pre-assembled cable, PAC, Cable LiYCY, 0.25 mm²
9314 | 7789229030 | PAC-S300-SD25-V1-3M | Pre-assembled cable, PAC, Cable LiYCY, 0.25 mm²
9315 | 7789229040 | PAC-S300-SD25-V1-4M | Pre-assembled cable, PAC, Cable LiYCY, 0.25 mm²
9316 | 7789229050 | PAC-S300-SD25-V1-5M | Pre-assembled cable, PAC, Cable LiYCY, 0.25 mm²
9317 | 7789229070 | PAC-S300-SD25-V1-7M | Pre-assembled cable, PAC, Cable LiYCY, 0.25 mm²
9318 | 7789229080 | PAC-S300-SD25-V1-8M | Pre-assembled cable, PAC, Cable LiYCY, 0.25 mm²
9319 | 7789230015 | PAC-S300-SD25-V2-1M5 | Pre-assembled cable, PAC, Cable LiYCY, 0.25 mm²
9320 | 7789230020 | PAC-S300-SD25-V2-2M | Pre-assembled cable, PAC, Cable LiYCY, 0.25 mm²
9321 | 7789230030 | PAC-S300-SD25-V2-3M | Pre-assembled cable, PAC, Cable LiYCY, 0.25 mm²
9322 | 7789230050 | PAC-S300-SD25-V2-5M | Pre-assembled cable, PAC, Cable LiYCY, 0.25 mm²
9323 | 7789231015 | PAC-S300-SD37-V2-1M5 | Pre-assembled cable, PAC, Cable LiYCY, 0.25 mm²
9324 | 7789231020 | PAC-S300-SD37-V2-2M | Pre-assembled cable, PAC, Cable LiYCY, 0.25 mm²
9325 | 7789231030 | PAC-S300-SD37-V2-3M | Pre-assembled cable, PAC, Cable LiYCY, 0.25 mm²
9326 | 7789231040 | PAC-S300-SD37-V2-4M | Pre-assembled cable, PAC, Cable LiYCY, 0.25 mm²
9327 | 7789231050 | PAC-S300-SD37-V2-5M | Pre-assembled cable, PAC, Cable LiYCY, 0.25 mm²
9328 | 7789233020 | PAC-S300-SD25-V3-2M | Pre-assembled cable, PAC, Cable LiYCY, 0.25 mm²
9329 | 7789233030 | PAC-S300-SD25-V3-3M | Pre-assembled cable, PAC, Cable LiYCY, 0.25 mm²
9330 | 7789233040 | PAC-S300-SD25-V3-4M | Pre-assembled cable, PAC, Cable LiYCY, 0.25 mm²
9331 | 7789233050 | PAC-S300-SD25-V3-5M | Pre-assembled cable, PAC, Cable LiYCY, 0.25 mm²
9332 | 7789233070 | PAC-S300-SD25-V3-7M | Pre-assembled cable, PAC, Cable LiYCY, 0.25 mm²
9333 | 7789233100 | PAC-S300-SD25-V3-10M | Pre-assembled cable, PAC, Cable LiYCY, 0.25 mm²
9334 | 7789234040 | PAC-S300-HE20-V3-4M | Pre-assembled cable, PAC, Cable LiYY, 8.6 ± 1 mm
9335 | 7789246020 | PAC-S300-HE20-V7-2M | Pre-assembled cable, PAC, Cable LiYY, 8.6 ± 1 mm
9336 | 7789246030 | PAC-S300-HE20-V7-3M | Pre-assembled cable, PAC, Cable LiYY, 8.6 ± 1 mm
9337 | 7789246040 | PAC-S300-HE20-V7-4M | Pre-assembled cable, PAC, Cable LiYY, 8.6 ± 1 mm
9338 | 7789618100 | PAC-RX3I-HE20-V0-10M | Pre-assembled cable, PAC, Cable LiYY, 0.25 mm²
9339 | 7789619030 | PAC-RX3I-HE20-V1-3M | Pre-assembled cable, PAC, Cable LiYY, 0.25 mm²
9340 | 7789619100 | PAC-RX3I-HE20-V1-10M | Pre-assembled cable, PAC, Cable LiYY, 0.25 mm²
9341 | 7789620030 | PAC-RX3I-SD15-V0-3M | Pre-assembled cable, PAC, Cable LiYCY, 0.25 mm²
9342 | 7789621020 | PAC-RX3I-SD25-V2-2M | Pre-assembled cable, PAC, Cable LiYCY, 0.25 mm²
9343 | 7789623015 | PAC-RX3I-SD37-V1-1M5 | Pre-assembled cable, PAC, Cable LiYCY, 0.25 mm²
9344 | 7789626100 | PAC-RX3I-SD37-V2-10M | Pre-assembled cable, PAC, Cable LiYCY, 0.25 mm²
9345 | 7789641005 | PAC-ABS8-HE20-V0-0M5 | Pre-assembled cable, PAC, Cable LiYY, 0.25 mm²
9346 | 7789641050 | PAC-ABS8-HE20-V0-5M | Pre-assembled cable, PAC, Cable LiYY, 0.25 mm²
9347 | 7789657050 | PAC-ABS8-SD25-V0-5M | Pre-assembled cable, PAC, Cable LiYCY, 0.25 mm²
9348 | 7789666030 | PAC-RX3I-RV24-V0-3M | Pre-assembled cable, PAC, Cable LiYY, 0.25 mm²
9349 | 7789667010 | PAC-RX3I-SD25-V1-1M | Pre-assembled cable, PAC, Cable LiYCY, 0.25 mm²
9350 | 7789695020 | PAC-CMLX-HE20-V3-2M | Pre-assembled cable, PAC, Cable LiYY, 0.25 mm²
9351 | 7789697020 | PAC-CMLX-HE20-V4-2M | Pre-assembled cable, PAC, Cable LiYY, 0.25 mm²
9352 | 7789729010 | PAC-S300-HE20-V10-1M | Pre-assembled cable, PAC, Cable LiYY, 8.6 ± 1 mm
9353 | 7789731010 | PAC-CTLX-UNIU-V0-1M | Pre-assembled cable, PAC, Cable LiYY, 0.25 mm²
9354 | 7789756030 | PAC-UNIV-HE40-F-3M | Pre-assembled cable, PAC, Cable LiYY, 0.25 mm²
9355 | 7789759010 | PAC-S300-HE40-S-V0-1M | Pre-assembled cable, PAC, Cable LiYY, 12.4 ± 1 mm
9356 | 7789759020 | PAC-S300-HE40-S-V0-2M | Pre-assembled cable, PAC, Cable LiYY, 12.4 ± 1 mm
9357 | 7789764100 | PAC-ELCO56-F56-F56-10M | Pre-assembled cable, PAC, Pre-assembled cable, Cable LiYCY, 0.25 mm²
9358 | 7789769015 | PAC-CMLX-HE20-V5-1M5 | Pre-assembled cable, PAC, Cable LiYY, 0.25 mm²
9359 | 7789769020 | PAC-CMLX-HE20-V5-2M | Pre-assembled cable, PAC, Cable LiYY, 0.25 mm²
9360 | 7789769030 | PAC-CMLX-HE20-V5-3M | Pre-assembled cable, PAC, Cable LiYY, 0.25 mm²
9361 | 7789770015 | PAC-CMLX-HE20-V6-1M5 | Pre-assembled cable, PAC, Cable LiYY, 0.25 mm²
9362 | 7789770020 | PAC-CMLX-HE20-V6-2M | Pre-assembled cable, PAC, Cable LiYY, 0.25 mm²
9363 | 7789770030 | PAC-CMLX-HE20-V6-3M | Pre-assembled cable, PAC, Cable LiYY, 0.25 mm²
9364 | 7789771005 | PAC-CJ1W-HE20-V9-0M5 | Pre-assembled cable, PAC, Cable LiYY, 0.25 mm²
9365 | 7789771020 | PAC-CJ1W-HE20-V9-2M | Pre-assembled cable, PAC, Cable LiYY, 0.25 mm²
9366 | 7789771030 | PAC-CJ1W-HE20-V9-3M | Pre-assembled cable, PAC, Cable LiYY, 0.25 mm²
9367 | 7789771040 | PAC-CJ1W-HE20-V9-4M | Pre-assembled cable, PAC, Cable LiYY, 0.25 mm²
9368 | 7789771060 | PAC-CJ1W-HE20-V9-6M | Pre-assembled cable, PAC, Cable LiYY, 0.25 mm²
9369 | 7789772010 | PAC-CJ1W-HE20-V10-1M | Pre-assembled cable, PAC, Cable LiYY, 0.25 mm²
9370 | 7789772020 | PAC-CJ1W-HE20-V10-2M | Pre-assembled cable, PAC, Cable LiYY, 0.25 mm²
9371 | 7789781015 | PAC-S300-SD37-V4-1M5 | Pre-assembled cable, PAC, Cable LiYCY, 0.25 mm²
9372 | 7789781020 | PAC-S300-SD37-V4-2M | Pre-assembled cable, PAC, Cable LiYCY, 0.25 mm²
9373 | 7789795010 | PAC-S400-HE40-V0-1M | Pre-assembled cable, PAC, Cable LiYY, 0.25 mm²
9374 | 7789795015 | PAC-S400-HE40-V0-1M5 | Pre-assembled cable, PAC, Cable LiYY, 0.25 mm²
9375 | 7789795020 | PAC-S400-HE40-V0-2M | Pre-assembled cable, PAC, Cable LiYY, 0.25 mm²
9376 | 7789795025 | PAC-S400-HE40-V0-2M5 | Pre-assembled cable, PAC, Cable LiYY, 0.25 mm²
9377 | 7789801010 | PAC-S300-HE20-S-V0-1M | Pre-assembled cable, PAC, Cable LiYCY, 8.6 ± 1 mm
9378 | 7789801020 | PAC-S300-HE20-S-V0-2M | Pre-assembled cable, PAC, Cable LiYCY, 8.6 ± 1 mm
9379 | 7789802010 | PAC-UNIV-HE40-S50-1M | Pre-assembled cable, PAC, Cable LiYCY, 0.25 mm²
9380 | 7789806015 | PAC-UNIV-HE20-FD1-1M5 | Pre-assembled cable, PAC, Cable LiYY, 0.25 mm²
9381 | 7789807010 | PAC-UNIV-HE20-S25-1M | Pre-assembled cable, PAC, Cable LiYCY, 0.25 mm²
9382 | 7789808010 | PAC-UNIV-HE40-FD1-1M | Pre-assembled cable, PAC, Cable LiYY, 0.25 mm²
9383 | 7789808015 | PAC-UNIV-HE40-FD1-1M5 | Pre-assembled cable, PAC, Cable LiYY, 0.25 mm²
9384 | 7789828010 | C300-32B-320B-2S-M25-1M | Pre-assembled cable, PAC, Cable LiYCY, 0.25 mm²
9385 | 7789828050 | C300-32B-320B-2S-M25-5M | Pre-assembled cable, PAC, Cable LiYCY, 0.25 mm²
9386 | 7789829010 | C300-36B-324B-2S-M25-1M | Pre-assembled cable, PAC, Cable LiYCY, 0.25 mm²
9387 | 7789829050 | C300-36B-324B-2S-M25-5M | Pre-assembled cable, PAC, Cable LiYCY, 0.25 mm²
9388 | 7789840030 | PAC-M258-HE20-V0-3M | Cable LiYY, 0.25 mm²
9389 | 7789841030 | PAC-M258-SD15-V0-3M | Cable LiYCY, 0.25 mm²
9390 | 7789845020 | PAC-S300-SD25-V6-2M | Pre-assembled cable, PAC, Cable LiYCY, 0.25 mm²
9391 | 7789846015 | PAC-M340-SD25-V0-1M5 | Pre-assembled cable, PAC, Cable LiYCY, 0.25 mm²
9392 | 7789849020 | PAC-RX3I-SD37-V5-2M | Pre-assembled cable, PAC, Cable LiYCY, 0.25 mm²
9393 | 7789849050 | PAC-RX3I-SD37-V5-5M | Pre-assembled cable, PAC, Cable LiYCY, 0.25 mm²
9394 | 7789860010 | PAC-S300-HE20-V17-1M | Pre-assembled cable, PAC, Cable LiYY, 8.6 ± 1 mm
9395 | 7789860030 | PAC-S300-HE20-V17-3M | Pre-assembled cable, PAC, Cable LiYY, 8.6 ± 1 mm
9396 | 7789880050 | PAC-C300-3232-25-05 | Pre-assembled cable, PAC, Cable LiYCY, 0.25 mm²
9397 | 7789884050 | PAC-C300-3636-25-05 | Pre-assembled cable, PAC, Cable LiYCY, 0.25 mm²
9398 | 7789884060 | PAC-C300-3636-25-06 | Pre-assembled cable, PAC, Cable LiYCY, 0.25 mm²
9399 | 7789888050 | C300-32B-320B-2S-M34-05 | Pre-assembled cable, PAC, Cable LiYCY, 0.34 mm²
9400 | 7789888060 | C300-32B-320B-2S-M34-06 | Pre-assembled cable, PAC, Cable LiYCY, 0.34 mm²
9401 | 8941350020 | IE-C6FS8UG0020A40A40-G | System cable, RJ45 IP 20, RJ45 IP 20, Cat.6A / Class EA (ISO/IEC 11801 2010), PUR, 2 m
9402 | 8941350050 | IE-C6FS8UG0050A40A40-G | System cable, RJ45 IP 20, RJ45 IP 20, Cat.6A / Class EA (ISO/IEC 11801 2010), PUR, 5 m
9403 | 9448100000 | RS 4AIO I-M-DP SD S | Interface, RS, Spacer, 2-wire, Screw connection
9404 | 9456100200 | SAIL-M12G-4-2.0U | Sensor/actuator line, One end without connector, M12, Number of poles : 4, 2 m, pin, straight, Shielded: No, LED: No, Sheath material: PUR, Halogen: No
9405 | 9456151500 | SAIL-M8BW-4-15U | Sensor/actuator line, One end without connector, M8, Number of poles : 4, 15 m, Socket, angled, Shielded: No, LED: No, Sheath material: PUR, Halogen: No
9406 | 9456990150 | SAIL-M12GM12G-2/4-1.5U | Sensor/actuator line, Connecting line, M12 / M12, Number of poles : 3, 1.5 m, pin, straight - socket, straight, Shielded: No, LED: No, Sheath material: PUR, Halogen: No
9407 | 9456990250 | SAIL-M12GM12G-2/4-2.5U | Sensor/actuator line, Connecting line, M12 / M12, Number of poles : 3, 2.5 m, pin, straight - socket, straight, Shielded: No, LED: No, Sheath material: PUR, Halogen: No
9408 | 9456990500 | SAIL-M12GM12G-2/4-5.0U | Sensor/actuator line, Connecting line, M12 / M12, Number of poles : 3, 5 m, pin, straight - socket, straight, Shielded: No, LED: No, Sheath material: PUR, Halogen: No
9409 | 9456991000 | SAIL-M12GM12G-2/4-10U | Sensor/actuator line, Connecting line, M12 / M12, Number of poles : 3, 10 m, pin, straight - socket, straight, Shielded: No, LED: No, Sheath material: PUR, Halogen: No
9410 | 9457010030 | SAIL-VSA-M12G-0.3U | Valve plug, Straight plug - valve plug
9411 | 9457451500 | SAIL-M8BG-3-15U | Sensor/actuator line, One end without connector, M8, Number of poles : 3, 15 m, Female socket, straight, Shielded: No, LED: No, Sheath material: PUR, Halogen: No
9412 | 9457744000 | SAIL-M12BW-4-40U | Sensor/actuator line, One end without connector, M12, Number of poles : 4, 40 m, Socket, angled, Shielded: No, LED: No, Sheath material: PUR, Halogen: No
9413 | 9457900090 | SAIL-M12WM12W-5-0.9U | Sensor/actuator line, Connecting line, M12 / M12, Number of poles : 5, 0.9 m, pin, 90° - socket 90°, Shielded: No, LED: No, Sheath material: PUR, Halogen: No
9414 | 2634310000 | POWERCRIMPER 6.0 | Crimping machine, 0.5mm², 6mm²
9415 | 2638340000 | CH20M12 S PSCSC AGY | Modular housing, OMNIMATE Housing - series CH20M Agate grey, Width: 12.5 mm
9416 | 2580230000 | PRO INSTA 60W 24V 2.5A | Power supply, switch-mode power supply unit, 24 V
9417 | 2603420000 | CMA-RCM-DACT-20 | Residual current transformer, Primary current: 25 A, Round conductor: 20.00 mm, closed current transformer
9418 | 930031222 | KDSU M25 BS O NI 2 G25 | KDSU (Klippon double seal universal Ex cable gland), Cable glands, M 25, 16 mm, Single-wire armouring, Metal foil armouring, Braided armouring, 0.1 - 1.6 mm, OD min. 20.3 - OD max. 27.4 mm, ID min. 13.50 - ID max. 20.00 mm, IP66, IP68 - 2.5 bar, Brass, nickel-plated
9419 | 930061213 | KDSU M50 BS O SC 1 G50S | KDSU (Klippon double seal universal Ex cable gland), Cable glands, M 50, 16 mm, Single-wire armouring, Metal foil armouring, Braided armouring, 0.1 - 2.5 mm, OD min. 34.8 - OD max. 42.4 mm, ID min. 28.10 - ID max. 38.20 mm, IP66, IP68 - 2.5 bar, Brass
9420 | 930061224 | KDSU M50 BS O NI 2 G50S | KDSU (Klippon double seal universal Ex cable gland), Cable glands, M 50, 16 mm, Single-wire armouring, Metal foil armouring, Braided armouring, 0.1 - 2.5 mm, OD min. 39.4 - OD max. 46.7 mm, ID min. 28.10 - ID max. 38.20 mm, IP66, IP68 - 2.5 bar, Brass, nickel-plated
9421 | 930091222 | KDSU M63 BS O NI 2 G63 | KDSU (Klippon double seal universal Ex cable gland), Cable glands, M 63, 19 mm, Single-wire armouring, Metal foil armouring, Braided armouring, 0.1 - 2.5 mm, OD min. 58.4 - OD max. 65.8 mm, ID min. 46.70 - ID max. 56.00 mm, IP66, IP68 - 2.5 bar, Brass, nickel-plated
9422 | 930551212 | KSG M50 BS O SC 2 G50 | KSG (Klippon standard Ex cable gland), Cable glands, M 50, 16 mm, OD min. 33.1 - OD max. 44.1 mm, IP66, IP68 - 2.5 bar, Brass
9423 | 1074620000 | KDSW M50 BN O SC 1 G50S | KDSW (Klippon double seal SWA Ex cable gland), Cable glands, M 50, 16 mm, Single-wire armouring, 2 - 2.5 mm, OD min. 34.8 - OD max. 42.4 mm, ID min. 31.50 - ID max. 38.20 mm, IP66, IP68 - 2.5 bar, Brass
9424 | 1074630000 | KDSW M50 BN O SC 2 G50S | KDSW (Klippon double seal SWA Ex cable gland), Cable glands, M 50, 16 mm, Single-wire armouring, 2 - 2.5 mm, OD min. 39.4 - OD max. 46.7 mm, ID min. 31.50 - ID max. 38.20 mm, IP66, IP68 - 2.5 bar, Brass
9425 | 1074640000 | KDSW M50 BN O SC 1 G50 | KDSW (Klippon double seal SWA Ex cable gland), Cable glands, M 50, 16 mm, Single-wire armouring, 2 - 2.5 mm, OD min. 41.1 - OD max. 48.5 mm, ID min. 36.50 - ID max. 44.10 mm, IP66, IP68 - 2.5 bar, Brass
9426 | 1074650000 | KDSW M50 BN O SC 2 G50 | KDSW (Klippon double seal SWA Ex cable gland), Cable glands, M 50, 16 mm, Single-wire armouring, 2 - 2.5 mm, OD min. 45.7 - OD max. 53.2 mm, ID min. 36.50 - ID max. 44.10 mm, IP66, IP68 - 2.5 bar, Brass
9427 | 1074670000 | KDSW M63 BN O SC 1 G63S | KDSW (Klippon double seal SWA Ex cable gland), Cable glands, M 63, 19 mm, Single-wire armouring, 2.5 - OD min. 47.5 - OD max. 54.8 mm, ID min. 42.50 - ID max. 50.10 mm, IP66, IP68 - 2.5 bar, Brass
9428 | 1074710000 | KDSW M63 BN O SC 2 G63S | KDSW (Klippon double seal SWA Ex cable gland), Cable glands, M 63, 19 mm, Single-wire armouring, 2.5 - OD min. 52.1 - OD max. 59.5 mm, ID min. 42.50 - ID max. 50.10 mm, IP66, IP68 - 2.5 bar, Brass
9429 | 1074730000 | KDSW M63 BN O SC 1 G63 | KDSW (Klippon double seal SWA Ex cable gland), Cable glands, M 63, 19 mm, Single-wire armouring, 2.5 - OD min. 53.8 - OD max. 61.2 mm, ID min. 49.50 - ID max. 56.00 mm, IP66, IP68 - 2.5 bar, Brass
9430 | 1074750000 | KDSW M63 BN O SC 2 G63 | KDSW (Klippon double seal SWA Ex cable gland), Cable glands, M 63, 19 mm, Single-wire armouring, 2.5 - OD min. 58.4 - OD max. 65.8 mm, ID min. 49.50 - ID max. 56.00 mm, IP66, IP68 - 2.5 bar, Brass
9431 | 1074770000 | KDSW M75 BN O SC 1 G75S | KDSW (Klippon double seal SWA Ex cable gland), Cable glands, M 75, 19 mm, Single-wire armouring, 2.5 - OD min. 60.2 - OD max. 68 mm, ID min. 54.50 - ID max. 62.00 mm, IP66, IP68 - 2.5 bar, Brass
9432 | 1074790000 | KDSW M75 BN O SC 2 G75S | KDSW (Klippon double seal SWA Ex cable gland), Cable glands, M 75, 19 mm, Single-wire armouring, 2.5 - OD min. 64.8 - OD max. 72.2 mm, ID min. 54.50 - ID max. 62.00 mm, IP66, IP68 - 2.5 bar, Brass
9433 | 1074820000 | KDSW M75 BN O SC 1 G75 | KDSW (Klippon double seal SWA Ex cable gland), Cable glands, M 75, 19 mm, Single-wire armouring, 2.5 - OD min. 66.5 - OD max. 73.4 mm, ID min. 60.50 - ID max. 68.00 mm, IP66, IP68 - 2.5 bar, Brass
9434 | 1074840000 | KDSW M75 BN O SC 2 G75 | KDSW (Klippon double seal SWA Ex cable gland), Cable glands, M 75, 19 mm, Single-wire armouring, 2.5 - OD min. 71.1 - OD max. 78 mm, ID min. 60.50 - ID max. 68.00 mm, IP66, IP68 - 2.5 bar, Brass
9435 | 1074890000 | KDSW M50 BN L NI 1 G50S | KDSW (Klippon double seal SWA Ex cable gland), Cable glands, M 50, 16 mm, Single-wire armouring, Lead sheath armouring, 2 - 2.5 mm, OD min. 34.8 - OD max. 42.4 mm, ID min. 31.50 - ID max. 38.20 mm, IP66, IP68 - 2.5 bar, Brass, nickel-plated
9436 | 1074910000 | KDSW M50 BN L NI 2 G50S | KDSW (Klippon double seal SWA Ex cable gland), Cable glands, M 50, 16 mm, Single-wire armouring, Lead sheath armouring, 2 - 2.5 mm, OD min. 39.4 - OD max. 46.7 mm, ID min. 31.50 - ID max. 38.20 mm, IP66, IP68 - 2.5 bar, Brass, nickel-plated
9437 | 1074920000 | KDSW M50 BN L NI 1 G50 | KDSW (Klippon double seal SWA Ex cable gland), Cable glands, M 50, 16 mm, Single-wire armouring, Lead sheath armouring, 2 - 2.5 mm, OD min. 41.4 - OD max. 48.5 mm, ID min. 36.50 - ID max. 44.10 mm, IP66, IP68 - 2.5 bar, Brass, nickel-plated
9438 | 1074930000 | KDSW M50 BN L NI 2 G50 | KDSW (Klippon double seal SWA Ex cable gland), Cable glands, M 50, 16 mm, Single-wire armouring, Lead sheath armouring, 2 - 2.5 mm, OD min. 45.7 - OD max. 53.2 mm, ID min. 36.50 - ID max. 44.10 mm, IP66, IP68 - 2.5 bar, Brass, nickel-plated
9439 | 1074940000 | KDSW M63 BN L NI 1 G63S | KDSW (Klippon double seal SWA Ex cable gland), Cable glands, M 63, 19 mm, Single-wire armouring, Lead sheath armouring, 2.5 - OD min. 47.5 - OD max. 54.8 mm, ID min. 42.50 - ID max. 50.10 mm, IP66, IP68 - 2.5 bar, Brass, nickel-plated
9440 | 1074950000 | KDSW M63 BN L NI 2 G63S | KDSW (Klippon double seal SWA Ex cable gland), Cable glands, M 63, 19 mm, Single-wire armouring, Lead sheath armouring, 2.5 - OD min. 52.1 - OD max. 59.5 mm, ID min. 42.50 - ID max. 50.10 mm, IP66, IP68 - 2.5 bar, Brass, nickel-plated
9441 | 1074960000 | KDSW M63 BN L NI 1 G63 | KDSW (Klippon double seal SWA Ex cable gland), Cable glands, M 63, 19 mm, Single-wire armouring, Lead sheath armouring, 2.5 - OD min. 53.8 - OD max. 61.2 mm, ID min. 49.50 - ID max. 56.00 mm, IP66, IP68 - 2.5 bar, Brass, nickel-plated
9442 | 1074970000 | KDSW M63 BN L NI 2 G63 | KDSW (Klippon double seal SWA Ex cable gland), Cable glands, M 63, 19 mm, Single-wire armouring, Lead sheath armouring, 2.5 - OD min. 58.4 - OD max. 65.8 mm, ID min. 49.50 - ID max. 56.00 mm, IP66, IP68 - 2.5 bar, Brass, nickel-plated
9443 | 1074980000 | KDSW M75 BN L NI 1 G75S | KDSW (Klippon double seal SWA Ex cable gland), Cable glands, M 75, 19 mm, Single-wire armouring, Lead sheath armouring, 2.5 - OD min. 60.2 - OD max. 68 mm, ID min. 54.50 - ID max. 62.00 mm, IP66, IP68 - 2.5 bar, Brass, nickel-plated
9444 | 1074990000 | KDSW M75 BN L NI 2 G75S | KDSW (Klippon double seal SWA Ex cable gland), Cable glands, M 75, 19 mm, Single-wire armouring, Lead sheath armouring, 2.5 - OD min. 64.8 - OD max. 72.2 mm, ID min. 54.50 - ID max. 62.00 mm, IP66, IP68 - 2.5 bar, Brass, nickel-plated
9445 | 1075010000 | KDSW M75 BN L NI 1 G75 | KDSW (Klippon double seal SWA Ex cable gland), Cable glands, M 75, 19 mm, Single-wire armouring, Lead sheath armouring, 2.5 - OD min. 66.5 - OD max. 73.4 mm, ID min. 60.50 - ID max. 68.00 mm, IP66, IP68 - 2.5 bar, Brass, nickel-plated
9446 | 1075020000 | KDSW M75 BN L NI 2 G75 | KDSW (Klippon double seal SWA Ex cable gland), Cable glands, M 75, 19 mm, Single-wire armouring, Lead sheath armouring, 2.5 - OD min. 71.1 - OD max. 78 mm, ID min. 60.50 - ID max. 68.00 mm, IP66, IP68 - 2.5 bar, Brass, nickel-plated
9447 | 1075160000 | KDSW M50 BN O NI 1 G50S | KDSW (Klippon double seal SWA Ex cable gland), Cable glands, M 50, 16 mm, Single-wire armouring, 2 - 2.5 mm, OD min. 34.8 - OD max. 42.4 mm, ID min. 31.50 - ID max. 38.20 mm, IP66, IP68 - 2.5 bar, Brass, nickel-plated
9448 | 1075170000 | KDSW M50 BN O NI 2 G50S | KDSW (Klippon double seal SWA Ex cable gland), Cable glands, M 50, 16 mm, Single-wire armouring, 2 - 2.5 mm, OD min. 39.4 - OD max. 46.7 mm, ID min. 31.50 - ID max. 38.20 mm, IP66, IP68 - 2.5 bar, Brass, nickel-plated
9449 | 1075180000 | KDSW M50 BN O NI 1 G50 | KDSW (Klippon double seal SWA Ex cable gland), Cable glands, M 50, 16 mm, Single-wire armouring, 2 - 2.5 mm, OD min. 41.1 - OD max. 48.5 mm, ID min. 36.50 - ID max. 44.10 mm, IP66, IP68 - 2.5 bar, Brass, nickel-plated
9450 | 1075190000 | KDSW M50 BN O NI 2 G50 | KDSW (Klippon double seal SWA Ex cable gland), Cable glands, M 50, 16 mm, Single-wire armouring, 2 - 2.5 mm, OD min. 45.7 - OD max. 53.2 mm, ID min. 36.50 - ID max. 44.10 mm, IP66, IP68 - 2.5 bar, Brass, nickel-plated
9451 | 1075210000 | KDSW M63 BN O NI 1 G63S | KDSW (Klippon double seal SWA Ex cable gland), Cable glands, M 63, 19 mm, Single-wire armouring, 2.5 - OD min. 47.5 - OD max. 54.8 mm, ID min. 42.50 - ID max. 50.10 mm, IP66, IP68 - 2.5 bar, Brass, nickel-plated
9452 | 1075220000 | KDSW M63 BN O NI 2 G63S | KDSW (Klippon double seal SWA Ex cable gland), Cable glands, M 63, 19 mm, Single-wire armouring, 2.5 - OD min. 52.1 - OD max. 59.5 mm, ID min. 42.50 - ID max. 50.10 mm, IP66, IP68 - 2.5 bar, Brass, nickel-plated
9453 | 1075230000 | KDSW M63 BN O NI 1 G63 | KDSW (Klippon double seal SWA Ex cable gland), Cable glands, M 63, 19 mm, Single-wire armouring, 2.5 - OD min. 53.8 - OD max. 61.2 mm, ID min. 49.50 - ID max. 56.00 mm, IP66, IP68 - 2.5 bar, Brass, nickel-plated
9454 | 1075240000 | KDSW M63 BN O NI 2 G63 | KDSW (Klippon double seal SWA Ex cable gland), Cable glands, M 63, 19 mm, Single-wire armouring, 2.5 - OD min. 58.4 - OD max. 65.8 mm, ID min. 49.50 - ID max. 56.00 mm, IP66, IP68 - 2.5 bar, Brass, nickel-plated
9455 | 1075250000 | KDSW M75 BN O NI 1 G75S | KDSW (Klippon double seal SWA Ex cable gland), Cable glands, M 75, 19 mm, Single-wire armouring, 2.5 - OD min. 60.2 - OD max. 68 mm, ID min. 54.50 - ID max. 62.00 mm, IP66, IP68 - 2.5 bar, Brass, nickel-plated
9456 | 1075260000 | KDSW M75 BN O NI 2 G75S | KDSW (Klippon double seal SWA Ex cable gland), Cable glands, M 75, 19 mm, Single-wire armouring, 2.5 - OD min. 64.8 - OD max. 72.2 mm, ID min. 54.50 - ID max. 62.00 mm, IP66, IP68 - 2.5 bar, Brass, nickel-plated
9457 | 1075270000 | KDSW M75 BN O NI 1 G75 | KDSW (Klippon double seal SWA Ex cable gland), Cable glands, M 75, 19 mm, Single-wire armouring, 2.5 - OD min. 66.5 - OD max. 73.4 mm, ID min. 60.50 - ID max. 68.00 mm, IP66, IP68 - 2.5 bar, Brass, nickel-plated
9458 | 1075280000 | KDSW M75 BN O NI 2 G75 | KDSW (Klippon double seal SWA Ex cable gland), Cable glands, M 75, 19 mm, Single-wire armouring, 2.5 - OD min. 71.1 - OD max. 78 mm, ID min. 60.50 - ID max. 68.00 mm, IP66, IP68 - 2.5 bar, Brass, nickel-plated
9459 | 1075330000 | KSG M75 BN O SC 2 G75S | KSG (Klippon standard Ex cable gland), Cable glands, M 75, 19 mm, OD min. 52.1 - OD max. 62 mm, IP66, IP68 - 2.5 bar, Brass
9460 | 1075340000 | KSG M75 BN O SC 2 G75 | KSG (Klippon standard Ex cable gland), Cable glands, M 75, 19 mm, OD min. 58 - OD max. 68 mm, IP66, IP68 - 2.5 bar, Brass
9461 | 1075350000 | KSG M75 BN O NI 2 G75S | KSG (Klippon standard Ex cable gland), Cable glands, M 75, 19 mm, OD min. 52.1 - OD max. 62 mm, IP66, IP68 - 2.5 bar, Brass, nickel-plated
9462 | 1075360000 | KSG M75 BN O NI 2 G75 | KSG (Klippon standard Ex cable gland), Cable glands, M 75, 19 mm, OD min. 58 - OD max. 68 mm, IP66, IP68 - 2.5 bar, Brass, nickel-plated
9463 | 1076180000 | KDSU M50 BN O SC 1 G50S | KDSU (Klippon double seal universal Ex cable gland), Cable glands, M 50, 16 mm, Single-wire armouring, Metal foil armouring, Braided armouring, 0.1 - 2.5 mm, OD min. 34.8 - OD max. 42.4 mm, ID min. 28.10 - ID max. 38.20 mm, IP66, IP68 - 2.5 bar, Brass
9464 | 1076190000 | KDSU M50 BN O SC 1 G50 | KDSU (Klippon double seal universal Ex cable gland), Cable glands, M 50, 16 mm, Single-wire armouring, Metal foil armouring, Braided armouring, 0.1 - 2.5 mm, OD min. 41.1 - OD max. 48.5 mm, ID min. 33.10 - ID max. 44.10 mm, IP66, IP68 - 2.5 bar, Brass
9465 | 1076200000 | KDSU M63 BN O SC 1 G63S | KDSU (Klippon double seal universal Ex cable gland), Cable glands, M 63, 19 mm, Single-wire armouring, Metal foil armouring, Braided armouring, 0.1 - 2.5 mm, OD min. 47.5 - OD max. 54.8 mm, ID min. 39.20 - ID max. 50.10 mm, IP66, IP68 - 2.5 bar, Brass
9466 | 1076210000 | KDSU M63 BN O SC 1 G63 | KDSU (Klippon double seal universal Ex cable gland), Cable glands, M 63, 19 mm, Single-wire armouring, Metal foil armouring, Braided armouring, 0.1 - 2.5 mm, OD min. 53.8 - OD max. 61.2 mm, ID min. 46.70 - ID max. 56.00 mm, IP66, IP68 - 2.5 bar, Brass
9467 | 1076220000 | KDSU M75 BN O SC 1 G75S | KDSU (Klippon double seal universal Ex cable gland), Cable glands, M 75, 19 mm, Single-wire armouring, Metal foil armouring, Braided armouring, 0.1 - 2.5 mm, OD min. 60.2 - OD max. 68 mm, ID min. 52.10 - ID max. 62.00 mm, IP66, IP68 - 2.5 bar, Brass
9468 | 1076230000 | KDSU M75 BN O SC 2 G75S | KDSU (Klippon double seal universal Ex cable gland), Cable glands, M 75, 19 mm, Single-wire armouring, Metal foil armouring, Braided armouring, 0.1 - 2.5 mm, OD min. 64.8 - OD max. 72.2 mm, ID min. 52.10 - ID max. 62.00 mm, IP66, IP68 - 2.5 bar, Brass
9469 | 1076240000 | KDSU M75 BN O SC 1 G75 | KDSU (Klippon double seal universal Ex cable gland), Cable glands, M 75, 19 mm, Single-wire armouring, Metal foil armouring, Braided armouring, 0.1 - 2.5 mm, OD min. 66.5 - OD max. 73.4 mm, ID min. 58.00 - ID max. 68.00 mm, IP66, IP68 - 2.5 bar, Brass
9470 | 1076260000 | KDSU M75 BN O SC 2 G75 | KDSU (Klippon double seal universal Ex cable gland), Cable glands, M 75, 19 mm, Single-wire armouring, Metal foil armouring, Braided armouring, 0.1 - 2.5 mm, OD min. 71.1 - OD max. 78 mm, ID min. 58.00 - ID max. 68.00 mm, IP66, IP68 - 2.5 bar, Brass
9471 | 1076380000 | KDSW M50 BN L SC 1 G50S | KDSW (Klippon double seal SWA Ex cable gland), Cable glands, M 50, 16 mm, Single-wire armouring, Lead sheath armouring, 2 - 2.5 mm, OD min. 34.8 - OD max. 42.4 mm, ID min. 31.50 - ID max. 38.20 mm, IP66, IP68 - 2.5 bar, Brass
9472 | 1076390000 | KDSW M50 BN L SC 2 G50S | KDSW (Klippon double seal SWA Ex cable gland), Cable glands, M 50, 16 mm, Single-wire armouring, Lead sheath armouring, 2 - 2.5 mm, OD min. 39.4 - OD max. 46.7 mm, ID min. 31.50 - ID max. 38.20 mm, IP66, IP68 - 2.5 bar, Brass
9473 | 1076400000 | KDSW M50 BN L SC 1 G50 | KDSW (Klippon double seal SWA Ex cable gland), Cable glands, M 50, 16 mm, Single-wire armouring, Lead sheath armouring, 2 - 2.5 mm, OD min. 41.1 - OD max. 48.5 mm, ID min. 36.50 - ID max. 44.10 mm, IP66, IP68 - 2.5 bar, Brass
9474 | 1076410000 | KDSW M50 BN L SC 2 G50 | KDSW (Klippon double seal SWA Ex cable gland), Cable glands, M 50, 16 mm, Single-wire armouring, Lead sheath armouring, 2 - 2.5 mm, OD min. 45.7 - OD max. 53.2 mm, ID min. 36.50 - ID max. 44.10 mm, IP66, IP68 - 2.5 bar, Brass
9475 | 1076420000 | KDSW M63 BN L SC 1 G63S | KDSW (Klippon double seal SWA Ex cable gland), Cable glands, M 63, 19 mm, Single-wire armouring, Lead sheath armouring, 2.5 - OD min. 47.5 - OD max. 54.8 mm, ID min. 42.50 - ID max. 50.10 mm, IP66, IP68 - 2.5 bar, Brass
9476 | 1076430000 | KDSW M63 BN L SC 2 G63S | KDSW (Klippon double seal SWA Ex cable gland), Cable glands, M 63, 19 mm, Single-wire armouring, Lead sheath armouring, 2.5 - OD min. 52.1 - OD max. 59.5 mm, ID min. 42.50 - ID max. 50.10 mm, IP66, IP68 - 2.5 bar, Brass
9477 | 1076440000 | KDSW M63 BN L SC 1 G63 | KDSW (Klippon double seal SWA Ex cable gland), Cable glands, M 63, 19 mm, Single-wire armouring, Lead sheath armouring, 2.5 - OD min. 53.8 - OD max. 61.2 mm, ID min. 49.50 - ID max. 56.00 mm, IP66, IP68 - 2.5 bar, Brass
9478 | 1076450000 | KDSW M63 BN L SC 2 G63 | KDSW (Klippon double seal SWA Ex cable gland), Cable glands, M 63, 19 mm, Single-wire armouring, Lead sheath armouring, 2.5 - OD min. 58.4 - OD max. 65.8 mm, ID min. 49.50 - ID max. 56.00 mm, IP66, IP68 - 2.5 bar, Brass
9479 | 1076460000 | KDSW M75 BN L SC 1 G75S | KDSW (Klippon double seal SWA Ex cable gland), Cable glands, M 75, 19 mm, Single-wire armouring, Lead sheath armouring, 2.5 - OD min. 60.2 - OD max. 68 mm, ID min. 54.50 - ID max. 62.00 mm, IP66, IP68 - 2.5 bar, Brass
9480 | 1076470000 | KDSW M75 BN L SC 2 G75S | KDSW (Klippon double seal SWA Ex cable gland), Cable glands, M 75, 19 mm, Single-wire armouring, Lead sheath armouring, 2.5 - OD min. 64.8 - OD max. 72.2 mm, ID min. 54.50 - ID max. 62.00 mm, IP66, IP68 - 2.5 bar, Brass
9481 | 1076480000 | KDSW M75 BN L SC 1 G75 | KDSW (Klippon double seal SWA Ex cable gland), Cable glands, M 75, 19 mm, Single-wire armouring, Lead sheath armouring, 2.5 - OD min. 66.5 - OD max. 73.4 mm, ID min. 60.50 - ID max. 68.00 mm, IP66, IP68 - 2.5 bar, Brass
9482 | 1076490000 | KDSW M75 BN L SC 2 G75 | KDSW (Klippon double seal SWA Ex cable gland), Cable glands, M 75, 19 mm, Single-wire armouring, Lead sheath armouring, 2.5 - OD min. 71.1 - OD max. 78 mm, ID min. 60.50 - ID max. 68.00 mm, IP66, IP68 - 2.5 bar, Brass
9483 | 1083360000 | KDSU M50 BN O NI 1 G50S | KDSU (Klippon double seal universal Ex cable gland), Cable glands, M 50, 16 mm, Single-wire armouring, Metal foil armouring, Braided armouring, 0.1 - 2.5 mm, OD min. 34.8 - OD max. 42.4 mm, ID min. 28.10 - ID max. 38.20 mm, IP66, IP68 - 2.5 bar, Brass, nickel-plated
9484 | 1083370000 | KDSU M50 BN O NI 1 G50 | KDSU (Klippon double seal universal Ex cable gland), Cable glands, M 50, 16 mm, Single-wire armouring, Metal foil armouring, Braided armouring, 0.1 - 2.5 mm, OD min. 41.1 - OD max. 48.5 mm, ID min. 33.10 - ID max. 44.10 mm, IP66, IP68 - 2.5 bar, Brass, nickel-plated
9485 | 1083380000 | KDSU M63 BN O NI 1 G63S | KDSU (Klippon double seal universal Ex cable gland), Cable glands, M 63, 19 mm, Single-wire armouring, Metal foil armouring, Braided armouring, 0.1 - 2.5 mm, OD min. 47.5 - OD max. 54.8 mm, ID min. 39.20 - ID max. 50.10 mm, IP66, IP68 - 2.5 bar, Brass, nickel-plated
9486 | 1083390000 | KDSU M63 BN O NI 1 G63 | KDSU (Klippon double seal universal Ex cable gland), Cable glands, M 63, 16 mm, Single-wire armouring, Metal foil armouring, Braided armouring, 0.1 - 2.5 mm, OD min. 53.8 - OD max. 61.2 mm, ID min. 46.70 - ID max. 56.00 mm, IP66, IP68 - 2.5 bar, Brass, nickel-plated
9487 | 1083400000 | KDSU M75 BN O NI 1 G75S | KDSU (Klippon double seal universal Ex cable gland), Cable glands, M 75, 19 mm, Single-wire armouring, Metal foil armouring, Braided armouring, 0.1 - 2.5 mm, OD min. 60.2 - OD max. 68 mm, ID min. 52.10 - ID max. 62.00 mm, IP66, IP68 - 2.5 bar, Brass, nickel-plated
9488 | 1083410000 | KDSU M75 BN O NI 2 G75S | KDSU (Klippon double seal universal Ex cable gland), Cable glands, M 75, 19 mm, Single-wire armouring, Metal foil armouring, Braided armouring, 0.1 - 2.5 mm, OD min. 64.8 - OD max. 72.2 mm, ID min. 52.10 - ID max. 62.00 mm, IP66, IP68 - 2.5 bar, Brass, nickel-plated
9489 | 1083420000 | KDSU M75 BN O NI 1 G75 | KDSU (Klippon double seal universal Ex cable gland), Cable glands, M 75, 19 mm, Single-wire armouring, Metal foil armouring, Braided armouring, 0.1 - 2.5 mm, OD min. 66.5 - OD max. 73.4 mm, ID min. 58.00 - ID max. 68.00 mm, IP66, IP68 - 2.5 bar, Brass, nickel-plated
9490 | 1083430000 | KDSU M75 BN O NI 2 G75 | KDSU (Klippon double seal universal Ex cable gland), Cable glands, M 75, 19 mm, Single-wire armouring, Metal foil armouring, Braided armouring, 0.1 - 2.5 mm, OD min. 71.1 - OD max. 78 mm, ID min. 58.00 - ID max. 68.00 mm, IP66, IP68 - 2.5 bar, Brass, nickel-plated
9491 | 1095220000 | KUB M50 BS O NI 1 G50S | KUB (Klippon universal die-cast Ex cable gland), Cable glands, M 50, 16 mm, Single-wire armouring, Metal foil armouring, Braided armouring, 0.1 - 2.5 mm, OD min. 34.8 - OD max. 42.4 mm, ID max. 38.20 mm, IP68 - 10 bar, Brass, nickel-plated
9492 | 1095230000 | KUB M50 BS O NI 2 G50S | KUB (Klippon universal die-cast Ex cable gland), Cable glands, M 50, 16 mm, Single-wire armouring, Metal foil armouring, Braided armouring, 0.1 - 2.5 mm, OD min. 39.4 - OD max. 46.7 mm, ID max. 38.20 mm, IP68 - 10 bar, Brass, nickel-plated
9493 | 1095240000 | KUB M50 BS O NI 1 G50 | KUB (Klippon universal die-cast Ex cable gland), Cable glands, M 50, 16 mm, Single-wire armouring, Metal foil armouring, Braided armouring, 0.1 - 2.5 mm, OD min. 41.1 - OD max. 48.5 mm, ID max. 44.10 mm, IP68 - 10 bar, Brass, nickel-plated
9494 | 1095250000 | KUB M50 BN O NI 2 G50 | KUB (Klippon universal die-cast Ex cable gland), Cable glands, M 50, 16 mm, Single-wire armouring, Metal foil armouring, Braided armouring, 0.1 - 2.5 mm, OD min. 45.7 - OD max. 53.2 mm, ID max. 44.10 mm, IP68 - 10 bar, Brass, nickel-plated
9495 | 1095260000 | KUB M63 BS O NI 1 G63S | KUB (Klippon universal die-cast Ex cable gland), Cable glands, M 63, 19 mm, Single-wire armouring, Metal foil armouring, Braided armouring, 0.1 - 2.5 mm, OD min. 47.5 - OD max. 54.8 mm, ID max. 50.10 mm, IP68 - 10 bar, Brass, nickel-plated
9496 | 1095270000 | KUB M63 BS O NI 2 G63S | KUB (Klippon universal die-cast Ex cable gland), Cable glands, M 63, 19 mm, Single-wire armouring, Metal foil armouring, Braided armouring, 0.1 - 2.5 mm, OD min. 52.1 - OD max. 59.5 mm, ID max. 50.10 mm, IP68 - 10 bar, Brass, nickel-plated
9497 | 1095280000 | KUB M63 BS O NI 1 G63 | KUB (Klippon universal die-cast Ex cable gland), Cable glands, M 63, 19 mm, Single-wire armouring, Metal foil armouring, Braided armouring, 0.1 - 2.5 mm, OD min. 53.8 - OD max. 61.2 mm, ID max. 56.00 mm, IP68 - 10 bar, Brass, nickel-plated
9498 | 1095290000 | KUB M63 BS O NI 2 G63 | KUB (Klippon universal die-cast Ex cable gland), Cable glands, M 63, 19 mm, Single-wire armouring, Metal foil armouring, Braided armouring, 0.1 - 2.5 mm, OD min. 58.4 - OD max. 65.8 mm, ID max. 56.00 mm, IP68 - 10 bar, Brass, nickel-plated
9499 | 1095300000 | KUB M75 BS O NI 1 G75S | KUB (Klippon universal die-cast Ex cable gland), Cable glands, M 75, 19 mm, Single-wire armouring, Metal foil armouring, Braided armouring, 0.1 - 2.5 mm, OD min. 60.2 - OD max. 68 mm, ID max. 62.00 mm, IP68 - 10 bar, Brass, nickel-plated
9500 | 1095310000 | KUB M75 BS O NI 2 G75S | KUB (Klippon universal die-cast Ex cable gland), Cable glands, M 75, 19 mm, Single-wire armouring, Metal foil armouring, Braided armouring, 0.1 - 2.5 mm, OD min. 64.8 - OD max. 72.2 mm, ID max. 62.00 mm, IP68 - 10 bar, Brass, nickel-plated
9501 | 1095320000 | KUB M75 BS O NI 1 G75 | KUB (Klippon universal die-cast Ex cable gland), Cable glands, M 75, 19 mm, Single-wire armouring, Metal foil armouring, Braided armouring, 0.1 - 2.5 mm, OD min. 66.5 - OD max. 73.4 mm, ID max. 68.00 mm, IP68 - 10 bar, Brass, nickel-plated
9502 | 1095330000 | KUB M75 BS O NI 2 G75 | KUB (Klippon universal die-cast Ex cable gland), Cable glands, M 75, 19 mm, Single-wire armouring, Metal foil armouring, Braided armouring, 0.1 - 2.5 mm, OD min. 71.1 - OD max. 78 mm, ID max. 68.00 mm, IP68 - 10 bar, Brass, nickel-plated
9503 | 1095460000 | KUB M50 BS O SC 1 G50S | KUB (Klippon universal die-cast Ex cable gland), Cable glands, M 50, 16 mm, Single-wire armouring, Metal foil armouring, Braided armouring, 0.1 - 2.5 mm, OD min. 34.8 - OD max. 42.4 mm, ID max. 38.20 mm, IP68 - 10 bar, Brass
9504 | 1095470000 | KUB M50 BS O SC 2 G50S | KUB (Klippon universal die-cast Ex cable gland), Cable glands, M 50, 16 mm, Single-wire armouring, Metal foil armouring, Braided armouring, 0.1 - 2.5 mm, OD min. 39.4 - OD max. 46.7 mm, ID max. 38.20 mm, IP68 - 10 bar, Brass
9505 | 1095480000 | KUB M50 BS O SC 1 G50 | KUB (Klippon universal die-cast Ex cable gland), Cable glands, M 50, 16 mm, Single-wire armouring, Metal foil armouring, Braided armouring, 0.1 - 2.5 mm, OD min. 41.1 - OD max. 48.5 mm, ID max. 44.10 mm, IP68 - 10 bar, Brass
9506 | 1095490000 | KUB M50 BS O SC 2 G50 | KUB (Klippon universal die-cast Ex cable gland), Cable glands, M 50, 16 mm, Single-wire armouring, Metal foil armouring, Braided armouring, 0.1 - 2.5 mm, OD min. 45.7 - OD max. 53.2 mm, ID max. 44.10 mm, IP68 - 10 bar, Brass
9507 | 1095500000 | KUB M63 BS O SC 1 G63S | KUB (Klippon universal die-cast Ex cable gland), Cable glands, M 63, 19 mm, Single-wire armouring, Metal foil armouring, Braided armouring, 0.1 - 2.5 mm, OD min. 47.5 - OD max. 54.8 mm, ID max. 50.10 mm, IP68 - 10 bar, Brass
9508 | 1095510000 | KUB M63 BS O SC 2 G63S | KUB (Klippon universal die-cast Ex cable gland), Cable glands, M 63, 19 mm, Single-wire armouring, Metal foil armouring, Braided armouring, 0.1 - 2.5 mm, OD min. 52.1 - OD max. 59.5 mm, ID max. 50.10 mm, IP68 - 10 bar, Brass
9509 | 1095520000 | KUB M63 BS O SC 1 G63 | KUB (Klippon universal die-cast Ex cable gland), Cable glands, M 63, 19 mm, Single-wire armouring, Metal foil armouring, Braided armouring, 0.1 - 2.5 mm, OD min. 53.8 - OD max. 61.2 mm, ID max. 56.00 mm, IP68 - 10 bar, Brass
9510 | 1095530000 | KUB M63 BS O SC 2 G63 | KUB (Klippon universal die-cast Ex cable gland), Cable glands, M 63, 19 mm, Single-wire armouring, Metal foil armouring, Braided armouring, 0.1 - 2.5 mm, OD min. 58.4 - OD max. 65.8 mm, ID max. 56.00 mm, IP68 - 10 bar, Brass
9511 | 1095540000 | KUB M75 BS O SC 1 G75S | KUB (Klippon universal die-cast Ex cable gland), Cable glands, M 75, 19 mm, Single-wire armouring, Metal foil armouring, Braided armouring, 0.1 - 2.5 mm, OD min. 60.2 - OD max. 68 mm, ID max. 62.00 mm, IP68 - 10 bar, Brass
9512 | 1095550000 | KUB M75 BS O SC 2 G75S | KUB (Klippon universal die-cast Ex cable gland), Cable glands, M 75, 19 mm, Single-wire armouring, Metal foil armouring, Braided armouring, 0.1 - 2.5 mm, OD min. 64.8 - OD max. 72.2 mm, ID max. 62.00 mm, IP68 - 10 bar, Brass
9513 | 1095560000 | KUB M75 BS O SC 1 G75 | KUB (Klippon universal die-cast Ex cable gland), Cable glands, M 75, 19 mm, Single-wire armouring, Metal foil armouring, Braided armouring, 0.1 - 2.5 mm, OD min. 66.5 - OD max. 73.4 mm, ID max. 68.00 mm, IP68 - 10 bar, Brass
9514 | 1095570000 | KUB M75 BS O SC 2 G75 | KUB (Klippon universal die-cast Ex cable gland), Cable glands, M 75, 19 mm, Single-wire armouring, Metal foil armouring, Braided armouring, 0.1 - 2.5 mm, OD min. 71.1 - OD max. 78 mm, ID max. 68.00 mm, IP68 - 10 bar, Brass
9515 | 1126610000 | RS ELCO 20/20RM S | Interface, RS ELCO, ELCO plug-in connector, 20, LP2N 5.08mm
9516 | 1126620000 | RS ELCO 20/20RM Z | Interface, RS ELCO, ELCO plug-in connector, 20, LM2NZF 5.08mm
9517 | 1126630000 | RS ELCO 20/20LM S | Interface, RS ELCO, ELCO plug-in connector, 20, LP2N 5.08mm
9518 | 1126650000 | RS ELCO 38/38RM S | Interface, RS ELCO, ELCO plug-in connector, 38, LP2N 5.08mm
9519 | 1126660000 | RS ELCO 38/38RM Z | Interface, RS ELCO, ELCO plug-in connector, 38, LM2NZF 5.08mm
9520 | 1126670000 | RS ELCO 38/38LM S | Interface, RS ELCO, ELCO plug-in connector, 38, LP2N 5.08mm
9521 | 1126680000 | RS ELCO 38/38LM Z | Interface, RS ELCO, ELCO plug-in connector, 38, LM2NZF 5.08mm
9522 | 1126690000 | RS ELCO 56/32RM S | Interface, RS ELCO, ELCO plug-in connector, 32, LP2N 5.08mm
9523 | 1126730000 | RS ELCO 56/54RM S | Interface, RS ELCO, ELCO plug-in connector, 54, LP2N 5.08mm
9524 | 1126750000 | RS ELCO 56/54LM S | Interface, RS ELCO, ELCO plug-in connector, 54, LP2N 5.08mm
9525 | 1126780000 | RS ELCO 56/56RM Z | Interface, RS ELCO, ELCO plug-in connector, 56, LM2NZF 5.08mm
9526 | 1126790000 | RS ELCO 56/56LM S | Interface, RS ELCO, ELCO plug-in connector, 56, LP2N 5.08mm
9527 | 1126810000 | RS ELCO 90/90RM S | Interface, RS ELCO, ELCO plug-in connector, 90, LL2N 5.08 mm
9528 | 1126870000 | RS ELCO 90/90LM S | Interface, RS ELCO, ELCO plug-in connector, 90, LP2N 5.08mm
9529 | 1126880000 | RS ELCO 90/90LM Z | Interface, RS ELCO, ELCO plug-in connector, 90, LM2NZF 5.08mm
9530 | 1127910000 | FAD CTLX HE20 16DI | Interface, FAD, Specific, Plug-in connectors according to IEC 60603-13 / DIN 41651 20p
9531 | 1127940000 | FAD CTLX HE40 32DI | Interface, FAD, Specific, Plug-in connectors according to IEC 60603-13 / DIN 41651 40p
9532 | 1128100000 | RS VERT 4P 20X4 S | Interface, RS VERT, 4 P, Screw connection
9533 | 1128110000 | RS VERT 4P 20X4 Z | Interface, RS VERT, 4 P, Tension-clamp connection
9534 | 1128120000 | RS VERT 6P 12X6 S | Interface, RS VERT, 6 P, Screw connection
9535 | 1128130000 | RS VERT 6P 12X6 Z | Interface, RS VERT, 6 P, Tension-clamp connection
9536 | 1128160000 | RSF PLC 1W 32IO LEDS S | Interface, RSF PLC, LED, 1-wire, Screw connection
9537 | 1128970000 | RSM-8 PLC C 1CO S | Interface, RSM PLC, 8, RSS, Screw connection
9538 | 1128980000 | RSM-8 PLC C 1CO Z | Interface, RSM PLC, 8, RSS, Tension-clamp connection
9539 | 1128990000 | RSM-8 PLC C SW 1CO S | Interface, RSM PLC, 8 with switch, RSS, Screw connection
9540 | 1129000000 | RSM-8 PLC C SW 1CO Z | Interface, RSM PLC, 8 with switch, RSS, Tension-clamp connection
9541 | 1129010000 | RSM-16 PLC C 1CO S | Interface, RSM PLC, 16, RSS, Screw connection
9542 | 1129020000 | RSM-16 PLC C 1CO Z | Interface, RSM PLC, 16, RSS, Tension-clamp connection
9543 | 1129030000 | RSM-16 PLC C SW 1CO S | Interface, RSM PLC, 16 with switch, RSS, Screw connection
9544 | 1129040000 | RSM-16 PLC C SW 1CO Z | Interface, RSM PLC, 16 with switch, RSS, Tension-clamp connection
9545 | 1129120000 | RSM-16 PLC SW 1CO S | Interface, RSM PLC, 16 with switch, RCL, Screw connection
9546 | 1129130000 | RSM-16 PLC SW 1CO Z | Interface, RSM PLC, 16 with switch, RCL, Tension-clamp connection
9547 | 1131600000 | HDC 24B TBU 2M40G CS | HDC enclosures, Size: 8, Protection degree: IP65 (in plugged condition), Plug housing, Side-locking clamp on lower side, Standard, Size of cable entries: M 40
9548 | 1135780000 | KDSX M50 BS O SC 1 G50S | KDSX (Klippon double sealing SWB/STA Ex cable gland), Cable glands, M 50, 16 mm, Braided armouring, 0.2 - 0.6 mm, OD min. 34.8 - OD max. 42.4 mm, ID min. 31.50 - ID max. 38.20 mm, IP66, IP68 - 2.5 bar, Brass
9549 | 1135790000 | KDSX M50 BS O SC 2 G50S | KDSX (Klippon double sealing SWB/STA Ex cable gland), Cable glands, M 50, 16 mm, Braided armouring, 0.2 - 0.6 mm, OD min. 39.4 - OD max. 46.7 mm, ID min. 31.50 - ID max. 38.20 mm, IP66, IP68 - 2.5 bar, Brass
9550 | 1135800000 | KDSX M50 BS O SC 1 G50 | KDSX (Klippon double sealing SWB/STA Ex cable gland), Cable glands, M 50, 16 mm, Braided armouring, 0.5 - 0.8 mm, OD min. 41.1 - OD max. 48.5 mm, ID min. 36.50 - ID max. 44.10 mm, IP66, IP68 - 2.5 bar, Brass
9551 | 1135810000 | KDSX M50 BS O SC 2 G50 | KDSX (Klippon double sealing SWB/STA Ex cable gland), Cable glands, M 50, 16 mm, Braided armouring, 0.5 - 0.8 mm, OD min. 45.7 - OD max. 53.2 mm, ID min. 36.50 - ID max. 44.10 mm, IP66, IP68 - 2.5 bar, Brass
9552 | 1135820000 | KDSX M63 BS O SC 1 G63S | KDSX (Klippon double sealing SWB/STA Ex cable gland), Cable glands, M 63, 19 mm, Braided armouring, 0.5 - 0.8 mm, OD min. 47.5 - OD max. 54.8 mm, ID min. 42.50 - ID max. 50.10 mm, IP66, IP68 - 2.5 bar, Brass
9553 | 1135830000 | KDSX M63 BS O SC 2 G63S | KDSX (Klippon double sealing SWB/STA Ex cable gland), Cable glands, M 63, 19 mm, Braided armouring, 0.5 - 0.8 mm, OD min. 52.1 - OD max. 59.5 mm, ID min. 42.50 - ID max. 50.10 mm, IP66, IP68 - 2.5 bar, Brass
9554 | 1135840000 | KDSX M63 BS O SC 1 G63 | KDSX (Klippon double sealing SWB/STA Ex cable gland), Cable glands, M 63, 19 mm, Braided armouring, 0.5 - 0.8 mm, OD min. 53.8 - OD max. 61.2 mm, ID min. 49.50 - ID max. 56.00 mm, IP66, IP68 - 2.5 bar, Brass
9555 | 1135850000 | KDSX M63 BS O SC 2 G63 | KDSX (Klippon double sealing SWB/STA Ex cable gland), Cable glands, M 63, 19 mm, Braided armouring, 0.5 - 0.8 mm, OD min. 58.4 - OD max. 65.8 mm, ID min. 49.50 - ID max. 56.00 mm, IP66, IP68 - 2.5 bar, Brass
9556 | 1135860000 | KDSX M75 BS O SC 1 G75S | KDSX (Klippon double sealing SWB/STA Ex cable gland), Cable glands, M 75, 19 mm, Braided armouring, 0.5 - 1 mm, OD min. 60.2 - OD max. 68 mm, ID min. 54.50 - ID max. 62.00 mm, IP66, IP68 - 2.5 bar, Brass
9557 | 1135870000 | KDSX M75 BS O SC 2 G75S | KDSX (Klippon double sealing SWB/STA Ex cable gland), Cable glands, M 75, 19 mm, Braided armouring, 0.5 - 1 mm, OD min. 64.8 - OD max. 72.2 mm, ID min. 54.50 - ID max. 62.00 mm, IP66, IP68 - 2.5 bar, Brass
9558 | 1135880000 | KDSX M75 BS O SC 1 G75 | KDSX (Klippon double sealing SWB/STA Ex cable gland), Cable glands, M 75, 19 mm, Braided armouring, 0.5 - 1 mm, OD min. 66.5 - OD max. 73.4 mm, ID min. 60.50 - ID max. 68.00 mm, IP66, IP68 - 2.5 bar, Brass
9559 | 1135890000 | KDSX M75 BS O SC 2 G75 | KDSX (Klippon double sealing SWB/STA Ex cable gland), Cable glands, M 75, 19 mm, Braided armouring, 0.5 - 1 mm, OD min. 71.1 - OD max. 78 mm, ID min. 60.50 - ID max. 68.00 mm, IP66, IP68 - 2.5 bar, Brass
9560 | 1135910000 | KDSX M20 BS O NI 1 G16 | KDSX (Klippon double sealing SWB/STA Ex cable gland), Cable glands, M 20, 16 mm, Braided armouring, 0.15 - 0.35 mm, OD min. 4.9 - OD max. 10.3 mm, ID min. 3.50 - ID max. 8.40 mm, IP66, IP68 - 2.5 bar, Brass, nickel-plated
9561 | 1136030000 | KDSX M50 BS O NI 1 G50S | KDSX (Klippon double sealing SWB/STA Ex cable gland), Cable glands, M 50, 16 mm, Braided armouring, 0.2 - 0.6 mm, OD min. 34.8 - OD max. 42.4 mm, ID min. 31.50 - ID max. 38.20 mm, IP66, IP68 - 2.5 bar, Brass, nickel-plated
9562 | 1136040000 | KDSX M50 BS O NI 2 G50S | KDSX (Klippon double sealing SWB/STA Ex cable gland), Cable glands, M 50, 16 mm, Braided armouring, 0.2 - 0.6 mm, OD min. 39.4 - OD max. 46.7 mm, ID min. 31.50 - ID max. 38.20 mm, IP66, IP68 - 2.5 bar, Brass, nickel-plated
9563 | 1136050000 | KDSX M50 BS O NI 1 G50 | KDSX (Klippon double sealing SWB/STA Ex cable gland), Cable glands, M 50, 16 mm, Braided armouring, 0.5 - 0.8 mm, OD min. 41.1 - OD max. 48.5 mm, ID min. 36.50 - ID max. 44.10 mm, IP66, IP68 - 2.5 bar, Brass, nickel-plated
9564 | 1136060000 | KDSX M50 BS O NI 2 G50 | KDSX (Klippon double sealing SWB/STA Ex cable gland), Cable glands, M 50, 16 mm, Braided armouring, 0.5 - 0.8 mm, OD min. 45.7 - OD max. 53.2 mm, ID min. 36.50 - ID max. 44.10 mm, IP66, IP68 - 2.5 bar, Brass, nickel-plated
9565 | 1136070000 | KDSX M63 BS O NI 1 G63S | KDSX (Klippon double sealing SWB/STA Ex cable gland), Cable glands, M 63, 19 mm, Braided armouring, 0.5 - 0.8 mm, OD min. 47.5 - OD max. 54.8 mm, ID min. 42.50 - ID max. 50.10 mm, IP66, IP68 - 2.5 bar, Brass, nickel-plated
9566 | 1136080000 | KDSX M63 BS O NI 2 G63S | KDSX (Klippon double sealing SWB/STA Ex cable gland), Cable glands, M 63, 19 mm, Braided armouring, 0.5 - 0.8 mm, OD min. 52.1 - OD max. 59.5 mm, ID min. 42.50 - ID max. 50.10 mm, IP66, IP68 - 2.5 bar, Brass, nickel-plated
9567 | 1136090000 | KDSX M63 BS O NI 1 G63 | KDSX (Klippon double sealing SWB/STA Ex cable gland), Cable glands, M 63, 19 mm, Braided armouring, 0.5 - 0.8 mm, OD min. 53.8 - OD max. 61.2 mm, ID min. 49.50 - ID max. 56.00 mm, IP66, IP68 - 2.5 bar, Brass, nickel-plated
9568 | 1136110000 | KDSX M63 BS O NI 2 G63 | KDSX (Klippon double sealing SWB/STA Ex cable gland), Cable glands, M 63, 19 mm, Braided armouring, 0.5 - 0.8 mm, OD min. 58.4 - OD max. 65.8 mm, ID min. 49.50 - ID max. 56.00 mm, IP66, IP68 - 2.5 bar, Brass, nickel-plated
9569 | 1136120000 | KDSX M75 BS O NI 1 G75S | KDSX (Klippon double sealing SWB/STA Ex cable gland), Cable glands, M 75, 19 mm, Braided armouring, 0.5 - 1 mm, OD min. 60.2 - OD max. 68 mm, ID min. 54.50 - ID max. 62.00 mm, IP66, IP68 - 2.5 bar, Brass, nickel-plated
9570 | 1136130000 | KDSX M75 BS O NI 2 G75S | KDSX (Klippon double sealing SWB/STA Ex cable gland), Cable glands, M 75, 19 mm, Braided armouring, 0.5 - 1 mm, OD min. 64.8 - OD max. 72.2 mm, ID min. 54.50 - ID max. 62.00 mm, IP66, IP68 - 2.5 bar, Brass, nickel-plated
9571 | 1136140000 | KDSX M75 BS O NI 1 G75 | KDSX (Klippon double sealing SWB/STA Ex cable gland), Cable glands, M 75, 19 mm, Braided armouring, 0.5 - 1 mm, OD min. 66.5 - OD max. 73.4 mm, ID min. 60.50 - ID max. 68.00 mm, IP66, IP68 - 2.5 bar, Brass, nickel-plated
9572 | 1136150000 | KDSX M75 BS O NI 2 G75 | KDSX (Klippon double sealing SWB/STA Ex cable gland), Cable glands, M 75, 19 mm, Braided armouring, 0.5 - 1 mm, OD min. 71.1 - OD max. 78 mm, ID min. 60.50 - ID max. 68.00 mm, IP66, IP68 - 2.5 bar, Brass, nickel-plated
9573 | 1136280000 | KDSW M50 BS O SC 1 G50S | KDSW (Klippon double seal SWA Ex cable gland), Cable glands, M 50, 16 mm, Single-wire armouring, 2 - 2.5 mm, OD min. 34.8 - OD max. 42.4 mm, ID min. 31.50 - ID max. 38.20 mm, IP66, IP68 - 2.5 bar, Brass
9574 | 1136290000 | KDSW M50 BS O SC 2 G50S | KDSW (Klippon double seal SWA Ex cable gland), Cable glands, M 50, 16 mm, Single-wire armouring, 2 - 2.5 mm, OD min. 39.4 - OD max. 46.7 mm, ID min. 31.50 - ID max. 38.20 mm, IP66, IP68 - 2.5 bar, Brass
9575 | 1136310000 | KDSW M50 BS O SC 1 G50 | KDSW (Klippon double seal SWA Ex cable gland), Cable glands, M 50, 16 mm, Single-wire armouring, 2 - 2.5 mm, OD min. 41.1 - OD max. 48.5 mm, ID min. 36.50 - ID max. 44.10 mm, IP66, IP68 - 2.5 bar, Brass
9576 | 1136320000 | KDSW M50 BS O SC 2 G50 | KDSW (Klippon double seal SWA Ex cable gland), Cable glands, M 50, 16 mm, Single-wire armouring, 2 - 2.5 mm, OD min. 45.7 - OD max. 53.2 mm, ID min. 36.50 - ID max. 44.10 mm, IP66, IP68 - 2.5 bar, Brass
9577 | 1136330000 | KDSW M63 BS O SC 1 G63S | KDSW (Klippon double seal SWA Ex cable gland), Cable glands, M 63, 19 mm, Single-wire armouring, 2.5 - OD min. 47.5 - OD max. 54.8 mm, ID min. 42.50 - ID max. 50.10 mm, IP66, IP68 - 2.5 bar, Brass
9578 | 1136340000 | KDSW M63 BS O SC 2 G63S | KDSW (Klippon double seal SWA Ex cable gland), Cable glands, M 63, 19 mm, Single-wire armouring, 2.5 - OD min. 52.1 - OD max. 59.5 mm, ID min. 42.50 - ID max. 50.10 mm, IP66, IP68 - 2.5 bar, Brass
9579 | 1136350000 | KDSW M63 BS O SC 1 G63 | KDSW (Klippon double seal SWA Ex cable gland), Cable glands, M 63, 19 mm, Single-wire armouring, 2.5 - OD min. 53.8 - OD max. 61.2 mm, ID min. 49.50 - ID max. 56.00 mm, IP66, IP68 - 2.5 bar, Brass
9580 | 1136360000 | KDSW M63 BS O SC 2 G63 | KDSW (Klippon double seal SWA Ex cable gland), Cable glands, M 63, 19 mm, Single-wire armouring, 2.5 - OD min. 58.4 - OD max. 65.8 mm, ID min. 49.50 - ID max. 56.00 mm, IP66, IP68 - 2.5 bar, Brass
9581 | 1136370000 | KDSW M75 BS O SC 1 G75S | KDSW (Klippon double seal SWA Ex cable gland), Cable glands, M 75, 19 mm, Single-wire armouring, 2.5 - OD min. 60.2 - OD max. 68 mm, ID min. 54.50 - ID max. 62.00 mm, IP66, IP68 - 2.5 bar, Brass
9582 | 1136380000 | KDSW M75 BS O SC 2 G75S | KDSW (Klippon double seal SWA Ex cable gland), Cable glands, M 75, 19 mm, Single-wire armouring, 2.5 - OD min. 64.8 - OD max. 72.2 mm, ID min. 54.50 - ID max. 62.00 mm, IP66, IP68 - 2.5 bar, Brass
9583 | 1136390000 | KDSW M75 BS O SC 1 G75 | KDSW (Klippon double seal SWA Ex cable gland), Cable glands, M 75, 19 mm, Single-wire armouring, 2.5 - OD min. 66.5 - OD max. 73.4 mm, ID min. 60.50 - ID max. 68.00 mm, IP66, IP68 - 2.5 bar, Brass
9584 | 1136400000 | KDSW M75 BS O SC 2 G75 | KDSW (Klippon double seal SWA Ex cable gland), Cable glands, M 75, 19 mm, Single-wire armouring, 2.5 - OD min. 71.1 - OD max. 78 mm, ID min. 60.50 - ID max. 68.00 mm, IP66, IP68 - 2.5 bar, Brass
9585 | 1136540000 | KDSW M50 BS O NI 1 G50S | KDSW (Klippon double seal SWA Ex cable gland), Cable glands, M 50, 16 mm, Single-wire armouring, 2 - 2.5 mm, OD min. 34.8 - OD max. 42.4 mm, ID min. 31.50 - ID max. 38.20 mm, IP66, IP68 - 2.5 bar, Brass, nickel-plated
9586 | 1136550000 | KDSW M50 BS O NI 2 G50S | KDSW (Klippon double seal SWA Ex cable gland), Cable glands, M 50, 16 mm, Single-wire armouring, 2 - 2.5 mm, OD min. 39.4 - OD max. 46.7 mm, ID min. 31.50 - ID max. 38.20 mm, IP66, IP68 - 2.5 bar, Brass, nickel-plated
9587 | 1136560000 | KDSW M50 BS O NI 1 G50 | KDSW (Klippon double seal SWA Ex cable gland), Cable glands, M 50, 16 mm, Single-wire armouring, 2 - 2.5 mm, OD min. 41.1 - OD max. 48.5 mm, ID min. 36.50 - ID max. 44.10 mm, IP66, IP68 - 2.5 bar, Brass, nickel-plated
9588 | 1136570000 | KDSW M50 BS O NI 2 G50 | KDSW (Klippon double seal SWA Ex cable gland), Cable glands, M 50, 16 mm, Single-wire armouring, 2 - 2.5 mm, OD min. 45.7 - OD max. 53.2 mm, ID min. 36.50 - ID max. 44.10 mm, IP66, IP68 - 2.5 bar, Brass, nickel-plated
9589 | 1136580000 | KDSW M63 BS O NI 1 G63S | KDSW (Klippon double seal SWA Ex cable gland), Cable glands, M 63, 19 mm, Single-wire armouring, 2.5 - OD min. 47.5 - OD max. 54.8 mm, ID min. 42.50 - ID max. 50.10 mm, IP66, IP68 - 2.5 bar, Brass, nickel-plated
9590 | 1136590000 | KDSW M63 BS O NI 2 G63S | KDSW (Klippon double seal SWA Ex cable gland), Cable glands, M 63, 19 mm, Single-wire armouring, 2.5 - OD min. 52.1 - OD max. 59.5 mm, ID min. 42.50 - ID max. 50.10 mm, IP66, IP68 - 2.5 bar, Brass, nickel-plated
9591 | 1136600000 | KDSW M63 BS O NI 1 G63 | KDSW (Klippon double seal SWA Ex cable gland), Cable glands, M 63, 19 mm, Single-wire armouring, 2.5 - OD min. 53.8 - OD max. 61.2 mm, ID min. 49.50 - ID max. 56.00 mm, IP66, IP68 - 2.5 bar, Brass, nickel-plated
9592 | 1136610000 | KDSW M63 BS O NI 2 G63 | KDSW (Klippon double seal SWA Ex cable gland), Cable glands, M 63, 19 mm, Single-wire armouring, 2.5 - OD min. 58.4 - OD max. 65.8 mm, ID min. 49.50 - ID max. 56.00 mm, IP66, IP68 - 2.5 bar, Brass, nickel-plated
9593 | 1136620000 | KDSW M75 BS O NI 1 G75S | KDSW (Klippon double seal SWA Ex cable gland), Cable glands, M 75, 19 mm, Single-wire armouring, 2.5 - OD min. 60.2 - OD max. 68 mm, ID min. 54.50 - ID max. 62.00 mm, IP66, IP68 - 2.5 bar, Brass, nickel-plated
9594 | 1136630000 | KDSW M75 BS O NI 2 G75S | KDSW (Klippon double seal SWA Ex cable gland), Cable glands, M 75, 19 mm, Single-wire armouring, 2.5 - OD min. 64.8 - OD max. 72.2 mm, ID min. 54.50 - ID max. 62.00 mm, IP66, IP68 - 2.5 bar, Brass, nickel-plated
9595 | 1136640000 | KDSW M75 BS O NI 1 G75 | KDSW (Klippon double seal SWA Ex cable gland), Cable glands, M 75, 19 mm, Single-wire armouring, 2.5 - OD min. 66.5 - OD max. 73.4 mm, ID min. 60.50 - ID max. 68.00 mm, IP66, IP68 - 2.5 bar, Brass, nickel-plated
9596 | 1136650000 | KDSW M75 BS O NI 2 G75 | KDSW (Klippon double seal SWA Ex cable gland), Cable glands, M 75, 19 mm, Single-wire armouring, 2.5 - OD min. 71.1 - OD max. 78 mm, ID min. 60.50 - ID max. 68.00 mm, IP66, IP68 - 2.5 bar, Brass, nickel-plated
9597 | 1136660000 | KSG M50 BS O NI 2 G50S | KSG (Klippon standard Ex cable gland), Cable glands, M 50, 16 mm, OD min. 28.1 - OD max. 38.2 mm, IP66, IP68 - 2.5 bar, Brass, nickel-plated
9598 | 1136670000 | KSG M50 BS O NI 2 G50 | KSG (Klippon standard Ex cable gland), Cable glands, M 50, 16 mm, OD min. 33.1 - OD max. 44.1 mm, IP66, IP68 - 2.5 bar, Brass, nickel-plated
9599 | 1136680000 | KSG M63 BS O NI 2 G63S | KSG (Klippon standard Ex cable gland), Cable glands, M 63, 19 mm, OD min. 39.2 - OD max. 50.1 mm, IP66, IP68 - 2.5 bar, Brass, nickel-plated
9600 | 1136690000 | KSG M63 BS O NI 2 G63 | KSG (Klippon standard Ex cable gland), Cable glands, M 63, 19 mm, OD min. 46.7 - OD max. 56 mm, IP66, IP68 - 2.5 bar, Brass, nickel-plated
9601 | 1136700000 | KSG M75 BS O NI 2 G75S | KSG (Klippon standard Ex cable gland), Cable glands, M 75, 19 mm, OD min. 52.1 - OD max. 62 mm, IP66, IP68 - 2.5 bar, Brass, nickel-plated
9602 | 1136710000 | KSG M75 BS O NI 2 G75 | KSG (Klippon standard Ex cable gland), Cable glands, M 75, 19 mm, OD min. 58 - OD max. 68 mm, IP66, IP68 - 2.5 bar, Brass, nickel-plated
9603 | 1136730000 | KSG M50 BS O SC 2 G50S | KSG (Klippon standard Ex cable gland), Cable glands, M 50, 16 mm, OD min. 28.1 - OD max. 38.2 mm, IP66, IP68 - 2.5 bar, Brass
9604 | 1136740000 | KSG M63 BS O SC 2 G63S | KSG (Klippon standard Ex cable gland), Cable glands, M 63, 19 mm, OD min. 39.2 - OD max. 50.1 mm, IP66, IP68 - 2.5 bar, Brass
9605 | 1136750000 | KSG M63 BS O SC 2 G63 | KSG (Klippon standard Ex cable gland), Cable glands, M 63, 19 mm, OD min. 46.7 - OD max. 56 mm, IP66, IP68 - 2.5 bar, Brass
9606 | 1136760000 | KSG M75 BS O SC 2 G75S | KSG (Klippon standard Ex cable gland), Cable glands, M 75, 19 mm, OD min. 52.1 - OD max. 62 mm, IP66, IP68 - 2.5 bar, Brass
9607 | 1136770000 | KSG M75 BS O SC 2 G75 | KSG (Klippon standard Ex cable gland), Cable glands, M 75, 19 mm, OD min. 58 - OD max. 68 mm, IP66, IP68 - 2.5 bar, Brass
9608 | 1136880000 | KDSU M50 BS O SC 2 G50S | KDSU (Klippon double seal universal Ex cable gland), Cable glands, M 50, 16 mm, Single-wire armouring, Metal foil armouring, Braided armouring, 0.1 - 2.5 mm, OD min. 39.4 - OD max. 46.7 mm, ID min. 28.10 - ID max. 38.20 mm, IP66, IP68 - 2.5 bar, Brass
9609 | 1136890000 | KDSU M50 BS O SC 1 G50 | KDSU (Klippon double seal universal Ex cable gland), Cable glands, M 50, 16 mm, Single-wire armouring, Metal foil armouring, Braided armouring, 0.1 - 2.5 mm, OD min. 41.1 - OD max. 48.5 mm, ID min. 33.10 - ID max. 44.10 mm, IP66, IP68 - 2.5 bar, Brass
9610 | 1136910000 | KDSU M50 BS O SC 2 G50 | KDSU (Klippon double seal universal Ex cable gland), Cable glands, M 50, 16 mm, Single-wire armouring, Metal foil armouring, Braided armouring, 0.1 - 2.5 mm, OD min. 45.7 - OD max. 53.2 mm, ID min. 33.10 - ID max. 44.10 mm, IP66, IP68 - 2.5 bar, Brass
9611 | 1136920000 | KDSU M63 BS O SC 1 G63S | KDSU (Klippon double seal universal Ex cable gland), Cable glands, M 63, 19 mm, Single-wire armouring, Metal foil armouring, Braided armouring, 0.1 - 2.5 mm, OD min. 47.5 - OD max. 54.8 mm, ID min. 39.20 - ID max. 50.10 mm, IP66, IP68 - 2.5 bar, Brass
9612 | 1136930000 | KDSU M63 BS O SC 2 G63S | KDSU (Klippon double seal universal Ex cable gland), Cable glands, M 63, 19 mm, Single-wire armouring, Metal foil armouring, Braided armouring, 0.1 - 2.5 mm, OD min. 52.1 - OD max. 59.5 mm, ID min. 39.20 - ID max. 50.10 mm, IP66, IP68 - 2.5 bar, Brass
9613 | 1136940000 | KDSU M63 BS O SC 1 G63 | KDSU (Klippon double seal universal Ex cable gland), Cable glands, M 63, 19 mm, Single-wire armouring, Metal foil armouring, Braided armouring, 0.1 - 2.5 mm, OD min. 53.8 - OD max. 61.2 mm, ID min. 46.70 - ID max. 56.00 mm, IP66, IP68 - 2.5 bar, Brass
9614 | 1136950000 | KDSU M63 BS O SC 2 G63 | KDSU (Klippon double seal universal Ex cable gland), Cable glands, M 63, 19 mm, Single-wire armouring, Metal foil armouring, Braided armouring, 0.1 - 2.5 mm, OD min. 58.4 - OD max. 65.8 mm, ID min. 46.70 - ID max. 56.00 mm, IP66, IP68 - 2.5 bar, Brass
9615 | 1136960000 | KDSU M75 BS O SC 1 G75S | KDSU (Klippon double seal universal Ex cable gland), Cable glands, M 75, 19 mm, Single-wire armouring, Metal foil armouring, Braided armouring, 0.1 - 2.5 mm, OD min. 60.2 - OD max. 68 mm, ID min. 52.10 - ID max. 62.00 mm, IP66, IP68 - 2.5 bar, Brass
9616 | 1136970000 | KDSU M75 BS O SC 2 G75S | KDSU (Klippon double seal universal Ex cable gland), Cable glands, M 75, 19 mm, Single-wire armouring, Metal foil armouring, Braided armouring, 0.1 - 2.5 mm, OD min. 64.8 - OD max. 72.2 mm, ID min. 52.10 - ID max. 62.00 mm, IP66, IP68 - 2.5 bar, Brass
9617 | 1136980000 | KDSU M75 BS O SC 1 G75 | KDSU (Klippon double seal universal Ex cable gland), Cable glands, M 75, 19 mm, Single-wire armouring, Metal foil armouring, Braided armouring, 0.1 - 2.5 mm, OD min. 66.5 - OD max. 73.4 mm, ID min. 58.00 - ID max. 68.00 mm, IP66, IP68 - 2.5 bar, Brass
9618 | 1137000000 | KDSU M50 BS O NI 1 G50S | KDSU (Klippon double seal universal Ex cable gland), Cable glands, M 50, 16 mm, Single-wire armouring, Metal foil armouring, Braided armouring, 0.1 - 2.5 mm, OD min. 34.8 - OD max. 42.4 mm, ID min. 28.10 - ID max. 38.20 mm, IP66, IP68 - 2.5 bar, Brass, nickel-plated
9619 | 1137010000 | KDSU M50 BS O NI 1 G50 | KDSU (Klippon double seal universal Ex cable gland), Cable glands, M 50, 16 mm, Single-wire armouring, Metal foil armouring, Braided armouring, 0.1 - 2.5 mm, OD min. 41.1 - OD max. 48.5 mm, ID min. 33.10 - ID max. 44.10 mm, IP66, IP68 - 2.5 bar, Brass, nickel-plated
9620 | 1137020000 | KDSU M50 BS O NI 2 G50 | KDSU (Klippon double seal universal Ex cable gland), Cable glands, M 50, 16 mm, Single-wire armouring, Metal foil armouring, Braided armouring, 0.1 - 2.5 mm, OD min. 45.7 - OD max. 53.2 mm, ID min. 33.10 - ID max. 44.10 mm, IP66, IP68 - 2.5 bar, Brass, nickel-plated
9621 | 1137030000 | KDSU M63 BS O NI 1 G63S | KDSU (Klippon double seal universal Ex cable gland), Cable glands, M 63, 19 mm, Single-wire armouring, Metal foil armouring, Braided armouring, 0.1 - 2.5 mm, OD min. 47.5 - OD max. 54.8 mm, ID min. 39.20 - ID max. 50.10 mm, IP66, IP68 - 2.5 bar, Brass, nickel-plated
9622 | 1137040000 | KDSU M63 BS O NI 2 G63S | KDSU (Klippon double seal universal Ex cable gland), Cable glands, M 63, 19 mm, Single-wire armouring, Metal foil armouring, Braided armouring, 0.1 - 2.5 mm, OD min. 52.1 - OD max. 59.5 mm, ID min. 39.20 - ID max. 50.10 mm, IP66, IP68 - 2.5 bar, Brass, nickel-plated
9623 | 1137050000 | KDSU M63 BS O NI 1 G63 | KDSU (Klippon double seal universal Ex cable gland), Cable glands, M 63, 19 mm, Single-wire armouring, Metal foil armouring, Braided armouring, 0.1 - 2.5 mm, OD min. 53.8 - OD max. 61.2 mm, ID min. 46.70 - ID max. 56.00 mm, IP66, IP68 - 2.5 bar, Brass, nickel-plated
9624 | 1137060000 | KDSU M75 BS O NI 1 G75S | KDSU (Klippon double seal universal Ex cable gland), Cable glands, M 75, 19 mm, Single-wire armouring, Metal foil armouring, Braided armouring, 0.1 - 2.5 mm, OD min. 60.2 - OD max. 68 mm, ID min. 52.10 - ID max. 62.00 mm, IP66, IP68 - 2.5 bar, Brass, nickel-plated
9625 | 1137070000 | KDSU M75 BS O NI 2 G75S | KDSU (Klippon double seal universal Ex cable gland), Cable glands, M 75, 19 mm, Single-wire armouring, Metal foil armouring, Braided armouring, 0.1 - 2.5 mm, OD min. 64.8 - OD max. 72.2 mm, ID min. 52.10 - ID max. 62.00 mm, IP66, IP68 - 2.5 bar, Brass, nickel-plated
9626 | 1137080000 | KDSU M75 BS O NI 1 G75 | KDSU (Klippon double seal universal Ex cable gland), Cable glands, M 75, 19 mm, Single-wire armouring, Metal foil armouring, Braided armouring, 0.1 - 2.5 mm, OD min. 66.5 - OD max. 73.4 mm, ID min. 58.00 - ID max. 68.00 mm, IP66, IP68 - 2.5 bar, Brass, nickel-plated
9627 | 1137090000 | KDSU M75 BS O NI 2 G75 | KDSU (Klippon double seal universal Ex cable gland), Cable glands, M 75, 19 mm, Single-wire armouring, Metal foil armouring, Braided armouring, 0.1 - 2.5 mm, OD min. 71.1 - OD max. 78 mm, ID min. 58.00 - ID max. 68.00 mm, IP66, IP68 - 2.5 bar, Brass, nickel-plated
9628 | 1173030030 | IE-C5DD4UG0030A20A20-E | Dragline cable, PROFINET, RJ45 IP 20, RJ45 IP 20, Cat.5 (ISO/IEC 11801) / Cat.5e (TIA T568-B), PUR, 3 m
9629 | 1190320000 | WAP WDU/WTR4/ZZ BL | W-Series, End plate, Intermediate plate
9630 | 1190350000 | TW AKZ GN | SAK Series, Partition plate, 2 mm, green
9631 | 1193810000 | KTB MOPL 2215 S2N | Klippon TB (Terminal Box), Mounting plate, Height: 174 mm, Width: 91 mm, Depth: 1.5 mm, Material: Stainless steel 1.4301 (304), untreated, silver
9632 | 1193820000 | KTB MOPL 2626 S2N | Klippon TB (Terminal Box), Mounting plate, Height: 205 mm, Width: 199 mm, Depth: 1.5 mm, Material: Stainless steel 1.4301 (304), untreated, silver
9633 | 1193840000 | KTB MOPL 3526 S2N | Klippon TB (Terminal Box), Mounting plate, Height: 295 mm, Width: 199 mm, Depth: 1.5 mm, Material: Stainless steel 1.4301 (304), untreated, silver
9634 | 1193850000 | KTB MOPL 4030 S2N | Klippon TB (Terminal Box), Mounting plate, Height: 345 mm, Width: 239 mm, Depth: 1.5 mm, Material: Stainless steel 1.4301 (304), untreated, silver
9635 | 1193860000 | KTB MOPL 4538 S2N | Klippon TB (Terminal Box), Mounting plate, Height: 403 mm, Width: 321 mm, Depth: 1.5 mm, Material: Stainless steel 1.4301 (304), untreated, silver
9636 | 1193870000 | KTB MOPL 4848 S2N | Klippon TB (Terminal Box), Mounting plate, Height: 425 mm, Width: 419 mm, Depth: 1.5 mm, Material: Stainless steel 1.4301 (304), untreated, silver
9637 | 1193880000 | KTB MOPL 5535 S2N | Klippon TB (Terminal Box), Mounting plate, Height: 495 mm, Width: 289 mm, Depth: 1.5 mm, Material: Stainless steel 1.4301 (304), untreated, silver
9638 | 1193890000 | KTB MOPL 6245 S2N | Klippon TB (Terminal Box), Mounting plate, Height: 565 mm, Width: 389 mm, Depth: 12 mm, Material: Stainless steel 1.4301 (304), untreated, silver
9639 | 1193900000 | KTB MOPL 7650 S2N | Klippon TB (Terminal Box), Mounting plate, Height: 707 mm, Width: 447 mm, Depth: 12 mm, Material: Stainless steel 1.4301 (304), untreated, silver
9640 | 1193910000 | KTB MOPL 9161 S2N | Klippon TB (Terminal Box), Mounting plate, Height: 859 mm, Width: 549 mm, Depth: 12 mm, Material: Stainless steel 1.4301 (304), untreated, silver
9641 | 1193920000 | KTB MOPL 9874 S2N | Klippon TB (Terminal Box), Mounting plate, Height: 926 mm, Width: 680 mm, Depth: 12 mm, Material: Stainless steel 1.4301 (304), untreated, silver
9642 | 1193930000 | KTB MOPL 2215 MSZN | Klippon TB (Terminal Box), Mounting plate, Height: 174 mm, Width: 91 mm, Depth: 1.5 mm, Material: Sheet steel, galvanized, silver
9643 | 1193950000 | KTB MOPL 2626 MSZN | Klippon TB (Terminal Box), Mounting plate, Height: 205 mm, Width: 199 mm, Depth: 1.5 mm, Material: Sheet steel, galvanized, silver
9644 | 1193960000 | KTB MOPL 3030 MSZN | Klippon TB (Terminal Box), Mounting plate, Height: 251 mm, Width: 245 mm, Depth: 1.5 mm, Material: Sheet steel, galvanized, silver
9645 | 1193970000 | KTB MOPL 3526 MSZN | Klippon TB (Terminal Box), Mounting plate, Height: 295 mm, Width: 199 mm, Depth: 1.5 mm, Material: Sheet steel, galvanized, silver
9646 | 1193980000 | KTB MOPL 4030 MSZN | Klippon TB (Terminal Box), Mounting plate, Height: 345 mm, Width: 239 mm, Depth: 1.5 mm, Material: Sheet steel, galvanized, silver
9647 | 1193990000 | KTB MOPL 4538 MSZN | Klippon TB (Terminal Box), Mounting plate, Height: 403 mm, Width: 321 mm, Depth: 1.5 mm, Material: Sheet steel, galvanized, silver
9648 | 1194000000 | KTB MOPL 4848 MSZN | Klippon TB (Terminal Box), Mounting plate, Height: 425 mm, Width: 419 mm, Depth: 1.5 mm, Material: Sheet steel, galvanized, silver
9649 | 1194010000 | KTB MOPL 5535 MSZN | Klippon TB (Terminal Box), Mounting plate, Height: 495 mm, Width: 289 mm, Depth: 1.5 mm, Material: Sheet steel, galvanized, silver
9650 | 1194020000 | KTB MOPL 6245 MSZN | Klippon TB (Terminal Box), Mounting plate, Height: 565 mm, Width: 389 mm, Depth: 12 mm, Material: Sheet steel, galvanized, silver
9651 | 1194030000 | KTB MOPL 7650 MSZN | Klippon TB (Terminal Box), Mounting plate, Height: 707 mm, Width: 447 mm, Depth: 12 mm, Material: Sheet steel, galvanized, silver
9652 | 1194040000 | KTB MOPL 9161 MSZN | Klippon TB (Terminal Box), Mounting plate, Height: 859 mm, Width: 549 mm, Depth: 12 mm, Material: Sheet steel, galvanized, silver
9653 | 1194050000 | KTB MOPL 9874 MSZN | Klippon TB (Terminal Box), Mounting plate, Height: 926 mm, Width: 680 mm, Depth: 12 mm, Material: Sheet steel, galvanized, silver
9654 | 1194550000 | KTB MH 221513 S4E0 | Klippon TB MH (Terminal Box - Multi Hinge), Empty enclosure, stainless steel enclosure, Height: 229 mm, Width: 152 mm, Depth: 133 mm, Material: Stainless steel 1.4404 (316L), electropolished, silver
9655 | 1194560000 | KTB MH 221513 S4E1 | Klippon TB MH (Terminal Box - Multi Hinge), Empty enclosure, stainless steel enclosure, Height: 229 mm, Width: 152 mm, Depth: 133 mm, Gland plates: Bottom, Material: Stainless steel 1.4404 (316L), electropolished, silver
9656 | 1194580000 | KTB MH 221513 S4E3 | Klippon TB MH (Terminal Box - Multi Hinge), Empty enclosure, stainless steel enclosure, Height: 229 mm, Width: 152 mm, Depth: 133 mm, Gland plates: Bottom, left, right, Material: Stainless steel 1.4404 (316L), electropolished, silver
9657 | 1194600000 | KTB MH 262615 S4E0 | Klippon TB MH (Terminal Box - Multi Hinge), Empty enclosure, stainless steel enclosure, Height: 260 mm, Width: 260 mm, Depth: 150 mm, Material: Stainless steel 1.4404 (316L), electropolished, silver
9658 | 1194610000 | KTB MH 262615 S4E1 | Klippon TB MH (Terminal Box - Multi Hinge), Empty enclosure, stainless steel enclosure, Height: 260 mm, Width: 260 mm, Depth: 150 mm, Gland plates: Bottom, Material: Stainless steel 1.4404 (316L), electropolished, silver
9659 | 1194630000 | KTB MH 262615 S4E3 | Klippon TB MH (Terminal Box - Multi Hinge), Empty enclosure, stainless steel enclosure, Height: 260 mm, Width: 260 mm, Depth: 150 mm, Gland plates: Bottom, left, right, Material: Stainless steel 1.4404 (316L), electropolished, silver
9660 | 1194650000 | KTB MH 262620 S4E0 | Klippon TB MH (Terminal Box - Multi Hinge), Empty enclosure, stainless steel enclosure, Height: 260 mm, Width: 260 mm, Depth: 200 mm, Material: Stainless steel 1.4404 (316L), electropolished, silver
9661 | 1194660000 | KTB MH 262620 S4E1 | Klippon TB MH (Terminal Box - Multi Hinge), Empty enclosure, stainless steel enclosure, Height: 260 mm, Width: 260 mm, Depth: 200 mm, Gland plates: Bottom, Material: Stainless steel 1.4404 (316L), electropolished, silver
9662 | 1194680000 | KTB MH 262620 S4E3 | Klippon TB MH (Terminal Box - Multi Hinge), Empty enclosure, stainless steel enclosure, Height: 260 mm, Width: 260 mm, Depth: 200 mm, Gland plates: Bottom, left, right, Material: Stainless steel 1.4404 (316L), electropolished, silver
9663 | 1194700000 | KTB MH 303015 S4E0 | Klippon TB MH (Terminal Box - Multi Hinge), Empty enclosure, stainless steel enclosure, Height: 306 mm, Width: 306 mm, Depth: 150 mm, Material: Stainless steel 1.4404 (316L), electropolished, silver
9664 | 1194710000 | KTB MH 303015 S4E1 | Klippon TB MH (Terminal Box - Multi Hinge), Empty enclosure, stainless steel enclosure, Height: 306 mm, Width: 306 mm, Depth: 150 mm, Gland plates: Bottom, Material: Stainless steel 1.4404 (316L), electropolished, silver
9665 | 1194730000 | KTB MH 303015 S4E3 | Klippon TB MH (Terminal Box - Multi Hinge), Empty enclosure, stainless steel enclosure, Height: 306 mm, Width: 306 mm, Depth: 150 mm, Gland plates: Bottom, left, right, Material: Stainless steel 1.4404 (316L), electropolished, silver
9666 | 1194750000 | KTB MH 303020 S4E0 | Klippon TB MH (Terminal Box - Multi Hinge), Empty enclosure, stainless steel enclosure, Height: 306 mm, Width: 306 mm, Depth: 200 mm, Material: Stainless steel 1.4404 (316L), electropolished, silver
9667 | 1194760000 | KTB MH 303020 S4E1 | Klippon TB MH (Terminal Box - Multi Hinge), Empty enclosure, stainless steel enclosure, Height: 306 mm, Width: 306 mm, Depth: 200 mm, Gland plates: Bottom, Material: Stainless steel 1.4404 (316L), electropolished, silver
9668 | 1194780000 | KTB MH 303020 S4E3 | Klippon TB MH (Terminal Box - Multi Hinge), Empty enclosure, stainless steel enclosure, Height: 306 mm, Width: 306 mm, Depth: 200 mm, Gland plates: Bottom, left, right, Material: Stainless steel 1.4404 (316L), electropolished, silver
9669 | 1194800000 | KTB MH 352615 S4E0 | Klippon TB MH (Terminal Box - Multi Hinge), Empty enclosure, stainless steel enclosure, Height: 350 mm, Width: 260 mm, Depth: 150 mm, Material: Stainless steel 1.4404 (316L), electropolished, silver
9670 | 1194810000 | KTB MH 352615 S4E1 | Klippon TB MH (Terminal Box - Multi Hinge), Empty enclosure, stainless steel enclosure, Height: 350 mm, Width: 260 mm, Depth: 150 mm, Gland plates: Bottom, Material: Stainless steel 1.4404 (316L), electropolished, silver
9671 | 1194830000 | KTB MH 352615 S4E3 | Klippon TB MH (Terminal Box - Multi Hinge), Empty enclosure, stainless steel enclosure, Height: 350 mm, Width: 260 mm, Depth: 150 mm, Gland plates: Bottom, left, right, Material: Stainless steel 1.4404 (316L), electropolished, silver
9672 | 1194850000 | KTB MH 352620 S4E0 | Klippon TB MH (Terminal Box - Multi Hinge), Empty enclosure, stainless steel enclosure, Height: 350 mm, Width: 260 mm, Depth: 200 mm, Material: Stainless steel 1.4404 (316L), electropolished, silver
9673 | 1194860000 | KTB MH 352620 S4E1 | Klippon TB MH (Terminal Box - Multi Hinge), Empty enclosure, stainless steel enclosure, Height: 350 mm, Width: 260 mm, Depth: 200 mm, Gland plates: Bottom, Material: Stainless steel 1.4404 (316L), electropolished, silver
9674 | 1194880000 | KTB MH 352620 S4E3 | Klippon TB MH (Terminal Box - Multi Hinge), Empty enclosure, stainless steel enclosure, Height: 350 mm, Width: 260 mm, Depth: 200 mm, Gland plates: Bottom, left, right, Material: Stainless steel 1.4404 (316L), electropolished, silver
9675 | 1194900000 | KTB MH 403015 S4E0 | Klippon TB MH (Terminal Box - Multi Hinge), Empty enclosure, stainless steel enclosure, Height: 400 mm, Width: 300 mm, Depth: 150 mm, Material: Stainless steel 1.4404 (316L), electropolished, silver
9676 | 1194910000 | KTB MH 403015 S4E1 | Klippon TB MH (Terminal Box - Multi Hinge), Empty enclosure, stainless steel enclosure, Height: 400 mm, Width: 300 mm, Depth: 150 mm, Gland plates: Bottom, Material: Stainless steel 1.4404 (316L), electropolished, silver
9677 | 1194930000 | KTB MH 403015 S4E3 | Klippon TB MH (Terminal Box - Multi Hinge), Empty enclosure, stainless steel enclosure, Height: 400 mm, Width: 300 mm, Depth: 150 mm, Gland plates: Bottom, left, right, Material: Stainless steel 1.4404 (316L), electropolished, silver
9678 | 1194950000 | KTB MH 403020 S4E0 | Klippon TB MH (Terminal Box - Multi Hinge), Empty enclosure, stainless steel enclosure, Height: 400 mm, Width: 300 mm, Depth: 200 mm, Material: Stainless steel 1.4404 (316L), electropolished, silver
9679 | 1194960000 | KTB MH 403020 S4E1 | Klippon TB MH (Terminal Box - Multi Hinge), Empty enclosure, stainless steel enclosure, Height: 400 mm, Width: 300 mm, Depth: 200 mm, Gland plates: Bottom, Material: Stainless steel 1.4404 (316L), electropolished, silver
9680 | 1194980000 | KTB MH 403020 S4E3 | Klippon TB MH (Terminal Box - Multi Hinge), Empty enclosure, stainless steel enclosure, Height: 400 mm, Width: 300 mm, Depth: 200 mm, Gland plates: Bottom, left, right, Material: Stainless steel 1.4404 (316L), electropolished, silver
9681 | 1195000000 | KTB MH 453815 S4E0 | Klippon TB MH (Terminal Box - Multi Hinge), Empty enclosure, stainless steel enclosure, Height: 458 mm, Width: 382 mm, Depth: 150 mm, Material: Stainless steel 1.4404 (316L), electropolished, silver
9682 | 1195010000 | KTB MH 453815 S4E1 | Klippon TB MH (Terminal Box - Multi Hinge), Empty enclosure, stainless steel enclosure, Height: 458 mm, Width: 382 mm, Depth: 150 mm, Gland plates: Bottom, Material: Stainless steel 1.4404 (316L), electropolished, silver
9683 | 1195030000 | KTB MH 453815 S4E3 | Klippon TB MH (Terminal Box - Multi Hinge), Empty enclosure, stainless steel enclosure, Height: 458 mm, Width: 382 mm, Depth: 150 mm, Gland plates: Bottom, left, right, Material: Stainless steel 1.4404 (316L), electropolished, silver
9684 | 1195050000 | KTB MH 453820 S4E0 | Klippon TB MH (Terminal Box - Multi Hinge), Empty enclosure, stainless steel enclosure, Height: 458 mm, Width: 382 mm, Depth: 200 mm, Material: Stainless steel 1.4404 (316L), electropolished, silver
9685 | 1195060000 | KTB MH 453820 S4E1 | Klippon TB MH (Terminal Box - Multi Hinge), Empty enclosure, stainless steel enclosure, Height: 458 mm, Width: 382 mm, Depth: 200 mm, Gland plates: Bottom, Material: Stainless steel 1.4404 (316L), electropolished, silver
9686 | 1195080000 | KTB MH 453820 S4E3 | Klippon TB MH (Terminal Box - Multi Hinge), Empty enclosure, stainless steel enclosure, Height: 458 mm, Width: 382 mm, Depth: 200 mm, Gland plates: Bottom, left, right, Material: Stainless steel 1.4404 (316L), electropolished, silver
9687 | 1195100000 | KTB MH 484815 S4E0 | Klippon TB MH (Terminal Box - Multi Hinge), Empty enclosure, stainless steel enclosure, Height: 480 mm, Width: 480 mm, Depth: 150 mm, Material: Stainless steel 1.4404 (316L), electropolished, silver
9688 | 1195110000 | KTB MH 484815 S4E1 | Klippon TB MH (Terminal Box - Multi Hinge), Empty enclosure, stainless steel enclosure, Height: 480 mm, Width: 480 mm, Depth: 150 mm, Gland plates: Bottom, Material: Stainless steel 1.4404 (316L), electropolished, silver
9689 | 1195130000 | KTB MH 484815 S4E3 | Klippon TB MH (Terminal Box - Multi Hinge), Empty enclosure, stainless steel enclosure, Height: 480 mm, Width: 480 mm, Depth: 150 mm, Gland plates: Bottom, left, right, Material: Stainless steel 1.4404 (316L), electropolished, silver
9690 | 1195150000 | KTB MH 484820 S4E0 | Klippon TB MH (Terminal Box - Multi Hinge), Empty enclosure, stainless steel enclosure, Height: 480 mm, Width: 480 mm, Depth: 200 mm, Material: Stainless steel 1.4404 (316L), electropolished, silver
9691 | 1195160000 | KTB MH 484820 S4E1 | Klippon TB MH (Terminal Box - Multi Hinge), Empty enclosure, stainless steel enclosure, Height: 480 mm, Width: 480 mm, Depth: 200 mm, Gland plates: Bottom, Material: Stainless steel 1.4404 (316L), electropolished, silver
9692 | 1195180000 | KTB MH 484820 S4E3 | Klippon TB MH (Terminal Box - Multi Hinge), Empty enclosure, stainless steel enclosure, Height: 480 mm, Width: 480 mm, Depth: 200 mm, Gland plates: Bottom, left, right, Material: Stainless steel 1.4404 (316L), electropolished, silver
9693 | 1195200000 | KTB MH 553515 S4E0 | Klippon TB MH (Terminal Box - Multi Hinge), Empty enclosure, stainless steel enclosure, Height: 550 mm, Width: 350 mm, Depth: 150 mm, Material: Stainless steel 1.4404 (316L), electropolished, silver
9694 | 1195210000 | KTB MH 553515 S4E1 | Klippon TB MH (Terminal Box - Multi Hinge), Empty enclosure, stainless steel enclosure, Height: 550 mm, Width: 350 mm, Depth: 150 mm, Gland plates: Bottom, Material: Stainless steel 1.4404 (316L), electropolished, silver
9695 | 1195230000 | KTB MH 553515 S4E3 | Klippon TB MH (Terminal Box - Multi Hinge), Empty enclosure, stainless steel enclosure, Height: 550 mm, Width: 350 mm, Depth: 150 mm, Gland plates: Bottom, left, right, Material: Stainless steel 1.4404 (316L), electropolished, silver
9696 | 1195250000 | KTB MH 553520 S4E0 | Klippon TB MH (Terminal Box - Multi Hinge), Empty enclosure, stainless steel enclosure, Height: 550 mm, Width: 350 mm, Depth: 200 mm, Material: Stainless steel 1.4404 (316L), electropolished, silver
9697 | 1195260000 | KTB MH 553520 S4E1 | Klippon TB MH (Terminal Box - Multi Hinge), Empty enclosure, stainless steel enclosure, Height: 550 mm, Width: 350 mm, Depth: 200 mm, Gland plates: Bottom, Material: Stainless steel 1.4404 (316L), electropolished, silver
9698 | 1195280000 | KTB MH 553520 S4E3 | Klippon TB MH (Terminal Box - Multi Hinge), Empty enclosure, stainless steel enclosure, Height: 550 mm, Width: 350 mm, Depth: 200 mm, Gland plates: Bottom, left, right, Material: Stainless steel 1.4404 (316L), electropolished, silver
9699 | 1195300000 | KTB MH 624515 S4E0 | Klippon TB MH (Terminal Box - Multi Hinge), Empty enclosure, stainless steel enclosure, Height: 620 mm, Width: 450 mm, Depth: 150 mm, Material: Stainless steel 1.4404 (316L), electropolished, silver
9700 | 1195310000 | KTB MH 624515 S4E1 | Klippon TB MH (Terminal Box - Multi Hinge), Empty enclosure, stainless steel enclosure, Height: 620 mm, Width: 450 mm, Depth: 150 mm, Gland plates: Bottom, Material: Stainless steel 1.4404 (316L), electropolished, silver
9701 | 1195330000 | KTB MH 624515 S4E3 | Klippon TB MH (Terminal Box - Multi Hinge), Empty enclosure, stainless steel enclosure, Height: 620 mm, Width: 450 mm, Depth: 150 mm, Gland plates: Bottom, left, right, Material: Stainless steel 1.4404 (316L), electropolished, silver
9702 | 1195350000 | KTB MH 624520 S4E0 | Klippon TB MH (Terminal Box - Multi Hinge), Empty enclosure, stainless steel enclosure, Height: 620 mm, Width: 450 mm, Depth: 200 mm, Material: Stainless steel 1.4404 (316L), electropolished, silver
9703 | 1195360000 | KTB MH 624520 S4E1 | Klippon TB MH (Terminal Box - Multi Hinge), Empty enclosure, stainless steel enclosure, Height: 620 mm, Width: 450 mm, Depth: 200 mm, Gland plates: Bottom, Material: Stainless steel 1.4404 (316L), electropolished, silver
9704 | 1195380000 | KTB MH 624520 S4E3 | Klippon TB MH (Terminal Box - Multi Hinge), Empty enclosure, stainless steel enclosure, Height: 620 mm, Width: 450 mm, Depth: 200 mm, Gland plates: Bottom, left, right, Material: Stainless steel 1.4404 (316L), electropolished, silver
9705 | 1195400000 | KTB MH 765015 S4E0 | Klippon TB MH (Terminal Box - Multi Hinge), Empty enclosure, stainless steel enclosure, Height: 762 mm, Width: 508 mm, Depth: 150 mm, Material: Stainless steel 1.4404 (316L), electropolished, silver
9706 | 1195410000 | KTB MH 765015 S4E1 | Klippon TB MH (Terminal Box - Multi Hinge), Empty enclosure, stainless steel enclosure, Height: 762 mm, Width: 508 mm, Depth: 150 mm, Gland plates: Bottom, Material: Stainless steel 1.4404 (316L), electropolished, silver
9707 | 1195430000 | KTB MH 765015 S4E3 | Klippon TB MH (Terminal Box - Multi Hinge), Empty enclosure, stainless steel enclosure, Height: 762 mm, Width: 508 mm, Depth: 150 mm, Gland plates: Bottom, left, right, Material: Stainless steel 1.4404 (316L), electropolished, silver
9708 | 1195450000 | KTB MH 765020 S4E0 | Klippon TB MH (Terminal Box - Multi Hinge), Empty enclosure, stainless steel enclosure, Height: 762 mm, Width: 508 mm, Depth: 200 mm, Material: Stainless steel 1.4404 (316L), electropolished, silver
9709 | 1195460000 | KTB MH 765020 S4E1 | Klippon TB MH (Terminal Box - Multi Hinge), Empty enclosure, stainless steel enclosure, Height: 762 mm, Width: 508 mm, Depth: 200 mm, Gland plates: Bottom, Material: Stainless steel 1.4404 (316L), electropolished, silver
9710 | 1195480000 | KTB MH 765020 S4E3 | Klippon TB MH (Terminal Box - Multi Hinge), Empty enclosure, stainless steel enclosure, Height: 762 mm, Width: 508 mm, Depth: 200 mm, Gland plates: Bottom, left, right, Material: Stainless steel 1.4404 (316L), electropolished, silver
9711 | 1195500000 | KTB MH 916115 S4E0 | Klippon TB MH (Terminal Box - Multi Hinge), Empty enclosure, stainless steel enclosure, Height: 914 mm, Width: 610 mm, Depth: 150 mm, Material: Stainless steel 1.4404 (316L), electropolished, silver
9712 | 1195510000 | KTB MH 916115 S4E1 | Klippon TB MH (Terminal Box - Multi Hinge), Empty enclosure, stainless steel enclosure, Height: 914 mm, Width: 610 mm, Depth: 150 mm, Gland plates: Bottom, Material: Stainless steel 1.4404 (316L), electropolished, silver
9713 | 1195530000 | KTB MH 916115 S4E3 | Klippon TB MH (Terminal Box - Multi Hinge), Empty enclosure, stainless steel enclosure, Height: 914 mm, Width: 610 mm, Depth: 150 mm, Gland plates: Bottom, left, right, Material: Stainless steel 1.4404 (316L), electropolished, silver
9714 | 1195550000 | KTB MH 916120 S4E0 | Klippon TB MH (Terminal Box - Multi Hinge), Empty enclosure, stainless steel enclosure, Height: 914 mm, Width: 610 mm, Depth: 200 mm, Material: Stainless steel 1.4404 (316L), electropolished, silver
9715 | 1195560000 | KTB MH 916120 S4E1 | Klippon TB MH (Terminal Box - Multi Hinge), Empty enclosure, stainless steel enclosure, Height: 914 mm, Width: 610 mm, Depth: 200 mm, Gland plates: Bottom, Material: Stainless steel 1.4404 (316L), electropolished, silver
9716 | 1195580000 | KTB MH 916120 S4E3 | Klippon TB MH (Terminal Box - Multi Hinge), Empty enclosure, stainless steel enclosure, Height: 914 mm, Width: 610 mm, Depth: 200 mm, Gland plates: Bottom, left, right, Material: Stainless steel 1.4404 (316L), electropolished, silver
9717 | 1195600000 | KTB MH 987420 S4E0 | Klippon TB MH (Terminal Box - Multi Hinge), Empty enclosure, stainless steel enclosure, Height: 980 mm, Width: 740 mm, Depth: 200 mm, Material: Stainless steel 1.4404 (316L), electropolished, silver
9718 | 1195610000 | KTB MH 987420 S4E1 | Klippon TB MH (Terminal Box - Multi Hinge), Empty enclosure, stainless steel enclosure, Height: 980 mm, Width: 740 mm, Depth: 200 mm, Gland plates: Bottom, Material: Stainless steel 1.4404 (316L), electropolished, silver
9719 | 1196300000 | KTB FS 553515 S4E0 | Klippon TB FS (Terminal Box - Fixing Screw), Empty enclosure, stainless steel enclosure, Height: 550 mm, Width: 350 mm, Depth: 150 mm, Material: Stainless steel 1.4404 (316L), electropolished, silver
9720 | 1196310000 | KTB FS 553515 S4E1 | Klippon TB FS (Terminal Box - Fixing Screw), Empty enclosure, stainless steel enclosure, Height: 550 mm, Width: 350 mm, Depth: 150 mm, Gland plates: Bottom, Material: Stainless steel 1.4404 (316L), electropolished, silver
9721 | 1196320000 | KTB FS 553515 S4E2 | Klippon TB FS (Terminal Box - Fixing Screw), Empty enclosure, stainless steel enclosure, Height: 550 mm, Width: 350 mm, Depth: 150 mm, Gland plates: Bottom, top, Material: Stainless steel 1.4404 (316L), electropolished, silver
9722 | 1196330000 | KTB FS 553515 S4E3 | Klippon TB FS (Terminal Box - Fixing Screw), Empty enclosure, stainless steel enclosure, Height: 550 mm, Width: 350 mm, Depth: 150 mm, Gland plates: Bottom, left, right, Material: Stainless steel 1.4404 (316L), electropolished, silver
9723 | 1196340000 | KTB FS 553515 S4E4 | Klippon TB FS (Terminal Box - Fixing Screw), Empty enclosure, stainless steel enclosure, Height: 550 mm, Width: 350 mm, Depth: 150 mm, Gland plates: Bottom, top, left, right, Material: Stainless steel 1.4404 (316L), electropolished, silver
9724 | 1196430000 | KTB FS 624515 S4E3 | Klippon TB FS (Terminal Box - Fixing Screw), Empty enclosure, stainless steel enclosure, Height: 620 mm, Width: 450 mm, Depth: 150 mm, Gland plates: Bottom, left, right, Material: Stainless steel 1.4404 (316L), electropolished, silver
9725 | 1196440000 | KTB FS 624515 S4E4 | Klippon TB FS (Terminal Box - Fixing Screw), Empty enclosure, stainless steel enclosure, Height: 620 mm, Width: 450 mm, Depth: 150 mm, Gland plates: Bottom, top, left, right, Material: Stainless steel 1.4404 (316L), electropolished, silver
9726 | 1196450000 | KTB FS 624520 S4E0 | Klippon TB FS (Terminal Box - Fixing Screw), Empty enclosure, stainless steel enclosure, Height: 620 mm, Width: 450 mm, Depth: 200 mm, Material: Stainless steel 1.4404 (316L), electropolished, silver
9727 | 1196460000 | KTB FS 624520 S4E1 | Klippon TB FS (Terminal Box - Fixing Screw), Empty enclosure, stainless steel enclosure, Height: 620 mm, Width: 450 mm, Depth: 200 mm, Gland plates: Bottom, Material: Stainless steel 1.4404 (316L), electropolished, silver
9728 | 1199890000 | KTB QL 221513 S4E4 | Klippon TB QL (Terminal Box - Quarter Lock), Empty enclosure, stainless steel enclosure, Height: 229 mm, Width: 152 mm, Depth: 133 mm, Gland plates: Bottom, top, left, right, Material: Stainless steel 1.4404 (316L), electropolished, silver
9729 | 1200090000 | KTB QL 303020 S4E3 | Klippon TB QL (Terminal Box - Quarter Lock), Empty enclosure, stainless steel enclosure, Height: 306 mm, Width: 306 mm, Depth: 200 mm, Gland plates: Bottom, left, right, Material: Stainless steel 1.4404 (316L), electropolished, silver
9730 | 1208940000 | CLI R 1-12 RT TRIP | CableLine, Mounting mandrel
9731 | 1479400000 | SAIE-M23-S-EM-VA | Sensor/Actuator plug-in connector, Built-in plugs, Empty enclosure
9732 | 1547440000 | IE-CL240W-PP-BASE | Contactless power transmission, Primary side
9733 | 1550590000 | CAN SUB-D SK TERM PS | SUB-D
9734 | 2005040000 | RIBBON MM 84/300 WS | Ink ribbon
9735 | 2066650000 | IE-FC-KEY2 | FrontCom, spare key, Double frame, Miscellaneous
9736 | 2438520000 | MCP BASIC 2 | Marking systems, Labelling device, Plotter printing with india ink, Multicard, Labels
9737 | 2453810000 | EPG 60 | Pressing tools, Tools, Pressing tool, 6mm², 300mm², Hexagonal crimp, WM crimp, Indent crimp, Trapezoidal crimp, Oval crimping
9738 | 2506050000 | WB I SK 2.5 | Screwdriver insert
9739 | 2556600000 | FF-FIMT 11 54 | Filter mat, IP54, white
9740 | 2556660000 | FF-FIMT 2X 54 | Filter mat, IP54, white
9741 | 2556670000 | FF-FIMT 2X 55 | Filter mat, IP55, white
9742 | 2556720000 | FF-FIMT 3X 54 | Filter mat, IP54, white
9743 | 2556730000 | FF-FIMT 3X 55 | Filter mat, IP55, white
9744 | 2556790000 | FF-FIMT 4X 54 | Filter mat, IP54, white
9745 | 2556800000 | FF-FIMT 4X 55 | Filter mat, IP55, white
9746 | 2557050000 | FF-FIMT 6X 55 | Filter mat, IP55, white
9747 | 2567310000 | FF-FIMT 6X 54 | Filter mat, IP54, white
9748 | 7789002010 | PAC-SLC5-HE20-V2-1M | Pre-assembled cable, PAC, Cable LiYY, 0.25 mm²
9749 | 7789014010 | PAC-CMLX-RV24-V0-1M | Pre-assembled cable, PAC, Cable LiYY, 0.25 mm²
9750 | 7789015010 | PAC-CMLX-HE20-V0-1M | Pre-assembled cable, PAC, Cable LiYY, 0.25 mm²
9751 | 7789016010 | PAC-CMLX-RV24-V1-1M | Pre-assembled cable, PAC, Cable LiYY, 0.25 mm²
9752 | 7789033010 | PAC-CTLX-SD15-V0-1M | Pre-assembled cable, PAC, Cable LiYCY, 0.25 mm²
9753 | 7789037010 | PAC-CTLX-SD25-V2-1M | Pre-assembled cable, PAC, Cable LiYCY, 0.25 mm²
9754 | 7789038010 | PAC-CTLX-SD25-V3-1M | Pre-assembled cable, PAC, Cable LiYCY, 0.25 mm²
9755 | 7789039010 | PAC-CTLX-HE20-V0-1M | Pre-assembled cable, PAC, Cable LiYY, 0.25 mm²
9756 | 7789041010 | PAC-CTLX-HE20-V2-1M | Pre-assembled cable, PAC, Cable LiYY, 0.25 mm²
9757 | 7789042010 | PAC-CTLX-HE20-V3-1M | Pre-assembled cable, PAC, Cable LiYY, 0.25 mm²
9758 | 7789043010 | PAC-CMLX-SD15-V3-1M | Pre-assembled cable, PAC, Cable LiYCY, 0.25 mm²
9759 | 7789044010 | PAC-CMLX-SD25-V1-1M | Pre-assembled cable, PAC, Cable LiYCY, 0.25 mm²
9760 | 7789057010 | PAC-CTLX-RV12-V1-1M | Pre-assembled cable, PAC, Cable LiYY, 0.25 mm²
9761 | 7789058010 | PAC-CTLX-HE20-V5-1M | Pre-assembled cable, PAC, Cable LiYY, 0.25 mm²
9762 | 7789064010 | PAC-GF30-RV24-V4-1M | Pre-assembled cable, PAC, Cable LiYY, 0.25 mm²
9763 | 7789067010 | PAC-GF30-HE20-V1-1M | Pre-assembled cable, PAC, Cable LiYY, 0.25 mm²
9764 | 7789074010 | PAC-GF30-SD37-V0-1M | Pre-assembled cable, PAC, Cable LiYCY, 0.25 mm²
9765 | 7789100010 | PAC-UNIV-HE20-F-1M | Pre-assembled cable, PAC, Cable LiYY, 0.25 mm²
9766 | 7789100015 | PAC-UNIV-HE20-F-1M5 | Pre-assembled cable, PAC, Cable LiYY, 0.25 mm²
9767 | 7789100020 | PAC-UNIV-HE20-F-2M | Pre-assembled cable, PAC, Cable LiYY, 0.25 mm²
9768 | 7789100030 | PAC-UNIV-HE20-F-3M | Pre-assembled cable, PAC, Cable LiYY, 0.25 mm²
9769 | 7789100060 | PAC-UNIV-HE20-F-6M | Pre-assembled cable, PAC, Cable LiYY, 0.25 mm²
9770 | 7789101010 | PAC-UNIV-HE10-LCF-1M | Pre-assembled cable, PAC, Cable LiYY, 0.14 mm²
9771 | 7789101020 | PAC-UNIV-HE10-LCF-2M | Pre-assembled cable, PAC, Cable LiYY, 0.14 mm²
9772 | 7789101030 | PAC-UNIV-HE10-LCF-3M | Pre-assembled cable, PAC, Cable LiYY, 0.14 mm²
9773 | 7789104060 | PAC-UNIV-RV24-F-6M | Pre-assembled cable, PAC, Cable LiYY, 0.25 mm²
9774 | 7789106010 | PAC-UNIV-RV36-F-1M | Pre-assembled cable, PAC, Cable LiYY, 0.25 mm²
9775 | 7789106060 | PAC-UNIV-RV36-F-6M | Pre-assembled cable, PAC, Cable LiYY, 0.25 mm²
9776 | 7789108060 | PAC-UNIV-RV12-F-6M | Pre-assembled cable, PAC, Cable LiYY, 0.25 mm²
9777 | 7789157100 | PAC-CTLX-SD25-V5-10M | Pre-assembled cable, PAC, Cable LiYCY, 0.25 mm²
9778 | 7789191010 | PAC-S300-RV12-V0-1M | Pre-assembled cable, PAC, Cable LiYY, 0.25 mm²
9779 | 7789194010 | PAC-S300-SD25-V0-1M | Pre-assembled cable, PAC, Cable LiYCY, 0.25 mm²
9780 | 7789211010 | PAC-S300-RV24-V2-1M | Pre-assembled cable, PAC, Cable LiYY, 0.25 mm²
9781 | 7789212010 | PAC-S300-RV24-V3-1M | Pre-assembled cable, PAC, Cable LiYY, 0.25 mm²
9782 | 7789214010 | PAC-S300-RV24-V4-1M | Pre-assembled cable, PAC, Cable LiYY, 0.25 mm²
9783 | 7789215010 | PAC-S300-RV36-V0-1M | Pre-assembled cable, PAC, Cable LiYY, 0.25 mm²
9784 | 7789222010 | PAC-S300-HE20-V2-1M | Pre-assembled cable, PAC, Cable LiYY, 8.6 ± 1 mm
9785 | 7789223010 | PAC-S300-HESD-V0-1M | Pre-assembled cable, PAC, Cable LiYY, Cable LiYCY, 0.25 mm²
9786 | 7789226005 | PAC-S300-SD37-V1-0M5 | Pre-assembled cable, PAC, Cable LiYCY, 0.25 mm²
9787 | 7789226015 | PAC-S300-SD37-V1-1M5 | Pre-assembled cable, PAC, Cable LiYCY, 0.25 mm²
9788 | 7789227010 | PAC-S300-SD15-V2-1M | Pre-assembled cable, PAC, Cable LiYCY, 0.25 mm²
9789 | 7789228010 | PAC-S300-SD15-V3-1M | Pre-assembled cable, PAC, Cable LiYCY, 0.25 mm²
9790 | 7789229010 | PAC-S300-SD25-V1-1M | Pre-assembled cable, PAC, Cable LiYCY, 0.25 mm²
9791 | 7789229020 | PAC-S300-SD25-V1-2M | Pre-assembled cable, PAC, Cable LiYCY, 0.25 mm²
9792 | 7789231010 | PAC-S300-SD37-V2-1M | Pre-assembled cable, PAC, Cable LiYCY, 0.25 mm²
9793 | 7789233010 | PAC-S300-SD25-V3-1M | Pre-assembled cable, PAC, Cable LiYCY, 0.25 mm²
9794 | 7789234005 | PAC-S300-HE20-V3-0M5 | Pre-assembled cable, PAC, Cable LiYY, 8.6 ± 1 mm
9795 | 7789234010 | PAC-S300-HE20-V3-1M | Pre-assembled cable, PAC, Cable LiYY, 8.6 ± 1 mm
9796 | 7789234015 | PAC-S300-HE20-V3-1M5 | Pre-assembled cable, PAC, Cable LiYY, 8.6 ± 1 mm
9797 | 7789234020 | PAC-S300-HE20-V3-2M | Pre-assembled cable, PAC, Cable LiYY, 8.6 ± 1 mm
9798 | 7789234025 | PAC-S300-HE20-V3-2M5 | Pre-assembled cable, PAC, Cable LiYY, 8.6 ± 1 mm
9799 | 7789234030 | PAC-S300-HE20-V3-3M | Pre-assembled cable, PAC, Cable LiYY, 8.6 ± 1 mm
9800 | 7789235010 | PAC-S300-HE10-V0-1M | Pre-assembled cable, PAC, Cable LiYY, 7 ± 1 mm
9801 | 7789236010 | PAC-S300-HE20-V4-1M | Pre-assembled cable, PAC, Cable LiYY, 8.6 ± 1 mm
9802 | 7789236015 | PAC-S300-HE20-V4-1M5 | Pre-assembled cable, PAC, Cable LiYY, 8.6 ± 1 mm
9803 | 7789236020 | PAC-S300-HE20-V4-2M | Pre-assembled cable, PAC, Cable LiYY, 8.6 ± 1 mm
9804 | 7789236030 | PAC-S300-HE20-V4-3M | Pre-assembled cable, PAC, Cable LiYY, 8.6 ± 1 mm
9805 | 7789239010 | PAC-S300-HE20-V6-1M | Pre-assembled cable, PAC, Cable LiYY, 8.6 ± 1 mm
9806 | 7789246010 | PAC-S300-HE20-V7-1M | Pre-assembled cable, PAC, Cable LiYY, 8.6 ± 1 mm
9807 | 7789284010 | PAC-S400-SD37-V0-1M | Pre-assembled cable, PAC, Cable LiYCY, 0.25 mm²
9808 | 7789285010 | PAC-S400-SD25-V0-1M | Pre-assembled cable, PAC, Cable LiYCY, 0.25 mm²
9809 | 7789288010 | PAC-S400-SD25-V3-1M | Pre-assembled cable, PAC, Cable LiYCY, 0.25 mm²
9810 | 7789291010 | PAC-S400-HE20-V1-1M | Pre-assembled cable, PAC, Cable LiYY, 0.25 mm²
9811 | 7789292010 | PAC-S400-HE20-V2-1M | Pre-assembled cable, PAC, Cable LiYY, 0.25 mm²
9812 | 7789293010 | PAC-STOP-HE20-V0-1M | Pre-assembled cable, PAC, Cable LiYY, 0.25 mm²
9813 | 7789301020 | PAC-UNIV-HE20-1:1-2M | Pre-assembled cable, PAC, Cable LiYY, 0.25 mm²
9814 | 7789301030 | PAC-UNIV-HE20-1:1-3M | Pre-assembled cable, PAC, Cable LiYY, 0.25 mm²
9815 | 7789306010 | PAC-UNIV-HE20-LCH-1M | Pre-assembled cable, PAC, Cable LiYY, 0.14 mm²
9816 | 7789329010 | PAC-TWDO-HE20-V3-1M | Pre-assembled cable, PAC, Cable LiYY, 0.25 mm²
9817 | 7789373010 | PAC-CJ1W-HE20-V3-1M | Pre-assembled cable, PAC, Cable LiYY, 0.25 mm²
9818 | 7789387010 | PAC-M340-HE20-V0-1M | Pre-assembled cable, PAC, Cable LiYY, 0.25 mm²
9819 | 7789388010 | PAC-UNIV-HE20-LCF-1M | Pre-assembled cable, PAC, Cable LiYY, 0.14 mm²
9820 | 7789618010 | PAC-RX3I-HE20-V0-1M | Pre-assembled cable, PAC, Cable LiYY, 0.25 mm²
9821 | 7789619010 | PAC-RX3I-HE20-V1-1M | Pre-assembled cable, PAC, Cable LiYY, 0.25 mm²
9822 | 7789639010 | PAC-M340-SD37-V0-1M | Pre-assembled cable, PAC, Cable LiYCY, 0.25 mm²
9823 | 7789641010 | PAC-ABS8-HE20-V0-1M | Pre-assembled cable, PAC, Cable LiYY, 0.25 mm²
9824 | 7789642010 | PAC-ABS8-RV24-V0-1M | Pre-assembled cable, PAC, Cable LiYY, 0.25 mm²
9825 | 7789657010 | PAC-ABS8-SD25-V0-1M | Pre-assembled cable, PAC, Cable LiYCY, 0.25 mm²
9826 | 7789695030 | PAC-CMLX-HE20-V3-3M | Pre-assembled cable, PAC, Cable LiYY, 0.25 mm²
9827 | 7789697010 | PAC-CMLX-HE20-V4-1M | Pre-assembled cable, PAC, Cable LiYY, 0.25 mm²
9828 | 7789697030 | PAC-CMLX-HE20-V4-3M | Pre-assembled cable, PAC, Cable LiYY, 0.25 mm²
9829 | 7789756010 | PAC-UNIV-HE40-F-1M | Pre-assembled cable, PAC, Cable LiYY, 0.25 mm²
9830 | 7789756020 | PAC-UNIV-HE40-F-2M | Pre-assembled cable, PAC, Cable LiYY, 0.25 mm²
9831 | 7789769010 | PAC-CMLX-HE20-V5-1M | Pre-assembled cable, PAC, Cable LiYY, 0.25 mm²
9832 | 7789769050 | PAC-CMLX-HE20-V5-5M | Pre-assembled cable, PAC, Cable LiYY, 0.25 mm²
9833 | 7789770010 | PAC-CMLX-HE20-V6-1M | Pre-assembled cable, PAC, Cable LiYY, 0.25 mm²
9834 | 7789771010 | PAC-CJ1W-HE20-V9-1M | Pre-assembled cable, PAC, Cable LiYY, 0.25 mm²
9835 | 7789778010 | PAC-S300-HE40-V0-1M | Pre-assembled cable, PAC, Cable LiYY, 8.6 ± 1 mm
9836 | 7789778020 | PAC-S300-HE40-V0-2M | Pre-assembled cable, PAC, Cable LiYY, 8.6 ± 1 mm
9837 | 7789793010 | PAC-CJ1W-HE20-V11-1M | Pre-assembled cable, PAC, Cable LiYY, 0.25 mm²
9838 | 7789829060 | C300-36B-324B-2S-M25-06 | Pre-assembled cable, PAC, Cable LiYCY, 0.25 mm²
9839 | 8909650160 | IE-C6ES8UG0160A40A40-E | System cable, RJ45 IP 20, RJ45 IP 20, Cat.6A / Class EA (ISO/IEC 11801 2010), PUR, 16 m
9840 | 1193830000 | KTB MOPL 3030 S2N | Klippon TB (Terminal Box), Mounting plate, Height: 251 mm, Width: 245 mm, Depth: 1.5 mm, Material: Stainless steel 1.4301 (304), untreated, silver
9841 | 2576620000 | P BAG BIG | Tools, Accessories
9842 | 2634590000 | RJ45C6 R1V 3.2N4N TY | PCB plug-in connector, RJ45 jacks, THT/THR solder connection, 180°, Number of poles: 8
9843 | 2602750000 | CB-DT 100/2.5 BL | Cable ties, 2.5 x 100 mm, Polyamide 66, 80 N
9844 | 2602780000 | CB-DT 280/4.5 BL | Cable ties, 4.5 x 280 mm, Polyamide 66, 220 N
9845 | 2602790000 | CB-DT 380/4.5 BL | Cable ties, 4.5 x 380 mm, Polyamide 66, 220 N
9846 | 2602800000 | CB-DT 360/7.5 BL | Cable ties, 7.5 x 360 mm, Polyamide 66, 540 N
9847 | 2602770000 | CB-DT 200/4.5 BL | Cable ties, 4.5 x 200 mm, Polyamide 66, 220 N
9848 | 2602760000 | CB-DT 140/3.5 BL | Cable ties, 3.5 x 140 mm, Polyamide 66, 180 N
9849 | 2636810000 | RJ45M R1V 3.3N4N TY | PCB plug-in connector, RJ45 jacks transformer, 100 MBit/s , THT/THR solder connection, 180°, LED: No, Number of poles: 8, Tray (manual assembly)
9850 | 2638490000 | RJ45C5 R1U 2.8N4N RL | PCB plug-in connector, RJ45 jacks, Cat. 5e , THT/THR solder connection, 90°, Latch option: top, Shield tabs: none, 30...80 µ" / ? 30 µ" , LED: No, Number of poles: 8, Reel
9851 | 2638860000 | RJ45G1 R1D 3.3E4GY/GY RL | PCB plug-in connector, RJ45 jacks transformer, THT/THR solder connection, 90°, Latch option: bottom, Number of poles: 8, Tape
9852 | 2621630000 | HS-FR 3.2-6.4/25 MM Y | Conductor and cable markers, 3.2 - 6.4 mm, 24.9 x 10.3 mm, yellow
9853 | 2619960000 | ESG 6/15 MM GR | ESG, Device markers, 6 x 15 mm, grey
9854 | 2619950000 | ESG 6/15 MM GE | ESG, Device markers, 6 x 15 mm, yellow
9855 | 2621500000 | THM WO 20/32 WS | THM, Conductor and cable markers, 2.8 - 7 mm, 20 x 32 mm, white
9856 | 2621530000 | THM WO 14/22 WS | THM, Conductor and cable markers, 1.9 - 5 mm, 14 x 22 mm, white
9857 | 2621470000 | SFX-VT 9/24 MM WS | SlimFix, Conductor and cable markers, 7 - , 26 x 15 mm, white
9858 | 2625720000 | AM-X | Tools, Sheathing strippers
9859 | 2596610000 | THM WO 50/100 SI | THM, Conductor and cable markers, 50 x 100 mm, silver
9860 | 2652340000 | CABTITE BP 6MM PA | Blind plug, Cabtite (cable entry system), Polyamide, red, Height: 16 mm, Width: 6 mm, -60 °C?100 °C, IP66
9861 | 2652330000 | CABTITE BP 5MM PA | Blind plug, Cabtite (cable entry system), Polyamide, red, Height: 12 mm, Width: 5 mm, -60 °C?100 °C, IP66
9862 | 2652280000 | CABTITE SE 3/5-6 SML BK | Sealing element, Cabtite (cable entry system), TPE, Deep black, Height: 20.3 mm, Width: 20.3 mm, Depth: 17.7 mm, -40 °C?120 °C, IP66
9863 | 2635120000 | CABTITE SC M5X25 SET | Mounting screw, Cabtite (cable entry system), silver
9864 | 2626640000 | D-SUB M6.1 T09VB 3.2B2 TY BK | OMNIMATE Data - D-SUB connector, male header, Thread-bolt UNC 4-40, Snap-on clip, THT solder connection, Pitch in mm (P): 2.77 mm, Number of poles: 9, 500, PBT glass fibre reinforced UL 94 V-0, black, Tray (manual assembly)
9865 | 2626620000 | D-SUB M6.1 T09VN 3.2N2 TY GY | OMNIMATE Data - D-SUB connector, male header, Hole, THT solder connection, Pitch in mm (P): 2.77 mm, Number of poles: 9, ? 50 µ" Ni / ? 1 µ" Au , PBT glass fibre reinforced UL 94 V-0, grey, Tray (manual assembly)
9866 | 2626650000 | D-SUB F6.1 T09VN 3.2N2 TY GY | OMNIMATE Data - D-SUB connector, female header, Hole, THT solder connection, Pitch in mm (P): 2.77 mm, Number of poles: 9, ? 50 µ" Ni / ? 1 µ" Au , PBT glass fibre reinforced UL 94 V-0, grey, Tray (manual assembly)
9867 | 2626670000 | D-SUB F6.1 T09VB 3.2B2 TY BK | OMNIMATE Data - D-SUB connector, female header, Thread-bolt UNC 4-40, Snap-on clip, THT solder connection, Pitch in mm (P): 2.77 mm, Number of poles: 9, 500, PBT glass fibre reinforced UL 94 V-0, black, Tray (manual assembly)
9868 | 2626690000 | D-SUB M6.3 T09HB 3.2B2 TY BK | OMNIMATE Data - D-SUB connector, male header, Thread-bolt UNC 4-40, Snap-on clip, THT solder connection, Pitch in mm (P): 2.77 mm, Number of poles: 9, 500, PBT glass fibre reinforced UL 94 V-0, black, Tray (manual assembly)
9869 | 2626700000 | D-SUB F6.3 T09HU 3.2B2 TY BK | OMNIMATE Data - D-SUB connector, female header, Thread-bolt UNC 4-40, Snap-on clip, THT solder connection, Pitch in mm (P): 2.77 mm, Number of poles: 9, ? 50 µ" Ni / ? 1 µ" Au , ? 50, PBT glass fibre reinforced UL 94 V-0, black, Tray (manual assembly)
9870 | 2632840000 | FP ENC AS 178 3C | FieldPower® enclosures, IP65, in closed state
9871 | 2632820000 | FP ENC BS 113 3C | FieldPower® enclosures, IP65, in closed state
9872 | 2632830000 | FP ENC TS 113 3C | FieldPower® enclosures, IP65, in closed state
9873 | 2652290000 | CABTITE SE 3/5-6 SML GY | Sealing element, Cabtite (cable entry system), TPE, Light Grey, Height: 20.3 mm, Width: 20.3 mm, Depth: 17.7 mm, -40 °C?90 °C, IP66
9874 | 2652300000 | CABTITE BP 2MM PA | Blind plug, Cabtite (cable entry system), Polyamide, red, Height: 12 mm, Width: 2 mm, -60 °C?100 °C, IP66
9875 | 2652310000 | CABTITE BP 3MM PA | Blind plug, Cabtite (cable entry system), Polyamide, red, Height: 12 mm, Width: 3 mm, -60 °C?100 °C, IP66
9876 | 2652320000 | CABTITE BP 4MM PA | Blind plug, Cabtite (cable entry system), Polyamide, red, Height: 12 mm, Width: 4 mm, -60 °C?100 °C, IP66
9877 | 2652350000 | CABTITE BP 7MM PA | Blind plug, Cabtite (cable entry system), Polyamide, red, Height: 16 mm, Width: 7 mm, -60 °C?100 °C, IP66
9878 | 2652370000 | CABTITE BP 9MM PA | Blind plug, Cabtite (cable entry system), Polyamide, red, Height: 16 mm, Width: 9 mm, -60 °C?100 °C, IP66
9879 | 2652400000 | CABTITE BP 12MM PA | Blind plug, Cabtite (cable entry system), Polyamide, red, Height: 22 mm, Width: 12 mm, -60 °C?100 °C, IP66
9880 | 2652380000 | CABTITE BP 10MM PA | Blind plug, Cabtite (cable entry system), Polyamide, red, Height: 16 mm, Width: 10 mm, -60 °C?100 °C, IP66
9881 | 2652360000 | CABTITE BP 8MM PA | Blind plug, Cabtite (cable entry system), Polyamide, red, Height: 16 mm, Width: 8 mm, -60 °C?100 °C, IP66
9882 | 2652410000 | CABTITE BP 13MM PA | Blind plug, Cabtite (cable entry system), Polyamide, red, Height: 22 mm, Width: 13 mm, -60 °C?100 °C, IP66
9883 | 2652420000 | CABTITE BP 14MM PA | Blind plug, Cabtite (cable entry system), Polyamide, red, Height: 22 mm, Width: 14 mm, -60 °C?100 °C, IP66
9884 | 2652440000 | CABTITE BP 20MM PA | Blind plug, Cabtite (cable entry system), Polyamide, red, Height: 22 mm, Width: 20 mm, -60 °C?100 °C, IP66
9885 | 2652430000 | CABTITE BP 17MM PA | Blind plug, Cabtite (cable entry system), Polyamide, red, Height: 22 mm, Width: 17 mm, -60 °C?100 °C, IP66
9886 | 2652470000 | CABTITE BP 28MM PA | Blind plug, Cabtite (cable entry system), Polyamide, red, Height: 30 mm, Width: 28 mm, -60 °C?100 °C, IP66
9887 | 2652460000 | CABTITE BP 25MM PA | Blind plug, Cabtite (cable entry system), Polyamide, red, Height: 30 mm, Width: 25 mm, -60 °C?100 °C, IP66
9888 | 2652450000 | CABTITE BP 21MM PA | Blind plug, Cabtite (cable entry system), Polyamide, red, Height: 30 mm, Width: 21 mm, -60 °C?100 °C, IP66
9889 | 2652480000 | CABTITE BP 35MM PA | Blind plug, Cabtite (cable entry system), Polyamide, red, Height: 35 mm, Width: 35 mm, -60 °C?100 °C, IP66
9890 | 2619200000 | VPU AC I 4 R 440/25 LCF | Surge voltage arrester, Low voltage, Surge protection, with remote contact, TN-C-S, TN-S
9891 | 2619240000 | VPU AC I 3+1 440/25 LCF | Surge voltage arrester, Low voltage, Surge protection, TN-C-S, TN-S, TT, IT with N, IT without N
9892 | 2619170000 | VPU AC I 3 R 440/25 LCF | Surge voltage arrester, Low voltage, Surge protection, with remote contact, TN-C
9893 | 2619210000 | VPU AC I 1+1 440/25 LCF | Surge voltage arrester, Low voltage, Surge protection, Single-phase, TN, TN-S, TT, IT with N, IT without N
9894 | 2619190000 | VPU AC I 4 440/25 LCF | Surge protection, TN-C-S, TN-S
9895 | 2619120000 | VPU AC I 1 R 440/25 LCF | Surge voltage arrester, Low voltage, Surge protection, with remote contact, Single-phase, TN, TN-S
9896 | 2619130000 | VPU AC I 2 440/25 LCF | Surge voltage arrester, Low voltage, Surge protection, Single-phase, TN, TN-S
9897 | 2619220000 | VPU AC I 1+1 R 440/25 LCF | Surge voltage arrester, Low voltage, Surge protection, with remote contact, Single-phase, TN, TN-S, TT, IT with N, IT without N
9898 | 2619140000 | VPU AC I 2 R 440/25 LCF | Surge voltage arrester, Low voltage, Surge protection, with remote contact, Single-phase, TN, TN-S
9899 | 2619160000 | VPU AC I 3 440/25 LCF | Surge voltage arrester, Low voltage, Surge protection, TN-C
9900 | 2619100000 | VPU AC I 1 440/25 LCF | Surge voltage arrester, Low voltage, Surge protection, Single-phase, TN, TN-S
9901 | 2626680000 | D-SUB M6.3 T09HU 3.2B2 TY BK | OMNIMATE Data - D-SUB connector, male header, Thread-nut UNC 4-40, Snap-on clip, THT solder connection, Pitch in mm (P): 2.77 mm, Number of poles: 9, ? 50 µ" Ni / ? 1 µ" Au , 500, PBT glass fibre reinforced UL 94 V-0, black, Tray (manual assembly)
9902 | 2626050000 | RJ45C6 T1V 3.0N4N TY | PCB plug-in connector, RJ45 jacks, Cat. 6 , THT solder connection, 180°, LED: No, Number of poles: 8, Tray (manual assembly)
9903 | 2626630000 | D-SUB M6.1 T09VU 3.2B2 TY BK | OMNIMATE Data - D-SUB connector, female header, male header, Thread-nut UNC 4-40, Snap-on clip, THT solder connection, Pitch in mm (P): 2.77 mm, Number of poles: 9, 500, PBT glass fibre reinforced UL 94 V-0, black, Tray (manual assembly)
9904 | 2626090000 | RJ45C5 R1U 1.7N4G/Y RL | PCB plug-in connector, RJ45 jacks, THT/THR solder connection, 90°, Latch option: top, LED: Yes, green, yellow, Number of poles: 8, Reel
9905 | 2604650000 | H0,75/16DS GR BD GSP | Wire-end ferrule, Standard, 12 mm, 10 mm, grey
9906 | 2604640000 | H0,75/16S W BD GSP | Wire-end ferrule, Standard, 12 mm, 10 mm, white
9907 | 2604700000 | H1,5/16S R BD GSP | Wire-end ferrule, Standard, 12 mm, 10 mm, red
9908 | 2656270000 | KCMA-RCM-23D | Residual current transformer (RCM), Primary current: 18 A, Round conductor: 20.00 mm, detachable current transformer
9909 | 2656280000 | KCMA-RCM-58D | Residual current transformer (RCM), Primary current: 18 A, Round conductor: 50.00 mm, detachable current transformer
9910 | 2656290000 | KCMA-RCM-812D | Residual current transformer (RCM), Primary current: 18 A, Round conductor: 80.00 mm, detachable current transformer
9911 | 2626710000 | D-SUB F6.3 T09HB 3.2B2 TY BK | OMNIMATE Data - D-SUB connector, female header, Thread-bolt UNC 4-40, Snap-on clip, THT solder connection, Pitch in mm (P): 2.77 mm, Number of poles: 9, ? 50 µ" Ni / ? 1 µ" Au , 500, PBT glass fibre reinforced UL 94 V-0, black, Tray (manual assembly)
9912 | 2653360000 | CH20M67 B TYL/BK 2083 | Modular housing, OMNIMATE Housing - series CH20M black, Width: 45 mm
9913 | 2653370000 | CH20M67 FC TYL 2083 | Modular housing, OMNIMATE Housing - series CH20M black, Width: 67.5 mm
9914 | 2653380000 | CH20M67 S 3P/3P/3P TYL 2083 | Modular housing, OMNIMATE Housing - series CH20M Traffic yellow, Width: 67.5 mm
9915 | 2580210000 | PRO INSTA 30W 5V 6A | Power supply, switch-mode power supply unit, 5 V
9916 | 2655070000 | CH20M17 FC TYL 2083 | Modular housing, OMNIMATE Housing - series CH20M black, Width: 17.5 mm
9917 | 2637360000 | CABTITE TOOL ATSE PA | Operating tool, Cabtite (cable entry system), Polyamide 6, orange, IP66
9918 | 2661340000 | IE-FCI-PWB-DK | FrontCom, Insert Power large, Type K, Socket connector, DK
9919 | 2580180000 | PRO INSTA 16W 24V 0.7A | Power supply, switch-mode power supply unit, 24 V
9920 | 2580260000 | PRO INSTA 96W 24V 4A | Power supply, switch-mode power supply unit, 24 V
9921 | 2580240000 | PRO INSTA 60W 12V 5A | Power supply, switch-mode power supply unit, 12 V
9922 | 2661430000 | RJ45C5 R12U 1.7N4G/Y RL | PCB plug-in connector, RJ45 jacks, Cat. 5 , THT/THR solder connection, 90°, Latch option: bottom, Shield tabs: none, LED: Yes, green, yellow, Number of poles: 16, Reel
9923 | 2580220000 | PRO INSTA 30W 12V 2.6A | Power supply, switch-mode power supply unit, 12 V
9924 | 2580270000 | PRO INSTA 96W 48V 2A | Power supply, switch-mode power supply unit, 48 V
9925 | 2661700000 | RJ45MP R1D 3.3E4G/Y TY | PCB plug-in connector, RJ45 jacks transformer, 100 MBit/s, POE , THT/THR solder connection, 90°, Latch option: bottom, Number of poles: 10, Tray (manual assembly)
9926 | 2661710000 | RJ45MP R1D 3.3E4N RL | PCB plug-in connector, RJ45 jacks transformer, 100 MBit/s, POE , THT/THR solder connection, 90°, Latch option: bottom, Number of poles: 10, Tape
9927 | 2661690000 | RJ45MP T1D 3.3E4N TY | PCB plug-in connector, RJ45 jacks transformer, 100 MBit/s, POE , THT solder connection, 90°, Latch option: bottom, Number of poles: 10, Tray (manual assembly)
9928 | 2580190000 | PRO INSTA 30W 24V 1.3A | Power supply, switch-mode power supply unit, 24 V
9929 | 2580250000 | PRO INSTA 90W 24V 3.8A | Power supply, switch-mode power supply unit, 24 V
9930 | 2603440000 | CMA-RCM-DACT-60 | Residual current transformer, Primary current: 25 A, Round conductor: 60.00 mm, closed current transformer
9931 | 2603430000 | CMA-RCM-DACT-35 | Residual current transformer, Primary current: 25 A, Round conductor: 35.00 mm, closed current transformer
9932 | 2603450000 | CMA-RCM-DACT-120 | Residual current transformer, Primary current: 25 A, Round conductor: 120.00 mm, closed current transformer
9933 | 2626660000 | D-SUB F6.1 T09VU 3.2B2 TY BK | OMNIMATE Data - D-SUB connector, female header, Thread-nut UNC 4-40, Snap-on clip, THT solder connection, Pitch in mm (P): 2.77 mm, Number of poles: 9, 500, PBT glass fibre reinforced UL 94 V-0, black, Tray (manual assembly)
9934 | 2613200000 | RJ45C5E R1D 3.2N4G/Y TY | PCB plug-in connector, RJ45 jacks, Cat. 5e , THT/THR solder connection, 90°, Latch option: bottom, LED: Yes, Number of poles: 8, Tray (manual assembly)
9935 | 2592600000 | KO BU/SU10.16HP WT | PCB plug-in connector, Accessories, Coding element, Natural, Number of poles: 1
9936 | 7789032015 | PAC-CTLX-SD37-V0-1M5 | Pre-assembled cable, PAC, Cable LiYCY, 0.25 mm²
9937 | 7789038015 | PAC-CTLX-SD25-V3-1M5 | Pre-assembled cable, PAC, Cable LiYCY, 0.25 mm²
9938 | 7789030015 | PAC-CTLX-RV36-V0-1M5 | Pre-assembled cable, PAC, Cable LiYY, 0.25 mm²
9939 | 2704960000 | LKSC M6X8 A2 TX30 | Klippon TB (Terminal Box), Set of fixings, Material: Stainless steel 1.4301 (304), silver
9940 | 2724900000 | CH-W-H-A22-P | Wallbox, max. charging capacity of 22 kW @ 3-phase (400 V) grid connection, max. current 32 A, With attached 5 m cable and type 2 plug
9941 | 1195430003 | KTB MH 765015 S2N3 | Klippon TB MH (Terminal Box - Multi Hinge), Empty enclosure, stainless steel enclosure, Height: 762 mm, Width: 508 mm, Depth: 150 mm, Gland plates: Bottom, left, right, Material: Stainless steel 1.4301 (304), untreated, silver
9942 | 1329120010 | PAC-S1200-HE20-V1-1M | Pre-assembled cable, PAC, Cable LiYY, 0.25 mm²
9943 | 1329120020 | PAC-S1200-HE20-V1-2M | Pre-assembled cable, PAC, Cable LiYY, 0.25 mm²
9944 | 1329290010 | PAC-S1200-SD15-V2-1M | Pre-assembled cable, PAC, Cable LiYCY, 0.25 mm²
9945 | 1329770000 | KLIPPON K71 EX RAL7001 | Klippon K (aluminium empty enclosure), Empty enclosure, Aluminium enclosure, Height: 230 mm, Width: 280 mm, Depth: 111 mm, Material: Aluminium AlSi12, Powder-coated, Silver grey
9946 | 1346670000 | UR20-EM-1315190000-SP | Replacement part
9947 | 1346690000 | UR20-EM-1315210000-SP | Replacement part
9948 | 1346700000 | UR20-EM-1315220000-SP | Replacement part, ,
9949 | 1346720000 | UR20-EM-1315240000-SP | Replacement part, ,
9950 | 1346740000 | UR20-EM-1315270000-SP | Replacement part, ,
9951 | 1347140000 | UR20-EM-1315570000-SP | Replacement part
9952 | 1347150000 | UR20-EM-1315590000-SP | Replacement part
9953 | 1347180000 | UR20-EM-1315600000-SP | Replacement part, ,
9954 | 1347280000 | UR20-EM-1315690000-SP | Replacement part
9955 | 1347290000 | UR20-EM-1315700000-SP | Replacement part, ,
9956 | 1347370000 | UR20-EM-1315770000-SP | Replacement part, ,
9957 | 1347450000 | UR20-EM-1334770000-SP | Replacement part, ,
9958 | 1347490000 | UR20-EM-1334800000-SP | Replacement part, ,
9959 | 1347520000 | UR20-EM-1335030000-SP | Replacement part, ,
9960 | 1347530000 | UR20-EM-1335040000-SP | Replacement part, ,
9961 | 1347540000 | UR20-EM-1335050000-SP | Replacement part, ,
9962 | 1349680005 | PAC-UNIV-HE26-HE26-0M5 | Pre-assembled cable, PAC
9963 | 1349840030 | PAC-UNIV-HE34-F-3M | Pre-assembled cable, PAC
9964 | 1349900050 | PAC-UNIV-HE50-F-5M | Pre-assembled cable, PAC
9965 | 1434220000 | UR20-EM-1394400000-SP | Replacement part
9966 | 1435740000 | UR20-EM-1315710000-SP | Replacement part, ,
9967 | 1463680000 | UR20-EM-1460150000-SP | Replacement part
9968 | 1463690000 | UR20-EM-1460140000-SP | Replacement part
9969 | 1480950000 | UR20-EM-1394420000-SP | Replacement part
9970 | 1515420000 | UR20-EM-1506920000-SP | Replacement part
9971 | 1515430000 | UR20-EM-1506910000-SP | Replacement part
9972 | 1515440000 | UR20-EM-1508080000-SP | Replacement part
9973 | 1551020000 | PTL 6/10 | Test-disconnect terminal, PUSH IN, 6 mm², 800 V, 57 A, sliding, dark beige
9974 | 1174490000 | RCL425005 | TERMSERIES, Relay, Number of contacts: 2, CO contact AgNi gold-plated, Rated control voltage: 5 V DC, Continuous current: 8 A, Plug-in connection, Test button available: No
9975 | 1174540000 | RSS112005 | TERMSERIES, Relay, Number of contacts: 1, CO contact AgNi gold-plated, Rated control voltage: 5 V DC, Continuous current: 6 A, Plug-in connection, Test button available: No
9976 | 1454430000 | RSS113024F | TERMSERIES, Relay, Number of contacts: 1, CO contact AgNi, Rated control voltage: 24 V DC, Continuous current: 6 A, Plug-in connection, Test button available: No
9977 | 1984090000 | RSS110024 | TERMSERIES, Relay, Number of contacts: 1, CO contact AgSnO, Rated control voltage: 24 V DC, Continuous current: 6 A, Plug-in connection, Test button available: No
9978 | 1984120000 | RSS110060 | TERMSERIES, Relay, Number of contacts: 1, CO contact AgSnO, Rated control voltage: 60 V DC, Continuous current: 6 A, Plug-in connection, Test button available: No
9979 | 1132260000 | SSS RELAIS 5V/230V 1AAC | TERMSERIES, Solid-state relay, 1 NO contact (Triac (zero-cross switch)), Rated control voltage: 2.5 V DC...5 V DC...6 V DC , Rated switching voltage: 24...240 V AC, Continuous current: 1 A, Plug-in connection
9980 | 1132310000 | SSR 24VDC/0-24VDC 3,5A | TERMSERIES, Solid-state relay, 1 NO contact (MOS-FET), Rated control voltage: 10?32 V DC , Rated switching voltage: 0?33 V DC, Continuous current: 3.5 A, Plug-in connection
9981 | 1201230000 | RCL425048 | TERMSERIES, Relay, Number of contacts: 2, CO contact AgNi gold-plated, Rated control voltage: 48 V DC, Continuous current: 8 A, Plug-in connection, Test button available: No
9982 | 1201260000 | RCL425060 | TERMSERIES, Relay, Number of contacts: 2, CO contact AgNi gold-plated, Rated control voltage: 60 V DC, Continuous current: 8 A, Plug-in connection, Test button available: No
9983 | 1984100000 | RSS110005 | TERMSERIES, Relay, Number of contacts: 1, CO contact AgSnO, Rated control voltage: 5 V DC, Continuous current: 6 A, Plug-in connection, Test button available: No
9984 | 1984110000 | RSS110012 | TERMSERIES, Relay, Number of contacts: 1, CO contact AgSnO, Rated control voltage: 12 V DC, Continuous current: 6 A, Plug-in connection, Test button available: No
9985 | 2634120000 | WIRE PROCESSING CENTER | Cutting machine, Automatic stripper and crimper, Thermotransfer printer, Software
9986 | 2713330000 | CA-T2T2-5M-11/3P-S-BBG | AC charging cable, Plug type - charging point: Type 2, Plug type - vehicle side: Type 2, Charging power, max.: 11 kW, Number of phases: 3, Rated current: 20 A, Cable length: 5 m, Cable type: spiral
9987 | 2634140000 | WPC WAGON | Automatic machines
9988 | 2743980000 | CH-W-B-A3.7/11-SPNM | Wallbox, max. charging capacity of 3.7 kW @ 1-phase (230 V) resp. 11 kW @ 3-phase (400 V) grid connection, max. current 16 A, Type 2 socket outlet, NFC, RFID, MID compliant, Modbus TCP
9989 | 2754390000 | CA-T2T2-5M-22/3P-R-BBG | AC charging cable, Plug type - charging point: Type 2, Plug type - vehicle side: Type 2, Charging power, max.: 22 kW, Number of phases: 3, Rated current: 32 A, Cable length: 5 m, Cable type: regular
9990 | 2754410000 | CA-T2T2-5M-22/3P-S-BBG | AC charging cable, Plug type - charging point: Type 2, Plug type - vehicle side: Type 2, Charging power, max.: 22 kW, Number of phases: 3, Rated current: 32 A, Cable length: 5 m, Cable type: spiral
9991 | 2718290000 | CH-W-H-A11-S | Wallbox, max. charging capacity of 11 kW @ 3-phase (400 V) grid connection, max. current 16 A, Type 2 socket outlet
9992 | 2791300000 | CA-T2T2-7.5M-22/3-R-BBG | AC charging cable, Plug type - charging point: Type 2, Plug type - vehicle side: Type 2, Charging power, max.: 22 kW, Number of phases: 3, Rated current: 32 A, Cable length: 7.5 m, Cable type: regular
9993 | 2791320000 | CA-T2T2-7.5M-11/3-R-BBG | AC charging cable, Plug type - charging point: Type 2, Plug type - vehicle side: Type 2, Charging power, max.: 11 kW, Number of phases: 3, Rated current: 20 A, Cable length: 7.5 m, Cable type: regular
9994 | 2754380000 | CA-T2T2-5M-11/3P-R-BBG | AC charging cable, Plug type - charging point: Type 2, Plug type - vehicle side: Type 2, Charging power, max.: 11 kW, Number of phases: 3, Rated current: 20 A, Cable length: 5 m, Cable type: regular
9995 | 2791330000 | CA-T2T2-10M-11/3-R-BBG | AC charging cable, Plug type - charging point: Type 2, Plug type - vehicle side: Type 2, Charging power, max.: 11 kW, Number of phases: 3, Rated current: 20 A, Cable length: 10 m, Cable type: regular
9996 | 2791310000 | CA-T2T2-10M-22/3-R-BBG | AC charging cable, Plug type - charging point: Type 2, Plug type - vehicle side: Type 2, Charging power, max.: 22 kW, Number of phases: 3, Rated current: 32 A, Cable length: 10 m, Cable type: regular
9997 | 2791360000 | CA-T2T1-7.5M-7.4/1P-R-BBG | AC charging cable, Plug type - charging point: Type 2, Plug type - vehicle side: Type 1, Charging power, max.: 7.4 kW, Number of phases: 1, Rated current: 32 A, Cable length: 7.5 m, Cable type: regular
9998 | 2724910000 | CH-W-H-A22-S | Wallbox, max. charging capacity of 22 kW @ 3-phase (400 V) grid connection, max. current 32 A, Type 2 socket outlet
9999 | 2724920000 | CA-T2T1-5M-7.4/1P-R-BBG | AC charging cable, Plug type - charging point: Type 2, Plug type - vehicle side: Type 1, Charging power, max.: 7.4 kW, Number of phases: 1, Rated current: 32 A, Cable length: 5 m, Cable type: regular
10000 | 2709100000 | CH-W-H-A11-P | Wallbox, max. charging capacity of 11 kW @ 3-phase (400 V) grid connection, max. current 16 A, With attached 5 m cable and type 2 plug
10001 | 2654620000 | PB-CO RD | PCB plug-in connector, Coding element, red
10002 | 2744060000 | CH-W-B-A7.4/22-SPNM | Wallbox, max. charging capacity of 7.4 kW @ 1-phase (230 V) resp. 22 kW @ 3-phase (400 V) grid connection, max. current 32 A, Type 2 socket outlet, NFC, RFID, MID compliant, Modbus TCP
10003 | 2540680000 | HV2700/2-M12 F | Bolt-type screw terminals, Feed-through terminal, Screw connection
10004 | 1345040010 | PAC-S300-SD37-V5-1M | Pre-assembled cable, PAC, Cable LiYCY, 0.25 mm²
10005 | 1349840010 | PAC-UNIV-HE34-F-1M | Pre-assembled cable, PAC
10006 | 1537470000 | KLIPPON CS K41-1 | Klippon Control Station (control and signalling device), Control / signalling device, KLIPPON K41 EX, Aluminium AlSi12, EMERGENCY-STOP pushbutton with yellow, contrasting label, 2 NC contact, positive opening contacts, -55 °C...+55 °C, IP54, IP66
10007 | 2531330000 | IE-REDU-6-8-PS-VAPM | Power connector, Plug, Sealing insert, PROFINET
10008 | 7789056030 | PAC-CTLX-RV24-V1-3M | Pre-assembled cable, PAC, Cable LiYY, 0.25 mm²
10009 | 7789190020 | PAC-S300-RV24-V0-2M | Pre-assembled cable, PAC, Cable LiYY, 0.25 mm²
10010 | 7789227080 | PAC-S300-SD15-V2-8M | Pre-assembled cable, PAC, Cable LiYCY, 0.25 mm²
10011 | 7789284100 | PAC-S400-SD37-V0-10M | Pre-assembled cable, PAC, Cable LiYCY, 0.25 mm²
10012 | 7789291050 | PAC-S400-HE20-V1-5M | Pre-assembled cable, PAC, Cable LiYY, 0.25 mm²
10013 | 7789309015 | PAC-MICR-SD15-V0-1M5 | Pre-assembled cable, PAC, Cable LiYCY, 0.25 mm²
10014 | 7789328005 | PAC-TWDO-HE20-V2-0M5 | Pre-assembled cable, PAC, Cable LiYY, 0.25 mm²
10015 | 7789328010 | PAC-TWDO-HE20-V2-1M | Pre-assembled cable, PAC, Cable LiYY, 0.25 mm²
10016 | 7789328040 | PAC-TWDO-HE20-V2-4M | Pre-assembled cable, PAC, Cable LiYY, 0.25 mm²
10017 | 7789609020 | PAC-S300-UNIS-V1-2M | Pre-assembled cable, PAC, Cable LiYCY, 0.25 mm²
10018 | 7789617060 | C300-32B-F-2S-M34-6M | Pre-assembled cable, PAC, Cable LiYCY, 0.34 mm²
10019 | 7789643010 | PAC-ABS8-HE20-V1-1M | Pre-assembled cable, PAC, Cable LiYY, 0.25 mm²
10020 | 7789767010 | PAC-CJ1W-HE20-V7-1M | Pre-assembled cable, PAC, Cable LiYY, 0.25 mm²
10021 | 7789848050 | PAC-RX3I-SD37-V4-5M | Pre-assembled cable, PAC, Cable LiYCY, 0.25 mm²
10022 | 7789882010 | PAC-C300-3232-50-1M | Pre-assembled cable, PAC, Cable LiYCY, 0.50 mm²
10023 | 7789888010 | C300-32B-320B-2S-M34-1M | Pre-assembled cable, PAC, Cable LiYCY, 0.34 mm²
10024 | 1114530000 | RKDG 2XD8.5 WG PT6 | FieldPower®, Field Power® sealing insert, round, IP54, 8.5 - 10.5 mm
10025 | 1220670000 | RSS112012 | TERMSERIES, Relay, Number of contacts: 1, CO contact AgNi gold-plated, Rated control voltage: 12 V DC, Continuous current: 6 A, Plug-in connection, Test button available: No
10026 | 1285200000 | SD FIXING SET | Klippon TB (Terminal Box), Identification plate fixing set, Material: Stainless steel, rust-proof, untreated, silver
10027 | 1132290000 | SSR 24VDC/MAX.240VAC 1A | TERMSERIES, Solid-state relay, 1 NO contact (Triac (zero-cross switch)), Rated control voltage: 10?32 V DC , Rated switching voltage: 12...275 V AC, Continuous current: 1 A, Plug-in connection
10028 | 1421450000 | SSR 10-32VDC/0-35VDC 5A | TERMSERIES, Solid-state relay, 1 NO contact (MOS-FET), Rated control voltage: 10?32 V DC , Rated switching voltage: 0?35 V DC, Continuous current: 5 A, Plug-in connection
10029 | 1537070000 | KLIPPON CS POK 121209-2 | Klippon Control Station (control and signalling device), Control / signalling device, KLIPPON POK 121209 EX, Glass-fibre reinforced polyester with graphite mixture, EMERGENCY-STOP pushbutton with yellow, contrasting label, 2 NC contact, positive opening contacts, -55 °C...+55 °C, IP54, IP66
10030 | 1537080000 | KLIPPON CS POK 121209-2 | Klippon Control Station (control and signalling device), Control / signalling device, KLIPPON POK 121209 EX, Glass-fibre reinforced polyester with graphite mixture, Pushbutton - green, 1 NC contact, 1 NO contacts, -55 °C...+55 °C, IP54, IP66
10031 | 1537090000 | KLIPPON CS POK 121209-2 | Klippon Control Station (control and signalling device), Control / signalling device, KLIPPON POK 121209 EX, Glass-fibre reinforced polyester with graphite mixture, Key-operated switch, 1 NC contact, 1 NO contacts, -55 °C...+55 °C, IP54, IP66
10032 | 1537100000 | KLIPPON CS POK 121209-2 | Klippon Control Station (control and signalling device), Control / signalling device, KLIPPON POK 121209 EX, Glass-fibre reinforced polyester with graphite mixture, Illuminated pushbutton - green, 2 NO contacts, -55 °C...+55 °C, IP54, IP66
10033 | 1537110000 | KLIPPON CS POK 121209-4 | Klippon Control Station (control and signalling device), Control / signalling device, KLIPPON POK 121209 EX, Glass-fibre reinforced polyester with graphite mixture, Pushbutton - red, Pushbutton - green, 2 NC contact, 2 NO contacts, -55 °C...+55 °C, IP54, IP66
10034 | 1537120000 | KLIPPON CS POK 121209-4 | Klippon Control Station (control and signalling device), Control / signalling device, KLIPPON POK 121209 EX, Glass-fibre reinforced polyester with graphite mixture, Light module - green, Pushbutton - green, 1 NC contact, 1 NO contacts, -55 °C...+55 °C, IP54, IP66
10035 | 1537130000 | KLIPPON CS POK 121209-4 | Klippon Control Station (control and signalling device), Control / signalling device, KLIPPON POK 121209 EX, Glass-fibre reinforced polyester with graphite mixture, Light module - red, EMERGENCY-STOP pushbutton with yellow, contrasting label, 2 NC contact, positive opening contacts, -55 °C...+55 °C, IP54, IP66
10036 | 1537140000 | KLIPPON CS POK 122209-2 | Klippon Control Station (control and signalling device), Control / signalling device, KLIPPON POK 122209 EX, Glass-fibre reinforced polyester with graphite mixture, Pushbutton - red, Light module - green, Pushbutton - green, 2 NC contact, 2 NO contacts, -55 °C...+55 °C, IP54, IP66
10037 | 1537150000 | KLIPPON CS POK 122209-2 | Klippon Control Station (control and signalling device), Control / signalling device, KLIPPON POK 122209 EX, Glass-fibre reinforced polyester with graphite mixture, Pushbutton - green, Pushbutton - red, Pushbutton - green, 3 NC contact, 3 NO contacts, -55 °C...+55 °C, IP54, IP66
10038 | 1537180000 | KLIPPON CS POK 122209-4 | Klippon Control Station (control and signalling device), Control / signalling device, KLIPPON POK 122209 EX, Glass-fibre reinforced polyester with graphite mixture, Light module - red, Pushbutton - red, Light module - green, Pushbutton - green, 2 NC contact, 2 NO contacts, -55 °C...+55 °C, IP54, IP66
10039 | 1537200000 | KLIPPON CS STB 1-1 | Klippon Control Station (control and signalling device), Control / signalling device, KLIPPON STB 1 SS, Stainless steel 1.4404 (316L), EMERGENCY-STOP pushbutton with yellow, contrasting label, 2 NC contact, positive opening contacts, -55 °C...+55 °C, IP54, IP66
10040 | 1537210000 | KLIPPON CS STB 1-1 | Klippon Control Station (control and signalling device), Control / signalling device, KLIPPON STB 1 SS, Stainless steel 1.4404 (316L), Pushbutton - green, 1 NC contact, 1 NO contacts, -55 °C...+55 °C, IP54, IP66
10041 | 1537220000 | KLIPPON CS STB 1-1 | Klippon Control Station (control and signalling device), Control / signalling device, KLIPPON STB 1 SS, Stainless steel 1.4404 (316L), Key-operated switch, 1 NC contact, 1 NO contacts, -55 °C...+55 °C, IP54, IP66
10042 | 1537230000 | KLIPPON CS STB 1-1 | Klippon Control Station (control and signalling device), Control / signalling device, KLIPPON STB 1 SS, Stainless steel 1.4404 (316L), Illuminated pushbutton - green, 2 NO contacts, -55 °C...+55 °C, IP54, IP66
10043 | 1537240000 | KLIPPON CS STB 1-2 | Klippon Control Station (control and signalling device), Control / signalling device, KLIPPON STB 1 SS, Stainless steel 1.4404 (316L), EMERGENCY-STOP pushbutton with yellow, contrasting label, 2 NC contact, positive opening contacts, -55 °C...+55 °C, IP54, IP66
10044 | 1537250000 | KLIPPON CS STB 1-2 | Klippon Control Station (control and signalling device), Control / signalling device, KLIPPON STB 1 SS, Stainless steel 1.4404 (316L), Pushbutton - green, 1 NC contact, 1 NO contacts, -55 °C...+55 °C, IP54, IP66
10045 | 1537280000 | KLIPPON CS STB 1-2 | Klippon Control Station (control and signalling device), Control / signalling device, KLIPPON STB 1 SS, Stainless steel 1.4404 (316L), Key-operated switch, 1 NC contact, 1 NO contacts, -55 °C...+55 °C, IP54, IP66
10046 | 1537300000 | KLIPPON CS STB 2.1-2 | Klippon Control Station (control and signalling device), Control / signalling device, KLIPPON STB 2.1 SS, Stainless steel 1.4404 (316L), Pushbutton - red, Pushbutton - green, 2 NC contact, 2 NO contacts, -55 °C...+55 °C, IP54, IP66
10047 | 1537320000 | KLIPPON CS STB 2.1-2 | Klippon Control Station (control and signalling device), Control / signalling device, KLIPPON STB 2.1 SS, Stainless steel 1.4404 (316L), Light module - red, EMERGENCY-STOP pushbutton with yellow, contrasting label, 2 NC contact, positive opening contacts, -55 °C...+55 °C, IP54, IP66
10048 | 1537330000 | KLIPPON CS STB 2.1-6 | Klippon Control Station (control and signalling device), Control / signalling device, KLIPPON STB 2.1 SS, Stainless steel 1.4404 (316L), Pushbutton - green, Pushbutton - red, Pushbutton - green, 3 NC contact, 3 NO contacts, -55 °C...+55 °C, IP54, IP66
10049 | 1537340000 | KLIPPON CS STB 2.1-7 | Klippon Control Station (control and signalling device), Control / signalling device, KLIPPON STB 2.1 SS, Stainless steel 1.4404 (316L), Pushbutton - red, Light module - green, Pushbutton - green, 2 NC contact, 2 NO contacts, -55 °C...+55 °C, IP54, IP66
10050 | 1537490000 | KLIPPON CS K41-1 | Klippon Control Station (control and signalling device), Control / signalling device, KLIPPON K41 EX, Aluminium AlSi12, Key-operated switch, 1 NC contact, 1 NO contacts, -55 °C...+55 °C, IP54, IP66
10051 | 1537510000 | KLIPPON CS K41-4 | Klippon Control Station (control and signalling device), Control / signalling device, KLIPPON K41 EX, Aluminium AlSi12, Pushbutton - red, Pushbutton - green, 2 NC contact, 2 NO contacts, -55 °C...+55 °C, IP54, IP66
10052 | 1537580000 | KLIPPON CS K51-4 | Klippon Control Station (control and signalling device), Control / signalling device, KLIPPON K51 EX, Aluminium AlSi12, Light module - red, Pushbutton - red, Light module - green, Pushbutton - green, 2 NC contact, 2 NO contacts, -55 °C...+55 °C, IP54, IP66
10053 | 7789056010 | PAC-CTLX-RV24-V1-1M | Pre-assembled cable, PAC, Cable LiYY, 0.25 mm²
10054 | 7789061010 | PAC-GF30-RV24-V1-1M | Pre-assembled cable, PAC, Cable LiYY, 0.25 mm²
10055 | 7789133010 | PAC-QTUM-HE20-V3-1M | Pre-assembled cable, PAC, Cable LiYY, 0.25 mm²
10056 | 7789165010 | PAC-CTLX-SD37-V1-1M | Pre-assembled cable, PAC, Cable LiYCY, 0.25 mm²
10057 | 7789220010 | PAC-S300-RV24-V6-1M | Pre-assembled cable, PAC, Cable LiYY, 0.25 mm²
10058 | 7789309010 | PAC-MICR-SD15-V0-1M | Pre-assembled cable, PAC, Cable LiYCY, 0.25 mm²
10059 | 7789382010 | PAC-M340-RV24-V0-1M | Pre-assembled cable, PAC, Cable LiYY, 0.25 mm²
10060 | 7789384010 | PAC-M340-RV24-V3-1M | Pre-assembled cable, PAC, Cable LiYY, 0.25 mm²
10061 | 7789606010 | PAC-S300-UNIU-V0-1M | Pre-assembled cable, PAC, Cable LiYY, 0.25 mm²
10062 | 7789608010 | PAC-S300-UNIU-V1-1M | Pre-assembled cable, PAC, Cable LiYY, 0.25 mm²
10063 | 7789609010 | PAC-S300-UNIS-V1-1M | Pre-assembled cable, PAC, Cable LiYCY, 0.25 mm²
10064 | 7789648010 | PAC-CJ1W-RV12-V0-1M | Pre-assembled cable, PAC, Cable LiYY, 0.25 mm²
10065 | 7789650010 | PAC-CJ1W-HE20-V5-1M | Pre-assembled cable, PAC, Cable LiYY, 0.25 mm²
10066 | 1175850000 | DKB CC 85/54 | MetalliCard, Adhesive strip, 54 x 85 mm, Transparent
10067 | 1192680000 | PEBZ M10 KTB BR SET | Klippon TB (Terminal Box), Earthing stud, Miscellaneous, Width: 48.5 mm, Material: Brass, untreated, silver
10068 | 1200650000 | KTB QL 553520 S4E4 | Klippon TB QL (Terminal Box - Quarter Lock), Empty enclosure, stainless steel enclosure, Height: 550 mm, Width: 350 mm, Depth: 200 mm, Gland plates: Bottom, top, left, right, Material: Stainless steel 1.4404 (316L), electropolished, silver
10069 | 1537170000 | KLIPPON CS POK 122209-2 | Klippon Control Station (control and signalling device), Control / signalling device, KLIPPON POK 122209 EX, Glass-fibre reinforced polyester with graphite mixture, Pushbutton - green, Pushbutton - red, EMERGENCY-STOP pushbutton with yellow, contrasting label, 2 NO contacts, 2 NC contact, positive opening contacts, -55 °C...+55 °C, IP54, IP66
10070 | 1537290000 | KLIPPON CS STB 1-2 | Klippon Control Station (control and signalling device), Control / signalling device, KLIPPON STB 1 SS, Stainless steel 1.4404 (316L), Illuminated pushbutton - green, 2 NO contacts, -55 °C...+55 °C, IP54, IP66
10071 | 1537370000 | KLIPPON CS STB 2.1-7 | Klippon Control Station (control and signalling device), Control / signalling device, KLIPPON STB 2.1 SS, Stainless steel 1.4404 (316L), Pushbutton - green, Pushbutton - red, EMERGENCY-STOP pushbutton with yellow, contrasting label, 2 NO contacts, 2 NC contact, positive opening contacts, -55 °C...+55 °C, IP54, IP66
10072 | 1537570000 | KLIPPON CS K51-2 | Klippon Control Station (control and signalling device), Control / signalling device, KLIPPON K51 EX, Aluminium AlSi12, Pushbutton - green, Pushbutton - red, EMERGENCY-STOP pushbutton with yellow, contrasting label, 2 NO contacts, 2 NC contact, positive opening contacts, -55 °C...+55 °C, IP54, IP66
10073 | 7789301010 | PAC-UNIV-HE20-1:1-1M | Pre-assembled cable, PAC, Cable LiYY, 0.25 mm²
10074 | 7789380010 | PAC-M340-HE20-V1-1M | Pre-assembled cable, PAC, Cable LiYY, 0.25 mm²
10075 | 7789625010 | PAC-RX3I-SD25-V0-1M | Pre-assembled cable, PAC, Cable LiYCY, 0.25 mm²
10076 | 7789626010 | PAC-RX3I-SD37-V2-1M | Pre-assembled cable, PAC, Cable LiYCY, 0.25 mm²
10077 | 1187040000 | A2L/40/NPT1-1/4-WM | A2L (Klippon unarmored Ex e/d cable gland), Cable glands, 1 1/4" NPT, 18 mm, OD min. 25.5 - OD max. 32.2 mm, Brass, nickel-plated
10078 | 1346710000 | UR20-EM-1315230000-SP | Replacement part, ,
10079 | 2782970000 | HDC GRIP PANEL 6 COM | Heavy-duty connectors, Accessories, Grip panel
10080 | 1187130000 | A2L/25/NPT1-WM | A2L (Klippon unarmored Ex e/d cable gland), Cable glands, 1" NPT, 17.3 mm, OD min. 13.5 - OD max. 20 mm, Brass, nickel-plated
10081 | 1219010000 | VP-HEX M63-EX W | VP-HEX (Klippon Ex blanking plug with hexagon head), Blanking plug, M 63 x 1.5, 16 mm, Brass, nickel-plated
10082 | 1205170000 | A2LC/63S/M63-M63F-WM | A2LC (Klippon unarmored with conduit connection thread, Ex e/d cable gland), Cable glands, M 63 x 1.5, 19 mm, OD min. 43.5 - OD max. 50.1 mm, Brass, nickel-plated
10083 | 1205960000 | A2LC/20S/NPT1/2-NPT3/4F | A2LC (Klippon unarmored with conduit connection thread, Ex e/d cable gland), Cable glands, 1/2" NPT, 13.6 mm, OD min. 8 - OD max. 11.7 mm, Brass, nickel-plated
10084 | 1187000000 | A2L/20S/NPT1/2-WM | A2L (Klippon unarmored Ex e/d cable gland), Cable glands, 1/2" NPT, 13.6 mm, OD min. 8 - OD max. 11.7 mm, Brass, nickel-plated
10085 | 1205240000 | A2LC/32/M32-NPT1F-WM | A2LC (Klippon unarmored with conduit connection thread, Ex e/d cable gland), Cable glands, M 32 x 1.5, 16 mm, OD min. 19.5 - OD max. 26.3 mm, Brass, nickel-plated
10086 | 1205220000 | A2LC/20/M20-NPT1/2F-WM | A2LC (Klippon unarmored with conduit connection thread, Ex e/d cable gland), Cable glands, M 20 x 1.5, 16 mm, OD min. 10 - OD max. 14 mm, Brass, nickel-plated
10087 | 1184850000 | E1W/63S/NPT2-WM | E1W (Klippon double seal SWA armored Ex e/d cable gland), Cable glands, 2" NPT, 19.2 mm, Single-wire armouring, 2.5 - 2.5 mm, OD min. 51.5 - OD max. 59.5 mm, ID min. 43.50 - ID max. 50.10 mm, Brass, nickel-plated
10088 | 1205360000 | A2LC/25/NPT3/4-M25F-WM | A2LC (Klippon unarmored with conduit connection thread, Ex e/d cable gland), Cable glands, 3/4" NPT, 13.9 mm, OD min. 13.5 - OD max. 20 mm, Brass, nickel-plated
10089 | 1205290000 | A2LC/20/M20-NPT3/4F-WM | A2LC (Klippon unarmored with conduit connection thread, Ex e/d cable gland), Cable glands, M 20 x 1.5, 16 mm, OD min. 10 - OD max. 14 mm, Brass, nickel-plated
10090 | 1185090000 | E1XZ/20S/NPT1/2-WM | E1XZ (Klippon double seal SWB/STA armored Ex e/d cable gland), Cable glands, 1/2" NPT, 13.6 mm, Braided armouring, Metal foil armouring, 0.9 - 1.25 mm, OD min. 12.5 - OD max. 16 mm, ID min. 8.00 - ID max. 11.70 mm, Brass, nickel-plated
10091 | 1205270000 | A2LC/16/M16-NPT3/4F-WM | A2LC (Klippon unarmored with conduit connection thread, Ex e/d cable gland), Cable glands, M 16 x 1.5, 16 mm, OD min. 4.5 - OD max. 8.7 mm, Brass, nickel-plated
10092 | 1206660000 | A2LC/20/NPT3/4-NPT1/2F | A2LC (Klippon unarmored with conduit connection thread, Ex e/d cable gland), Cable glands, 3/4" NPT, 13.9 mm, OD min. 10 - OD max. 14 mm, Brass, nickel-plated
10093 | 1205150000 | A2LC/50S/M50-M50F-WM | A2LC (Klippon unarmored with conduit connection thread, Ex e/d cable gland), Cable glands, M 50 x 1.5, 16 mm, OD min. 31.5 - OD max. 38.2 mm, Brass, nickel-plated
10094 | 1206630000 | A2LC/32/NPT1-1/4-NPT1-1 | A2LC (Klippon unarmored with conduit connection thread, Ex e/d cable gland), Cable glands, 1 1/4" NPT, 18 mm, OD min. 19.5 - OD max. 26.3 mm, Brass, nickel-plated
10095 | 1205530000 | A2LC/50S/NPT2-NPT2F-WM | A2LC (Klippon unarmored with conduit connection thread, Ex e/d cable gland), Cable glands, 2" NPT, 19.2 mm, OD min. 31.5 - OD max. 38.2 mm, Brass, nickel-plated
10096 | 1185150000 | E1XZ/50/NPT2-WM | E1XZ (Klippon double seal SWB/STA armored Ex e/d cable gland), Cable glands, 2" NPT, 19.2 mm, Braided armouring, Metal foil armouring, 2 - 2.5 mm, OD min. 45.5 - OD max. 53 mm, ID min. 37.50 - ID max. 44.10 mm, Brass, nickel-plated
10097 | 1184920000 | E1W/32/NPT1-1/4-WM | E1W (Klippon double seal SWA armored Ex e/d cable gland), Cable glands, 1 1/4" NPT, 18 mm, Single-wire armouring, 1.6 - 2 mm, OD min. 26 - OD max. 34 mm, ID min. 19.50 - ID max. 26.30 mm, Brass, nickel-plated
10098 | 1185720000 | SKMUS M40-W | SKMU SS (stainless steel locknut), Locknut, Stainless steel 1.4404
10099 | 1185710000 | SKMUS M32-W | SKMU SS (stainless steel locknut), Locknut, Stainless steel 1.4404
10100 | 1205550000 | A2LC/40/M40-NPT1-1/4F | A2LC (Klippon unarmored with conduit connection thread, Ex e/d cable gland), Cable glands, M 40 x 1.5, 16 mm, OD min. 25.5 - OD max. 32.2 mm, Brass, nickel-plated
10101 | 1187150000 | A2L/40/NPT1-1/2-WM | A2L (Klippon unarmored Ex e/d cable gland), Cable glands, 1 1/2" NPT, 18.4 mm, OD min. 25.5 - OD max. 32.2 mm, Brass, nickel-plated
10102 | 1188590000 | VP NPT2-EX W | VP (Klippon Ex blanking plug with mushroom head), Blanking plug, 2" NPT, 21.5 mm, Brass, nickel-plated
10103 | 1205580000 | A2LC/32/M32-NPT1-1/4F | A2LC (Klippon unarmored with conduit connection thread, Ex e/d cable gland), Cable glands, M 32 x 1.5, 16 mm, OD min. 19.5 - OD max. 26.3 mm, Brass, nickel-plated
10104 | 1185730000 | SKMUS M50-W | SKMU SS (stainless steel locknut), Locknut, Stainless steel 1.4404
10105 | 1206330000 | A2LC/32/NPT1-NPT1-1/4F | A2LC (Klippon unarmored with conduit connection thread, Ex e/d cable gland), Cable glands, 1" NPT, 17.3 mm, OD min. 19.5 - OD max. 26.3 mm, Brass, nickel-plated
10106 | 1205560000 | A2LC/50S/M50-NPT1-1/2F | A2LC (Klippon unarmored with conduit connection thread, Ex e/d cable gland), Cable glands, M 50 x 1.5, 16 mm, OD min. 31.5 - OD max. 38.2 mm, Brass, nickel-plated
10107 | 1185190000 | E1XZ/16/NPT3/4-WM | E1XZ (Klippon double seal SWB/STA armored Ex e/d cable gland), Cable glands, 3/4" NPT, 13.9 mm, Braided armouring, Metal foil armouring, 0.9 - 0.9 mm, OD min. 8 - OD max. 13.5 mm, ID min. 4.50 - ID max. 8.70 mm, Brass, nickel-plated
10108 | 1205230000 | A2LC/25/M25-NPT3/4F-WM | A2LC (Klippon unarmored with conduit connection thread, Ex e/d cable gland), Cable glands, M 25 x 1.5, 16 mm, OD min. 13.5 - OD max. 20 mm, Brass, nickel-plated
10109 | 1205450000 | A2LC/16/NPT3/4-M20F-WM | A2LC (Klippon unarmored with conduit connection thread, Ex e/d cable gland), Cable glands, 3/4" NPT, 13.9 mm, OD min. 4.5 - OD max. 8.7 mm, Brass, nickel-plated
10110 | 1205260000 | A2LC/63S/M63-NPT2F-WM | A2LC (Klippon unarmored with conduit connection thread, Ex e/d cable gland), Cable glands, M 63 x 1.5, 19 mm, OD min. 43.5 - OD max. 50.1 mm, Brass, nickel-plated
10111 | 1185270000 | E1XZ/63S/NPT2-1/2-WM | E1XZ (Klippon double seal SWB/STA armored Ex e/d cable gland), Cable glands, 2 1/2" NPT, 28.9 mm, Braided armouring, Metal foil armouring, 2.5 - 2.5 mm, OD min. 51.5 - OD max. 59.5 mm, ID min. 43.50 - ID max. 50.10 mm, Brass, nickel-plated
10112 | 1928130000 | TS35 POK51 SET | Rail, TS 35, TS 35 x 7.5, Width: 140 mm, without slot, Steel, galvanized, chromium-plated
10113 | 1937810000 | KLIPPON K32 VMQ RAL7001 | Klippon K (aluminium empty enclosure), Empty enclosure, Aluminium enclosure, Height: 80 mm, Width: 250 mm, Depth: 55 mm, Material: Aluminium AlSi12, Powder-coated, textured, Silver grey
10114 | 1937840000 | KLIPPON K02 VMQ RAL7001 | Klippon K (aluminium empty enclosure), Empty enclosure, Aluminium enclosure, Height: 64 mm, Width: 98 mm, Depth: 34 mm, Material: Aluminium AlSi12, Powder-coated, textured, Silver grey
10115 | 1939550000 | KLIPPON K02 VMQ | Klippon K (aluminium empty enclosure), Empty enclosure, Aluminium enclosure, Height: 64 mm, Width: 98 mm, Depth: 34 mm, Material: Aluminium AlSi12, untreated, silver
10116 | 1939600000 | KLIPPON K3 VMQ | Klippon K (aluminium empty enclosure), Empty enclosure, Aluminium enclosure, Height: 70 mm, Width: 165 mm, Depth: 45 mm, Material: Aluminium AlSi12, untreated, silver
10117 | 1939690000 | KLIPPON K6 VMQ | Klippon K (aluminium empty enclosure), Empty enclosure, Aluminium enclosure, Height: 160 mm, Width: 200 mm, Depth: 100 mm, Material: Aluminium AlSi12, untreated, silver
10118 | 1939760000 | KLIPPON K0 VMQ | Klippon K (aluminium empty enclosure), Empty enclosure, Aluminium enclosure, Height: 45 mm, Width: 50 mm, Depth: 30 mm, Material: Aluminium AlSi12, untreated, silver
10119 | 1877440100 | SAIB-M23-12P-AN-1,0M | Sensor/actuator line, One end without connector, M23, Inner thread, Number of poles: 12, 1 m, Socket, angled, Shielded: No, LED: No, Sheath material: PUR, Halogen: No
10120 | 1966260000 | IE-OM-V05M-K11-1S | Junction box, IP67, Variant 5, 1 port, straight
10121 | 1966330000 | IE-OM-V01M-K21-2S | Junction box, IP67, Variant 1, 2 ports, straight
10122 | 1910030000 | TS15 155 KLIPPON K3 CSS | Rail, TS 15, Width: 155 mm, without slot, Steel, galvanized, chromium-plated
10123 | 1910100000 | TS35/140 KLIPPON K52 POK51 | Rail, TS 35, TS 35 x 7.5, Width: 140 mm, without slot, Steel, galvanized, chromium-plated
10124 | 1910120000 | TS35/243 KLIPPON K61POK6 | Rail, TS 35, TS 35 x 7.5, Width: 239 mm, without slot, Steel, galvanized, chromium-plated
10125 | 1909980000 | TS15 60 KLippon K1 CSS | Rail, TS 15, Width: 60 mm, without slot, Steel, galvanized, chromium-plated
10126 | 1059730150 | SAIL-M12WM12W-4S1.5U | Sensor/actuator line, Connecting line, M12 / M12, Number of poles : 4, 1.5 m, pin, 90° - socket 90°, Shielded: Yes, LED: No, Sheath material: PUR, Halogen: No
10127 | 1205480000 | A2LC/25/NPT1-M25F-WM | A2LC (Klippon unarmored with conduit connection thread, Ex e/d cable gland), Cable glands, 1" NPT, 17.3 mm, OD min. 13.5 - OD max. 20 mm, Brass, nickel-plated
10128 | 1567780000 | TS 15/064/4.5X10 | Rail, TS 15, Width: 64 mm, with slot, Steel, galvanic zinc plated and passivated
10129 | 1567790000 | TS 15/114/4,5X10 | Rail, TS 15, Width: 114 mm, with slot, Steel, galvanic zinc plated and passivated
10130 | 1567560000 | TS35X7.5 327/5.5x15 | Rail, TS 35, TS 35 x 7.5, Width: 327 mm, without slot, Steel, galvanic zinc plated and passivated
10131 | 4058570000 | RCL424024 | TERMSERIES, Relay, Number of contacts: 2, CO contact AgNi, Rated control voltage: 24 V DC, Continuous current: 8 A, Plug-in connection, Test button available: No
10132 | 4058580000 | RCL425024 | TERMSERIES, Relay, Number of contacts: 2, CO contact AgNi gold-plated, Rated control voltage: 24 V DC, Continuous current: 8 A, Plug-in connection, Test button available: No
10133 | 4058590000 | RCL424110 | TERMSERIES, Relay, Number of contacts: 2, CO contact AgNi, Rated control voltage: 110 V DC, Continuous current: 8 A, Plug-in connection, Test button available: No
10134 | 4058600000 | RCL424524 | RIDERSERIES RCL, Relay, Number of contacts: 2, CO contact AgNi, Rated control voltage: 24 V AC, Continuous current: 8 A, Plug-in connection, Test button available: No
10135 | 4058610000 | RCL424615 | RIDERSERIES RCL, Relay, Number of contacts: 2, CO contact AgNi, Rated control voltage: 115 V AC, Continuous current: 8 A, Plug-in connection, Test button available: No
10136 | 4058620000 | RCL425615 | RIDERSERIES RCL, Relay, Number of contacts: 2, CO contact AgNi gold-plated, Rated control voltage: 115 V AC, Continuous current: 8 A, Plug-in connection, Test button available: No
10137 | 4058630000 | RCL424730 | RIDERSERIES RCL, Relay, Number of contacts: 2, CO contact AgNi, Rated control voltage: 230 V AC, Continuous current: 8 A, Plug-in connection, Test button available: No
10138 | 4058640000 | RCL425730 | RIDERSERIES RCL, Relay, Number of contacts: 2, CO contact AgNi gold-plated, Rated control voltage: 230 V AC, Continuous current: 8 A, Plug-in connection, Test button available: No
10139 | 4058750000 | RCL424048 | TERMSERIES, Relay, Number of contacts: 2, CO contact AgNi, Rated control voltage: 48 V DC, Continuous current: 8 A, Plug-in connection, Test button available: No
10140 | 4058760000 | RCL424060 | TERMSERIES, Relay, Number of contacts: 2, CO contact AgNi, Rated control voltage: 60 V DC, Continuous current: 8 A, Plug-in connection, Test button available: No
10141 | 4060120000 | RSS113024 | TERMSERIES, Relay, Number of contacts: 1, CO contact AgNi, Rated control voltage: 24 V DC, Continuous current: 6 A, Plug-in connection, Test button available: No
10142 | 4061180000 | SSS RELAIS 24V/24V 0,1ADC | TERMSERIES, Solid-state relay, 1 NO contact (Bipolar transistor), Rated control voltage: 18 V DC...24 V DC...30 V DC , Rated switching voltage: 0?48 V DC, Continuous current: 100 mA, Plug-in connection
10143 | 4061190000 | SSS RELAIS 24V/24V 2ADC | TERMSERIES, Solid-state relay, 1 NO contact (MOS-FET), Rated control voltage: 18 V DC...24 V DC...30 V DC , Rated switching voltage: 3...33 V DC, Continuous current: 2 A, Plug-in connection
10144 | 4061200000 | SSS RELAIS 60V/24V 2ADC | TERMSERIES, Solid-state relay, 1 NO contact (MOS-FET), Rated control voltage: 52 V DC?60 V DC?72 V DC , Rated switching voltage: 3...33 V DC, Continuous current: 2 A, Plug-in connection
10145 | 4061210000 | SSS RELAIS 24V/230V 1AAC | TERMSERIES, Solid-state relay, 1 NO contact (Triac (zero-cross switch)), Rated control voltage: 18 V DC...24 V DC...30 V DC , Rated switching voltage: 24...240 V AC, Continuous current: 1 A, Plug-in connection
10146 | 4061580000 | RSS113005 | TERMSERIES, Relay, Number of contacts: 1, CO contact AgNi, Rated control voltage: 5 V DC, Continuous current: 6 A, Plug-in connection, Test button available: No
10147 | 4061590000 | RSS112024 | TERMSERIES, Relay, Number of contacts: 1, CO contact AgNi gold-plated, Rated control voltage: 24 V DC, Continuous current: 6 A, Plug-in connection, Test button available: No
10148 | 4061600000 | RSS112060 | TERMSERIES, Relay, Number of contacts: 1, CO contact AgNi gold-plated, Rated control voltage: 60 V DC, Continuous current: 6 A, Plug-in connection, Test button available: No
10149 | 4061610000 | RSS113012 | TERMSERIES, Relay, Number of contacts: 1, CO contact AgNi, Rated control voltage: 12 V DC, Continuous current: 6 A, Plug-in connection, Test button available: No
10150 | 4061630000 | RSS113060 | TERMSERIES, Relay, Number of contacts: 1, CO contact AgNi, Rated control voltage: 60 V DC, Continuous current: 6 A, Plug-in connection, Test button available: No
10151 | 4061220000 | SSS RELAIS 60V/230V 1AAC | TERMSERIES, Solid-state relay, 1 NO contact (Triac (zero-cross switch)), Rated control voltage: 52 V DC?60 V DC?72 V DC , Rated switching voltage: 24...240 V AC, Continuous current: 1 A, Plug-in connection
10152 | 4061230000 | SSS RELAIS 60V/24V 0,1ADC | TERMSERIES, Solid-state relay, 1 NO contact (Bipolar transistor), Rated control voltage: 52 V DC?60 V DC?72 V DC , Rated switching voltage: 0?48 V DC, Continuous current: 100 mA, Plug-in connection
10153 | 4064310000 | SSS RELAIS 5V/24V 2ADC | TERMSERIES, Solid-state relay, 1 NO contact (MOS-FET), Rated control voltage: 2.5 V DC...5 V DC...6 V DC , Rated switching voltage: 3...33 V DC, Continuous current: 2 A, Plug-in connection
10154 | 4064320000 | SSS RELAIS 5V/24V 0,1ADC | TERMSERIES, Solid-state relay, 1 NO contact (Bipolar transistor), Rated control voltage: 2.5 V DC...5 V DC...6 V DC , Rated switching voltage: 0?48 V DC, Continuous current: 100 mA, Plug-in connection
10155 | 4064580000 | RCH310024 | RIDERSERIES, Relay, Number of contacts: 1, CO contact AgNi
10156 | 4074580000 | RCL425012 | TERMSERIES, Relay, Number of contacts: 2, CO contact AgNi gold-plated, Rated control voltage: 12 V DC, Continuous current: 8 A, Plug-in connection, Test button available: No
10157 | 1025940300 | IE-C5DD4UG0300MCSXXX-X | Dragline cable, PROFINET, M12 D-code ? IP 67 straight pin, Open, Cat.5 (ISO/IEC 11801) / Cat.5e (TIA T568-B), PUR, 30 m
10158 | 1025940500 | IE-C5DD4UG0500MCSXXX-X | Dragline cable, PROFINET, M12 D-code ? IP 67 straight pin, Open, Cat.5 (ISO/IEC 11801) / Cat.5e (TIA T568-B), PUR, 50 m
10159 | 1025950140 | IE-C5DD4UG0140MCSMCS-E | Dragline cable, PROFINET, M12 D-code ? IP 67 straight pin, M12 D-code ? IP 67 straight pin, Cat.5 (ISO/IEC 11801) / Cat.5e (TIA T568-B), PUR, 14 m
10160 | 1026210300 | SAIL-M8GM12W-3L3.0U | Sensor/actuator line, Connecting line, M8 / M12, Number of poles : 3, 3 m, pin, straight - socket, 90°, Shielded: No, LED: Yes, Sheath material: PUR, Halogen: No
10161 | 9457660500 | SAIL-M12BG-2/4-5.0U | Sensor/actuator line, One end without connector, M12, Number of poles : 3, 5 m, Female socket, straight, Shielded: No, LED: No, Sheath material: PUR, Halogen: No
10162 | 9535410000 | MPC 17/17/12 7035 | MPC (polycarbonate empty enclosure), Empty enclosure, Height: 175 mm, Width: 175 mm, Depth: 150 mm, Material: Polycarbonate, Light Grey
10163 | 9535450000 | MPC 17/25/07 7035 | MPC (polycarbonate empty enclosure), Empty enclosure, Height: 175 mm, Width: 250 mm, Depth: 75 mm, Material: Polycarbonate, Light Grey
10164 | 1025950800 | IE-C5DD4UG0800MCSMCS-E | Dragline cable, PROFINET, M12 D-code ? IP 67 straight pin, M12 D-code ? IP 67 straight pin, Cat.5 (ISO/IEC 11801) / Cat.5e (TIA T568-B), PUR, 80 m
10165 | 2736560000 | SAIB-8/11 | Plugs prefabricated to customer spec., M12
10166 | 1010850150 | IE-C5DB4RE0150MCSMCS-E | System cable, M12 D-code ? IP 67 straight pin, M12 D-code ? IP 67 straight pin, Cat.5 (ISO/IEC 11801) / Cat.5e (TIA T568-B), Radox GKW S
10167 | 1004310150 | SAIL-M12GM12W-4-2L1.5T | Sensor/actuator line, Connecting line, M12 / M12, Number of poles : 4, 1.5 m, pin, straight - socket, 90°, Shielded: No, LED: Yes, Sheath material: PUR, Halogen: No
10168 | 1004310300 | SAIL-M12GM12W-4-2L3.0T | Sensor/actuator line, Connecting line, M12 / M12, Number of poles : 4, 3 m, pin, straight - socket, 90°, Shielded: No, LED: Yes, Sheath material: PUR, Halogen: No
10169 | 1004310500 | SAIL-M12GM12W-4-2L5.0T | Sensor/actuator line, Connecting line, M12 / M12, Number of poles : 4, 5 m, pin, straight - socket, 90°, Shielded: No, LED: Yes, Sheath material: PUR, Halogen: No
10170 | 1004311000 | SAIL-M12GM12W-4-2L10T | Sensor/actuator line, Connecting line, M12 / M12, Number of poles : 4, 10 m, pin, straight - socket, 90°, Shielded: No, LED: Yes, Sheath material: PUR, Halogen: No
10171 | 1004320100 | SAIL-M12GM12W-3L1.0T | Sensor/actuator line, Connecting line, M12 / M12, Number of poles : 3, 1 m, pin, straight - socket, 90°, Shielded: No, LED: Yes, Sheath material: PUR, Halogen: No
10172 | 1004320150 | SAIL-M12GM12W-3L1.5T | Sensor/actuator line, Connecting line, M12 / M12, Number of poles : 3, 1.5 m, pin, straight - socket, 90°, Shielded: No, LED: Yes, Sheath material: PUR, Halogen: No
10173 | 1004320200 | SAIL-M12GM12W-3L2.0T | Sensor/actuator line, Connecting line, M12 / M12, Number of poles : 3, 2 m, pin, straight - socket, 90°, Shielded: No, LED: Yes, Sheath material: PUR, Halogen: No
10174 | 1004320300 | SAIL-M12GM12W-3L3.0T | Sensor/actuator line, Connecting line, M12 / M12, Number of poles : 3, 3 m, pin, straight - socket, 90°, Shielded: No, LED: Yes, Sheath material: PUR, Halogen: No
10175 | 1004320500 | SAIL-M12GM12W-3L5.0T | Sensor/actuator line, Connecting line, M12 / M12, Number of poles : 3, 5 m, pin, straight - socket, 90°, Shielded: No, LED: Yes, Sheath material: PUR, Halogen: No
10176 | 1004320750 | SAIL-M12GM12W-3L7.5T | Sensor/actuator line, Connecting line, M12 / M12, Number of poles : 3, 7.5 m, pin, straight - socket, 90°, Shielded: No, LED: Yes, Sheath material: PUR, Halogen: No
10177 | 1004321000 | SAIL-M12GM12W-3L10T | Sensor/actuator line, Connecting line, M12 / M12, Number of poles : 3, 10 m, pin, straight - socket, 90°, Shielded: No, LED: Yes, Sheath material: PUR, Halogen: No
10178 | 1004330150 | SAIL-M12BW-3L1.5T | Sensor/actuator line, One end without connector, M12, Number of poles : 3, 1.5 m, Socket, angled, Shielded: No, LED: Yes, Sheath material: PUR, Halogen: No
10179 | 1004330300 | SAIL-M12BW-3L3.0T | Sensor/actuator line, One end without connector, M12, Number of poles : 3, 3 m, Socket, angled, Shielded: No, LED: Yes, Sheath material: PUR, Halogen: No
10180 | 1004330500 | SAIL-M12BW-3L5.0T | Sensor/actuator line, One end without connector, M12, Number of poles : 3, 5 m, Socket, angled, Shielded: No, LED: Yes, Sheath material: PUR, Halogen: No
10181 | 1004330750 | SAIL-M12BW-3L7.5T | Sensor/actuator line, One end without connector, M12, Number of poles : 3, 7.5 m, Socket, angled, Shielded: No, LED: Yes, Sheath material: PUR, Halogen: No
10182 | 1004331000 | SAIL-M12BW-3L10T | Sensor/actuator line, One end without connector, M12, Number of poles : 3, 10 m, Socket, angled, Shielded: No, LED: Yes, Sheath material: PUR, Halogen: No
10183 | 1005270150 | SAIL-ZW-M12BW-3-1.5U | Sensor/actuator line, Connecting line, M12 / M12, Number of poles : 3, 1.5 m, Twin cabling, pin, straight, 2x socket, angled, Shielded: No, LED: No, Sheath material: PUR, Halogen: No
10184 | 1005270200 | SAIL-ZW-M12BW-3-2.0U | Sensor/actuator line, Connecting line, M12 / M12, Number of poles : 3, 2 m, Twin cabling, pin, straight, 2x socket, angled, Shielded: No, LED: No, Sheath material: PUR, Halogen: No
10185 | 1005270300 | SAIL-ZW-M12BW-3-3.0U | Sensor/actuator line, Connecting line, M12 / M12, Number of poles : 3, 3 m, Twin cabling, pin, straight, 2x socket, angled, Shielded: No, LED: No, Sheath material: PUR, Halogen: No
10186 | 1005270500 | SAIL-ZW-M12BW-3-5.0U | Sensor/actuator line, Connecting line, M12 / M12, Number of poles : 3, 5 m, Twin cabling, pin, straight, 2x socket, angled, Shielded: No, LED: No, Sheath material: PUR, Halogen: No
10187 | 1005271000 | SAIL-ZW-M12BW-3-10U | Sensor/actuator line, Connecting line, M12 / M12, Number of poles : 3, 10 m, Twin cabling, pin, straight, 2x socket, angled, Shielded: No, LED: No, Sheath material: PUR, Halogen: No
10188 | 1007000150 | SAIL-M12BW-4-2L1.5T | Sensor/actuator line, One end without connector, M12, Number of poles : 4, 1.5 m, Socket, angled, Shielded: No, LED: Yes, Sheath material: PUR, Halogen: No
10189 | 1007000500 | SAIL-M12BW-4-2L5.0T | Sensor/actuator line, One end without connector, M12, Number of poles : 4, 5 m, Socket, angled, Shielded: No, LED: Yes, Sheath material: PUR, Halogen: No
10190 | 1007001000 | SAIL-M12BW-4-2L10T | Sensor/actuator line, One end without connector, M12, Number of poles : 4, 10 m, Socket, angled, Shielded: No, LED: Yes, Sheath material: PUR, Halogen: No
10191 | 1009190800 | SAIL-M12BGM12G-5-8.0U | Sensor/actuator line, Connecting line, M12 / M12, Number of poles : 5, 8 m, Female socket, straight - Female socket, straight, Shielded: No, LED: No, Sheath material: PUR, Halogen: No
10192 | 1009200800 | SAIL-M12BWM12W-3L8.0U | Sensor/actuator line, Connecting line, M12 / M12, Number of poles : 3, 8 m, Socket, angled - socket, angled, Shielded: No, LED: Yes, Sheath material: PUR, Halogen: No
10193 | 1009210800 | SAIL-M12BWM12W-3-8.0U | Sensor/actuator line, Connecting line, M12 / M12, Number of poles : 3, 8 m, Socket, angled - socket, angled, Shielded: No, LED: No, Sheath material: PUR, Halogen: No
10194 | 1009220800 | SAIL-M12BWM12W-4-8.0U | Sensor/actuator line, Connecting line, M12 / M12, Number of poles : 4, 8 m, Socket, angled - socket, angled, Shielded: No, LED: No, Sheath material: PUR, Halogen: No
10195 | 1010060000 | SAISM-M8-3P-(IF) | Plugs prefabricated to customer spec., M8, pin, straight
10196 | 1010070000 | SAISM-M8-4P-(IF) | Plugs prefabricated to customer spec., M8, pin, straight
10197 | 1010080000 | SAIBM-M8-3P-(IF) | Sockets prefabricated to customer spec., M8, Female socket, straight
10198 | 1010090000 | SAIBM-M8-4P-(IF) | Sockets prefabricated to customer spec., M8, Female socket, straight
10199 | 1010850010 | IE-C5DB4RE0010MCSMCS-E | System cable, M12 D-code ? IP 67 straight pin, M12 D-code ? IP 67 straight pin, Cat.5 (ISO/IEC 11801) / Cat.5e (TIA T568-B), Radox GKW S, 1 m
10200 | 1010850015 | IE-C5DB4RE0015MCSMCS-E | System cable, M12 D-code ? IP 67 straight pin, M12 D-code ? IP 67 straight pin, Cat.5 (ISO/IEC 11801) / Cat.5e (TIA T568-B), Radox GKW S, 1.5 m
10201 | 1011950800 | SAIL-M12BGM12G-5-8.0T | Sensor/actuator line, Connecting line, M12 / M12, Number of poles : 5, 8 m, Female socket, straight - Female socket, straight, Shielded: No, LED: No, Sheath material: PUR, Halogen: No
10202 | 1011960800 | SAIL-M12BWM12W-5-8.0T | Sensor/actuator line, Connecting line, M12 / M12, Number of poles : 5, 8 m, Socket, angled - socket, angled, Shielded: No, LED: No, Sheath material: PUR, Halogen: No
10203 | 1011970150 | SAIL-M12GM12G-5-1.5T | Sensor/actuator line, Connecting line, M12 / M12, Number of poles : 5, 1.5 m, pin, straight - socket, straight, Shielded: No, LED: No, Sheath material: PUR, Halogen: No
10204 | 1011970300 | SAIL-M12GM12G-5-3.0T | Sensor/actuator line, Connecting line, M12 / M12, Number of poles : 5, 3 m, pin, straight - socket, straight, Shielded: No, LED: No, Sheath material: PUR, Halogen: No
10205 | 1011970500 | SAIL-M12GM12G-5-5.0T | Sensor/actuator line, Connecting line, M12 / M12, Number of poles : 5, 5 m, pin, straight - socket, straight, Shielded: No, LED: No, Sheath material: PUR, Halogen: No
10206 | 1011971000 | SAIL-M12GM12G-5-10T | Sensor/actuator line, Connecting line, M12 / M12, Number of poles : 5, 10 m, pin, straight - socket, straight, Shielded: No, LED: No, Sheath material: PUR, Halogen: No
10207 | 1011990150 | SAIL-M12GM12W-5-1.5T | Sensor/actuator line, Connecting line, M12 / M12, Number of poles : 5, 1.5 m, pin, straight - socket, 90°, Shielded: No, LED: No, Sheath material: PUR, Halogen: No
10208 | 1011990300 | SAIL-M12GM12W-5-3.0T | Sensor/actuator line, Connecting line, M12 / M12, Number of poles : 5, 3 m, pin, straight - socket, 90°, Shielded: No, LED: No, Sheath material: PUR, Halogen: No
10209 | 1011990500 | SAIL-M12GM12W-5-5.0T | Sensor/actuator line, Connecting line, M12 / M12, Number of poles : 5, 5 m, pin, straight - socket, 90°, Shielded: No, LED: No, Sheath material: PUR, Halogen: No
10210 | 1011991000 | SAIL-M12GM12W-5-10T | Sensor/actuator line, Connecting line, M12 / M12, Number of poles : 5, 10 m, pin, straight - socket, 90°, Shielded: No, LED: No, Sheath material: PUR, Halogen: No
10211 | 1020930150 | SAIL-M12GM12W-4-3LW1.5T | Sensor/actuator line, Connecting line, M12 / M12, Number of poles : 4, 1.5 m, pin, straight - socket, 90°, Shielded: No, LED: Yes, Sheath material: PUR, Halogen: No
10212 | 1020930300 | SAIL-M12GM12W-4-3LW3.0T | Sensor/actuator line, Connecting line, M12 / M12, Number of poles : 4, 3 m, pin, straight - socket, 90°, Shielded: No, LED: Yes, Sheath material: PUR, Halogen: No
10213 | 1020930500 | SAIL-M12GM12W-4-3LW5.0T | Sensor/actuator line, Connecting line, M12 / M12, Number of poles : 4, 5 m, pin, straight - socket, 90°, Shielded: No, LED: Yes, Sheath material: PUR, Halogen: No
10214 | 1020931000 | SAIL-M12GM12W-4-3LW10T | Sensor/actuator line, Connecting line, M12 / M12, Number of poles : 4, 10 m, pin, straight - socket, 90°, Shielded: No, LED: Yes, Sheath material: PUR, Halogen: No
10215 | 1021280000 | SAISW-3/7 | Plugs prefabricated to customer spec., M12, pin, 90°
10216 | 1021290000 | SAISW-3/9 | Plugs prefabricated to customer spec., M12, pin, 90°
10217 | 1021310000 | SAIBW-3/7 | Sockets prefabricated to customer spec., M12, Socket, angled
10218 | 1021320000 | SAIBW-3/9 | Sockets prefabricated to customer spec., M12, Socket, angled
10219 | 1021470000 | SAIS-3/7 | Plugs prefabricated to customer spec., M12, pin, straight
10220 | 1021480000 | SAIS-3/9 | Plugs prefabricated to customer spec., M12, pin, straight
10221 | 1021490000 | SAIB-3/7 | Sockets prefabricated to customer spec., M12, Female socket, straight
10222 | 1021510000 | SAIB-3/9 | Sockets prefabricated to customer spec., M12, Female socket, straight
10223 | 1021650150 | SAIL-M12G-5-1.5T | Sensor/actuator line, One end without connector, M12, Number of poles : 5, 1.5 m, pin, straight, Shielded: No, LED: No, Sheath material: PUR, Halogen: No
10224 | 1021650300 | SAIL-M12G-5-3.0T | Sensor/actuator line, One end without connector, M12, Number of poles : 5, 3 m, pin, straight, Shielded: No, LED: No, Sheath material: PUR, Halogen: No
10225 | 1021650500 | SAIL-M12G-5-5.0T | Sensor/actuator line, One end without connector, M12, Number of poles : 5, 5 m, pin, straight, Shielded: No, LED: No, Sheath material: PUR, Halogen: No
10226 | 1021651000 | SAIL-M12G-5-10T | Sensor/actuator line, One end without connector, M12, Number of poles : 5, 10 m, pin, straight, Shielded: No, LED: No, Sheath material: PUR, Halogen: No
10227 | 1021660150 | SAIL-M12W-5-1.5T | Sensor/actuator line, One end without connector, M12, Number of poles : 5, 1.5 m, pin, 90°, Shielded: No, LED: No, Sheath material: PUR, Halogen: No
10228 | 1021660300 | SAIL-M12W-5-3.0T | Sensor/actuator line, One end without connector, M12, Number of poles : 5, 3 m, pin, 90°, Shielded: No, LED: No, Sheath material: PUR, Halogen: No
10229 | 1021660500 | SAIL-M12W-5-5.0T | Sensor/actuator line, One end without connector, M12, Number of poles : 5, 5 m, pin, 90°, Shielded: No, LED: No, Sheath material: PUR, Halogen: No
10230 | 1021661000 | SAIL-M12W-5-10T | Sensor/actuator line, One end without connector, M12, Number of poles : 5, 10 m, pin, 90°, Shielded: No, LED: No, Sheath material: PUR, Halogen: No
10231 | 1021690150 | SAIL-M12BW-5-1.5T | Sensor/actuator line, One end without connector, M12, Number of poles : 5, 1.5 m, Socket, angled, Shielded: No, LED: No, Sheath material: PUR, Halogen: No
10232 | 1021690300 | SAIL-M12BW-5-3.0T | Sensor/actuator line, One end without connector, M12, Number of poles : 5, 3 m, Socket, angled, Shielded: No, LED: No, Sheath material: PUR, Halogen: No
10233 | 1021690500 | SAIL-M12BW-5-5.0T | Sensor/actuator line, One end without connector, M12, Number of poles : 5, 5 m, Socket, angled, Shielded: No, LED: No, Sheath material: PUR, Halogen: No
10234 | 1021691000 | SAIL-M12BW-5-10T | Sensor/actuator line, One end without connector, M12, Number of poles : 5, 10 m, Socket, angled, Shielded: No, LED: No, Sheath material: PUR, Halogen: No
10235 | 1021710150 | SAIL-M12GM12G-3-1.5T | Sensor/actuator line, Connecting line, M12 / M12, Number of poles : 3, 1.5 m, pin, straight - socket, straight, Shielded: No, LED: No, Sheath material: PUR, Halogen: No
10236 | 1021710300 | SAIL-M12GM12G-3-3.0T | Sensor/actuator line, Connecting line, M12 / M12, Number of poles : 3, 3 m, pin, straight - socket, straight, Shielded: No, LED: No, Sheath material: PUR, Halogen: No
10237 | 1021710500 | SAIL-M12GM12G-3-5.0T | Sensor/actuator line, Connecting line, M12 / M12, Number of poles : 3, 5 m, pin, straight - socket, straight, Shielded: No, LED: No, Sheath material: PUR, Halogen: No
10238 | 1021711000 | SAIL-M12GM12G-3-10T | Sensor/actuator line, Connecting line, M12 / M12, Number of poles : 3, 10 m, pin, straight - socket, straight, Shielded: No, LED: No, Sheath material: PUR, Halogen: No
10239 | 1021720150 | SAIL-M12GM12W-3-1.5T | Sensor/actuator line, Connecting line, M12 / M12, Number of poles : 3, 1.5 m, pin, straight - socket, 90°, Shielded: No, LED: No, Sheath material: PUR, Halogen: No
10240 | 1021720300 | SAIL-M12GM12W-3-3.0T | Sensor/actuator line, Connecting line, M12 / M12, Number of poles : 3, 3 m, pin, straight - socket, 90°, Shielded: No, LED: No, Sheath material: PUR, Halogen: No
10241 | 1021720500 | SAIL-M12GM12W-3-5.0T | Sensor/actuator line, Connecting line, M12 / M12, Number of poles : 3, 5 m, pin, straight - socket, 90°, Shielded: No, LED: No, Sheath material: PUR, Halogen: No
10242 | 1021721000 | SAIL-M12GM12W-3-10T | Sensor/actuator line, Connecting line, M12 / M12, Number of poles : 3, 10 m, pin, straight - socket, 90°, Shielded: No, LED: No, Sheath material: PUR, Halogen: No
10243 | 1021740150 | SAIL-M12GM12W-4-1.5T | Sensor/actuator line, Connecting line, M12 / M12, Number of poles : 4, 1.5 m, pin, straight - socket, 90°, Shielded: No, LED: No, Sheath material: PUR, Halogen: No
10244 | 1021740300 | SAIL-M12GM12W-4-3.0T | Sensor/actuator line, Connecting line, M12 / M12, Number of poles : 4, 3 m, pin, straight - socket, 90°, Shielded: No, LED: No, Sheath material: PUR, Halogen: No
10245 | 1021740500 | SAIL-M12GM12W-4-5.0T | Sensor/actuator line, Connecting line, M12 / M12, Number of poles : 4, 5 m, pin, straight - socket, 90°, Shielded: No, LED: No, Sheath material: PUR, Halogen: No
10246 | 1021741000 | SAIL-M12GM12W-4-10T | Sensor/actuator line, Connecting line, M12 / M12, Number of poles : 4, 10 m, pin, straight - socket, 90°, Shielded: No, LED: No, Sheath material: PUR, Halogen: No
10247 | 1021750150 | SAIL-M12G-3-1.5T | Sensor/actuator line, One end without connector, M12, Number of poles : 3, 1.5 m, pin, straight, Shielded: No, LED: No, Sheath material: PUR, Halogen: No
10248 | 1021750300 | SAIL-M12G-3-3.0T | Sensor/actuator line, One end without connector, M12, Number of poles : 3, 3 m, pin, straight, Shielded: No, LED: No, Sheath material: PUR, Halogen: No
10249 | 1021750500 | SAIL-M12G-3-5.0T | Sensor/actuator line, One end without connector, M12, Number of poles : 3, 5 m, pin, straight, Shielded: No, LED: No, Sheath material: PUR, Halogen: No
10250 | 1021751000 | SAIL-M12G-3-10T | Sensor/actuator line, One end without connector, M12, Number of poles : 3, 10 m, pin, straight, Shielded: No, LED: No, Sheath material: PUR, Halogen: No
10251 | 1021760150 | SAIL-M12W-3-1.5T | Sensor/actuator line, One end without connector, M12, Number of poles : 3, 1.5 m, pin, 90°, Shielded: No, LED: No, Sheath material: PUR, Halogen: No
10252 | 1021760300 | SAIL-M12W-3-3.0T | Sensor/actuator line, One end without connector, M12, Number of poles : 3, 3 m, pin, 90°, Shielded: No, LED: No, Sheath material: PUR, Halogen: No
10253 | 1021760500 | SAIL-M12W-3-5.0T | Sensor/actuator line, One end without connector, M12, Number of poles : 3, 5 m, pin, 90°, Shielded: No, LED: No, Sheath material: PUR, Halogen: No
10254 | 1021761000 | SAIL-M12W-3-10T | Sensor/actuator line, One end without connector, M12, Number of poles : 3, 10 m, pin, 90°, Shielded: No, LED: No, Sheath material: PUR, Halogen: No
10255 | 1021770150 | SAIL-M12G-4-1.5T | Sensor/actuator line, One end without connector, M12, Number of poles : 4, 1.5 m, pin, straight, Shielded: No, LED: No, Sheath material: PUR, Halogen: No
10256 | 1021770300 | SAIL-M12G-4-3.0T | Sensor/actuator line, One end without connector, M12, Number of poles : 4, 3 m, pin, straight, Shielded: No, LED: No, Sheath material: PUR, Halogen: No
10257 | 1021770500 | SAIL-M12G-4-5.0T | Sensor/actuator line, One end without connector, M12, Number of poles : 4, 5 m, pin, straight, Shielded: No, LED: No, Sheath material: PUR, Halogen: No
10258 | 1021771000 | SAIL-M12G-4-10T | Sensor/actuator line, One end without connector, M12, Number of poles : 4, 10 m, pin, straight, Shielded: No, LED: No, Sheath material: PUR, Halogen: No
10259 | 1022930150 | SAIL-M12BW-5-3LW1.5TP | Sensor/actuator line, One end without connector, M12, Number of poles : 5, 1.5 m, Socket, angled, Shielded: No, LED: Yes, Sheath material: PUR, Halogen: No
10260 | 1022930500 | SAIL-M12BW-5-3LW5.0TP | Sensor/actuator line, One end without connector, M12, Number of poles : 5, 5 m, Socket, angled, Shielded: No, LED: Yes, Sheath material: PUR, Halogen: No
10261 | 1022931000 | SAIL-M12BW-5-3LW10TP | Sensor/actuator line, One end without connector, M12, Number of poles : 5, 10 m, Socket, angled, Shielded: No, LED: Yes, Sheath material: PUR, Halogen: No
10262 | 1025940015 | IE-C5DD4UG0015MCSXXX-X | Dragline cable, PROFINET, M12 D-code ? IP 67 straight pin, Open, Cat.5 (ISO/IEC 11801) / Cat.5e (TIA T568-B), PUR, 1.5 m
10263 | 1025940030 | IE-C5DD4UG0030MCSXXX-X | Dragline cable, PROFINET, M12 D-code ? IP 67 straight pin, Open, Cat.5 (ISO/IEC 11801) / Cat.5e (TIA T568-B), PUR, 3 m
10264 | 1025940050 | IE-C5DD4UG0050MCSXXX-X | Dragline cable, PROFINET, M12 D-code ? IP 67 straight pin, Open, Cat.5 (ISO/IEC 11801) / Cat.5e (TIA T568-B), PUR, 5 m
10265 | 1025940100 | IE-C5DD4UG0100MCSXXX-X | Dragline cable, PROFINET, M12 D-code ? IP 67 straight pin, Open, Cat.5 (ISO/IEC 11801) / Cat.5e (TIA T568-B), PUR, 10 m
10266 | 1025940150 | IE-C5DD4UG0150MCSXXX-X | Dragline cable, PROFINET, M12 D-code ? IP 67 straight pin, Open, Cat.5 (ISO/IEC 11801) / Cat.5e (TIA T568-B), PUR, 15 m
10267 | 1025950005 | IE-C5DD4UG0005MCSMCS-E | Dragline cable, PROFINET, M12 D-code ? IP 67 straight pin, M12 D-code ? IP 67 straight pin, Cat.5 (ISO/IEC 11801) / Cat.5e (TIA T568-B), PUR, 0.5 m
10268 | 1025950010 | IE-C5DD4UG0010MCSMCS-E | Dragline cable, PROFINET, M12 D-code ? IP 67 straight pin, M12 D-code ? IP 67 straight pin, Cat.5 (ISO/IEC 11801) / Cat.5e (TIA T568-B), PUR, 1 m
10269 | 1025950015 | IE-C5DD4UG0015MCSMCS-E | Dragline cable, PROFINET, M12 D-code ? IP 67 straight pin, M12 D-code ? IP 67 straight pin, Cat.5 (ISO/IEC 11801) / Cat.5e (TIA T568-B), PUR, 1.5 m
10270 | 1025950020 | IE-C5DD4UG0020MCSMCS-E | Dragline cable, PROFINET, M12 D-code ? IP 67 straight pin, M12 D-code ? IP 67 straight pin, Cat.5 (ISO/IEC 11801) / Cat.5e (TIA T568-B), PUR, 2 m
10271 | 1025950030 | IE-C5DD4UG0030MCSMCS-E | Dragline cable, PROFINET, M12 D-code ? IP 67 straight pin, M12 D-code ? IP 67 straight pin, Cat.5 (ISO/IEC 11801) / Cat.5e (TIA T568-B), PUR, 3 m
10272 | 1025950050 | IE-C5DD4UG0050MCSMCS-E | Dragline cable, PROFINET, M12 D-code ? IP 67 straight pin, M12 D-code ? IP 67 straight pin, Cat.5 (ISO/IEC 11801) / Cat.5e (TIA T568-B), PUR, 5 m
10273 | 1025950070 | IE-C5DD4UG0070MCSMCS-E | Dragline cable, PROFINET, M12 D-code ? IP 67 straight pin, M12 D-code ? IP 67 straight pin, Cat.5 (ISO/IEC 11801) / Cat.5e (TIA T568-B), PUR, 7 m
10274 | 1025950080 | IE-C5DD4UG0080MCSMCS-E | Dragline cable, PROFINET, M12 D-code ? IP 67 straight pin, M12 D-code ? IP 67 straight pin, Cat.5 (ISO/IEC 11801) / Cat.5e (TIA T568-B), PUR, 8 m
10275 | 1025950100 | IE-C5DD4UG0100MCSMCS-E | Dragline cable, PROFINET, M12 D-code ? IP 67 straight pin, M12 D-code ? IP 67 straight pin, Cat.5 (ISO/IEC 11801) / Cat.5e (TIA T568-B), PUR, 10 m
10276 | 1025950110 | IE-C5DD4UG0110MCSMCS-E | Dragline cable, PROFINET, M12 D-code ? IP 67 straight pin, M12 D-code ? IP 67 straight pin, Cat.5 (ISO/IEC 11801) / Cat.5e (TIA T568-B), PUR, 11 m
10277 | 1025950150 | IE-C5DD4UG0150MCSMCS-E | Dragline cable, PROFINET, M12 D-code ? IP 67 straight pin, M12 D-code ? IP 67 straight pin, Cat.5 (ISO/IEC 11801) / Cat.5e (TIA T568-B), PUR, 15 m
10278 | 1025950160 | IE-C5DD4UG0160MCSMCS-E | Dragline cable, PROFINET, M12 D-code ? IP 67 straight pin, M12 D-code ? IP 67 straight pin, Cat.5 (ISO/IEC 11801) / Cat.5e (TIA T568-B), PUR, 16 m
10279 | 1025950200 | IE-C5DD4UG0200MCSMCS-E | Dragline cable, PROFINET, M12 D-code ? IP 67 straight pin, M12 D-code ? IP 67 straight pin, Cat.5 (ISO/IEC 11801) / Cat.5e (TIA T568-B), PUR, 20 m
10280 | 1025950250 | IE-C5DD4UG0250MCSMCS-E | Dragline cable, PROFINET, M12 D-code ? IP 67 straight pin, M12 D-code ? IP 67 straight pin, Cat.5 (ISO/IEC 11801) / Cat.5e (TIA T568-B), PUR, 25 m
10281 | 1025950300 | IE-C5DD4UG0300MCSMCS-E | Dragline cable, PROFINET, M12 D-code ? IP 67 straight pin, M12 D-code ? IP 67 straight pin, Cat.5 (ISO/IEC 11801) / Cat.5e (TIA T568-B), PUR, 30 m
10282 | 1025950400 | IE-C5DD4UG0400MCSMCS-E | Dragline cable, PROFINET, M12 D-code ? IP 67 straight pin, M12 D-code ? IP 67 straight pin, Cat.5 (ISO/IEC 11801) / Cat.5e (TIA T568-B), PUR, 40 m
10283 | 1025950500 | IE-C5DD4UG0500MCSMCS-E | Dragline cable, PROFINET, M12 D-code ? IP 67 straight pin, M12 D-code ? IP 67 straight pin, Cat.5 (ISO/IEC 11801) / Cat.5e (TIA T568-B), PUR, 50 m
10284 | 1025950600 | IE-C5DD4UG0600MCSMCS-E | Dragline cable, PROFINET, M12 D-code ? IP 67 straight pin, M12 D-code ? IP 67 straight pin, Cat.5 (ISO/IEC 11801) / Cat.5e (TIA T568-B), PUR, 60 m
10285 | 1026210100 | SAIL-M8GM12W-3L1.0U | Sensor/actuator line, Connecting line, M8 / M12, Number of poles : 3, 1 m, pin, straight - socket, 90°, Shielded: No, LED: Yes, Sheath material: PUR, Halogen: No
10286 | 1026210150 | SAIL-M8GM12W-3L1.5U | Sensor/actuator line, Connecting line, M8 / M12, Number of poles : 3, 1.5 m, pin, straight - socket, 90°, Shielded: No, LED: Yes, Sheath material: PUR, Halogen: No
10287 | 1026210200 | SAIL-M8GM12W-3L2.0U | Sensor/actuator line, Connecting line, M8 / M12, Number of poles : 3, 2 m, pin, straight - socket, 90°, Shielded: No, LED: Yes, Sheath material: PUR, Halogen: No
10288 | 1026210500 | SAIL-M8GM12W-3L5.0U | Sensor/actuator line, Connecting line, M8 / M12, Number of poles : 3, 5 m, pin, straight - socket, 90°, Shielded: No, LED: Yes, Sheath material: PUR, Halogen: No
10289 | 1044470010 | IE-C5DD4UG0010MCSA20-E | Dragline cable, PROFINET, M12 D-code ? IP 67 straight pin, RJ45 IP 20, Cat.5 (ISO/IEC 11801) / Cat.5e (TIA T568-B), PUR, 1 m
10290 | 1044470015 | IE-C5DD4UG0015MCSA20-E | Dragline cable, PROFINET, M12 D-code ? IP 67 straight pin, RJ45 IP 20, Cat.5 (ISO/IEC 11801) / Cat.5e (TIA T568-B), PUR, 1.5 m
10291 | 1044470020 | IE-C5DD4UG0020MCSA20-E | Dragline cable, PROFINET, M12 D-code ? IP 67 straight pin, RJ45 IP 20, Cat.5 (ISO/IEC 11801) / Cat.5e (TIA T568-B), PUR, 2 m
10292 | 1044470030 | IE-C5DD4UG0030MCSA20-E | Dragline cable, PROFINET, M12 D-code ? IP 67 straight pin, RJ45 IP 20, Cat.5 (ISO/IEC 11801) / Cat.5e (TIA T568-B), PUR, 3 m
10293 | 1044470050 | IE-C5DD4UG0050MCSA20-E | Dragline cable, PROFINET, M12 D-code ? IP 67 straight pin, RJ45 IP 20, Cat.5 (ISO/IEC 11801) / Cat.5e (TIA T568-B), PUR, 5 m
10294 | 1044470080 | IE-C5DD4UG0080MCSA20-E | Dragline cable, PROFINET, M12 D-code ? IP 67 straight pin, RJ45 IP 20, Cat.5 (ISO/IEC 11801) / Cat.5e (TIA T568-B), PUR, 8 m
10295 | 1044470100 | IE-C5DD4UG0100MCSA20-E | Dragline cable, PROFINET, M12 D-code ? IP 67 straight pin, RJ45 IP 20, Cat.5 (ISO/IEC 11801) / Cat.5e (TIA T568-B), PUR, 10 m
10296 | 1044470500 | IE-C5DD4UG0500MCSA20-E | Dragline cable, PROFINET, M12 D-code ? IP 67 straight pin, RJ45 IP 20, Cat.5 (ISO/IEC 11801) / Cat.5e (TIA T568-B), PUR, 50 m
10297 | 1044710000 | SAIB-5/9-ZF | Sockets prefabricated to customer spec., M12, Female socket, straight
10298 | 1052050000 | SAIE-M12B-5-1.5U-FP-M16 | Built-in plugs, M12, Female socket, straight, M 16, Number of poles: 5, 1.5 m, Front mounting
10299 | 1057740150 | SAIL-M12BG-3B-1.5U | Sensor/actuator line, One end without connector, M12, Number of poles : 3, 1.5 m, Female socket, straight, Shielded: No, LED: No, Sheath material: PUR, Halogen: No
10300 | 1057740300 | SAIL-M12BG-3B-3.0U | Sensor/actuator line, One end without connector, M12, Number of poles : 3, 3 m, Female socket, straight, Shielded: No, LED: No, Sheath material: PUR, Halogen: No
10301 | 1057740500 | SAIL-M12BG-3B-5.0U | Sensor/actuator line, One end without connector, M12, Number of poles : 3, 5 m, Female socket, straight, Shielded: No, LED: No, Sheath material: PUR, Halogen: No
10302 | 1057741000 | SAIL-M12BG-3B-10U | Sensor/actuator line, One end without connector, M12, Number of poles : 3, 10 m, Female socket, straight, Shielded: No, LED: No, Sheath material: PUR, Halogen: No
10303 | 1057750150 | SAIL-M12BG-4B-1.5U | Sensor/actuator line, One end without connector, M12, Number of poles : 4, 1.5 m, Female socket, straight, Shielded: No, LED: No, Sheath material: PUR, Halogen: No
10304 | 1057750300 | SAIL-M12BG-4B-3.0U | Sensor/actuator line, One end without connector, M12, Number of poles : 4, 3 m, Female socket, straight, Shielded: No, LED: No, Sheath material: PUR, Halogen: No
10305 | 1057750500 | SAIL-M12BG-4B-5.0U | Sensor/actuator line, One end without connector, M12, Number of poles : 4, 5 m, Female socket, straight, Shielded: No, LED: No, Sheath material: PUR, Halogen: No
10306 | 1057751000 | SAIL-M12BG-4B-10U | Sensor/actuator line, One end without connector, M12, Number of poles : 4, 10 m, Female socket, straight, Shielded: No, LED: No, Sheath material: PUR, Halogen: No
10307 | 1057760150 | SAIL-M12BW-5B-1.5U | Sensor/actuator line, One end without connector, M12, Number of poles : 5, 1.5 m, Socket, angled, Shielded: No, LED: No, Sheath material: PUR, Halogen: No
10308 | 1057760300 | SAIL-M12BW-5B-3.0U | Sensor/actuator line, One end without connector, M12, Number of poles : 5, 3 m, Socket, angled, Shielded: No, LED: No, Sheath material: PUR, Halogen: No
10309 | 1057760500 | SAIL-M12BW-5B-5.0U | Sensor/actuator line, One end without connector, M12, Number of poles : 5, 5 m, Socket, angled, Shielded: No, LED: No, Sheath material: PUR, Halogen: No
10310 | 1057761000 | SAIL-M12BW-5B-10U | Sensor/actuator line, One end without connector, M12, Number of poles : 5, 10 m, Socket, angled, Shielded: No, LED: No, Sheath material: PUR, Halogen: No
10311 | 1057770150 | SAIL-M12G-3B-1.5U | Sensor/actuator line, One end without connector, M12, Number of poles : 3, 1.5 m, pin, straight, Shielded: No, LED: No, Sheath material: PUR, Halogen: No
10312 | 1057770300 | SAIL-M12G-3B-3.0U | Sensor/actuator line, One end without connector, M12, Number of poles : 3, 3 m, pin, straight, Shielded: No, LED: No, Sheath material: PUR, Halogen: No
10313 | 1057770500 | SAIL-M12G-3B-5.0U | Sensor/actuator line, One end without connector, M12, Number of poles : 3, 5 m, pin, straight, Shielded: No, LED: No, Sheath material: PUR, Halogen: No
10314 | 1057771000 | SAIL-M12G-3B-10U | Sensor/actuator line, One end without connector, M12, Number of poles : 3, 10 m, pin, straight, Shielded: No, LED: No, Sheath material: PUR, Halogen: No
10315 | 1057780150 | SAIL-M12G-4B-1.5U | Sensor/actuator line, One end without connector, M12, Number of poles : 4, 1.5 m, pin, straight, Shielded: No, LED: No, Sheath material: PUR, Halogen: No
10316 | 1057780300 | SAIL-M12G-4B-3.0U | Sensor/actuator line, One end without connector, M12, Number of poles : 4, 3 m, pin, straight, Shielded: No, LED: No, Sheath material: PUR, Halogen: No
10317 | 1057780500 | SAIL-M12G-4B-5.0U | Sensor/actuator line, One end without connector, M12, Number of poles : 4, 5 m, pin, straight, Shielded: No, LED: No, Sheath material: PUR, Halogen: No
10318 | 1057781000 | SAIL-M12G-4B-10U | Sensor/actuator line, One end without connector, M12, Number of poles : 4, 10 m, pin, straight, Shielded: No, LED: No, Sheath material: PUR, Halogen: No
10319 | 1057790150 | SAIL-M12G-5B-1.5U | Sensor/actuator line, One end without connector, M12, Number of poles : 5, 1.5 m, pin, straight, Shielded: No, LED: No, Sheath material: PUR, Halogen: No
10320 | 1057790300 | SAIL-M12G-5B-3.0U | Sensor/actuator line, One end without connector, M12, Number of poles : 5, 3 m, pin, straight, Shielded: No, LED: No, Sheath material: PUR, Halogen: No
10321 | 1057790500 | SAIL-M12G-5B-5.0U | Sensor/actuator line, One end without connector, M12, Number of poles : 5, 5 m, pin, straight, Shielded: No, LED: No, Sheath material: PUR, Halogen: No
10322 | 1057791000 | SAIL-M12G-5B-10U | Sensor/actuator line, One end without connector, M12, Number of poles : 5, 10 m, pin, straight, Shielded: No, LED: No, Sheath material: PUR, Halogen: No
10323 | 1057800150 | SAIL-M12W-3B-1.5U | Sensor/actuator line, One end without connector, M12, Number of poles : 3, 1.5 m, pin, 90°, Shielded: No, LED: No, Sheath material: PUR, Halogen: No
10324 | 1057800300 | SAIL-M12W-3B-3.0U | Sensor/actuator line, One end without connector, M12, Number of poles : 3, 3 m, pin, 90°, Shielded: No, LED: No, Sheath material: PUR, Halogen: No
10325 | 1057800500 | SAIL-M12W-3B-5.0U | Sensor/actuator line, One end without connector, M12, Number of poles : 3, 5 m, pin, 90°, Shielded: No, LED: No, Sheath material: PUR, Halogen: No
10326 | 1057801000 | SAIL-M12W-3B-10U | Sensor/actuator line, One end without connector, M12, Number of poles : 3, 10 m, pin, 90°, Shielded: No, LED: No, Sheath material: PUR, Halogen: No
10327 | 1057810150 | SAIL-M12W-4B-1.5U | Sensor/actuator line, One end without connector, M12, Number of poles : 4, 1.5 m, pin, 90°, Shielded: No, LED: No, Sheath material: PUR, Halogen: No
10328 | 1057810300 | SAIL-M12W-4B-3.0U | Sensor/actuator line, One end without connector, M12, Number of poles : 4, 3 m, pin, 90°, Shielded: No, LED: No, Sheath material: PUR, Halogen: No
10329 | 1057810500 | SAIL-M12W-4B-5.0U | Sensor/actuator line, One end without connector, M12, Number of poles : 4, 5 m, pin, 90°, Shielded: No, LED: No, Sheath material: PUR, Halogen: No
10330 | 1057811000 | SAIL-M12W-4B-10U | Sensor/actuator line, One end without connector, M12, Number of poles : 4, 10 m, pin, 90°, Shielded: No, LED: No, Sheath material: PUR, Halogen: No
10331 | 1057820150 | SAIL-M12W-5B-1.5U | Sensor/actuator line, One end without connector, M12, Number of poles : 5, 1.5 m, pin, 90°, Shielded: No, LED: No, Sheath material: PUR, Halogen: No
10332 | 1057820300 | SAIL-M12W-5B-3.0U | Sensor/actuator line, One end without connector, M12, Number of poles : 5, 3 m, pin, 90°, Shielded: No, LED: No, Sheath material: PUR, Halogen: No
10333 | 1057820500 | SAIL-M12W-5B-5.0U | Sensor/actuator line, One end without connector, M12, Number of poles : 5, 5 m, pin, 90°, Shielded: No, LED: No, Sheath material: PUR, Halogen: No
10334 | 1057821000 | SAIL-M12W-5B-10U | Sensor/actuator line, One end without connector, M12, Number of poles : 5, 10 m, pin, 90°, Shielded: No, LED: No, Sheath material: PUR, Halogen: No
10335 | 1057830150 | SAIL-M12GM12G-3B-1.5U | Sensor/actuator line, Connecting line, M12 / M12, Number of poles : 3, 1.5 m, pin, straight - socket, straight, Shielded: No, LED: No, Sheath material: PUR, Halogen: No
10336 | 1057830300 | SAIL-M12GM12G-3B-3.0U | Sensor/actuator line, Connecting line, M12 / M12, Number of poles : 3, 3 m, pin, straight - socket, straight, Shielded: No, LED: No, Sheath material: PUR, Halogen: No
10337 | 1057830500 | SAIL-M12GM12G-3B-5.0U | Sensor/actuator line, Connecting line, M12 / M12, Number of poles : 3, 5 m, pin, straight - socket, straight, Shielded: No, LED: No, Sheath material: PUR, Halogen: No
10338 | 1057831000 | SAIL-M12GM12G-3B-10U | Sensor/actuator line, Connecting line, M12 / M12, Number of poles : 3, 10 m, pin, straight - socket, straight, Shielded: No, LED: No, Sheath material: PUR, Halogen: No
10339 | 1057840150 | SAIL-M12GM12G-4B-1.5U | Sensor/actuator line, Connecting line, M12 / M12, Number of poles : 4, 1.5 m, pin, straight - socket, straight, Shielded: No, LED: No, Sheath material: PUR, Halogen: No
10340 | 1057840300 | SAIL-M12GM12G-4B-3.0U | Sensor/actuator line, Connecting line, M12 / M12, Number of poles : 4, 3 m, pin, straight - socket, straight, Shielded: No, LED: No, Sheath material: PUR, Halogen: No
10341 | 1057840500 | SAIL-M12GM12G-4B-5.0U | Sensor/actuator line, Connecting line, M12 / M12, Number of poles : 4, 5 m, pin, straight - socket, straight, Shielded: No, LED: No, Sheath material: PUR, Halogen: No
10342 | 1057841000 | SAIL-M12GM12G-4B-10U | Sensor/actuator line, Connecting line, M12 / M12, Number of poles : 4, 10 m, pin, straight - socket, straight, Shielded: No, LED: No, Sheath material: PUR, Halogen: No
10343 | 1057850150 | SAIL-M12GM12G-5B-1.5U | Sensor/actuator line, Connecting line, M12 / M12, Number of poles : 5, 1.5 m, pin, straight - socket, straight, Shielded: No, LED: No, Sheath material: PUR, Halogen: No
10344 | 1057850300 | SAIL-M12GM12G-5B-3.0U | Sensor/actuator line, Connecting line, M12 / M12, Number of poles : 5, 3 m, pin, straight - socket, straight, Shielded: No, LED: No, Sheath material: PUR, Halogen: No
10345 | 1057850500 | SAIL-M12GM12G-5B-5.0U | Sensor/actuator line, Connecting line, M12 / M12, Number of poles : 5, 5 m, pin, straight - socket, straight, Shielded: No, LED: No, Sheath material: PUR, Halogen: No
10346 | 1057851000 | SAIL-M12GM12G-5B-10U | Sensor/actuator line, Connecting line, M12 / M12, Number of poles : 5, 10 m, pin, straight - socket, straight, Shielded: No, LED: No, Sheath material: PUR, Halogen: No
10347 | 1057870150 | SAIL-M12WM12G-3B-1.5U | Sensor/actuator line, Connecting line, M12 / M12, Number of poles : 3, 1.5 m, pin, angled - bush straight, Shielded: No, LED: No, Sheath material: PUR, Halogen: No
10348 | 1057870300 | SAIL-M12WM12G-3B-3.0U | Sensor/actuator line, Connecting line, M12 / M12, Number of poles : 3, 3 m, pin, angled - bush straight, Shielded: No, LED: No, Sheath material: PUR, Halogen: No
10349 | 1057870500 | SAIL-M12WM12G-3B-5.0U | Sensor/actuator line, Connecting line, M12 / M12, Number of poles : 3, 5 m, pin, angled - bush straight, Shielded: No, LED: No, Sheath material: PUR, Halogen: No
10350 | 1057871000 | SAIL-M12WM12G-3B-10U | Sensor/actuator line, Connecting line, M12 / M12, Number of poles : 3, 10 m, pin, angled - bush straight, Shielded: No, LED: No, Sheath material: PUR, Halogen: No
10351 | 1057880150 | SAIL-M12WM12G-4B-1.5U | Sensor/actuator line, Connecting line, M12 / M12, Number of poles : 4, 1.5 m, pin, angled - bush straight, Shielded: No, LED: No, Sheath material: PUR, Halogen: No
10352 | 1057880300 | SAIL-M12WM12G-4B-3.0U | Sensor/actuator line, Connecting line, M12 / M12, Number of poles : 4, 3 m, pin, angled - bush straight, Shielded: No, LED: No, Sheath material: PUR, Halogen: No
10353 | 1057880500 | SAIL-M12WM12G-4B-5.0U | Sensor/actuator line, Connecting line, M12 / M12, Number of poles : 4, 5 m, pin, angled - bush straight, Shielded: No, LED: No, Sheath material: PUR, Halogen: No
10354 | 1057881000 | SAIL-M12WM12G-4B-10U | Sensor/actuator line, Connecting line, M12 / M12, Number of poles : 4, 10 m, pin, angled - bush straight, Shielded: No, LED: No, Sheath material: PUR, Halogen: No
10355 | 1057890150 | SAIL-M12WM12G-5B-1.5U | Sensor/actuator line, Connecting line, M12 / M12, Number of poles : 5, 1.5 m, pin, angled - bush straight, Shielded: No, LED: No, Sheath material: PUR, Halogen: No
10356 | 1057890300 | SAIL-M12WM12G-5B-3.0U | Sensor/actuator line, Connecting line, M12 / M12, Number of poles : 5, 3 m, pin, angled - bush straight, Shielded: No, LED: No, Sheath material: PUR, Halogen: No
10357 | 1057890500 | SAIL-M12WM12G-5B-5.0U | Sensor/actuator line, Connecting line, M12 / M12, Number of poles : 5, 5 m, pin, angled - bush straight, Shielded: No, LED: No, Sheath material: PUR, Halogen: No
10358 | 1057891000 | SAIL-M12WM12G-5B-10U | Sensor/actuator line, Connecting line, M12 / M12, Number of poles : 5, 10 m, pin, angled - bush straight, Shielded: No, LED: No, Sheath material: PUR, Halogen: No
10359 | 1057900150 | SAIL-M12GM12W-3B-1.5U | Sensor/actuator line, Connecting line, M12 / M12, Number of poles : 3, 1.5 m, pin, straight - socket, 90°, Shielded: No, LED: No, Sheath material: PUR, Halogen: No
10360 | 1057900300 | SAIL-M12GM12W-3B-3.0U | Sensor/actuator line, Connecting line, M12 / M12, Number of poles : 3, 3 m, pin, straight - socket, 90°, Shielded: No, LED: No, Sheath material: PUR, Halogen: No
10361 | 1057900500 | SAIL-M12GM12W-3B-5.0U | Sensor/actuator line, Connecting line, M12 / M12, Number of poles : 3, 5 m, pin, straight - socket, 90°, Shielded: No, LED: No, Sheath material: PUR, Halogen: No
10362 | 1057901000 | SAIL-M12GM12W-3B-10U | Sensor/actuator line, Connecting line, M12 / M12, Number of poles : 3, 10 m, pin, straight - socket, 90°, Shielded: No, LED: No, Sheath material: PUR, Halogen: No
10363 | 1057910150 | SAIL-M12GM12W-4B-1.5U | Sensor/actuator line, Connecting line, M12 / M12, Number of poles : 4, 1.5 m, pin, straight - socket, 90°, Shielded: No, LED: No, Sheath material: PUR, Halogen: No
10364 | 1057910300 | SAIL-M12GM12W-4B-3.0U | Sensor/actuator line, Connecting line, M12 / M12, Number of poles : 4, 3 m, pin, straight - socket, 90°, Shielded: No, LED: No, Sheath material: PUR, Halogen: No
10365 | 1057910500 | SAIL-M12GM12W-4B-5.0U | Sensor/actuator line, Connecting line, M12 / M12, Number of poles : 4, 5 m, pin, straight - socket, 90°, Shielded: No, LED: No, Sheath material: PUR, Halogen: No
10366 | 1057911000 | SAIL-M12GM12W-4B-10U | Sensor/actuator line, Connecting line, M12 / M12, Number of poles : 4, 10 m, pin, straight - socket, 90°, Shielded: No, LED: No, Sheath material: PUR, Halogen: No
10367 | 1057920150 | SAIL-M12GM12W-5B-1.5U | Sensor/actuator line, Connecting line, M12 / M12, Number of poles : 5, 1.5 m, pin, straight - socket, 90°, Shielded: No, LED: No, Sheath material: PUR, Halogen: No
10368 | 1057920300 | SAIL-M12GM12W-5B-3.0U | Sensor/actuator line, Connecting line, M12 / M12, Number of poles : 5, 3 m, pin, straight - socket, 90°, Shielded: No, LED: No, Sheath material: PUR, Halogen: No
10369 | 1057920500 | SAIL-M12GM12W-5B-5.0U | Sensor/actuator line, Connecting line, M12 / M12, Number of poles : 5, 5 m, pin, straight - socket, 90°, Shielded: No, LED: No, Sheath material: PUR, Halogen: No
10370 | 1057921000 | SAIL-M12GM12W-5B-10U | Sensor/actuator line, Connecting line, M12 / M12, Number of poles : 5, 10 m, pin, straight - socket, 90°, Shielded: No, LED: No, Sheath material: PUR, Halogen: No
10371 | 1058490150 | SAIL-M12GM12G-3S1.5U | Sensor/actuator line, Connecting line, M12 / M12, Number of poles : 3, 1.5 m, pin, straight - socket, straight, Shielded: Yes, LED: No, Sheath material: PUR, Halogen: No
10372 | 1058490300 | SAIL-M12GM12G-3S3.0U | Sensor/actuator line, Connecting line, M12 / M12, Number of poles : 3, 3 m, pin, straight - socket, straight, Shielded: Yes, LED: No, Sheath material: PUR, Halogen: No
10373 | 1058490500 | SAIL-M12GM12G-3S5.0U | Sensor/actuator line, Connecting line, M12 / M12, Number of poles : 3, 5 m, pin, straight - socket, straight, Shielded: Yes, LED: No, Sheath material: PUR, Halogen: No
10374 | 1058491000 | SAIL-M12GM12G-3S10U | Sensor/actuator line, Connecting line, M12 / M12, Number of poles : 3, 10 m, pin, straight - socket, straight, Shielded: Yes, LED: No, Sheath material: PUR, Halogen: No
10375 | 1058500300 | SAIL-M12GM12G-4S3.0U | Sensor/actuator line, Connecting line, M12 / M12, Number of poles : 4, 3 m, pin, straight - socket, straight, Shielded: Yes, LED: No, Sheath material: PUR, Halogen: No
10376 | 1058500500 | SAIL-M12GM12G-4S5.0U | Sensor/actuator line, Connecting line, M12 / M12, Number of poles : 4, 5 m, pin, straight - socket, straight, Shielded: Yes, LED: No, Sheath material: PUR, Halogen: No
10377 | 1058501000 | SAIL-M12GM12G-4S10U | Sensor/actuator line, Connecting line, M12 / M12, Number of poles : 4, 10 m, pin, straight - socket, straight, Shielded: Yes, LED: No, Sheath material: PUR, Halogen: No
10378 | 1058510150 | SAIL-M12GM12G-5S1.5U | Sensor/actuator line, Connecting line, M12 / M12, Number of poles : 5, 1.5 m, pin, straight - socket, straight, Shielded: Yes, LED: No, Sheath material: PUR, Halogen: No
10379 | 1058510200 | SAIL-M12GM12G-5S2.0U | Sensor/actuator line, Connecting line, M12 / M12, Number of poles : 5, 2 m, pin, straight - socket, straight, Shielded: Yes, LED: No, Sheath material: PUR, Halogen: No
10380 | 1058510300 | SAIL-M12GM12G-5S3.0U | Sensor/actuator line, Connecting line, M12 / M12, Number of poles : 5, 3 m, pin, straight - socket, straight, Shielded: Yes, LED: No, Sheath material: PUR, Halogen: No
10381 | 1058510500 | SAIL-M12GM12G-5S5.0U | Sensor/actuator line, Connecting line, M12 / M12, Number of poles : 5, 5 m, pin, straight - socket, straight, Shielded: Yes, LED: No, Sheath material: PUR, Halogen: No
10382 | 1058511000 | SAIL-M12GM12G-5S10U | Sensor/actuator line, Connecting line, M12 / M12, Number of poles : 5, 10 m, pin, straight - socket, straight, Shielded: Yes, LED: No, Sheath material: PUR, Halogen: No
10383 | 1058531000 | SAIL-M12G-PB-10E | Bus line, One end without connector, M12, Number of poles: 2, 10 m, pin, straight, Shielded: Yes, LED: No, Sheath material: PVC, Halogen: Yes
10384 | 1058541000 | SAIL-M12BG-PB-10E | Bus line, One end without connector, M12, Number of poles: 2, 10 m, Female socket, straight, Shielded: Yes, LED: No, Sheath material: PVC, Halogen: Yes
10385 | 1059330005 | IE-C5DD4UG0005MSSMCS-E | Dragline cable, PROFINET, M12 D-code ? IP 67 straight socket, M12 D-code ? IP 67 straight pin, Cat.5 (ISO/IEC 11801) / Cat.5e (TIA T568-B), PUR, 0.5 m
10386 | 1059330010 | IE-C5DD4UG0010MSSMCS-E | Dragline cable, PROFINET, M12 D-code ? IP 67 straight socket, M12 D-code ? IP 67 straight pin, Cat.5 (ISO/IEC 11801) / Cat.5e (TIA T568-B), PUR, 1 m
10387 | 1059470150 | SAIL-M12GM12W-3S1.5U | Sensor/actuator line, Connecting line, M12 / M12, Number of poles : 3, 1.5 m, pin, straight - socket, 90°, Shielded: Yes, LED: No, Sheath material: PUR, Halogen: No
10388 | 1059470300 | SAIL-M12GM12W-3S3.0U | Sensor/actuator line, Connecting line, M12 / M12, Number of poles : 3, 3 m, pin, straight - socket, 90°, Shielded: Yes, LED: No, Sheath material: PUR, Halogen: No
10389 | 1059470500 | SAIL-M12GM12W-3S5.0U | Sensor/actuator line, Connecting line, M12 / M12, Number of poles : 3, 5 m, pin, straight - socket, 90°, Shielded: Yes, LED: No, Sheath material: PUR, Halogen: No
10390 | 1059471000 | SAIL-M12GM12W-3S10U | Sensor/actuator line, Connecting line, M12 / M12, Number of poles : 3, 10 m, pin, straight - socket, 90°, Shielded: Yes, LED: No, Sheath material: PUR, Halogen: No
10391 | 1059770010 | IE-C5DD4UG0010MCSMCA-E | Dragline cable, PROFINET, M12 D-code ? IP 67 straight pin, M12 D-code ? IP 67 angled pin, Cat.5 (ISO/IEC 11801) / Cat.5e (TIA T568-B), PUR, 1 m
10392 | 1059890003 | IE-C5DD4UG0003MCAMCA-E | Dragline cable, PROFINET, M12 D-code ? IP 67 angled pin, M12 D-code ? IP 67 angled pin, Cat.5 (ISO/IEC 11801) / Cat.5e (TIA T568-B), PUR, 0.3 m
10393 | 1060110150 | SAIL-M12G-CD-1.5B | Bus line, One end without connector, M12, Number of poles: 5, 1.5 m, pin, straight, Shielded: Yes, LED: No, Sheath material: PVC, Halogen: Yes
10394 | 1060110300 | SAIL-M12G-CD-3.0B | Bus line, One end without connector, M12, Number of poles: 5, 3 m, pin, straight, Shielded: Yes, LED: No, Sheath material: PVC, Halogen: Yes
10395 | 1060110500 | SAIL-M12G-CD-5.0B | Bus line, One end without connector, M12, Number of poles: 5, 5 m, pin, straight, Shielded: Yes, LED: No, Sheath material: PVC, Halogen: Yes
10396 | 1060111000 | SAIL-M12G-CD-10B | Bus line, One end without connector, M12, Number of poles: 5, 10 m, pin, straight, Shielded: Yes, LED: No, Sheath material: PVC, Halogen: Yes
10397 | 1060120150 | SAIL-M12BG-CD-1.5B | Bus line, One end without connector, M12, Number of poles: 5, 1.5 m, Female socket, straight, Shielded: Yes, LED: No, Sheath material: PVC, Halogen: Yes
10398 | 1060120300 | SAIL-M12BG-CD-3.0B | Bus line, One end without connector, M12, Number of poles: 5, 3 m, Female socket, straight, Shielded: Yes, LED: No, Sheath material: PVC, Halogen: Yes
10399 | 1060120500 | SAIL-M12BG-CD-5.0B | Bus line, One end without connector, M12, Number of poles: 5, 5 m, Female socket, straight, Shielded: Yes, LED: No, Sheath material: PVC, Halogen: Yes
10400 | 1060121000 | SAIL-M12BG-CD-10B | Bus line, One end without connector, M12, Number of poles: 5, 10 m, Female socket, straight, Shielded: Yes, LED: No, Sheath material: PVC, Halogen: Yes
10401 | 1060130150 | SAIL-M12GM12G-CD-1.5B | Bus line, Connecting line, M12 / M12, Number of poles: 5, 1.5 m, pin, straight - socket, straight, Shielded: Yes, LED: No, Sheath material: PVC, Halogen: Yes
10402 | 1060130300 | SAIL-M12GM12G-CD-3.0B | Bus line, Connecting line, M12 / M12, Number of poles: 5, 3 m, pin, straight - socket, straight, Shielded: Yes, LED: No, Sheath material: PVC, Halogen: Yes
10403 | 1060130500 | SAIL-M12GM12G-CD-5.0B | Bus line, Connecting line, M12 / M12, Number of poles: 5, 5 m, pin, straight - socket, straight, Shielded: Yes, LED: No, Sheath material: PVC, Halogen: Yes
10404 | 1060131000 | SAIL-M12GM12G-CD-10B | Bus line, Connecting line, M12 / M12, Number of poles: 5, 10 m, pin, straight - socket, straight, Shielded: Yes, LED: No, Sheath material: PVC, Halogen: Yes
10405 | 1061880300 | SAIL-M12BG-5B-3.0U | Sensor/actuator line, One end without connector, M12, Number of poles : 5, 3 m, Female socket, straight, Shielded: No, LED: No, Sheath material: PUR, Halogen: No
10406 | 1061910150 | SAIL-M12WM12W-3B-1.5U | Sensor/actuator line, Connecting line, M12 / M12, Number of poles : 3, 1.5 m, pin, 90° - socket 90°, Shielded: No, LED: No, Sheath material: PUR, Halogen: No
10407 | 1061910300 | SAIL-M12WM12W-3B-3.0U | Sensor/actuator line, Connecting line, M12 / M12, Number of poles : 3, 3 m, pin, 90° - socket 90°, Shielded: No, LED: No, Sheath material: PUR, Halogen: No
10408 | 1061910500 | SAIL-M12WM12W-3B-5.0U | Sensor/actuator line, Connecting line, M12 / M12, Number of poles : 3, 5 m, pin, 90° - socket 90°, Shielded: No, LED: No, Sheath material: PUR, Halogen: No
10409 | 1061911000 | SAIL-M12WM12W-3B-10U | Sensor/actuator line, Connecting line, M12 / M12, Number of poles : 3, 10 m, pin, 90° - socket 90°, Shielded: No, LED: No, Sheath material: PUR, Halogen: No
10410 | 1061920150 | SAIL-M12WM12W-4B-1.5U | Sensor/actuator line, Connecting line, M12 / M12, Number of poles : 4, 1.5 m, pin, 90° - socket 90°, Shielded: No, LED: No, Sheath material: PUR, Halogen: No
10411 | 1061920300 | SAIL-M12WM12W-4B-3.0U | Sensor/actuator line, Connecting line, M12 / M12, Number of poles : 4, 3 m, pin, 90° - socket 90°, Shielded: No, LED: No, Sheath material: PUR, Halogen: No
10412 | 1061920500 | SAIL-M12WM12W-4B-5.0U | Sensor/actuator line, Connecting line, M12 / M12, Number of poles : 4, 5 m, pin, 90° - socket 90°, Shielded: No, LED: No, Sheath material: PUR, Halogen: No
10413 | 1061921000 | SAIL-M12WM12W-4B-10U | Sensor/actuator line, Connecting line, M12 / M12, Number of poles : 4, 10 m, pin, 90° - socket 90°, Shielded: No, LED: No, Sheath material: PUR, Halogen: No
10414 | 1061930150 | SAIL-M12WM12W-5B-1.5U | Sensor/actuator line, Connecting line, M12 / M12, Number of poles : 5, 1.5 m, pin, 90° - socket 90°, Shielded: No, LED: No, Sheath material: PUR, Halogen: No
10415 | 1061930300 | SAIL-M12WM12W-5B-3.0U | Sensor/actuator line, Connecting line, M12 / M12, Number of poles : 5, 3 m, pin, 90° - socket 90°, Shielded: No, LED: No, Sheath material: PUR, Halogen: No
10416 | 1061930500 | SAIL-M12WM12W-5B-5.0U | Sensor/actuator line, Connecting line, M12 / M12, Number of poles : 5, 5 m, pin, 90° - socket 90°, Shielded: No, LED: No, Sheath material: PUR, Halogen: No
10417 | 1061931000 | SAIL-M12WM12W-5B-10U | Sensor/actuator line, Connecting line, M12 / M12, Number of poles : 5, 10 m, pin, 90° - socket 90°, Shielded: No, LED: No, Sheath material: PUR, Halogen: No
10418 | 1062211000 | SAIL-M12WM12W-CD-10B | Bus line, Connecting line, M12 / M12, Number of poles: 5, 10 m, pin, 90° - socket 90°, Shielded: Yes, LED: No, Sheath material: PVC, Halogen: Yes
10419 | 1062311000 | SAIL-M12GM12W-PB-10D | Bus line, Connecting line, M12 / M12, Number of poles: 2, 10 m, pin, straight - socket, 90°, Shielded: Yes, LED: No, Sheath material: PUR, Halogen: No
10420 | 1062320500 | SAIL-M12WM12G-PB-5.0D | Bus line, Connecting line, M12 / M12, Number of poles: 2, 5 m, pin, angled - bush straight, Shielded: Yes, LED: No, Sheath material: PUR, Halogen: No
10421 | 1062321000 | SAIL-M12WM12G-PB-10D | Bus line, Connecting line, M12 / M12, Number of poles: 2, 10 m, pin, angled - bush straight, Shielded: Yes, LED: No, Sheath material: PUR, Halogen: No
10422 | 1062380300 | SAIL-M12GM12W-PB-3.0E | Bus line, Connecting line, M12 / M12, Number of poles: 2, 3 m, pin, straight - socket, 90°, Shielded: Yes, LED: No, Sheath material: PVC, Halogen: Yes
10423 | 1062380500 | SAIL-M12GM12W-PB-5.0E | Bus line, Connecting line, M12 / M12, Number of poles: 2, 5 m, pin, straight - socket, 90°, Shielded: Yes, LED: No, Sheath material: PVC, Halogen: Yes
10424 | 1062381000 | SAIL-M12GM12W-PB-10E | Bus line, Connecting line, M12 / M12, Number of poles: 2, 10 m, pin, straight - socket, 90°, Shielded: Yes, LED: No, Sheath material: PVC, Halogen: Yes
10425 | 1062390300 | SAIL-M12WM12G-PB-3.0E | Bus line, Connecting line, M12 / M12, Number of poles: 2, 3 m, pin, angled - bush straight, Shielded: Yes, LED: No, Sheath material: PVC, Halogen: Yes
10426 | 1062391000 | SAIL-M12WM12G-PB-10E | Bus line, Connecting line, M12 / M12, Number of poles: 2, 10 m, pin, angled - bush straight, Shielded: Yes, LED: No, Sheath material: PVC, Halogen: Yes
10427 | 1071990500 | SAIL-M12WM12G-4-5.0U | Sensor/actuator line, Connecting line, M12 / M12, Number of poles : 4, 5 m, pin, angled - bush straight, Shielded: No, LED: No, Sheath material: PUR, Halogen: No
10428 | 1071991000 | SAIL-M12WM12G-4-10U | Sensor/actuator line, Connecting line, M12 / M12, Number of poles : 4, 10 m, pin, angled - bush straight, Shielded: No, LED: No, Sheath material: PUR, Halogen: No
10429 | 1074290500 | SAIL-M12BG-3-5.0U0.14 | Sensor/actuator line, One end without connector, M12, Number of poles : 3, 5 m, Female socket, straight, Shielded: No, LED: No, Sheath material: PUR, Halogen: No
10430 | 1074310150 | SAIL-M12W-4-1.5U0.14 | Sensor/actuator line, One end without connector, M12, Number of poles : 4, 1.5 m, pin, 90°, Shielded: No, LED: No, Sheath material: PUR, Halogen: No
10431 | 1074330150 | SAIL-M12G-4-1.5U0.14 | Sensor/actuator line, One end without connector, M12, Number of poles : 4, 1.5 m, pin, straight, Shielded: No, LED: No, Sheath material: PUR, Halogen: No
10432 | 1074330500 | SAIL-M12G-4-5.0U0.14 | Sensor/actuator line, One end without connector, M12, Number of poles : 4, 5 m, pin, straight, Shielded: No, LED: No, Sheath material: PUR, Halogen: No
10433 | 1074331000 | SAIL-M12G-4-10U0.14 | Sensor/actuator line, One end without connector, M12, Number of poles : 4, 10 m, pin, straight, Shielded: No, LED: No, Sheath material: PUR, Halogen: No
10434 | 1074341000 | SAIL-M12G-3-10U0.14 | Sensor/actuator line, One end without connector, M12, Number of poles : 3, 10 m, pin, straight, Shielded: No, LED: No, Sheath material: PUR, Halogen: No
10435 | 1074390150 | SAIL-M12BG-4-1.5U0.14 | Sensor/actuator line, M12, Number of poles : 4, 1.5 m
10436 | 1074390300 | SAIL-M12BG-4-3.0U0.14 | Sensor/actuator line, M12, Number of poles : 4, 3 m
10437 | 1074390500 | SAIL-M12BG-4-5.0U0.14 | Sensor/actuator line, M12, Number of poles : 4, 5 m
10438 | 1074400500 | SAIL-M8BG-3-5.0U0.14 | Sensor/actuator line, One end without connector, M8, Number of poles : 3, 5 m, Female socket, straight, Shielded: No, LED: No, Sheath material: PUR, Halogen: No
10439 | 1074430150 | SAIL-M8G-4-1.5U0.14 | Sensor/actuator line, One end without connector, M8, Number of poles : 4, 1.5 m, pin, straight, Shielded: No, LED: No, Sheath material: PUR, Halogen: No
10440 | 1074440150 | SAIL-M8G-3-1.5U0.14 | Sensor/actuator line, One end without connector, M8, Number of poles : 3, 1.5 m, pin, straight, Shielded: No, LED: No, Sheath material: PUR, Halogen: No
10441 | 1074440300 | SAIL-M8G-3-3.0U0.14 | Sensor/actuator line, One end without connector, M8, Number of poles : 3, 3 m, pin, straight, Shielded: No, LED: No, Sheath material: PUR, Halogen: No
10442 | 1074470300 | SAIL-M8BW-3-3.0U0.14 | Sensor/actuator line, One end without connector, M8, Number of poles : 3, 3 m, Socket, angled, Shielded: No, LED: No, Sheath material: PUR, Halogen: No
10443 | 1074471000 | SAIL-M8BW-3-10U0.14 | Sensor/actuator line, One end without connector, M8, Number of poles : 3, 10 m, Socket, angled, Shielded: No, LED: No, Sheath material: PUR, Halogen: No
10444 | 1075290150 | SAIL-M8BG-4-1.5U0.14 | Sensor/actuator line, One end without connector, M8, Number of poles : 4, 1.5 m, Female socket, straight, Shielded: No, LED: No, Sheath material: PUR, Halogen: No
10445 | 1075390100 | FBCEX PA M12 M-FMA 1M | Bus line, Connecting line, M12 / M12, Number of poles: 2, 1 m, pin, straight - socket, 90°, Shielded: Yes, LED: No, Sheath material: PVC, Halogen: Yes
10446 | 1075390200 | FBCEX PA M12 M-FMA 2M | Bus line, Connecting line, M12 / M12, Number of poles: 2, 2 m, pin, straight - socket, 90°, Shielded: Yes, LED: No, Sheath material: PVC, Halogen: Yes
10447 | 1075390500 | FBCEX PA M12 M-FMA 5M | Bus line, Connecting line, M12 / M12, Number of poles: 2, 5 m, pin, straight - socket, 90°, Shielded: Yes, LED: No, Sheath material: PVC, Halogen: Yes
10448 | 1075391000 | FBCEX PA M12 M-FMA 10M | Bus line, Connecting line, M12 / M12, Number of poles: 2, 10 m, pin, straight - socket, 90°, Shielded: Yes, LED: No, Sheath material: PVC, Halogen: Yes
10449 | 1075410100 | FBCEX PA M12 MA-FMA 1M | Bus line, Connecting line, M12 / M12, Number of poles: 2, 1 m, pin, 90° - socket 90°, Shielded: Yes, LED: No, Sheath material: PVC, Halogen: Yes
10450 | 1075410200 | FBCEX PA M12 MA-FMA 2M | Bus line, Connecting line, M12 / M12, Number of poles: 2, 2 m, pin, 90° - socket 90°, Shielded: Yes, LED: No, Sheath material: PVC, Halogen: Yes
10451 | 1075411000 | FBCEX PA M12 MA-FMA 10M | Bus line, Connecting line, M12 / M12, Number of poles: 2, 10 m, pin, 90° - socket 90°, Shielded: Yes, LED: No, Sheath material: PVC, Halogen: Yes
10452 | 1075450100 | FBCEX PA M12 MA-FM 1M | Bus line, Connecting line, M12 / M12, Number of poles: 2, 1 m, pin, angled - bush straight, Shielded: Yes, LED: No, Sheath material: PVC, Halogen: Yes
10453 | 1075450500 | FBCEX PA M12 MA-FM 5M | Bus line, Connecting line, M12 / M12, Number of poles: 2, 5 m, pin, angled - bush straight, Shielded: Yes, LED: No, Sheath material: PVC, Halogen: Yes
10454 | 1075451000 | FBCEX PA M12 MA-FM 10M | Bus line, Connecting line, M12 / M12, Number of poles: 2, 10 m, pin, angled - bush straight, Shielded: Yes, LED: No, Sheath material: PVC, Halogen: Yes
10455 | 1075460100 | FBC PA M12 MA-FM 1M | Bus line, Connecting line, M12 / M12, Number of poles: 2, 1 m, pin, angled - bush straight, Shielded: Yes, LED: No, Sheath material: PVC, Halogen: Yes
10456 | 1075460200 | FBC PA M12 MA-FM 2M | Bus line, Connecting line, M12 / M12, Number of poles: 2, 2 m, pin, angled - bush straight, Shielded: Yes, LED: No, Sheath material: PVC, Halogen: Yes
10457 | 1075460500 | FBC PA M12 MA-FM 5M | Bus line, Connecting line, M12 / M12, Number of poles: 2, 5 m, pin, angled - bush straight, Shielded: Yes, LED: No, Sheath material: PVC, Halogen: Yes
10458 | 1075461000 | FBC PA M12 MA-FM 10M | Bus line, Connecting line, M12 / M12, Number of poles: 2, 10 m, pin, angled - bush straight, Shielded: Yes, LED: No, Sheath material: PVC, Halogen: Yes
10459 | 1075620100 | FBC PA M12 M-FMA 1M | Bus line, Connecting line, M12 / M12, Number of poles: 2, 1 m, pin, straight - socket, 90°, Shielded: Yes, LED: No, Sheath material: PVC, Halogen: Yes
10460 | 1075620200 | FBC PA M12 M-FMA 2M | Bus line, Connecting line, M12 / M12, Number of poles: 2, 2 m, pin, straight - socket, 90°, Shielded: Yes, LED: No, Sheath material: PVC, Halogen: Yes
10461 | 1076520100 | FBCEX PA M12 FMA 1M | Bus line, One end without connector, M12, Number of poles: 2, 1 m, Socket, angled, Shielded: Yes, LED: No, Sheath material: PVC, Halogen: Yes
10462 | 1076540100 | FBC PA M12 MA 1M | Bus line, One end without connector, M12, Number of poles: 2, 1 m, pin, 90°, Shielded: Yes, LED: No, Sheath material: PVC, Halogen: Yes
10463 | 1076540200 | FBC PA M12 MA 2M | Bus line, One end without connector, M12, Number of poles: 2, 2 m, pin, 90°, Shielded: Yes, LED: No, Sheath material: PVC, Halogen: Yes
10464 | 1076541000 | FBC PA M12 MA 10M | Bus line, One end without connector, M12, Number of poles: 2, 10 m, pin, 90°, Shielded: Yes, LED: No, Sheath material: PVC, Halogen: Yes
10465 | 1076550100 | FBC PA M12 MA-FMA 1M | Bus line, Connecting line, M12 / M12, Number of poles: 2, 1 m, pin, 90° - socket 90°, Shielded: Yes, LED: No, Sheath material: PVC, Halogen: Yes
10466 | 1076550200 | FBC PA M12 MA-FMA 2M | Bus line, Connecting line, M12 / M12, Number of poles: 2, 2 m, pin, 90° - socket 90°, Shielded: Yes, LED: No, Sheath material: PVC, Halogen: Yes
10467 | 1076550500 | FBC PA M12 MA-FMA 5M | Bus line, Connecting line, M12 / M12, Number of poles: 2, 5 m, pin, 90° - socket 90°, Shielded: Yes, LED: No, Sheath material: PVC, Halogen: Yes
10468 | 1076551000 | FBC PA M12 MA-FMA 10M | Bus line, Connecting line, M12 / M12, Number of poles: 2, 10 m, pin, 90° - socket 90°, Shielded: Yes, LED: No, Sheath material: PVC, Halogen: Yes
10469 | 1076580200 | FBCEX PA M12 MA 2M | Bus line, One end without connector, M12, Number of poles: 2, 2 m, pin, 90°, Shielded: Yes, LED: No, Sheath material: PVC, Halogen: Yes
10470 | 1076580500 | FBCEX PA M12 MA 5M | Bus line, One end without connector, M12, Number of poles: 2, 5 m, pin, 90°, Shielded: Yes, LED: No, Sheath material: PVC, Halogen: Yes
10471 | 1076581000 | FBCEX PA M12 MA 10M | Bus line, One end without connector, M12, Number of poles: 2, 10 m, pin, 90°, Shielded: Yes, LED: No, Sheath material: PVC, Halogen: Yes
10472 | 1092900150 | SAIL-M12BG-2/4-1.5UGE | Sensor/actuator line, One end without connector, M12, Number of poles : 2, 1.5 m, Female socket, straight, Shielded: No, LED: No, Sheath material: PUR, Halogen: No
10473 | 1092900300 | SAIL-M12BG-2/4-3.0UGE | Sensor/actuator line, One end without connector, M12, Number of poles : 2, 3 m, Female socket, straight, Shielded: No, LED: No, Sheath material: PUR, Halogen: No
10474 | 1092900500 | SAIL-M12BG-2/4-5.0UGE | Sensor/actuator line, One end without connector, M12, Number of poles : 2, 5 m, Female socket, straight, Shielded: No, LED: No, Sheath material: PUR, Halogen: No
10475 | 1092901000 | SAIL-M12BG-2/4-10UGE | Sensor/actuator line, One end without connector, M12, Number of poles : 2, 10 m, Female socket, straight, Shielded: No, LED: No, Sheath material: PUR, Halogen: No
10476 | 1092940300 | SAIL-M12BW-3-3.0UGE | Sensor/actuator line, One end without connector, M12, Number of poles : 3, 3 m, Socket, angled, Shielded: No, LED: No, Sheath material: PUR, Halogen: No
10477 | 1092960150 | SAIL-M12BW-4-1.5UGE | Sensor/actuator line, One end without connector, M12, Number of poles : 4, 1.5 m, Socket, angled, Shielded: No, LED: No, Sheath material: PUR, Halogen: No
10478 | 1092960300 | SAIL-M12BW-4-3.0UGE | Sensor/actuator line, One end without connector, M12, Number of poles : 4, 3 m, Socket, angled, Shielded: No, LED: No, Sheath material: PUR, Halogen: No
10479 | 1092970150 | SAIL-M12BW-5-1.5UGE | Sensor/actuator line, One end without connector, M12, Number of poles : 5, 1.5 m, Socket, angled, Shielded: No, LED: No, Sheath material: PUR, Halogen: No
10480 | 1092970300 | SAIL-M12BW-5-3.0UGE | Sensor/actuator line, One end without connector, M12, Number of poles : 5, 3 m, Socket, angled, Shielded: No, LED: No, Sheath material: PUR, Halogen: No
10481 | 1092970500 | SAIL-M12BW-5-5.0UGE | Sensor/actuator line, One end without connector, M12, Number of poles : 5, 5 m, Socket, angled, Shielded: No, LED: No, Sheath material: PUR, Halogen: No
10482 | 1092971000 | SAIL-M12BW-5-10UGE | Sensor/actuator line, One end without connector, M12, Number of poles : 5, 10 m, Socket, angled, Shielded: No, LED: No, Sheath material: PUR, Halogen: No
10483 | 1092980150 | SAIL-M12G-3-1.5UGE | Sensor/actuator line, One end without connector, M12, Number of poles : 3, 1.5 m, pin, straight, Shielded: No, LED: No, Sheath material: PUR, Halogen: No
10484 | 1092980300 | SAIL-M12G-3-3.0UGE | Sensor/actuator line, One end without connector, M12, Number of poles : 3, 3 m, pin, straight, Shielded: No, LED: No, Sheath material: PUR, Halogen: No
10485 | 1092980500 | SAIL-M12G-3-5.0UGE | Sensor/actuator line, One end without connector, M12, Number of poles : 3, 5 m, pin, straight, Shielded: No, LED: No, Sheath material: PUR, Halogen: No
10486 | 1092981000 | SAIL-M12G-3-10UGE | Sensor/actuator line, One end without connector, M12, Number of poles : 3, 10 m, pin, straight, Shielded: No, LED: No, Sheath material: PUR, Halogen: No
10487 | 1092990150 | SAIL-M12G-5-1.5UGE | Sensor/actuator line, One end without connector, M12, Number of poles : 5, 1.5 m, pin, straight, Shielded: No, LED: No, Sheath material: PUR, Halogen: No
10488 | 1092990500 | SAIL-M12G-5-5.0UGE | Sensor/actuator line, One end without connector, M12, Number of poles : 5, 5 m, pin, straight, Shielded: No, LED: No, Sheath material: PUR, Halogen: No
10489 | 1092991000 | SAIL-M12G-5-10UGE | Sensor/actuator line, One end without connector, M12, Number of poles : 5, 10 m, pin, straight, Shielded: No, LED: No, Sheath material: PUR, Halogen: No
10490 | 1093000150 | SAIL-M12GM12G-2/4-1.5UGE | Sensor/actuator line, Connecting line, M12 / M12, Number of poles : 3, 1.5 m, pin, straight - socket, straight, Shielded: No, LED: No, Sheath material: PUR, Halogen: No
10491 | 1093000300 | SAIL-M12GM12G-2/4-3.0UGE | Sensor/actuator line, Connecting line, M12 / M12, Number of poles : 3, 3 m, pin, straight - socket, straight, Shielded: No, LED: No, Sheath material: PUR, Halogen: No
10492 | 1093000500 | SAIL-M12GM12G-2/4-5.0UGE | Sensor/actuator line, Connecting line, M12 / M12, Number of poles : 3, 5 m, pin, straight - socket, straight, Shielded: No, LED: No, Sheath material: PUR, Halogen: No
10493 | 1093001000 | SAIL-M12GM12G-2/4-10UGE | Sensor/actuator line, Connecting line, M12 / M12, Number of poles : 3, 10 m, pin, straight - socket, straight, Shielded: No, LED: No, Sheath material: PUR, Halogen: No
10494 | 1093010150 | SAIL-M12GM12G-3-1.5UGE | Sensor/actuator line, Connecting line, M12 / M12, Number of poles : 3, 1.5 m, pin, straight - socket, straight, Shielded: No, LED: No, Sheath material: PUR, Halogen: No
10495 | 1093010300 | SAIL-M12GM12G-3-3.0UGE | Sensor/actuator line, Connecting line, M12 / M12, Number of poles : 3, 3 m, pin, straight - socket, straight, Shielded: No, LED: No, Sheath material: PUR, Halogen: No
10496 | 1093010500 | SAIL-M12GM12G-3-5.0UGE | Sensor/actuator line, Connecting line, M12 / M12, Number of poles : 3, 5 m, pin, straight - socket, straight, Shielded: No, LED: No, Sheath material: PUR, Halogen: No
10497 | 1093011000 | SAIL-M12GM12G-3-10UGE | Sensor/actuator line, Connecting line, M12 / M12, Number of poles : 3, 10 m, pin, straight - socket, straight, Shielded: No, LED: No, Sheath material: PUR, Halogen: No
10498 | 1093020150 | SAIL-M12GM12G-4-1.5UGE | Sensor/actuator line, Connecting line, M12 / M12, Number of poles : 4, 1.5 m, pin, straight - socket, straight, Shielded: No, LED: No, Sheath material: PUR, Halogen: No
10499 | 1093020300 | SAIL-M12GM12G-4-3.0UGE | Sensor/actuator line, Connecting line, M12 / M12, Number of poles : 4, 3 m, pin, straight - socket, straight, Shielded: No, LED: No, Sheath material: PUR, Halogen: No
10500 | 1093021000 | SAIL-M12GM12G-4-10UGE | Sensor/actuator line, Connecting line, M12 / M12, Number of poles : 4, 10 m, pin, straight - socket, straight, Shielded: No, LED: No, Sheath material: PUR, Halogen: No
10501 | 1093030150 | SAIL-M12GM12G-5-1.5UGE | Sensor/actuator line, Connecting line, M12 / M12, Number of poles : 5, 1.5 m, pin, straight - socket, straight, Shielded: No, LED: No, Sheath material: PUR, Halogen: No
10502 | 1093030300 | SAIL-M12GM12G-5-3.0UGE | Sensor/actuator line, Connecting line, M12 / M12, Number of poles : 5, 3 m, pin, straight - socket, straight, Shielded: No, LED: No, Sheath material: PUR, Halogen: No
10503 | 1093040150 | SAIL-M12GM12W-2/4-1.5UGE | Sensor/actuator line, Connecting line, M12 / M12, Number of poles : 3, 1.5 m, pin, straight - socket, 90°, Shielded: No, LED: No, Sheath material: PUR, Halogen: No
10504 | 1093040300 | SAIL-M12GM12W-2/4-3.0UGE | Sensor/actuator line, Connecting line, M12 / M12, Number of poles : 3, 3 m, pin, straight - socket, 90°, Shielded: No, LED: No, Sheath material: PUR, Halogen: No
10505 | 1093040500 | SAIL-M12GM12W-2/4-5.0UGE | Sensor/actuator line, Connecting line, M12 / M12, Number of poles : 3, 5 m, pin, straight - socket, 90°, Shielded: No, LED: No, Sheath material: PUR, Halogen: No
10506 | 1093041000 | SAIL-M12GM12W-2/4-10UGE | Sensor/actuator line, Connecting line, M12 / M12, Number of poles : 3, 10 m, pin, straight - socket, 90°, Shielded: No, LED: No, Sheath material: PUR, Halogen: No
10507 | 1093050300 | SAIL-M12GM12W-3-3.0UGE | Sensor/actuator line, Connecting line, M12 / M12, Number of poles : 3, 3 m, pin, straight - socket, 90°, Shielded: No, LED: No, Sheath material: PUR, Halogen: No
10508 | 1093050500 | SAIL-M12GM12W-3-5.0UGE | Sensor/actuator line, Connecting line, M12 / M12, Number of poles : 3, 5 m, pin, straight - socket, 90°, Shielded: No, LED: No, Sheath material: PUR, Halogen: No
10509 | 1093051000 | SAIL-M12GM12W-3-10UGE | Sensor/actuator line, Connecting line, M12 / M12, Number of poles : 3, 10 m, pin, straight - socket, 90°, Shielded: No, LED: No, Sheath material: PUR, Halogen: No
10510 | 1093060150 | SAIL-M12GM12W-4-3LW1.5UGE | Sensor/actuator line, Connecting line, M12 / M12, Number of poles : 4, 1.5 m, pin, straight - socket, 90°, Shielded: No, LED: Yes, Sheath material: PUR, Halogen: No
10511 | 1093060300 | SAIL-M12GM12W-4-3LW3.0UGE | Sensor/actuator line, Connecting line, M12 / M12, Number of poles : 4, 3 m, pin, straight - socket, 90°, Shielded: No, LED: Yes, Sheath material: PUR, Halogen: No
10512 | 1093060500 | SAIL-M12GM12W-4-3LW5.0UGE | Sensor/actuator line, Connecting line, M12 / M12, Number of poles : 4, 5 m, pin, straight - socket, 90°, Shielded: No, LED: Yes, Sheath material: PUR, Halogen: No
10513 | 1093061000 | SAIL-M12GM12W-4-3LW10UGE | Sensor/actuator line, Connecting line, M12 / M12, Number of poles : 4, 10 m, pin, straight - socket, 90°, Shielded: No, LED: Yes, Sheath material: PUR, Halogen: No
10514 | 1093070150 | SAIL-M12GM12W-4-1.5UGE | Sensor/actuator line, Connecting line, M12 / M12, Number of poles : 4, 1.5 m, pin, straight - socket, 90°, Shielded: No, LED: No, Sheath material: PUR, Halogen: No
10515 | 1093070200 | SAIL-M12GM12W-4-2.0UGE | Sensor/actuator line, Connecting line, M12 / M12, Number of poles : 4, 2 m, pin, straight - socket, 90°, Shielded: No, LED: No, Sheath material: PUR, Halogen: No
10516 | 1093070300 | SAIL-M12GM12W-4-3.0UGE | Sensor/actuator line, Connecting line, M12 / M12, Number of poles : 4, 3 m, pin, straight - socket, 90°, Shielded: No, LED: No, Sheath material: PUR, Halogen: No
10517 | 1093071000 | SAIL-M12GM12W-4-10UGE | Sensor/actuator line, Connecting line, M12 / M12, Number of poles : 4, 10 m, pin, straight - socket, 90°, Shielded: No, LED: No, Sheath material: PUR, Halogen: No
10518 | 1093080150 | SAIL-M12GM12W-5-1.5UGE | Sensor/actuator line, Connecting line, M12 / M12, Number of poles : 5, 1.5 m, pin, straight - socket, 90°, Shielded: No, LED: No, Sheath material: PUR, Halogen: No
10519 | 1093080300 | SAIL-M12GM12W-5-3.0UGE | Sensor/actuator line, Connecting line, M12 / M12, Number of poles : 5, 3 m, pin, straight - socket, 90°, Shielded: No, LED: No, Sheath material: PUR, Halogen: No
10520 | 1093080500 | SAIL-M12GM12W-5-5.0UGE | Sensor/actuator line, Connecting line, M12 / M12, Number of poles : 5, 5 m, pin, straight - socket, 90°, Shielded: No, LED: No, Sheath material: PUR, Halogen: No
10521 | 1093081000 | SAIL-M12GM12W-5-10UGE | Sensor/actuator line, Connecting line, M12 / M12, Number of poles : 5, 10 m, pin, straight - socket, 90°, Shielded: No, LED: No, Sheath material: PUR, Halogen: No
10522 | 1093090150 | SAIL-M12GM8G-3-1.5UGE | Sensor/actuator line, Connecting line, M12 / M8, Number of poles : 3, 1.5 m, pin, straight - socket, straight, Shielded: No, LED: No, Sheath material: PUR, Halogen: No
10523 | 1093090300 | SAIL-M12GM8G-3-3.0UGE | Sensor/actuator line, Connecting line, M12 / M8, Number of poles : 3, 3 m, pin, straight - socket, straight, Shielded: No, LED: No, Sheath material: PUR, Halogen: No
10524 | 1093090500 | SAIL-M12GM8G-3-5.0UGE | Sensor/actuator line, Connecting line, M12 / M8, Number of poles : 3, 5 m, pin, straight - socket, straight, Shielded: No, LED: No, Sheath material: PUR, Halogen: No
10525 | 1093091000 | SAIL-M12GM8G-3-10UGE | Sensor/actuator line, Connecting line, M12 / M8, Number of poles : 3, 10 m, pin, straight - socket, straight, Shielded: No, LED: No, Sheath material: PUR, Halogen: No
10526 | 1093100150 | SAIL-M12GM8G-4-1.5UGE | Sensor/actuator line, Connecting line, M12 / M8, Number of poles : 4, 1.5 m, pin, straight - socket, straight, Shielded: No, LED: No, Sheath material: PUR, Halogen: No
10527 | 1093100300 | SAIL-M12GM8G-4-3.0UGE | Sensor/actuator line, Connecting line, M12 / M8, Number of poles : 4, 3 m, pin, straight - socket, straight, Shielded: No, LED: No, Sheath material: PUR, Halogen: No
10528 | 1093100500 | SAIL-M12GM8G-4-5.0UGE | Sensor/actuator line, Connecting line, M12 / M8, Number of poles : 4, 5 m, pin, straight - socket, straight, Shielded: No, LED: No, Sheath material: PUR, Halogen: No
10529 | 1093101000 | SAIL-M12GM8G-4-10UGE | Sensor/actuator line, Connecting line, M12 / M8, Number of poles : 4, 10 m, pin, straight - socket, straight, Shielded: No, LED: No, Sheath material: PUR, Halogen: No
10530 | 1093110150 | SAIL-M12GM8W-3L1.5UGE | Sensor/actuator line, Connecting line, M12 / M8, Number of poles : 3, 1.5 m, pin, straight - socket, 90°, Shielded: No, LED: Yes, Sheath material: PUR, Halogen: No
10531 | 1093110500 | SAIL-M12GM8W-3L5.0UGE | Sensor/actuator line, Connecting line, M12 / M8, Number of poles : 3, 5 m, pin, straight - socket, 90°, Shielded: No, LED: Yes, Sheath material: PUR, Halogen: No
10532 | 1093111000 | SAIL-M12GM8W-3L10UGE | Sensor/actuator line, Connecting line, M12 / M8, Number of poles : 3, 10 m, pin, straight - socket, 90°, Shielded: No, LED: Yes, Sheath material: PUR, Halogen: No
10533 | 1093120150 | SAIL-M12GM8W-3-1.5UGE | Sensor/actuator line, Connecting line, M12 / M8, Number of poles : 3, 1.5 m, pin, straight - socket, 90°, Shielded: No, LED: No, Sheath material: PUR, Halogen: No
10534 | 1093120300 | SAIL-M12GM8W-3-3.0UGE | Sensor/actuator line, Connecting line, M12 / M8, Number of poles : 3, 3 m, pin, straight - socket, 90°, Shielded: No, LED: No, Sheath material: PUR, Halogen: No
10535 | 1093120500 | SAIL-M12GM8W-3-5.0UGE | Sensor/actuator line, Connecting line, M12 / M8, Number of poles : 3, 5 m, pin, straight - socket, 90°, Shielded: No, LED: No, Sheath material: PUR, Halogen: No
10536 | 1093121000 | SAIL-M12GM8W-3-10UGE | Sensor/actuator line, Connecting line, M12 / M8, Number of poles : 3, 10 m, pin, straight - socket, 90°, Shielded: No, LED: No, Sheath material: PUR, Halogen: No
10537 | 1093130150 | SAIL-M12GM8W-4L1.5UGE | Sensor/actuator line, Connecting line, M12 / M8, Number of poles : 4, 1.5 m, pin, straight - socket, 90°, Shielded: No, LED: Yes, Sheath material: PUR, Halogen: No
10538 | 1093130300 | SAIL-M12GM8W-4L3.0UGE | Sensor/actuator line, Connecting line, M12 / M8, Number of poles : 4, 3 m, pin, straight - socket, 90°, Shielded: No, LED: Yes, Sheath material: PUR, Halogen: No
10539 | 1093130500 | SAIL-M12GM8W-4L5.0UGE | Sensor/actuator line, Connecting line, M12 / M8, Number of poles : 4, 5 m, pin, straight - socket, 90°, Shielded: No, LED: Yes, Sheath material: PUR, Halogen: No
10540 | 1093131000 | SAIL-M12GM8W-4L10UGE | Sensor/actuator line, Connecting line, M12 / M8, Number of poles : 4, 10 m, pin, straight - socket, 90°, Shielded: No, LED: Yes, Sheath material: PUR, Halogen: No
10541 | 1093140150 | SAIL-M12GM8W-4-1.5UGE | Sensor/actuator line, Connecting line, M12 / M8, Number of poles : 4, 1.5 m, pin, straight - socket, 90°, Shielded: No, LED: No, Sheath material: PUR, Halogen: No
10542 | 1093140300 | SAIL-M12GM8W-4-3.0UGE | Sensor/actuator line, Connecting line, M12 / M8, Number of poles : 4, 3 m, pin, straight - socket, 90°, Shielded: No, LED: No, Sheath material: PUR, Halogen: No
10543 | 1093140500 | SAIL-M12GM8W-4-5.0UGE | Sensor/actuator line, Connecting line, M12 / M8, Number of poles : 4, 5 m, pin, straight - socket, 90°, Shielded: No, LED: No, Sheath material: PUR, Halogen: No
10544 | 1093141000 | SAIL-M12GM8W-4-10UGE | Sensor/actuator line, Connecting line, M12 / M8, Number of poles : 4, 10 m, pin, straight - socket, 90°, Shielded: No, LED: No, Sheath material: PUR, Halogen: No
10545 | 1093150150 | SAIL-M12GM8WR-3-1.5UGE | Sensor/actuator line, Connecting line, M12 / M8, Number of poles : 3, 1.5 m, pin, straight - socket, 90°, Shielded: No, LED: No, Sheath material: PUR, Halogen: No
10546 | 1093150300 | SAIL-M12GM8WR-3-3.0UGE | Sensor/actuator line, Connecting line, M12 / M8, Number of poles : 3, 3 m, pin, straight - socket, 90°, Shielded: No, LED: No, Sheath material: PUR, Halogen: No
10547 | 1093150500 | SAIL-M12GM8WR-3-5.0UGE | Sensor/actuator line, Connecting line, M12 / M8, Number of poles : 3, 5 m, pin, straight - socket, 90°, Shielded: No, LED: No, Sheath material: PUR, Halogen: No
10548 | 1093151000 | SAIL-M12GM8WR-3-10UGE | Sensor/actuator line, Connecting line, M12 / M8, Number of poles : 3, 10 m, pin, straight - socket, 90°, Shielded: No, LED: No, Sheath material: PUR, Halogen: No
10549 | 1093160150 | SAIL-M12W-3-1.5UGE | Sensor/actuator line, One end without connector, M12, Number of poles : 3, 1.5 m, pin, 90°, Shielded: No, LED: No, Sheath material: PUR, Halogen: No
10550 | 1093160300 | SAIL-M12W-3-3.0UGE | Sensor/actuator line, One end without connector, M12, Number of poles : 3, 3 m, pin, 90°, Shielded: No, LED: No, Sheath material: PUR, Halogen: No
10551 | 1093160500 | SAIL-M12W-3-5.0UGE | Sensor/actuator line, One end without connector, M12, Number of poles : 3, 5 m, pin, 90°, Shielded: No, LED: No, Sheath material: PUR, Halogen: No
10552 | 1093161000 | SAIL-M12W-3-10UGE | Sensor/actuator line, One end without connector, M12, Number of poles : 3, 10 m, pin, 90°, Shielded: No, LED: No, Sheath material: PUR, Halogen: No
10553 | 1093170150 | SAIL-M12W-4-1.5UGE | Sensor/actuator line, One end without connector, M12, Number of poles : 4, 1.5 m, pin, 90°, Shielded: No, LED: No, Sheath material: PUR, Halogen: No
10554 | 1093170300 | SAIL-M12W-4-3.0UGE | Sensor/actuator line, One end without connector, M12, Number of poles : 4, 3 m, pin, 90°, Shielded: No, LED: No, Sheath material: PUR, Halogen: No
10555 | 1093170500 | SAIL-M12W-4-5.0UGE | Sensor/actuator line, One end without connector, M12, Number of poles : 4, 5 m, pin, 90°, Shielded: No, LED: No, Sheath material: PUR, Halogen: No
10556 | 1093171000 | SAIL-M12W-4-10UGE | Sensor/actuator line, One end without connector, M12, Number of poles : 4, 10 m, pin, 90°, Shielded: No, LED: No, Sheath material: PUR, Halogen: No
10557 | 1093180150 | SAIL-M12W-5-1.5UGE | Sensor/actuator line, One end without connector, M12, Number of poles : 5, 1.5 m, pin, 90°, Shielded: No, LED: No, Sheath material: PUR, Halogen: No
10558 | 1093180300 | SAIL-M12W-5-3.0UGE | Sensor/actuator line, One end without connector, M12, Number of poles : 5, 3 m, pin, 90°, Shielded: No, LED: No, Sheath material: PUR, Halogen: No
10559 | 1093180500 | SAIL-M12W-5-5.0UGE | Sensor/actuator line, One end without connector, M12, Number of poles : 5, 5 m, pin, 90°, Shielded: No, LED: No, Sheath material: PUR, Halogen: No
10560 | 1093181000 | SAIL-M12W-5-10UGE | Sensor/actuator line, One end without connector, M12, Number of poles : 5, 10 m, pin, 90°, Shielded: No, LED: No, Sheath material: PUR, Halogen: No
10561 | 1093200150 | SAIL-M8BG-4-1.5UGE | Sensor/actuator line, One end without connector, M8, Number of poles : 4, 1.5 m, Female socket, straight, Shielded: No, LED: No, Sheath material: PUR, Halogen: No
10562 | 1093200300 | SAIL-M8BG-4-3.0UGE | Sensor/actuator line, One end without connector, M8, Number of poles : 4, 3 m, Female socket, straight, Shielded: No, LED: No, Sheath material: PUR, Halogen: No
10563 | 1093200500 | SAIL-M8BG-4-5.0UGE | Sensor/actuator line, One end without connector, M8, Number of poles : 4, 5 m, Female socket, straight, Shielded: No, LED: No, Sheath material: PUR, Halogen: No
10564 | 1093201000 | SAIL-M8BG-4-10UGE | Sensor/actuator line, One end without connector, M8, Number of poles : 4, 10 m, Female socket, straight, Shielded: No, LED: No, Sheath material: PUR, Halogen: No
10565 | 1093210150 | SAIL-M8BW-3L1.5UGE | Sensor/actuator line, One end without connector, M8, Number of poles : 3, 1.5 m, Socket, angled, Shielded: No, LED: Yes, Sheath material: PUR, Halogen: No
10566 | 1093210300 | SAIL-M8BW-3L3.0UGE | Sensor/actuator line, One end without connector, M8, Number of poles : 3, 3 m, Socket, angled, Shielded: No, LED: Yes, Sheath material: PUR, Halogen: No
10567 | 1093210500 | SAIL-M8BW-3L5.0UGE | Sensor/actuator line, One end without connector, M8, Number of poles : 3, 5 m, Socket, angled, Shielded: No, LED: Yes, Sheath material: PUR, Halogen: No
10568 | 1093211000 | SAIL-M8BW-3L10UGE | Sensor/actuator line, One end without connector, M8, Number of poles : 3, 10 m, Socket, angled, Shielded: No, LED: Yes, Sheath material: PUR, Halogen: No
10569 | 1093220150 | SAIL-M8BW-3-1.5UGE | Sensor/actuator line, One end without connector, M8, Number of poles : 3, 1.5 m, Socket, angled, Shielded: No, LED: No, Sheath material: PUR, Halogen: No
10570 | 1093220300 | SAIL-M8BW-3-3.0UGE | Sensor/actuator line, One end without connector, M8, Number of poles : 3, 3 m, Socket, angled, Shielded: No, LED: No, Sheath material: PUR, Halogen: No
10571 | 1093220500 | SAIL-M8BW-3-5.0UGE | Sensor/actuator line, One end without connector, M8, Number of poles : 3, 5 m, Socket, angled, Shielded: No, LED: No, Sheath material: PUR, Halogen: No
10572 | 1093221000 | SAIL-M8BW-3-10UGE | Sensor/actuator line, One end without connector, M8, Number of poles : 3, 10 m, Socket, angled, Shielded: No, LED: No, Sheath material: PUR, Halogen: No
10573 | 1093230150 | SAIL-M8BW-4L1.5UGE | Sensor/actuator line, One end without connector, M8, Number of poles : 4, 1.5 m, Socket, angled, Shielded: No, LED: Yes, Sheath material: PUR, Halogen: No
10574 | 1093230300 | SAIL-M8BW-4L3.0UGE | Sensor/actuator line, One end without connector, M8, Number of poles : 4, 3 m, Socket, angled, Shielded: No, LED: Yes, Sheath material: PUR, Halogen: No
10575 | 1093230500 | SAIL-M8BW-4L5.0UGE | Sensor/actuator line, One end without connector, M8, Number of poles : 4, 5 m, Socket, angled, Shielded: No, LED: Yes, Sheath material: PUR, Halogen: No
10576 | 1093231000 | SAIL-M8BW-4L10UGE | Sensor/actuator line, One end without connector, M8, Number of poles : 4, 10 m, Socket, angled, Shielded: No, LED: Yes, Sheath material: PUR, Halogen: No
10577 | 1093240150 | SAIL-M8BW-4-1.5UGE | Sensor/actuator line, One end without connector, M8, Number of poles : 4, 1.5 m, Socket, angled, Shielded: No, LED: No, Sheath material: PUR, Halogen: No
10578 | 1093240300 | SAIL-M8BW-4-3.0UGE | Sensor/actuator line, One end without connector, M8, Number of poles : 4, 3 m, Socket, angled, Shielded: No, LED: No, Sheath material: PUR, Halogen: No
10579 | 1093241000 | SAIL-M8BW-4-10UGE | Sensor/actuator line, One end without connector, M8, Number of poles : 4, 10 m, Socket, angled, Shielded: No, LED: No, Sheath material: PUR, Halogen: No
10580 | 1093250150 | SAIL-ZW-M8BG-3-1.5UGE | Sensor/actuator line, Connecting line, M12 / M8, Number of poles : 3, 1.5 m, Twin cabling, pin, straight, 2x socket, straight, Shielded: No, LED: No, Sheath material: PUR, Halogen: No
10581 | 1093250500 | SAIL-ZW-M8BG-3-5.0UGE | Sensor/actuator line, Connecting line, M12 / M8, Number of poles : 3, 5 m, Twin cabling, pin, straight, 2x socket, straight, Shielded: No, LED: No, Sheath material: PUR, Halogen: No
10582 | 1093251000 | SAIL-ZW-M8BG-3-10UGE | Sensor/actuator line, Connecting line, M12 / M8, Number of poles : 3, 10 m, Twin cabling, pin, straight, 2x socket, straight, Shielded: No, LED: No, Sheath material: PUR, Halogen: No
10583 | 1093260150 | SAIL-ZW-M8BW-3-1.5UGE | Sensor/actuator line, Connecting line, M12 / M8, Number of poles : 3, 1.5 m, Twin cabling, pin, straight, 2x socket, angled, Shielded: No, LED: No, Sheath material: PUR, Halogen: No
10584 | 1093260300 | SAIL-ZW-M8BW-3-3.0UGE | Sensor/actuator line, Connecting line, M12 / M8, Number of poles : 3, 3 m, Twin cabling, pin, straight, 2x socket, angled, Shielded: No, LED: No, Sheath material: PUR, Halogen: No
10585 | 1093260500 | SAIL-ZW-M8BW-3-5.0UGE | Sensor/actuator line, Connecting line, M12 / M8, Number of poles : 3, 5 m, Twin cabling, pin, straight, 2x socket, angled, Shielded: No, LED: No, Sheath material: PUR, Halogen: No
10586 | 1093261000 | SAIL-ZW-M8BW-3-10UGE | Sensor/actuator line, Connecting line, M12 / M8, Number of poles : 3, 10 m, Twin cabling, pin, straight, 2x socket, angled, Shielded: No, LED: No, Sheath material: PUR, Halogen: No
10587 | 1094190500 | SAIL-M12BG-4-2L5.0U | Sensor/actuator line, One end without connector, M12, Number of poles : 4, 5 m, Female socket, straight, Shielded: No, LED: Yes, Sheath material: PUR, Halogen: No
10588 | 1099760030 | SAIL-VSA-M8G-3-0.3U | Valve plug, Straight plug - valve plug
10589 | 1099760050 | SAIL-VSA-M8G-3-0.5U | Valve plug, Straight plug - valve plug, A
10590 | 1099761000 | SAIL-VSA-M8G-3-10U | Valve plug, Straight plug - valve plug, A
10591 | 1099770050 | SAIL-VSBD-M8G-3-0.5U | Valve plug, Straight plug - valve plug
10592 | 1099770150 | SAIL-VSBD-M8G-3-1.5U | Valve plug, Straight plug - valve plug
10593 | 1099770500 | SAIL-VSBD-M8G-3-5.0U | Valve plug, Straight plug - valve plug
10594 | 1099771000 | SAIL-VSBD-M8G-3-10U | Valve plug, Straight plug - valve plug
10595 | 1102190015 | IE-C5DS4VG0015MCSMCS-E | System cable, M12 D-code ? IP 67 straight pin, M12 D-code ? IP 67 straight pin, Cat.5 (ISO/IEC 11801) / Cat.5e (TIA T568-B), PVC, 1.5 m
10596 | 1102190050 | IE-C5DS4VG0050MCSMCS-E | System cable, M12 D-code ? IP 67 straight pin, M12 D-code ? IP 67 straight pin, Cat.5 (ISO/IEC 11801) / Cat.5e (TIA T568-B), PVC, 5 m
10597 | 1102190150 | IE-C5DS4VG0150MCSMCS-E | System cable, M12 D-code ? IP 67 straight pin, M12 D-code ? IP 67 straight pin, Cat.5 (ISO/IEC 11801) / Cat.5e (TIA T568-B), PVC, 15 m
10598 | 1102190200 | IE-C5DS4VG0200MCSMCS-E | System cable, M12 D-code ? IP 67 straight pin, M12 D-code ? IP 67 straight pin, Cat.5 (ISO/IEC 11801) / Cat.5e (TIA T568-B), PVC, 20 m
10599 | 1102200015 | IE-C5DS4VG0015MCSA20-E | System cable, M12 D-code ? IP 67 straight pin, RJ45 IP 20, Cat.5 (ISO/IEC 11801) / Cat.5e (TIA T568-B), PVC, 1.5 m
10600 | 1104470150 | SAIL-M8GM8G-3-1.5UGE | Sensor/actuator line, Connecting line, M8 / M8, Number of poles : 3, 1.5 m, pin, straight - socket, straight, Shielded: No, LED: No, Sheath material: PUR, Halogen: No
10601 | 1104470300 | SAIL-M8GM8G-3-3.0UGE | Sensor/actuator line, Connecting line, M8 / M8, Number of poles : 3, 3 m, pin, straight - socket, straight, Shielded: No, LED: No, Sheath material: PUR, Halogen: No
10602 | 1104471000 | SAIL-M8GM8G-3-10UGE | Sensor/actuator line, Connecting line, M8 / M8, Number of poles : 3, 10 m, pin, straight - socket, straight, Shielded: No, LED: No, Sheath material: PUR, Halogen: No
10603 | 1108700300 | SAIP-M12WM12W-3-3.0U | Sensor/actuator line, Connecting line, M12 / M12, Number of poles : 3, 3 m, pin, 90° - socket 90°, Shielded: No, LED: No, Sheath material: PUR, Halogen: No
10604 | 1108700500 | SAIP-M12WM12W-3-5.0U | Sensor/actuator line, Connecting line, M12 / M12, Number of poles : 3, 5 m, pin, 90° - socket 90°, Shielded: No, LED: No, Sheath material: PUR, Halogen: No
10605 | 1108791000 | SAIP-M12BW-5-10U | Sensor/actuator line, One end without connector, M12, Number of poles : 5, 10 m, Socket, angled, Shielded: No, LED: No, Sheath material: PUR, Halogen: No
10606 | 1108830500 | SAIP-M12GM12G-3-5.0U | Sensor/actuator line, Connecting line, M12 / M12, Number of poles : 3, 5 m, pin, straight - socket, straight, Shielded: No, LED: No, Sheath material: PUR, Halogen: No
10607 | 1108870150 | SAIP-M12GM12W-3-1.5U | Sensor/actuator line, Connecting line, M12 / M12, Number of poles : 3, 1.5 m, pin, straight - socket, 90°, Shielded: No, LED: No, Sheath material: PUR, Halogen: No
10608 | 1108870300 | SAIP-M12GM12W-3-3.0U | Sensor/actuator line, Connecting line, M12 / M12, Number of poles : 3, 3 m, pin, straight - socket, 90°, Shielded: No, LED: No, Sheath material: PUR, Halogen: No
10609 | 1114870150 | SAIL-M12BW-2/4L1.5UGE | Sensor/actuator line, One end without connector, M12, Number of poles : 3, 1.5 m, Socket, angled, Shielded: No, LED: Yes, Sheath material: PUR, Halogen: No
10610 | 1114870300 | SAIL-M12BW-2/4L3.0UGE | Sensor/actuator line, One end without connector, M12, Number of poles : 3, 3 m, Socket, angled, Shielded: No, LED: Yes, Sheath material: PUR, Halogen: No
10611 | 1114870500 | SAIL-M12BW-2/4L5.0UGE | Sensor/actuator line, One end without connector, M12, Number of poles : 3, 5 m, Socket, angled, Shielded: No, LED: Yes, Sheath material: PUR, Halogen: No
10612 | 1114871000 | SAIL-M12BW-2/4L10UGE | Sensor/actuator line, One end without connector, M12, Number of poles : 3, 10 m, Socket, angled, Shielded: No, LED: Yes, Sheath material: PUR, Halogen: No
10613 | 1114880150 | SAIL-M12BW-3L1.5UGE | Sensor/actuator line, One end without connector, M12, Number of poles : 3, 1.5 m, Socket, angled, Shielded: No, LED: Yes, Sheath material: PUR, Halogen: No
10614 | 1114880300 | SAIL-M12BW-3L3.0UGE | Sensor/actuator line, One end without connector, M12, Number of poles : 3, 3 m, Socket, angled, Shielded: No, LED: Yes, Sheath material: PUR, Halogen: No
10615 | 1114880500 | SAIL-M12BW-3L5.0UGE | Sensor/actuator line, One end without connector, M12, Number of poles : 3, 5 m, Socket, angled, Shielded: No, LED: Yes, Sheath material: PUR, Halogen: No
10616 | 1114881000 | SAIL-M12BW-3L10UGE | Sensor/actuator line, One end without connector, M12, Number of poles : 3, 10 m, Socket, angled, Shielded: No, LED: Yes, Sheath material: PUR, Halogen: No
10617 | 1134610020 | IE-C5DS4VG0020MCAA20-E | System cable, M12 D-code ? pin angled, RJ45 IP 20, Cat.5 (ISO/IEC 11801) / Cat.5e (TIA T568-B), PVC, 2 m
10618 | 1134610050 | IE-C5DS4VG0050MCAA20-E | System cable, M12 D-code ? IP 67 angled pin, RJ45 IP 20, Cat.5 (ISO/IEC 11801) / Cat.5e (TIA T568-B), PVC, 5 m
10619 | 1134610100 | IE-C5DS4VG0100MCAA20-E | System cable, M12 D-code ? IP 67 angled pin, RJ45 IP 20, Cat.5 (ISO/IEC 11801) / Cat.5e (TIA T568-B), PVC, 10 m
10620 | 1150610030 | SAIP-M12GM12G-2/4-0.3U | Sensor/actuator line, Connecting line, M12 / M12, Number of poles : 3, 0.3 m, pin, straight - socket, straight, Shielded: No, LED: No, Sheath material: PUR, Halogen: No
10621 | 1150610060 | SAIP-M12GM12G-2/4-0.6U | Sensor/actuator line, Connecting line, M12 / M12, Number of poles : 3, 0.6 m, pin, straight - socket, straight, Shielded: No, LED: No, Sheath material: PUR, Halogen: No
10622 | 1150610100 | SAIP-M12GM12G-2/4-1.0U | Sensor/actuator line, Connecting line, M12 / M12, Number of poles : 3, 1 m, pin, straight - socket, straight, Shielded: No, LED: No, Sheath material: PUR, Halogen: No
10623 | 1150610150 | SAIP-M12GM12G-2/4-1.5U | Sensor/actuator line, Connecting line, M12 / M12, Number of poles : 3, 1.5 m, pin, straight - socket, straight, Shielded: No, LED: No, Sheath material: PUR, Halogen: No
10624 | 1150610200 | SAIP-M12GM12G-2/4-2.0U | Sensor/actuator line, Connecting line, M12 / M12, Number of poles : 3, 2 m, pin, straight - socket, straight, Shielded: No, LED: No, Sheath material: PUR, Halogen: No
10625 | 1150610300 | SAIP-M12GM12G-2/4-3.0U | Sensor/actuator line, Connecting line, M12 / M12, Number of poles : 3, 3 m, pin, straight - socket, straight, Shielded: No, LED: No, Sheath material: PUR, Halogen: No
10626 | 1150610500 | SAIP-M12GM12G-2/4-5.0U | Sensor/actuator line, Connecting line, M12 / M12, Number of poles : 3, 5 m, pin, straight - socket, straight, Shielded: No, LED: No, Sheath material: PUR, Halogen: No
10627 | 1150610750 | SAIP-M12GM12G-2/4-7.5U | Sensor/actuator line, Connecting line, M12 / M12, Number of poles : 3, 7.5 m, pin, straight - socket, straight, Shielded: No, LED: No, Sheath material: PUR, Halogen: No
10628 | 1150620030 | SAIP-M12GM12W-2/4-0.3U | Sensor/actuator line, Connecting line, M12 / M12, Number of poles : 3, 0.3 m, pin, straight - socket, 90°, Shielded: No, LED: No, Sheath material: PUR, Halogen: No
10629 | 1150620060 | SAIP-M12GM12W-2/4-0.6U | Sensor/actuator line, Connecting line, M12 / M12, Number of poles : 3, 0.6 m, pin, straight - socket, 90°, Shielded: No, LED: No, Sheath material: PUR, Halogen: No
10630 | 1150620100 | SAIP-M12GM12W-2/4-1.0U | Sensor/actuator line, Connecting line, M12 / M12, Number of poles : 3, 1 m, pin, straight - socket, 90°, Shielded: No, LED: No, Sheath material: PUR, Halogen: No
10631 | 1150620150 | SAIP-M12GM12W-2/4-1.5U | Sensor/actuator line, Connecting line, M12 / M12, Number of poles : 3, 1.5 m, pin, straight - socket, 90°, Shielded: No, LED: No, Sheath material: PUR, Halogen: No
10632 | 1150620200 | SAIP-M12GM12W-2/4-2.0U | Sensor/actuator line, Connecting line, M12 / M12, Number of poles : 3, 2 m, pin, straight - socket, 90°, Shielded: No, LED: No, Sheath material: PUR, Halogen: No
10633 | 1150620300 | SAIP-M12GM12W-2/4-3.0U | Sensor/actuator line, Connecting line, M12 / M12, Number of poles : 3, 3 m, pin, straight - socket, 90°, Shielded: No, LED: No, Sheath material: PUR, Halogen: No
10634 | 1150620500 | SAIP-M12GM12W-2/4-5.0U | Sensor/actuator line, Connecting line, M12 / M12, Number of poles : 3, 5 m, pin, straight - socket, 90°, Shielded: No, LED: No, Sheath material: PUR, Halogen: No
10635 | 1150620750 | SAIP-M12GM12W-2/4-7.5U | Sensor/actuator line, Connecting line, M12 / M12, Number of poles : 3, 7.5 m, pin, straight - socket, 90°, Shielded: No, LED: No, Sheath material: PUR, Halogen: No
10636 | 1150630200 | SAIP-M12BG-2/4-2.0U | Sensor/actuator line, One end without connector, M12, Number of poles : 4, 2 m, Female socket, straight, Shielded: No, LED: No, Sheath material: PUR, Halogen: No
10637 | 1150630300 | SAIP-M12BG-2/4-3.0U | Sensor/actuator line, One end without connector, M12, Number of poles : 4, 3 m, Female socket, straight, Shielded: No, LED: No, Sheath material: PUR, Halogen: No
10638 | 1150630500 | SAIP-M12BG-2/4-5.0U | Sensor/actuator line, One end without connector, M12, Number of poles : 4, 5 m, Female socket, straight, Shielded: No, LED: No, Sheath material: PUR, Halogen: No
10639 | 1150631000 | SAIP-M12BG-2/4-10U | Sensor/actuator line, One end without connector, M12, Number of poles : 4, 10 m, Female socket, straight, Shielded: No, LED: No, Sheath material: PUR, Halogen: No
10640 | 1150631500 | SAIP-M12BG-2/4-15U | Sensor/actuator line, One end without connector, M12, Number of poles : 4, 15 m, Female socket, straight, Shielded: No, LED: No, Sheath material: PUR, Halogen: No
10641 | 1160820050 | SAIL-M8G-4S0.5UIE | Bus line, One end without connector, M8, Number of poles: 4, 0.5 m, pin, straight, Shielded: Yes, LED: No, Sheath material: PUR, Halogen: No
10642 | 1160820100 | SAIL-M8G-4S1.0UIE | Bus line, One end without connector, M8, Number of poles: 4, 1 m, pin, straight, Shielded: Yes, LED: No, Sheath material: PUR, Halogen: No
10643 | 1160820200 | SAIL-M8G-4S2.0UIE | Bus line, One end without connector, M8, Number of poles: 4, 2 m, pin, straight, Shielded: Yes, LED: No, Sheath material: PUR, Halogen: No
10644 | 1160820400 | SAIL-M8G-4S4.0UIE | Bus line, One end without connector, M8, Number of poles: 4, 4 m, pin, straight, Shielded: Yes, LED: No, Sheath material: PUR, Halogen: No
10645 | 1160820500 | SAIL-M8G-4S5.0UIE | Bus line, One end without connector, M8, Number of poles: 4, 5 m, pin, straight, Shielded: Yes, LED: No, Sheath material: PUR, Halogen: No
10646 | 1160820750 | SAIL-M8G-4S7.5UIE | Bus line, One end without connector, M8, Number of poles: 4, 7.5 m, pin, straight, Shielded: Yes, LED: No, Sheath material: PUR, Halogen: No
10647 | 1160821000 | SAIL-M8G-4S10UIE | Bus line, One end without connector, M8, Number of poles: 4, 10 m, pin, straight, Shielded: Yes, LED: No, Sheath material: PUR, Halogen: No
10648 | 1160930010 | SAIL-M8GM8SG-4S0.1UIE | Bus line, Connecting line, M8 / M8, Number of poles: 4, 0.1 m, Male, straight - male, straight, Shielded: Yes, LED: No, Sheath material: PUR, Halogen: No
10649 | 1160930050 | SAIL-M8GM8SG-4S0.5UIE | Bus line, Connecting line, M8 / M8, Number of poles: 4, 0.5 m, Male, straight - male, straight, Shielded: Yes, LED: No, Sheath material: PUR, Halogen: No
10650 | 1160930100 | SAIL-M8GM8SG-4S1.0UIE | Bus line, Connecting line, M8 / M8, Number of poles: 4, 1 m, Male, straight - male, straight, Shielded: Yes, LED: No, Sheath material: PUR, Halogen: No
10651 | 1160930200 | SAIL-M8GM8SG-4S2.0UIE | Bus line, Connecting line, M8 / M8, Number of poles: 4, 2 m, Male, straight - male, straight, Shielded: Yes, LED: No, Sheath material: PUR, Halogen: No
10652 | 1160930300 | SAIL-M8GM8SG-4S3.0UIE | Bus line, Connecting line, M8 / M8, Number of poles: 4, 3 m, Male, straight - male, straight, Shielded: Yes, LED: No, Sheath material: PUR, Halogen: No
10653 | 1160930400 | SAIL-M8GM8SG-4S4.0UIE | Bus line, Connecting line, M8 / M8, Number of poles: 4, 4 m, Male, straight - male, straight, Shielded: Yes, LED: No, Sheath material: PUR, Halogen: No
10654 | 1160930500 | SAIL-M8GM8SG-4S5.0UIE | Bus line, Connecting line, M8 / M8, Number of poles: 4, 5 m, Male, straight - male, straight, Shielded: Yes, LED: No, Sheath material: PUR, Halogen: No
10655 | 1161590010 | IE-C5DB4RE0010MSSMCA-E | System cable, M12 D-code ? IP 67 straight socket, M12 D-code ? IP 67 angled pin, Cat.5 (ISO/IEC 11801) / Cat.5e (TIA T568-B), Radox GKW S, 1 m
10656 | 1161590015 | IE-C5DB4RE0015MSSMCA-E | System cable, M12 D-code ? IP 67 straight socket, M12 D-code ? IP 67 angled pin, Cat.5 (ISO/IEC 11801) / Cat.5e (TIA T568-B), Radox GKW S, 1.5 m
10657 | 1740193000 | SAI-8-MHD 5P M12 OL | SAI Passive, Sensor-actuator passive distributor, M12, Hood version with M25 outlet, No
10658 | 1808960000 | SAIL-M12BG-4S8.0U | Sensor/actuator line, One end without connector, M12, Number of poles : 4, 8 m, Female socket, straight, Shielded: Yes, LED: No, Sheath material: PUR, Halogen: No
10659 | 1812541700 | SAIL-M12BG-4S17U | Sensor/actuator line, One end without connector, M12, Number of poles : 4, 17 m, Female socket, straight, Shielded: Yes, LED: No, Sheath material: PUR, Halogen: No
10660 | 1812543000 | SAIL-M12BG-4S30U | Sensor/actuator line, One end without connector, M12, Number of poles : 4, 30 m, Female socket, straight, Shielded: Yes, LED: No, Sheath material: PUR, Halogen: No
10661 | 1812543500 | SAIL-M12BG-4S35U | Sensor/actuator line, One end without connector, M12, Number of poles : 4, 35 m, Female socket, straight, Shielded: Yes, LED: No, Sheath material: PUR, Halogen: No
10662 | 1815670500 | SAIL-M12WM12W-3-5.0U | Sensor/actuator line, Connecting line, M12 / M12, Number of poles : 3, 5 m, pin, 90° - socket 90°, Shielded: No, LED: No, Sheath material: PUR, Halogen: No
10663 | 1815671000 | SAIL-M12WM12W-3-10U | Sensor/actuator line, Connecting line, M12 / M12, Number of poles : 3, 10 m, pin, 90° - socket 90°, Shielded: No, LED: No, Sheath material: PUR, Halogen: No
10664 | 1818142000 | SAIB-M23-19P-AN-20M | Sensor/actuator line, One end without connector, M23, Number of poles: 19, 20 m, Socket, angled, Shielded: No, LED: No, Sheath material: PUR, Halogen: No
10665 | 1821050250 | SAIL-M12WM12G-3-2.5U | Sensor/actuator line, Connecting line, M12 / M12, Number of poles : 3, 2.5 m, pin, angled - bush straight, Shielded: No, LED: No, Sheath material: PUR, Halogen: No
10666 | 1824570025 | SAIL-M8GM8G-3-0.25U | Sensor/actuator line, Connecting line, M8 / M8, Number of poles : 3, 0.25 m, pin, straight - socket, straight, Shielded: No, LED: No, Sheath material: PUR, Halogen: No
10667 | 1857680080 | SAIL-M8WM8W-4-0.8U | Sensor/actuator line, Connecting line, M8 / M8, Number of poles : 4, 0.8 m, pin, 90° - socket 90°, Shielded: No, LED: No, Sheath material: PUR, Halogen: No
10668 | 1861140000 | SAIE-M12B-8-0,5U-M16 | Built-in plugs, M12, Female socket, straight, M 16, Number of poles: 8, 0.5 m, Front mounting
10669 | 1865872000 | SAIL-M12BG-8-20U | Sensor/actuator line, One end without connector, M12, Number of poles : 8, 20 m, Female socket, straight, Shielded: No, LED: No, Sheath material: PUR, Halogen: No
10670 | 1865873000 | SAIL-M12BG-8-30U | Sensor/actuator line, One end without connector, M12, Number of poles : 8, 30 m, Female socket, straight, Shielded: No, LED: No, Sheath material: PUR, Halogen: No
10671 | 1867540000 | SAI-4-F 4P PUR 10M OL | Sensor-actuator passive distributor, M12, Fixed cable version, 10 m, No
10672 | 1873301500 | SAIL-M12G-PB-15D | Bus line, One end without connector, M12, Number of poles: 2, 15 m, pin, straight, Shielded: Yes, LED: No, Sheath material: PUR, Halogen: No
10673 | 1880470250 | SAIL-M8GM8G-4-2.5U | Sensor/actuator line, Connecting line, M8 / M8, Number of poles : 4, 2.5 m, pin, straight - socket, straight, Shielded: No, LED: No, Sheath material: PUR, Halogen: No
10674 | 1880470350 | SAIL-M8GM8G-4-3.5U | Sensor/actuator line, Connecting line, M8 / M8, Number of poles : 4, 3.5 m, pin, straight - socket, straight, Shielded: No, LED: No, Sheath material: PUR, Halogen: No
10675 | 1880470450 | SAIL-M8GM8G-4-4.5U | Sensor/actuator line, Connecting line, M8 / M8, Number of poles : 4, 4.5 m, pin, straight - socket, straight, Shielded: No, LED: No, Sheath material: PUR, Halogen: No
10676 | 1892080005 | SAI-8-M 5P M12 NPN ECO | Sensor-actuator passive distributor, M12, Hood version, Yes
10677 | 1892100005 | SAI-4-M 5P M12 NPN ECO | Sensor-actuator passive distributor, M12, Hood version, Yes
10678 | 1920000000 | SCREWTY SET -DM | Bolting tool
10679 | 1925331000 | SAIL-M12GM12G-2/4-10V | Sensor/actuator line, Connecting line, M12 / M12, Number of poles : 3, 10 m, pin, straight - socket, straight, Shielded: No, LED: No, Sheath material: PVC, Halogen: Yes
10680 | 1925370300 | SAIL-M12GM12W-2/4-3.0V | Sensor/actuator line, Connecting line, M12 / M12, Number of poles : 3, 3 m, pin, straight - socket, 90°, Shielded: No, LED: No, Sheath material: PVC, Halogen: Yes
10681 | 1925370500 | SAIL-M12GM12W-2/4-5.0V | Sensor/actuator line, Connecting line, M12 / M12, Number of poles : 3, 5 m, pin, straight - socket, 90°, Shielded: No, LED: No, Sheath material: PVC, Halogen: Yes
10682 | 1925371000 | SAIL-M12GM12W-2/4-10V | Sensor/actuator line, Connecting line, M12 / M12, Number of poles : 3, 10 m, pin, straight - socket, 90°, Shielded: No, LED: No, Sheath material: PVC, Halogen: Yes
10683 | 1925580250 | SAIL-M12BG-4-2.5V | Sensor/actuator line, One end without connector, M12, Number of poles : 4, 2.5 m, Female socket, straight, Shielded: No, LED: No, Sheath material: PVC, Halogen: Yes
10684 | 1927210200 | SAIL-M8WM8W-3-2.0V | Sensor/actuator line, Connecting line, M8 / M8, Number of poles : 3, 2 m, pin, 90° - socket 90°, Shielded: No, LED: No, Sheath material: PVC, Halogen: Yes
10685 | 1935510150 | SAIL-M23GM23G-MM19-1.5U | Sensor/actuator line, Connecting line, M23 / M23, Number of poles: 19, 1.5 m, pin, straight - socket, straight, Shielded: No, LED: No, Sheath material: PUR, Halogen: No
10686 | 1935510500 | SAIL-M23GM23G-MM19-5.0U | Sensor/actuator line, Connecting line, M23 / M23, Number of poles: 19, 5 m, pin, straight - socket, straight, Shielded: No, LED: No, Sheath material: PUR, Halogen: No
10687 | 1935510700 | SAIL-M23GM23G-MM19-7.0U | Sensor/actuator line, Connecting line, M23 / M23, Number of poles: 19, 7 m, pin, straight - socket, straight, Shielded: No, LED: No, Sheath material: PUR, Halogen: No
10688 | 1935980500 | SAIL-VSCD-5.0Q | Valve plug, One end without connector - valve plug, CD
10689 | 1952230500 | SAIL-M8GM8G-K24-5.0U | Sensor/actuator line, Connecting line, M8 / M8, Number of poles : 3, 5 m, pin, straight - socket, straight, Shielded: No, LED: No, Sheath material: PUR, Halogen: No
10690 | 1963550000 | SAIE-M12B-5-1.0U-FP-M16 | Built-in plugs, M12, Female socket, straight, M 16, Number of poles: 5, 1 m, Front mounting
10691 | 1963931000 | SAIL-M12GM12W-4-3L10V | Sensor/actuator line, Connecting line, M12 / M12, Number of poles : 4, 10 m, pin, straight - socket, 90°, Shielded: No, LED: Yes, Sheath material: PVC, Halogen: Yes
10692 | 1964281000 | SAIL-ZW-M12BW-2/4-10U | Sensor/actuator line, Connecting line, M12 / M12, Number of poles : 4, 10 m, Twin cabling, pin, straight, 2x socket, angled, Shielded: No, LED: No, Sheath material: PUR, Halogen: No
10693 | 1964290500 | SAIL-ZW-M12BW-2/4L5.0U | Sensor/actuator line, Connecting line, M12 / M12, Number of poles : 3, 5 m, Twin cabling, pin, straight, 2x socket, angled, Shielded: No, LED: Yes, Sheath material: PUR, Halogen: No
10694 | 1964700010 | SAIL-M12G-CD-0.1A | Bus line, One end without connector, M12, Number of poles: 5, 0.1 m, pin, straight, Shielded: Yes, LED: No, Sheath material: PUR, Halogen: No
10695 | 1995850000 | SAI-M23-BE-12 | Sensor/Actuator plug-in connector, Insert
10696 | 9456000000 | SAI-4-S 4P M12 | Sensor-actuator passive distributor, M12, with M23 outlet, 12-pole, Yes
10697 | 9456020000 | SAI-8-S 4P M12 | Sensor-actuator passive distributor, M12, with M23 outlet, 12-pole, Yes
10698 | 9456100035 | SAIL-M12G-4-0.35U | Sensor/actuator line, One end without connector, M12, Number of poles : 4, 0.3 m, pin, straight, Shielded: No, LED: No, Sheath material: PUR, Halogen: No
10699 | 9456100060 | SAIL-M12G-4-0.6U | Sensor/actuator line, One end without connector, M12, Number of poles : 4, 0.6 m, pin, straight, Shielded: No, LED: No, Sheath material: PUR, Halogen: No
10700 | 9456100090 | SAIL-M12G-4-0.9U | Sensor/actuator line, One end without connector, M12, Number of poles : 4, 0.9 m, pin, straight, Shielded: No, LED: No, Sheath material: PUR, Halogen: No
10701 | 9456140250 | SAIL-M12BG-5S2.5U | Sensor/actuator line, One end without connector, M12, Number of poles : 5, 2.5 m, Female socket, straight, Shielded: Yes, LED: No, Sheath material: PUR, Halogen: No
10702 | 9456150090 | SAIL-M8BW-4-0.9U | Sensor/actuator line, One end without connector, M8, Number of poles : 4, 0.9 m, Socket, angled, Shielded: No, LED: No, Sheath material: PUR, Halogen: No
10703 | 9456170060 | SAIL-VSCD-M12G-0.6U | Valve plug, Straight plug - valve plug, CD
10704 | 9456171000 | SAIL-VSCD-M12G-10U | Valve plug, Straight plug - valve plug, CD
10705 | 9456380200 | SAIL-M12BW-4-2L2.0U | Sensor/actuator line, One end without connector, M12, Number of poles : 4, 2 m, Socket, angled, Shielded: No, LED: Yes, Sheath material: PUR, Halogen: No
10706 | 9456500100 | SAIL-M12WM12G-5-1.0U | Sensor/actuator line, Connecting line, M12 / M12, Number of poles : 5, 1 m, pin, angled - bush straight, Shielded: No, LED: No, Sheath material: PUR, Halogen: No
10707 | 9456500150 | SAIL-M12WM12G-5-1.5U | Sensor/actuator line, Connecting line, M12 / M12, Number of poles : 5, 1.5 m, pin, angled - bush straight, Shielded: No, LED: No, Sheath material: PUR, Halogen: No
10708 | 9456660090 | SAIL-M12GM8G-4-0.9U | Sensor/actuator line, Connecting line, M12 / M8, Number of poles : 4, 0.9 m, pin, straight - socket, straight, Shielded: No, LED: No, Sheath material: PUR, Halogen: No
10709 | 9456660250 | SAIL-M12GM8G-4-2.5U | Sensor/actuator line, Connecting line, M12 / M8, Number of poles : 4, 2.5 m, pin, straight - socket, straight, Shielded: No, LED: No, Sheath material: PUR, Halogen: No
10710 | 9456661500 | SAIL-M12GM8G-4-15U | Sensor/actuator line, Connecting line, M12 / M8, Number of poles : 4, 15 m, pin, straight - socket, straight, Shielded: No, LED: No, Sheath material: PUR, Halogen: No
10711 | 9456670060 | SAIL-M12GM8W-4-0.6U | Sensor/actuator line, Connecting line, M12 / M8, Number of poles : 4, 0.6 m, pin, straight - socket, 90°, Shielded: No, LED: No, Sheath material: PUR, Halogen: No
10712 | 9456690010 | SAIL-M12W-3-0.1U | Sensor/actuator line, One end without connector, M12, Number of poles : 3, 0.1 m, pin, 90°, Shielded: No, LED: No, Sheath material: PUR, Halogen: No
10713 | 9456690200 | SAIL-M12W-3-2.0U | Sensor/actuator line, One end without connector, M12, Number of poles : 3, 2 m, pin, 90°, Shielded: No, LED: No, Sheath material: PUR, Halogen: No
10714 | 9456960000 | SAIL-M12GM12G-2/4-0.6U | Sensor/actuator line, Connecting line, M12 / M12, Number of poles : 3, 0.6 m, pin, straight - socket, straight, Shielded: No, LED: No, Sheath material: PUR, Halogen: No
10715 | 9457230030 | SAIL-M12GM12G-3-0.3U | Sensor/actuator line, Connecting line, M12 / M12, Number of poles : 3, 0.3 m, pin, straight - socket, straight, Shielded: No, LED: No, Sheath material: PUR, Halogen: No
10716 | 9457230090 | SAIL-M12GM12G-3-0.9U | Sensor/actuator line, Connecting line, M12 / M12, Number of poles : 3, 0.9 m, pin, straight - socket, straight, Shielded: No, LED: No, Sheath material: PUR, Halogen: No
10717 | 9457230120 | SAIL-M12GM12G-3-1.2U | Sensor/actuator line, Connecting line, M12 / M12, Number of poles : 3, 1.2 m, pin, straight - socket, straight, Shielded: No, LED: No, Sheath material: PUR, Halogen: No
10718 | 9457230200 | SAIL-M12GM12G-3-2.0U | Sensor/actuator line, Connecting line, M12 / M12, Number of poles : 3, 2 m, pin, straight - socket, straight, Shielded: No, LED: No, Sheath material: PUR, Halogen: No
10719 | 9457230250 | SAIL-M12GM12G-3-2.5U | Sensor/actuator line, Connecting line, M12 / M12, Number of poles : 3, 2.5 m, pin, straight - socket, straight, Shielded: No, LED: No, Sheath material: PUR, Halogen: No
10720 | 9457230400 | SAIL-M12GM12G-3-4.0U | Sensor/actuator line, Connecting line, M12 / M12, Number of poles : 3, 4 m, pin, straight - socket, straight, Shielded: No, LED: No, Sheath material: PUR, Halogen: No
10721 | 9457230800 | SAIL-M12GM12G-3-8.0U | Sensor/actuator line, Connecting line, M12 / M12, Number of poles : 3, 8 m, pin, straight - socket, straight, Shielded: No, LED: No, Sheath material: PUR, Halogen: No
10722 | 9457270030 | SAIL-M12GM12W-5-0.3U | Sensor/actuator line, Connecting line, M12 / M12, Number of poles : 5, 0.3 m, pin, straight - socket, 90°, Shielded: No, LED: No, Sheath material: PUR, Halogen: No
10723 | 9457270060 | SAIL-M12GM12W-5-0.6U | Sensor/actuator line, Connecting line, M12 / M12, Number of poles : 5, 0.6 m, pin, straight - socket, 90°, Shielded: No, LED: No, Sheath material: PUR, Halogen: No
10724 | 9457270090 | SAIL-M12GM12W-5-0.9U | Sensor/actuator line, Connecting line, M12 / M12, Number of poles : 5, 0.9 m, pin, straight - socket, 90°, Shielded: No, LED: No, Sheath material: PUR, Halogen: No
10725 | 9457270100 | SAIL-M12GM12W-5-1.0U | Sensor/actuator line, Connecting line, M12 / M12, Number of poles : 5, 1 m, pin, straight - socket, 90°, Shielded: No, LED: No, Sheath material: PUR, Halogen: No
10726 | 9457270120 | SAIL-M12GM12W-5-1.2U | Sensor/actuator line, Connecting line, M12 / M12, Number of poles : 5, 1.2 m, pin, straight - socket, 90°, Shielded: No, LED: No, Sheath material: PUR, Halogen: No
10727 | 9457270200 | SAIL-M12GM12W-5-2.0U | Sensor/actuator line, Connecting line, M12 / M12, Number of poles : 5, 2 m, pin, straight - socket, 90°, Shielded: No, LED: No, Sheath material: PUR, Halogen: No
10728 | 9457270250 | SAIL-M12GM12W-5-2.5U | Sensor/actuator line, Connecting line, M12 / M12, Number of poles : 5, 2.5 m, pin, straight - socket, 90°, Shielded: No, LED: No, Sheath material: PUR, Halogen: No
10729 | 9457270650 | SAIL-M12GM12W-5-6.5U | Sensor/actuator line, Connecting line, M12 / M12, Number of poles : 5, 6.5 m, pin, straight - socket, 90°, Shielded: No, LED: No, Sheath material: PUR, Halogen: No
10730 | 9457270800 | SAIL-M12GM12W-5-8.0U | Sensor/actuator line, Connecting line, M12 / M12, Number of poles : 5, 8 m, pin, straight - socket, 90°, Shielded: No, LED: No, Sheath material: PUR, Halogen: No
10731 | 9457310050 | SAIL-M12GM12W-4-0.5U | Sensor/actuator line, Connecting line, M12 / M12, Number of poles : 4, 0.5 m, pin, straight - socket, 90°, Shielded: No, LED: No, Sheath material: PUR, Halogen: No
10732 | 9457310060 | SAIL-M12GM12W-4-0.6U | Sensor/actuator line, Connecting line, M12 / M12, Number of poles : 4, 0.6 m, pin, straight - socket, 90°, Shielded: No, LED: No, Sheath material: PUR, Halogen: No
10733 | 9457310120 | SAIL-M12GM12W-4-1.2U | Sensor/actuator line, Connecting line, M12 / M12, Number of poles : 4, 1.2 m, pin, straight - socket, 90°, Shielded: No, LED: No, Sheath material: PUR, Halogen: No
10734 | 9457310250 | SAIL-M12GM12W-4-2.5U | Sensor/actuator line, Connecting line, M12 / M12, Number of poles : 4, 2.5 m, pin, straight - socket, 90°, Shielded: No, LED: No, Sheath material: PUR, Halogen: No
10735 | 9457310600 | SAIL-M12GM12W-4-6.0U | Sensor/actuator line, Connecting line, M12 / M12, Number of poles : 4, 6 m, pin, straight - socket, 90°, Shielded: No, LED: No, Sheath material: PUR, Halogen: No
10736 | 9457310750 | SAIL-M12GM12W-4-7.5U | Sensor/actuator line, Connecting line, M12 / M12, Number of poles : 4, 7.5 m, pin, straight - socket, 90°, Shielded: No, LED: No, Sheath material: PUR, Halogen: No
10737 | 9457311500 | SAIL-M12GM12W-4-15U | Sensor/actuator line, Connecting line, M12 / M12, Number of poles : 4, 15 m, pin, straight - socket, 90°, Shielded: No, LED: No, Sheath material: PUR, Halogen: No
10738 | 9457312000 | SAIL-M12GM12W-4-20U | Sensor/actuator line, Connecting line, M12 / M12, Number of poles : 4, 20 m, pin, straight - socket, 90°, Shielded: No, LED: No, Sheath material: PUR, Halogen: No
10739 | 9457320010 | SAIL-M12BW-3-0.1U | Sensor/actuator line, One end without connector, M12, Number of poles : 3, 0.1 m, Socket, angled, Shielded: No, LED: No, Sheath material: PUR, Halogen: No
10740 | 9457320200 | SAIL-M12BW-3-2.0U | Sensor/actuator line, One end without connector, M12, Number of poles : 3, 2 m, Socket, angled, Shielded: No, LED: No, Sheath material: PUR, Halogen: No
10741 | 9457340060 | SAIL-M12GM12G-5-0.6U | Sensor/actuator line, Connecting line, M12 / M12, Number of poles : 5, 0.6 m, pin, straight - socket, straight, Shielded: No, LED: No, Sheath material: PUR, Halogen: No
10742 | 9457340120 | SAIL-M12GM12G-5-1.2U | Sensor/actuator line, Connecting line, M12 / M12, Number of poles : 5, 1.2 m, pin, straight - socket, straight, Shielded: No, LED: No, Sheath material: PUR, Halogen: No
10743 | 9457340350 | SAIL-M12GM12G-5-3.5U | Sensor/actuator line, Connecting line, M12 / M12, Number of poles : 5, 3.5 m, pin, straight - socket, straight, Shielded: No, LED: No, Sheath material: PUR, Halogen: No
10744 | 9457340700 | SAIL-M12GM12G-5-7.0U | Sensor/actuator line, Connecting line, M12 / M12, Number of poles : 5, 7 m, pin, straight - socket, straight, Shielded: No, LED: No, Sheath material: PUR, Halogen: No
10745 | 9457341050 | SAIL-M12GM12G-5-10.5U | Sensor/actuator line, Connecting line, M12 / M12, Number of poles : 5, 10.5 m, pin, straight - socket, straight, Shielded: No, LED: No, Sheath material: PUR, Halogen: No
10746 | 9457341400 | SAIL-M12GM12G-5-14U | Sensor/actuator line, Connecting line, M12 / M12, Number of poles : 5, 14 m, pin, straight - socket, straight, Shielded: No, LED: No, Sheath material: PUR, Halogen: No
10747 | 9457341800 | SAIL-M12GM12G-5-18U | Sensor/actuator line, Connecting line, M12 / M12, Number of poles : 5, 18 m, pin, straight - socket, straight, Shielded: No, LED: No, Sheath material: PUR, Halogen: No
10748 | 9457342350 | SAIL-M12GM12G-5-23.5U | Sensor/actuator line, Connecting line, M12 / M12, Number of poles : 5, 23.5 m, pin, straight - socket, straight, Shielded: No, LED: No, Sheath material: PUR, Halogen: No
10749 | 9457380120 | SAIL-M8BW-3-1.2U | Sensor/actuator line, One end without connector, M8, Number of poles : 3, 1.2 m, Socket, angled, Shielded: No, LED: No, Sheath material: PUR, Halogen: No
10750 | 9457380250 | SAIL-M8BW-3-2.5U | Sensor/actuator line, One end without connector, M8, Number of poles : 3, 2.5 m, Socket, angled, Shielded: No, LED: No, Sheath material: PUR, Halogen: No
10751 | 9457390030 | SAIL-M12GM12W-3-0.3U | Sensor/actuator line, Connecting line, M12 / M12, Number of poles : 3, 0.3 m, pin, straight - socket, 90°, Shielded: No, LED: No, Sheath material: PUR, Halogen: No
10752 | 9457390060 | SAIL-M12GM12W-3-0.6U | Sensor/actuator line, Connecting line, M12 / M12, Number of poles : 3, 0.6 m, pin, straight - socket, 90°, Shielded: No, LED: No, Sheath material: PUR, Halogen: No
10753 | 9457390120 | SAIL-M12GM12W-3-1.2U | Sensor/actuator line, Connecting line, M12 / M12, Number of poles : 3, 1.2 m, pin, straight - socket, 90°, Shielded: No, LED: No, Sheath material: PUR, Halogen: No
10754 | 9457390200 | SAIL-M12GM12W-3-2.0U | Sensor/actuator line, Connecting line, M12 / M12, Number of poles : 3, 2 m, pin, straight - socket, 90°, Shielded: No, LED: No, Sheath material: PUR, Halogen: No
10755 | 9457390400 | SAIL-M12GM12W-3-4.0U | Sensor/actuator line, Connecting line, M12 / M12, Number of poles : 3, 4 m, pin, straight - socket, 90°, Shielded: No, LED: No, Sheath material: PUR, Halogen: No
10756 | 9457390600 | SAIL-M12GM12W-3-6.0U | Sensor/actuator line, Connecting line, M12 / M12, Number of poles : 3, 6 m, pin, straight - socket, 90°, Shielded: No, LED: No, Sheath material: PUR, Halogen: No
10757 | 9457410030 | SAIL-ZW-M8BW-3L0.3U | Sensor/actuator line, Connecting line, M12 / M8, Number of poles : 3, 0.3 m, Twin cabling, pin, straight, 2x socket, angled, Shielded: No, LED: Yes, Sheath material: PUR, Halogen: No
10758 | 9457410150 | SAIL-ZW-M8BW-3L1.5U | Sensor/actuator line, Connecting line, M12 / M8, Number of poles : 3, 1.5 m, Twin cabling, pin, straight, 2x socket, angled, Shielded: No, LED: Yes, Sheath material: PUR, Halogen: No
10759 | 9457410200 | SAIL-ZW-M8BW-3L2.0U | Sensor/actuator line, Connecting line, M12 / M8, Number of poles : 3, 2 m, Twin cabling, pin, straight, 2x socket, angled, Shielded: No, LED: Yes, Sheath material: PUR, Halogen: No
10760 | 9457410300 | SAIL-ZW-M8BW-3L3.0U | Sensor/actuator line, Connecting line, M12 / M8, Number of poles : 3, 3 m, Twin cabling, pin, straight, 2x socket, angled, Shielded: No, LED: Yes, Sheath material: PUR, Halogen: No
10761 | 9457410500 | SAIL-ZW-M8BW-3L5.0U | Sensor/actuator line, Connecting line, M12 / M8, Number of poles : 3, 5 m, Twin cabling, pin, straight, 2x socket, angled, Shielded: No, LED: Yes, Sheath material: PUR, Halogen: No
10762 | 9457411000 | SAIL-ZW-M8BW-3L10U | Sensor/actuator line, Connecting line, M12 / M8, Number of poles : 3, 10 m, Twin cabling, pin, straight, 2x socket, angled, Shielded: No, LED: Yes, Sheath material: PUR, Halogen: No
10763 | 9457430000 | SAI-8-MF 5P PUR 10M | Sensor-actuator passive distributor, M12, Hood version, 10 m, Yes
10764 | 9457450010 | SAIL-M8BG-3-0.1U | Sensor/actuator line, One end without connector, M8, Number of poles : 3, 0.1 m, Female socket, straight, Shielded: No, LED: No, Sheath material: PUR, Halogen: No
10765 | 9457450250 | SAIL-M8BG-3-2.5U | Sensor/actuator line, One end without connector, M8, Number of poles : 3, 2.5 m, Female socket, straight, Shielded: No, LED: No, Sheath material: PUR, Halogen: No
10766 | 9457460010 | SAIL-M8BW-3L0.1U | Sensor/actuator line, One end without connector, M8, Number of poles : 3, 0.1 m, Socket, angled, Shielded: No, LED: Yes, Sheath material: PUR, Halogen: No
10767 | 9457460200 | SAIL-M8BW-3L2.0U | Sensor/actuator line, One end without connector, M8, Number of poles : 3, 2 m, Socket, angled, Shielded: No, LED: Yes, Sheath material: PUR, Halogen: No
10768 | 9457462000 | SAIL-M8BW-3L20U | Sensor/actuator line, One end without connector, M8, Number of poles : 3, 20 m, Socket, angled, Shielded: No, LED: Yes, Sheath material: PUR, Halogen: No
10769 | 9457490030 | SAIL-ZW-M8BG-3-0.3U | Sensor/actuator line, Connecting line, M12 / M8, Number of poles : 3, 0.3 m, Twin cabling, pin, straight, 2x socket, straight, Shielded: No, LED: No, Sheath material: PUR, Halogen: No
10770 | 9457490060 | SAIL-ZW-M8BG-3-0.6U | Sensor/actuator line, Connecting line, M12 / M8, Number of poles : 3, 0.6 m, Twin cabling, pin, straight, 2x socket, straight, Shielded: No, LED: No, Sheath material: PUR, Halogen: No
10771 | 9457490090 | SAIL-ZW-M8BG-3-0.9U | Sensor/actuator line, Connecting line, M12 / M8, Number of poles : 3, 0.9 m, Twin cabling, pin, straight, 2x socket, straight, Shielded: No, LED: No, Sheath material: PUR, Halogen: No
10772 | 9457490100 | SAIL-ZW-M8BG-3-1.0U | Sensor/actuator line, Connecting line, M12 / M8, Number of poles : 3, 1 m, Shielded: No, LED: No, Sheath material: PUR, Halogen: No
10773 | 9457490200 | SAIL-ZW-M8BG-3-2.0U | Sensor/actuator line, Connecting line, M12 / M8, Number of poles : 3, 2 m, Twin cabling, pin, straight, 2x socket, straight, Shielded: No, LED: No, Sheath material: PUR, Halogen: No
10774 | 9457570150 | SAIL-M12GM8WR-3-1.5U | Sensor/actuator line, Connecting line, M12 / M8, Number of poles : 3, 1.5 m, pin, straight - socket, 90°, Shielded: No, LED: No, Sheath material: PUR, Halogen: No
10775 | 9457570300 | SAIL-M12GM8WR-3-3.0U | Sensor/actuator line, Connecting line, M12 / M8, Number of poles : 3, 3 m, pin, straight - socket, 90°, Shielded: No, LED: No, Sheath material: PUR, Halogen: No
10776 | 9457570500 | SAIL-M12GM8WR-3-5.0U | Sensor/actuator line, Connecting line, M12 / M8, Number of poles : 3, 5 m, pin, straight - socket, 90°, Shielded: No, LED: No, Sheath material: PUR, Halogen: No
10777 | 9457571000 | SAIL-M12GM8WR-3-10U | Sensor/actuator line, Connecting line, M12 / M8, Number of poles : 3, 10 m, pin, straight - socket, 90°, Shielded: No, LED: No, Sheath material: PUR, Halogen: No
10778 | 9457610030 | SAIL-M12G-5-0.3U | Sensor/actuator line, One end without connector, M12, Number of poles : 5, 0.3 m, pin, straight, Shielded: No, LED: No, Sheath material: PUR, Halogen: No
10779 | 9457610060 | SAIL-M12G-5-0.6U | Sensor/actuator line, One end without connector, M12, Number of poles : 5, 0.6 m, pin, straight, Shielded: No, LED: No, Sheath material: PUR, Halogen: No
10780 | 9457610200 | SAIL-M12G-5-2.0U | Sensor/actuator line, One end without connector, M12, Number of poles : 5, 2 m, pin, straight, Shielded: No, LED: No, Sheath material: PUR, Halogen: No
10781 | 9457610250 | SAIL-M12G-5-2.5U | Sensor/actuator line, One end without connector, M12, Number of poles : 5, 2.5 m, pin, straight, Shielded: No, LED: No, Sheath material: PUR, Halogen: No
10782 | 9457610400 | SAIL-M12G-5-4.0U | Sensor/actuator line, One end without connector, M12, Number of poles : 5, 4 m, pin, straight, Shielded: No, LED: No, Sheath material: PUR, Halogen: No
10783 | 9457610600 | SAIL-M12G-5-6.0U | Sensor/actuator line, One end without connector, M12, Number of poles : 5, 6 m, pin, straight, Shielded: No, LED: No, Sheath material: PUR, Halogen: No
10784 | 9457614000 | SAIL-M12G-5-40U | Sensor/actuator line, One end without connector, M12, Number of poles : 5, 40 m, pin, straight, Shielded: No, LED: No, Sheath material: PUR, Halogen: No
10785 | 9457660300 | SAIL-M12BG-2/4-3.0U | Sensor/actuator line, One end without connector, M12, Number of poles : 2, 3 m, Female socket, straight, Shielded: No, LED: No, Sheath material: PUR, Halogen: No
10786 | 9457670060 | SAIL-M12W-5-0.6U | Sensor/actuator line, One end without connector, M12, Number of poles : 5, 0.6 m, pin, 90°, Shielded: No, LED: No, Sheath material: PUR, Halogen: No
10787 | 9457670090 | SAIL-M12W-5-0.9U | Sensor/actuator line, One end without connector, M12, Number of poles : 5, 0.9 m, pin, 90°, Shielded: No, LED: No, Sheath material: PUR, Halogen: No
10788 | 9457680030 | SAIL-VSB-M12G-0.3U | Valve plug, Straight plug - valve plug
10789 | 9457680060 | SAIL-VSB-M12G-0.6U | Valve plug, Straight plug - valve plug, B
10790 | 9457680100 | SAIL-VSB-M12G-1.0U | Valve plug, Straight plug - valve plug
10791 | 9457680120 | SAIL-VSB-M12G-1.2U | Valve plug, Straight plug - valve plug, B
10792 | 9457680200 | SAIL-VSB-M12G-2.0U | Valve plug, Straight plug - valve plug, B
10793 | 9457690060 | SAIL-M12BW-5-0.6U | Sensor/actuator line, One end without connector, M12, Number of poles : 5, 0.6 m, Socket, angled, Shielded: No, LED: No, Sheath material: PUR, Halogen: No
10794 | 9457690090 | SAIL-M12BW-5-0.9U | Sensor/actuator line, One end without connector, M12, Number of poles : 5, 0.9 m, Socket, angled, Shielded: No, LED: No, Sheath material: PUR, Halogen: No
10795 | 9457690120 | SAIL-M12BW-5-1.2U | Sensor/actuator line, One end without connector, M12, Number of poles : 5, 1.2 m, Socket, angled, Shielded: No, LED: No, Sheath material: PUR, Halogen: No
10796 | 9457690250 | SAIL-M12BW-5-2.5U | Sensor/actuator line, One end without connector, M12, Number of poles : 5, 2.5 m, Socket, angled, Shielded: No, LED: No, Sheath material: PUR, Halogen: No
10797 | 9457691500 | SAIL-M12BW-5-15U | Sensor/actuator line, One end without connector, M12, Number of poles : 5, 15 m, Socket, angled, Shielded: No, LED: No, Sheath material: PUR, Halogen: No
10798 | 9457692000 | SAIL-M12BW-5-20U | Sensor/actuator line, One end without connector, M12, Number of poles : 5, 20 m, Socket, angled, Shielded: No, LED: No, Sheath material: PUR, Halogen: No
10799 | 9457692500 | SAIL-M12BW-5-25U | Sensor/actuator line, One end without connector, M12, Number of poles : 5, 25 m, Socket, angled, Shielded: No, LED: No, Sheath material: PUR, Halogen: No
10800 | 9457710080 | SAIL-VSA-0.8U | Valve plug, One end without connector - valve plug, A
10801 | 9457710800 | SAIL-VSA-8.0U | Valve plug, One end without connector - valve plug
10802 | 9457711300 | SAIL-VSA-13U | Valve plug, One end without connector - valve plug, A
10803 | 9457730030 | SAIL-M12BG-4-0.3U | Sensor/actuator line, One end without connector, M12, Number of poles : 4, 0.3 m, Female socket, straight, Shielded: No, LED: No, Sheath material: PUR, Halogen: No
10804 | 9457730120 | SAIL-M12BG-4-1.2U | Sensor/actuator line, One end without connector, M12, Number of poles : 4, 1.2 m, Female socket, straight, Shielded: No, LED: No, Sheath material: PUR, Halogen: No
10805 | 9457734000 | SAIL-M12BG-4-40U | Sensor/actuator line, One end without connector, M12, Number of poles : 4, 40 m, Female socket, straight, Shielded: No, LED: No, Sheath material: PUR, Halogen: No
10806 | 9457740060 | SAIL-M12BW-4-0.6U | Sensor/actuator line, One end without connector, M12, Number of poles : 4, 0.6 m, Socket, angled, Shielded: No, LED: No, Sheath material: PUR, Halogen: No
10807 | 9457740120 | SAIL-M12BW-4-1.2U | Sensor/actuator line, One end without connector, M12, Number of poles : 4, 1.2 m, Socket, angled, Shielded: No, LED: No, Sheath material: PUR, Halogen: No
10808 | 9457740250 | SAIL-M12BW-4-2.5U | Sensor/actuator line, One end without connector, M12, Number of poles : 4, 2.5 m, Socket, angled, Shielded: No, LED: No, Sheath material: PUR, Halogen: No
10809 | 9457740750 | SAIL-M12BW-4-7.5U | Sensor/actuator line, One end without connector, M12, Number of poles : 4, 7.5 m, Socket, angled, Shielded: No, LED: No, Sheath material: PUR, Halogen: No
10810 | 9457741500 | SAIL-M12BW-4-15U | Sensor/actuator line, One end without connector, M12, Number of poles : 4, 15 m, Socket, angled, Shielded: No, LED: No, Sheath material: PUR, Halogen: No
10811 | 9457750100 | SAIL-M12GM12W-2/4L1.0U | Sensor/actuator line, Connecting line, M12 / M12, Number of poles : 3, 1 m, pin, straight - socket, 90°, Shielded: No, LED: Yes, Sheath material: PUR, Halogen: No
10812 | 9457750150 | SAIL-M12GM12W-2/4L1.5U | Sensor/actuator line, Connecting line, M12 / M12, Number of poles : 3, 1.5 m, pin, straight - socket, 90°, Shielded: No, LED: Yes, Sheath material: PUR, Halogen: No
10813 | 9457750200 | SAIL-M12GM12W-2/4L2.0U | Sensor/actuator line, Connecting line, M12 / M12, Number of poles : 3, 2 m, pin, straight - socket, 90°, Shielded: No, LED: Yes, Sheath material: PUR, Halogen: No
10814 | 9457750300 | SAIL-M12GM12W-2/4L3.0U | Sensor/actuator line, Connecting line, M12 / M12, Number of poles : 3, 3 m, pin, straight - socket, 90°, Shielded: No, LED: Yes, Sheath material: PUR, Halogen: No
10815 | 9457750500 | SAIL-M12GM12W-2/4L5.0U | Sensor/actuator line, Connecting line, M12 / M12, Number of poles : 3, 5 m, pin, straight - socket, 90°, Shielded: No, LED: Yes, Sheath material: PUR, Halogen: No
10816 | 9457751000 | SAIL-M12GM12W-2/4L10U | Sensor/actuator line, Connecting line, M12 / M12, Number of poles : 3, 10 m, pin, straight - socket, 90°, Shielded: No, LED: Yes, Sheath material: PUR, Halogen: No
10817 | 9457760030 | SAIL-M12GM8W-3L0.3U | Sensor/actuator line, Connecting line, M12 / M8, Number of poles : 3, 0.3 m, pin, straight - socket, 90°, Shielded: No, LED: Yes, Sheath material: PUR, Halogen: No
10818 | 9457760060 | SAIL-M12GM8W-3L0.6U | Sensor/actuator line, Connecting line, M12 / M8, Number of poles : 3, 0.6 m, pin, straight - socket, 90°, Shielded: No, LED: Yes, Sheath material: PUR, Halogen: No
10819 | 9457760200 | SAIL-M12GM8W-3L2.0U | Sensor/actuator line, Connecting line, M12 / M8, Number of poles : 3, 2 m, pin, straight - socket, 90°, Shielded: No, LED: Yes, Sheath material: PUR, Halogen: No
10820 | 9457761000 | SAIL-M12GM8W-3L10U | Sensor/actuator line, Connecting line, M12 / M8, Number of poles : 3, 10 m, pin, straight - socket, 90°, Shielded: No, LED: Yes, Sheath material: PUR, Halogen: No
10821 | 9457770030 | SAIL-M12GM8G-3-0.3U | Sensor/actuator line, Connecting line, M12 / M8, Number of poles : 3, 0.3 m, pin, straight - socket, straight, Shielded: No, LED: No, Sheath material: PUR, Halogen: No
10822 | 9457770060 | SAIL-M12GM8G-3-0.6U | Sensor/actuator line, Connecting line, M12 / M8, Number of poles : 3, 0.6 m, pin, straight - socket, straight, Shielded: No, LED: No, Sheath material: PUR, Halogen: No
10823 | 9457770090 | SAIL-M12GM8G-3-0.9U | Sensor/actuator line, Connecting line, M12 / M8, Number of poles : 3, 0.9 m, pin, straight - socket, straight, Shielded: No, LED: No, Sheath material: PUR, Halogen: No
10824 | 9457770100 | SAIL-M12GM8G-3-1.0U | Sensor/actuator line, Connecting line, M12 / M8, Number of poles : 3, 1 m, pin, straight - socket, straight, Shielded: No, LED: No, Sheath material: PUR, Halogen: No
10825 | 9457770120 | SAIL-M12GM8G-3-1.2U | Sensor/actuator line, Connecting line, M12 / M8, Number of poles : 3, 1.2 m, pin, straight - socket, straight, Shielded: No, LED: No, Sheath material: PUR, Halogen: No
10826 | 9457770200 | SAIL-M12GM8G-3-2.0U | Sensor/actuator line, Connecting line, M12 / M8, Number of poles : 3, 2 m, pin, straight - socket, straight, Shielded: No, LED: No, Sheath material: PUR, Halogen: No
10827 | 9457770250 | SAIL-M12GM8G-3-2.5U | Sensor/actuator line, Connecting line, M12 / M8, Number of poles : 3, 2.5 m, pin, straight - socket, straight, Shielded: No, LED: No, Sheath material: PUR, Halogen: No
10828 | 9457770600 | SAIL-M12GM8G-3-6.0U | Sensor/actuator line, Connecting line, M12 / M8, Number of poles : 3, 0.6 m, pin, straight - socket, straight, Shielded: No, LED: No, Sheath material: PUR, Halogen: No
10829 | 9457770750 | SAIL-M12GM8G-3-7.5U | Sensor/actuator line, Connecting line, M12 / M8, Number of poles : 3, 7.5 m, pin, straight - socket, straight, Shielded: No, LED: No, Sheath material: PUR, Halogen: No
10830 | 9457770800 | SAIL-M12GM8G-3-8.0U | Sensor/actuator line, Connecting line, M12 / M8, Number of poles : 3, 8 m, pin, straight - socket, straight, Shielded: No, LED: No, Sheath material: PUR, Halogen: No
10831 | 9457771500 | SAIL-M12GM8G-3-15U | Sensor/actuator line, Connecting line, M12 / M8, Number of poles : 3, 15 m, pin, straight - socket, straight, Shielded: No, LED: No, Sheath material: PUR, Halogen: No
10832 | 9457790060 | SAIL-M12GM12W-3L0.6U | Sensor/actuator line, Connecting line, M12 / M12, Number of poles : 3, 0.6 m, pin, straight - socket, 90°, Shielded: No, LED: Yes, Sheath material: PUR, Halogen: No
10833 | 9457790090 | SAIL-M12GM12W-3L0.9U | Sensor/actuator line, Connecting line, M12 / M12, Number of poles : 3, 0.9 m, pin, straight - socket, 90°, Shielded: No, LED: Yes, Sheath material: PUR, Halogen: No
10834 | 9457790120 | SAIL-M12GM12W-3L1.2U | Sensor/actuator line, Connecting line, M12 / M12, Number of poles : 3, 1.2 m, pin, straight - socket, 90°, Shielded: No, LED: Yes, Sheath material: PUR, Halogen: No
10835 | 9457790200 | SAIL-M12GM12W-3L2.0U | Sensor/actuator line, Connecting line, M12 / M12, Number of poles : 3, 2 m, pin, straight - socket, 90°, Shielded: No, LED: Yes, Sheath material: PUR, Halogen: No
10836 | 9457791000 | SAIL-M12GM12W-3L10U | Sensor/actuator line, Connecting line, M12 / M12, Number of poles : 3, 10 m, pin, straight - socket, 90°, Shielded: No, LED: Yes, Sheath material: PUR, Halogen: No
10837 | 9457800010 | SAIL-M12BW-3L0.1U | Sensor/actuator line, One end without connector, M12, Number of poles : 3, 0.1 m, Socket, angled, Shielded: No, LED: Yes, Sheath material: PUR, Halogen: No
10838 | 9457800200 | SAIL-M12BW-3L2.0U | Sensor/actuator line, One end without connector, M12, Number of poles : 3, 2 m, Socket, angled, Shielded: No, LED: Yes, Sheath material: PUR, Halogen: No
10839 | 9457801500 | SAIL-M12BW-3L15U | Sensor/actuator line, One end without connector, M12, Number of poles : 3, 15 m, Socket, angled, Shielded: No, LED: Yes, Sheath material: PUR, Halogen: No
10840 | 9457810010 | SAIL-M12G-3-0.1U | Sensor/actuator line, One end without connector, M12, Number of poles : 3, 0.1 m, pin, straight, Shielded: No, LED: No, Sheath material: PUR, Halogen: No
10841 | 9457810030 | SAIL-M12G-3-0.3U | Sensor/actuator line, One end without connector, M12, Number of poles : 3, 0.3 m, pin, straight, Shielded: No, LED: No, Sheath material: PUR, Halogen: No
10842 | 9457810090 | SAIL-M12G-3-0.9U | Sensor/actuator line, One end without connector, M12, Number of poles : 3, 0.9 m, pin, straight, Shielded: No, LED: No, Sheath material: PUR, Halogen: No
10843 | 9457810200 | SAIL-M12G-3-2.0U | Sensor/actuator line, One end without connector, M12, Number of poles : 3, 2 m, pin, straight, Shielded: No, LED: No, Sheath material: PUR, Halogen: No
10844 | 9457810250 | SAIL-M12G-3-2.5U | Sensor/actuator line, One end without connector, M12, Number of poles : 3, 2.5 m, pin, straight, Shielded: No, LED: No, Sheath material: PUR, Halogen: No
10845 | 9457820010 | SAIL-M12BG-3-0.1U | Sensor/actuator line, One end without connector, M12, Number of poles : 3, 0.1 m, Female socket, straight, Shielded: No, LED: No, Sheath material: PUR, Halogen: No
10846 | 9457820030 | SAIL-M12BG-3-0.3U | Sensor/actuator line, One end without connector, M12, Number of poles : 3, 0.3 m, Female socket, straight, Shielded: No, LED: No, Sheath material: PUR, Halogen: No
10847 | 9457820200 | SAIL-M12BG-3-2.0U | Sensor/actuator line, One end without connector, M12, Number of poles : 3, 2 m, Female socket, straight, Shielded: No, LED: No, Sheath material: PUR, Halogen: No
10848 | 9457821500 | SAIL-M12BG-3-15U | Sensor/actuator line, One end without connector, M12, Number of poles : 3, 15 m, Female socket, straight, Shielded: No, LED: No, Sheath material: PUR, Halogen: No
10849 | 9457822000 | SAIL-M12BG-3-20U | Sensor/actuator line, One end without connector, M12, Number of poles : 3, 20 m, Female socket, straight, Shielded: No, LED: No, Sheath material: PUR, Halogen: No
10850 | 9457850750 | SAIL-M8BG-4-7.5U | Sensor/actuator line, One end without connector, M8, Number of poles : 4, 7.5 m, Female socket, straight, Shielded: No, LED: No, Sheath material: PUR, Halogen: No
10851 | 9457853000 | SAIL-M8BG-4-30U | Sensor/actuator line, One end without connector, M8, Number of poles : 4, 30 m, Female socket, straight, Shielded: No, LED: No, Sheath material: PUR, Halogen: No
10852 | 9457890100 | SAIL-M12GM12W-2/4-1.0U | Sensor/actuator line, Connecting line, M12 / M12, Number of poles : 4, 1 m, pin, straight - socket, 90°, Shielded: No, LED: No, Sheath material: PUR, Halogen: No
10853 | 9457890150 | SAIL-M12GM12W-2/4-1.5U | Sensor/actuator line, Connecting line, M12 / M12, Number of poles : 3, 1.5 m, pin, straight - socket, 90°, Shielded: No, LED: No, Sheath material: PUR, Halogen: No
10854 | 9457890200 | SAIL-M12GM12W-2/4-2.0U | Sensor/actuator line, Connecting line, M12 / M12, Number of poles : 3, 2 m, pin, straight - socket, 90°, Shielded: No, LED: No, Sheath material: PUR, Halogen: No
10855 | 9457890300 | SAIL-M12GM12W-2/4-3.0U | Sensor/actuator line, Connecting line, M12 / M12, Number of poles : 3, 3 m, pin, straight - socket, 90°, Shielded: No, LED: No, Sheath material: PUR, Halogen: No
10856 | 9457891000 | SAIL-M12GM12W-2/4-10U | Sensor/actuator line, Connecting line, M12 / M12, Number of poles : 3, 10 m, pin, straight - socket, 90°, Shielded: No, LED: No, Sheath material: PUR, Halogen: No
10857 | 9457900150 | SAIL-M12WM12W-5-1.5U | Sensor/actuator line, Connecting line, M12 / M12, Number of poles : 5, 1.5 m, pin, 90° - socket 90°, Shielded: No, LED: No, Sheath material: PUR, Halogen: No
10858 | 9457900200 | SAIL-M12WM12W-5-2.0U | Sensor/actuator line, Connecting line, M12 / M12, Number of poles : 5, 2 m, pin, 90° - socket 90°, Shielded: No, LED: No, Sheath material: PUR, Halogen: No
10859 | 9457900250 | SAIL-M12WM12W-5-2.5U | Sensor/actuator line, Connecting line, M12 / M12, Number of poles : 5, 2.5 m, pin, 90° - socket 90°, Shielded: No, LED: No, Sheath material: PUR, Halogen: No
10860 | 9457901000 | SAIL-M12WM12W-5-10U | Sensor/actuator line, Connecting line, M12 / M12, Number of poles : 5, 10 m, pin, 90° - socket 90°, Shielded: No, LED: No, Sheath material: PUR, Halogen: No
10861 | 9457910060 | SAIL-M12BG-5-0.6U | Sensor/actuator line, One end without connector, M12, Number of poles : 5, 0.6 m, Female socket, straight, Shielded: No, LED: No, Sheath material: PUR, Halogen: No
10862 | 9457910800 | SAIL-M12BG-5-8.0U | Sensor/actuator line, One end without connector, M12, Number of poles : 5, 8 m, Female socket, straight, Shielded: No, LED: No, Sheath material: PUR, Halogen: No
10863 | 9457920200 | SAIL-VSC-2.0U | Valve plug, One end without connector - valve plug, C
10864 | 9457930750 | SAIL-VSB-7.5U | Valve plug
10865 | 9457950030 | SAIV-M12BG-4-0.3U | Sensor/actuator line, One end without connector, M12, Number of poles : 4, 0.3 m, Female socket, straight, Shielded: No, LED: No, Sheath material: PUR, Halogen: No
10866 | 9457950060 | SAIV-M12BG-4-0.6U | Sensor/actuator line, One end without connector, M12, Number of poles : 4, 0.6 m, Female socket, straight, Shielded: No, LED: No, Sheath material: PUR, Halogen: No
10867 | 9457950150 | SAIV-M12BG-4-1.5U | Sensor/actuator line, One end without connector, M12, Number of poles : 4, 1.5 m, Female socket, straight, Shielded: No, LED: No, Sheath material: PUR, Halogen: No
10868 | 9457950200 | SAIV-M12BG-4-2.0U | Sensor/actuator line, One end without connector, M12, Number of poles : 4, 2 m, Female socket, straight, Shielded: No, LED: No, Sheath material: PUR, Halogen: No
10869 | 9457950300 | SAIV-M12BG-4-3.0U | Sensor/actuator line, One end without connector, M12, Number of poles : 4, 3 m, Female socket, straight, Shielded: No, LED: No, Sheath material: PUR, Halogen: No
10870 | 9457951500 | SAIV-M12BG-4-15U | Sensor/actuator line, One end without connector, M12, Number of poles : 4, 15 m, Female socket, straight, Shielded: No, LED: No, Sheath material: PUR, Halogen: No
10871 | 9457960150 | SAIV-M12BW-4-1.5U | Sensor/actuator line, One end without connector, M12, Number of poles : 4, 1.5 m, Socket, angled, Shielded: No, LED: No, Sheath material: PUR, Halogen: No
10872 | 9457960200 | SAIV-M12BW-4-2.0U | Sensor/actuator line, One end without connector, M12, Number of poles : 4, 2 m, Socket, angled, Shielded: No, LED: No, Sheath material: PUR, Halogen: No
10873 | 9457980030 | SAIL-M12GM8W-3-0.3U | Sensor/actuator line, Connecting line, M12 / M8, Number of poles : 3, 0.3 m, pin, straight - socket, 90°, Shielded: No, LED: No, Sheath material: PUR, Halogen: No
10874 | 9457980060 | SAIL-M12GM8W-3-0.6U | Sensor/actuator line, Connecting line, M12 / M8, Number of poles : 3, 0.6 m, pin, straight - socket, 90°, Shielded: No, LED: No, Sheath material: PUR, Halogen: No
10875 | 9457980120 | SAIL-M12GM8W-3-1.2U | Sensor/actuator line, Connecting line, M12 / M8, Number of poles : 3, 1.2 m, pin, straight - socket, 90°, Shielded: No, LED: No, Sheath material: PUR, Halogen: No
10876 | 9457980200 | SAIL-M12GM8W-3-2.0U | Sensor/actuator line, Connecting line, M12 / M8, Number of poles : 3, 2 m, pin, straight - socket, 90°, Shielded: No, LED: No, Sheath material: PUR, Halogen: No
10877 | 9457980250 | SAIL-M12GM8W-3-2.5U | Sensor/actuator line, Connecting line, M12 / M8, Number of poles : 3, 2.5 m, pin, straight - socket, 90°, Shielded: No, LED: No, Sheath material: PUR, Halogen: No
10878 | 9457980300 | SAIL-M12GM8W-3-3.0U | Sensor/actuator line, Connecting line, M12 / M8, Number of poles : 3, 3 m, pin, straight - socket, 90°, Shielded: No, LED: No, Sheath material: PUR, Halogen: No
10879 | 1059890010 | IE-C5DD4UG0010MCAMCA-E | Dragline cable, PROFINET, M12 D-code ? IP 67 angled pin, M12 D-code ? IP 67 angled pin, Cat.5 (ISO/IEC 11801) / Cat.5e (TIA T568-B), PUR, 1 m
10880 | 9457790030 | SAIL-M12GM12W-3L0.3U | Sensor/actuator line, Connecting line, M12 / M12, Number of poles : 3, 0.3 m, pin, straight - socket, 90°, Shielded: No, LED: Yes, Sheath material: PUR, Halogen: No
10881 | 1927160200 | SAIL-M8GM8G-4-2.0V | Sensor/actuator line, Connecting line, M8 / M8, Number of poles : 4, 2 m, pin, straight - socket, straight, Shielded: No, LED: No, Sheath material: PVC, Halogen: Yes
10882 | 1134610200 | IE-C5DS4VG0200MCAA20-E | System cable, M12 D-code ? IP 67 angled pin, RJ45 IP 20, Cat.5 (ISO/IEC 11801) / Cat.5e (TIA T568-B), PVC, 20 m
10883 | 1134610150 | IE-C5DS4VG0150MCAA20-E | System cable, M12 D-code ? IP 67 angled pin, RJ45 IP 20, Cat.5 (ISO/IEC 11801) / Cat.5e (TIA T568-B), PVC, 15 m
10884 | 1927210100 | SAIL-M8WM8W-3-1.0V | Sensor/actuator line, Number of poles : 3, pin, straight - socket, 90°
10885 | 9457890250 | SAIL-M12GM12W-2/4-2.5U | Sensor/actuator line, Number of poles : 3, pin, straight - socket, 90°
10886 | 1059760020 | IE-C5DD4UG0020MCAA20-E | Dragline cable, PROFINET, M12 D-code ? IP 67 angled pin, RJ45 IP 20, Cat.5 (ISO/IEC 11801) / Cat.5e (TIA T568-B), PUR, 2 m
10887 | 9457772000 | SAIL-M12GM8G-3-20U | Sensor/actuator line, Connecting line, Number of poles : 3, pin, straight - socket, straight, Shielded: No
10888 | 1061880150 | SAIL-M12BG-5B-1.5U | Sensor/actuator line, One end without connector, M12, Number of poles : 5, 1.5 m, Female socket, straight, Shielded: No, LED: No, Sheath material: PUR, Halogen: No
10889 | 1061880500 | SAIL-M12BG-5B-5.0U | Sensor/actuator line, One end without connector, M12, Number of poles : 5, 5 m, Female socket, straight, Shielded: No, LED: No, Sheath material: PUR, Halogen: No
10890 | 1061881000 | SAIL-M12BG-5B-10U | Sensor/actuator line, One end without connector, M12, Number of poles : 5, 10 m, Female socket, straight, Shielded: No, LED: No, Sheath material: PUR, Halogen: No
10891 | 1061890150 | SAIL-M12BW-3B-1.5U | Sensor/actuator line, One end without connector, M12, Number of poles : 3, 1.5 m, Socket, angled, Shielded: No, LED: No, Sheath material: PUR, Halogen: No
10892 | 1061890300 | SAIL-M12BW-3B-3.0U | Sensor/actuator line, One end without connector, M12, Number of poles : 3, 3 m, Socket, angled, Shielded: No, LED: No, Sheath material: PUR, Halogen: No
10893 | 1061890500 | SAIL-M12BW-3B-5.0U | Sensor/actuator line, One end without connector, M12, Number of poles : 3, 5 m, Socket, angled, Shielded: No, LED: No, Sheath material: PUR, Halogen: No
10894 | 1061891000 | SAIL-M12BW-3B-10U | Sensor/actuator line, One end without connector, M12, Number of poles : 3, 10 m, Socket, angled, Shielded: No, LED: No, Sheath material: PUR, Halogen: No
10895 | 1061900150 | SAIL-M12BW-4B-1.5U | Sensor/actuator line, One end without connector, M12, Number of poles : 4, 1.5 m, Socket, angled, Shielded: No, LED: No, Sheath material: PUR, Halogen: No
10896 | 1061900300 | SAIL-M12BW-4B-3.0U | Sensor/actuator line, One end without connector, M12, Number of poles : 4, 3 m, Socket, angled, Shielded: No, LED: No, Sheath material: PUR, Halogen: No
10897 | 1061900500 | SAIL-M12BW-4B-5.0U | Sensor/actuator line, One end without connector, M12, Number of poles : 4, 5 m, Socket, angled, Shielded: No, LED: No, Sheath material: PUR, Halogen: No
10898 | 1061901000 | SAIL-M12BW-4B-10U | Sensor/actuator line, One end without connector, M12, Number of poles : 4, 10 m, Socket, angled, Shielded: No, LED: No, Sheath material: PUR, Halogen: No
10899 | 1061970300 | SAIL-M12W-PB-3.0D | Bus line, One end without connector, M12, Number of poles: 2, 3 m, pin, 90°, Shielded: Yes, LED: No, Sheath material: PUR, Halogen: No
10900 | 1061970500 | SAIL-M12W-PB-5.0D | Bus line, One end without connector, M12, Number of poles: 2, 5 m, pin, 90°, Shielded: Yes, LED: No, Sheath material: PUR, Halogen: No
10901 | 1061971000 | SAIL-M12W-PB-10D | Bus line, One end without connector, M12, Number of poles: 2, 10 m, pin, 90°, Shielded: Yes, LED: No, Sheath material: PUR, Halogen: No
10902 | 1061980150 | SAIL-M12BW-CD-1.5A | Bus line, One end without connector, M12, Number of poles: 5, 1.5 m, Socket, angled, Shielded: Yes, LED: No, Sheath material: PUR, Halogen: No
10903 | 1061980300 | SAIL-M12BW-CD-3.0A | Bus line, One end without connector, M12, Number of poles: 5, 3 m, Socket, angled, Shielded: Yes, LED: No, Sheath material: PUR, Halogen: No
10904 | 1061981000 | SAIL-M12BW-CD-10A | Bus line, One end without connector, M12, Number of poles: 5, 10 m, Socket, angled, Shielded: Yes, LED: No, Sheath material: PUR, Halogen: No
10905 | 1061990150 | SAIL-M12GM12W-CD-1.5A | Bus line, Connecting line, M12 / M12, Number of poles: 5, 1.5 m, pin, straight - socket, 90°, Shielded: Yes, LED: No, Sheath material: PUR, Halogen: No
10906 | 1061990300 | SAIL-M12GM12W-CD-3.0A | Bus line, Connecting line, M12 / M12, Number of poles: 5, 3 m, pin, straight - socket, 90°, Shielded: Yes, LED: No, Sheath material: PUR, Halogen: No
10907 | 1061990500 | SAIL-M12GM12W-CD-5.0A | Bus line, Connecting line, M12 / M12, Number of poles: 5, 5 m, pin, straight - socket, 90°, Shielded: Yes, LED: No, Sheath material: PUR, Halogen: No
10908 | 1061991000 | SAIL-M12GM12W-CD-10A | Bus line, Connecting line, M12 / M12, Number of poles: 5, 10 m, pin, straight - socket, 90°, Shielded: Yes, LED: No, Sheath material: PUR, Halogen: No
10909 | 1062100150 | SAIL-M12WM12G-CD-1.5A | Bus line, Connecting line, M12 / M12, Number of poles: 5, 1.5 m, pin, angled - bush straight, Shielded: Yes, LED: No, Sheath material: PUR, Halogen: No
10910 | 1062100300 | SAIL-M12WM12G-CD-3.0A | Bus line, Connecting line, M12 / M12, Number of poles: 5, 3 m, pin, angled - bush straight, Shielded: Yes, LED: No, Sheath material: PUR, Halogen: No
10911 | 1062100500 | SAIL-M12WM12G-CD-5.0A | Bus line, Connecting line, M12 / M12, Number of poles: 5, 5 m, pin, angled - bush straight, Shielded: Yes, LED: No, Sheath material: PUR, Halogen: No
10912 | 1062101000 | SAIL-M12WM12G-CD-10A | Bus line, Connecting line, M12 / M12, Number of poles: 5, 10 m, pin, angled - bush straight, Shielded: Yes, LED: No, Sheath material: PUR, Halogen: No
10913 | 1062150150 | SAIL-M12WM12W-CD-1.5A | Bus line, Connecting line, M12 / M12, Number of poles: 5, 1.5 m, pin, 90° - socket 90°, Shielded: Yes, LED: No, Sheath material: PUR, Halogen: No
10914 | 1062150500 | SAIL-M12WM12W-CD-5.0A | Bus line, Connecting line, M12 / M12, Number of poles: 5, 5 m, pin, 90° - socket 90°, Shielded: Yes, LED: No, Sheath material: PUR, Halogen: No
10915 | 1062151000 | SAIL-M12WM12W-CD-10A | Bus line, Connecting line, M12 / M12, Number of poles: 5, 10 m, pin, 90° - socket 90°, Shielded: Yes, LED: No, Sheath material: PUR, Halogen: No
10916 | 1062170150 | SAIL-M12W-CD-1.5B | Bus line, One end without connector, M12, Number of poles: 5, 1.5 m, pin, 90°, Shielded: Yes, LED: No, Sheath material: PVC, Halogen: Yes
10917 | 1062170300 | SAIL-M12W-CD-3.0B | Bus line, One end without connector, M12, Number of poles: 5, 3 m, pin, 90°, Shielded: Yes, LED: No, Sheath material: PVC, Halogen: Yes
10918 | 1062170500 | SAIL-M12W-CD-5.0B | Bus line, One end without connector, M12, Number of poles: 5, 5 m, pin, 90°, Shielded: Yes, LED: No, Sheath material: PVC, Halogen: Yes
10919 | 1062171000 | SAIL-M12W-CD-10B | Bus line, One end without connector, M12, Number of poles: 5, 10 m, pin, 90°, Shielded: Yes, LED: No, Sheath material: PVC, Halogen: Yes
10920 | 1062180150 | SAIL-M12BW-CD-1.5B | Bus line, One end without connector, M12, Number of poles: 5, 1.5 m, Socket, angled, Shielded: Yes, LED: No, Sheath material: PVC, Halogen: Yes
10921 | 1062180300 | SAIL-M12BW-CD-3.0B | Bus line, One end without connector, M12, Number of poles: 5, 3 m, Socket, angled, Shielded: Yes, LED: No, Sheath material: PVC, Halogen: Yes
10922 | 1062180500 | SAIL-M12BW-CD-5.0B | Bus line, One end without connector, M12, Number of poles: 5, 5 m, Socket, angled, Shielded: Yes, LED: No, Sheath material: PVC, Halogen: Yes
10923 | 1062181000 | SAIL-M12BW-CD-10B | Bus line, One end without connector, M12, Number of poles: 5, 10 m, Socket, angled, Shielded: Yes, LED: No, Sheath material: PVC, Halogen: Yes
10924 | 1062190150 | SAIL-M12GM12W-CD-1.5B | Bus line, Connecting line, M12 / M12, Number of poles: 5, 1.5 m, pin, straight - socket, 90°, Shielded: Yes, LED: No, Sheath material: PVC, Halogen: Yes
10925 | 1062191000 | SAIL-M12GM12W-CD-10B | Bus line, Connecting line, M12 / M12, Number of poles: 5, 10 m, pin, straight - socket, 90°, Shielded: Yes, LED: No, Sheath material: PVC, Halogen: Yes
10926 | 1062200150 | SAIL-M12WM12G-CD-1.5B | Bus line, Connecting line, M12 / M12, Number of poles: 5, 1.5 m, pin, angled - bush straight, Shielded: Yes, LED: No, Sheath material: PVC, Halogen: Yes
10927 | 1062200300 | SAIL-M12WM12G-CD-3.0B | Bus line, Connecting line, M12 / M12, Number of poles: 5, 3 m, pin, angled - bush straight, Shielded: Yes, LED: No, Sheath material: PVC, Halogen: Yes
10928 | 1062200500 | SAIL-M12WM12G-CD-5.0B | Bus line, Connecting line, M12 / M12, Number of poles: 5, 5 m, pin, angled - bush straight, Shielded: Yes, LED: No, Sheath material: PVC, Halogen: Yes
10929 | 1062201000 | SAIL-M12WM12G-CD-10B | Bus line, Connecting line, M12 / M12, Number of poles: 5, 10 m, pin, angled - bush straight, Shielded: Yes, LED: No, Sheath material: PVC, Halogen: Yes
10930 | 1062210150 | SAIL-M12WM12W-CD-1.5B | Bus line, Connecting line, M12 / M12, Number of poles: 5, 1.5 m, pin, 90° - socket 90°, Shielded: Yes, LED: No, Sheath material: PVC, Halogen: Yes
10931 | 1062210500 | SAIL-M12WM12W-CD-5.0B | Bus line, Connecting line, M12 / M12, Number of poles: 5, 5 m, pin, 90° - socket 90°, Shielded: Yes, LED: No, Sheath material: PVC, Halogen: Yes
10932 | 1062220150 | SAIL-M12W-CD-1.5A | Bus line, One end without connector, M12, Number of poles: 5, 1.5 m, pin, 90°, Shielded: Yes, LED: No, Sheath material: PUR, Halogen: No
10933 | 1062220300 | SAIL-M12W-CD-3.0A | Bus line, One end without connector, M12, Number of poles: 5, 3 m, pin, 90°, Shielded: Yes, LED: No, Sheath material: PUR, Halogen: No
10934 | 1062220500 | SAIL-M12W-CD-5.0A | Bus line, One end without connector, M12, Number of poles: 5, 5 m, pin, 90°, Shielded: Yes, LED: No, Sheath material: PUR, Halogen: No
10935 | 1062221000 | SAIL-M12W-CD-10A | Bus line, One end without connector, M12, Number of poles: 5, 10 m, pin, 90°, Shielded: Yes, LED: No, Sheath material: PUR, Halogen: No
10936 | 1062300150 | SAIL-M12BW-PB-1.5D | Bus line, One end without connector, M12, Number of poles: 2, 1.5 m, Socket, angled, Shielded: Yes, LED: No, Sheath material: PUR, Halogen: No
10937 | 1062300300 | SAIL-M12BW-PB-3.0D | Bus line, One end without connector, M12, Number of poles: 2, 3 m, Socket, angled, Shielded: Yes, LED: No, Sheath material: PUR, Halogen: No
10938 | 1062300500 | SAIL-M12BW-PB-5.0D | Bus line, One end without connector, M12, Number of poles: 2, 5 m, Socket, angled, Shielded: Yes, LED: No, Sheath material: PUR, Halogen: No
10939 | 1062301000 | SAIL-M12BW-PB-10D | Bus line, One end without connector, M12, Number of poles: 2, 10 m, Socket, angled, Shielded: Yes, LED: No, Sheath material: PUR, Halogen: No
10940 | 1062310300 | SAIL-M12GM12W-PB-3.0D | Bus line, Connecting line, M12 / M12, Number of poles: 2, 3 m, pin, straight - socket, 90°, Shielded: Yes, LED: No, Sheath material: PUR, Halogen: No
10941 | 1062310500 | SAIL-M12GM12W-PB-5.0D | Bus line, Connecting line, M12 / M12, Number of poles: 2, 5 m, pin, straight - socket, 90°, Shielded: Yes, LED: No, Sheath material: PUR, Halogen: No
10942 | 1062320150 | SAIL-M12WM12G-PB-1.5D | Bus line, Connecting line, M12 / M12, Number of poles: 2, 1.5 m, pin, angled - bush straight, Shielded: Yes, LED: No, Sheath material: PUR, Halogen: No
10943 | 1062320300 | SAIL-M12WM12G-PB-3.0D | Bus line, Connecting line, M12 / M12, Number of poles: 2, 3 m, pin, angled - bush straight, Shielded: Yes, LED: No, Sheath material: PUR, Halogen: No
10944 | 1062330300 | SAIL-M12WM12W-PB-3.0D | Bus line, Connecting line, M12 / M12, Number of poles: 2, 3 m, pin, 90° - socket 90°, Shielded: Yes, LED: No, Sheath material: PUR, Halogen: No
10945 | 1062330500 | SAIL-M12WM12W-PB-5.0D | Bus line, Connecting line, M12 / M12, Number of poles: 2, 5 m, pin, 90° - socket 90°, Shielded: Yes, LED: No, Sheath material: PUR, Halogen: No
10946 | 1062331000 | SAIL-M12WM12W-PB-10D | Bus line, Connecting line, M12 / M12, Number of poles: 2, 10 m, pin, 90° - socket 90°, Shielded: Yes, LED: No, Sheath material: PUR, Halogen: No
10947 | 1062340300 | SAIL-M12W-PB-3.0E | Bus line, One end without connector, M12, Number of poles: 2, 3 m, pin, 90°, Shielded: Yes, LED: No, Sheath material: PVC, Halogen: Yes
10948 | 1062340500 | SAIL-M12W-PB-5.0E | Bus line, One end without connector, M12, Number of poles: 2, 5 m, pin, 90°, Shielded: Yes, LED: No, Sheath material: PVC, Halogen: Yes
10949 | 1062341000 | SAIL-M12W-PB-10E | Bus line, One end without connector, M12, Number of poles: 2, 10 m, pin, 90°, Shielded: Yes, LED: No, Sheath material: PVC, Halogen: Yes
10950 | 1062370150 | SAIL-M12BW-PB-1.5E | Bus line, One end without connector, M12, Number of poles: 2, 1.5 m, Socket, angled, Shielded: Yes, LED: No, Sheath material: PVC, Halogen: Yes
10951 | 1062370500 | SAIL-M12BW-PB-5.0E | Bus line, One end without connector, M12, Number of poles: 2, 5 m, Socket, angled, Shielded: Yes, LED: No, Sheath material: PVC, Halogen: Yes
10952 | 1062371000 | SAIL-M12BW-PB-10E | Bus line, One end without connector, M12, Number of poles: 2, 10 m, Socket, angled, Shielded: Yes, LED: No, Sheath material: PVC, Halogen: Yes
10953 | 1062380150 | SAIL-M12GM12W-PB-1.5E | Bus line, Connecting line, M12 / M12, Number of poles: 2, 1.5 m, pin, straight - socket, 90°, Shielded: Yes, LED: No, Sheath material: PVC, Halogen: Yes
10954 | 1062390150 | SAIL-M12WM12G-PB-1.5E | Bus line, Connecting line, M12 / M12, Number of poles: 2, 1.5 m, pin, angled - bush straight, Shielded: Yes, LED: No, Sheath material: PVC, Halogen: Yes
10955 | 1062390500 | SAIL-M12WM12G-PB-5.0E | Bus line, Connecting line, M12 / M12, Number of poles: 2, 5 m, pin, angled - bush straight, Shielded: Yes, LED: No, Sheath material: PVC, Halogen: Yes
10956 | 1062400300 | SAIL-M12WM12W-PB-3.0E | Bus line, Connecting line, M12 / M12, Number of poles: 2, 3 m, pin, 90° - socket 90°, Shielded: Yes, LED: No, Sheath material: PVC, Halogen: Yes
10957 | 1062400500 | SAIL-M12WM12W-PB-5.0E | Bus line, Connecting line, M12 / M12, Number of poles: 2, 5 m, pin, 90° - socket 90°, Shielded: Yes, LED: No, Sheath material: PVC, Halogen: Yes
10958 | 1062401000 | SAIL-M12WM12W-PB-10E | Bus line, Connecting line, M12 / M12, Number of poles: 2, 10 m, pin, 90° - socket 90°, Shielded: Yes, LED: No, Sheath material: PVC, Halogen: Yes
10959 | 1071990150 | SAIL-M12WM12G-4-1.5U | Sensor/actuator line, Connecting line, M12 / M12, Number of poles : 4, 1.5 m, pin, angled - bush straight, Shielded: No, LED: No, Sheath material: PUR, Halogen: No
10960 | 1071990200 | SAIL-M12WM12G-4-2.0U | Sensor/actuator line, Connecting line, M12 / M12, Number of poles : 4, 2 m, pin, angled - bush straight, Shielded: No, LED: No, Sheath material: PUR, Halogen: No
10961 | 1071990300 | SAIL-M12WM12G-4-3.0U | Sensor/actuator line, Connecting line, M12 / M12, Number of poles : 4, 3 m, pin, angled - bush straight, Shielded: No, LED: No, Sheath material: PUR, Halogen: No
10962 | 1075410500 | FBCEX PA M12 MA-FMA 5M | Bus line, Connecting line, M12 / M12, Number of poles: 2, 5 m, pin, 90° - socket 90°, Shielded: Yes, LED: No, Sheath material: PVC, Halogen: Yes
10963 | 1075450200 | FBCEX PA M12 MA-FM 2M | Bus line, Connecting line, M12 / M12, Number of poles: 2, 2 m, pin, angled - bush straight, Shielded: Yes, LED: No, Sheath material: PVC, Halogen: Yes
10964 | 1075620500 | FBC PA M12 M-FMA 5M | Bus line, Connecting line, M12 / M12, Number of poles: 2, 5 m, pin, straight - socket, 90°, Shielded: Yes, LED: No, Sheath material: PVC, Halogen: Yes
10965 | 1075621000 | FBC PA M12 M-FMA 10M | Bus line, Connecting line, M12 / M12, Number of poles: 2, 10 m, pin, straight - socket, 90°, Shielded: Yes, LED: No, Sheath material: PVC, Halogen: Yes
10966 | 1076520500 | FBCEX PA M12 FMA 5M | Bus line, One end without connector, M12, Number of poles: 2, 5 m, Socket, angled, Shielded: Yes, LED: No, Sheath material: PVC, Halogen: Yes
10967 | 1076521000 | FBCEX PA M12 FMA 10M | Bus line, One end without connector, M12, Number of poles: 2, 10 m, Socket, angled, Shielded: Yes, LED: No, Sheath material: PVC, Halogen: Yes
10968 | 1076530100 | FBC PA M12 FMA 1M | Bus line, One end without connector, M12, Number of poles: 2, 1 m, Socket, angled, Shielded: Yes, LED: No, Sheath material: PVC, Halogen: Yes
10969 | 1077750150 | SAIL-M12G-4-1.5UGE | Sensor/actuator line, One end without connector, M12, Number of poles : 4, 1.5 m, pin, straight, Shielded: No, LED: No, Sheath material: PUR, Halogen: No
10970 | 1077750300 | SAIL-M12G-4-3.0UGE | Sensor/actuator line, One end without connector, M12, Number of poles : 4, 3 m, pin, straight, Shielded: No, LED: No, Sheath material: PUR, Halogen: No
10971 | 1077750500 | SAIL-M12G-4-5.0UGE | Sensor/actuator line, One end without connector, M12, Number of poles : 4, 5 m, pin, straight, Shielded: No, LED: No, Sheath material: PUR, Halogen: No
10972 | 1077751000 | SAIL-M12G-4-10UGE | Sensor/actuator line, One end without connector, M12, Number of poles : 4, 10 m, pin, straight, Shielded: No, LED: No, Sheath material: PUR, Halogen: No
10973 | 1092910150 | SAIL-M12BG-3-1.5UGE | Sensor/actuator line, One end without connector, M12, Number of poles : 3, 1.5 m, Female socket, straight, Shielded: No, LED: No, Sheath material: PUR, Halogen: No
10974 | 1092910300 | SAIL-M12BG-3-3.0UGE | Sensor/actuator line, One end without connector, M12, Number of poles : 3, 3 m, Female socket, straight, Shielded: No, LED: No, Sheath material: PUR, Halogen: No
10975 | 1092910500 | SAIL-M12BG-3-5.0UGE | Sensor/actuator line, One end without connector, M12, Number of poles : 3, 5 m, Female socket, straight, Shielded: No, LED: No, Sheath material: PUR, Halogen: No
10976 | 1092911000 | SAIL-M12BG-3-10UGE | Sensor/actuator line, One end without connector, M12, Number of poles : 3, 10 m, Female socket, straight, Shielded: No, LED: No, Sheath material: PUR, Halogen: No
10977 | 1092920150 | SAIL-M12BG-4-1.5UGE | Sensor/actuator line, One end without connector, M12, Number of poles : 4, 1.5 m, Female socket, straight, Shielded: No, LED: No, Sheath material: PUR, Halogen: No
10978 | 1092920300 | SAIL-M12BG-4-3.0UGE | Sensor/actuator line, One end without connector, M12, Number of poles : 4, 3 m, Female socket, straight, Shielded: No, LED: No, Sheath material: PUR, Halogen: No
10979 | 1092930150 | SAIL-M12BG-5-1.5UGE | Sensor/actuator line, One end without connector, M12, Number of poles : 5, 1.5 m, Female socket, straight, Shielded: No, LED: No, Sheath material: PUR, Halogen: No
10980 | 1092930300 | SAIL-M12BG-5-3.0UGE | Sensor/actuator line, One end without connector, M12, Number of poles : 5, 3 m, Female socket, straight, Shielded: No, LED: No, Sheath material: PUR, Halogen: No
10981 | 1092930500 | SAIL-M12BG-5-5.0UGE | Sensor/actuator line, One end without connector, M12, Number of poles : 5, 5 m, Female socket, straight, Shielded: No, LED: No, Sheath material: PUR, Halogen: No
10982 | 1092940150 | SAIL-M12BW-3-1.5UGE | Sensor/actuator line, One end without connector, M12, Number of poles : 3, 1.5 m, Socket, angled, Shielded: No, LED: No, Sheath material: PUR, Halogen: No
10983 | 1092940500 | SAIL-M12BW-3-5.0UGE | Sensor/actuator line, One end without connector, M12, Number of poles : 3, 5 m, Socket, angled, Shielded: No, LED: No, Sheath material: PUR, Halogen: No
10984 | 1092941000 | SAIL-M12BW-3-10UGE | Sensor/actuator line, One end without connector, M12, Number of poles : 3, 10 m, Socket, angled, Shielded: No, LED: No, Sheath material: PUR, Halogen: No
10985 | 1092950150 | SAIL-M12BW-4-2L1.5UGE | Sensor/actuator line, One end without connector, M12, Number of poles : 4, 1.5 m, Socket, angled, Shielded: No, LED: Yes, Sheath material: PUR, Halogen: No
10986 | 1092950300 | SAIL-M12BW-4-2L3.0UGE | Sensor/actuator line, One end without connector, M12, Number of poles : 4, 3 m, Socket, angled, Shielded: No, LED: Yes, Sheath material: PUR, Halogen: No
10987 | 1092950500 | SAIL-M12BW-4-2L5.0UGE | Sensor/actuator line, One end without connector, M12, Number of poles : 4, 5 m, Socket, angled, Shielded: No, LED: Yes, Sheath material: PUR, Halogen: No
10988 | 1092951000 | SAIL-M12BW-4-2L10UGE | Sensor/actuator line, One end without connector, M12, Number of poles : 4, 10 m, Socket, angled, Shielded: No, LED: Yes, Sheath material: PUR, Halogen: No
10989 | 1781540000 | SAIB-4-IDC M12 | Sockets prefabricated to customer spec., M12, Female socket, straight
10990 | 1781540001 | SAIB-4-IDC-M12 SMALL | Sockets prefabricated to customer spec., M12, Female socket, straight
10991 | 1781550000 | SAIS-4-IDC M12 | Plugs prefabricated to customer spec., M12, pin, straight
10992 | 1781550001 | SAIS-4-IDC M12 SMALL | Plugs prefabricated to customer spec., M12, pin, straight
10993 | 1784030001 | SAIB-3-IDC-M8 SMALL | Sockets prefabricated to customer spec., M8, Female socket, straight
10994 | 1784040001 | SAIS-3-IDC M8 SMALL | Plugs prefabricated to customer spec., M8, pin, straight
10995 | 1784050001 | SAIB-4-IDC-M8 SMALL | Sockets prefabricated to customer spec., M8, Female socket, straight
10996 | 1784060001 | SAIS-4-IDC M8 SMALL | Plugs prefabricated to customer spec., M8, pin, straight
10997 | 1803930001 | SAISW-4/8S-M12 4P D-ZF | Plugs prefabricated to customer spec., M12, pin, 90°
10998 | 1805660000 | SAI Y-4S M8-M8 | Y-plug, M8 / M8
10999 | 1807230000 | SAIB-4/9 | Sockets prefabricated to customer spec., M12, Female socket, straight
11000 | 1807240000 | SAIBW-4/9 | Sockets prefabricated to customer spec., M12, Socket, angled
11001 | 1807250000 | SAIB-5/9 | Sockets prefabricated to customer spec., M12, Female socket, straight
11002 | 1807330000 | SAIBW-5/9 | Sockets prefabricated to customer spec., M12, Socket, angled
11003 | 1807340000 | SAIS-4/9 | Plugs prefabricated to customer spec., M12, pin, straight
11004 | 1807350000 | SAIS-5/9 | Plugs prefabricated to customer spec., M12, pin, straight
11005 | 1807360000 | SAISW-4/9 | Plugs prefabricated to customer spec., M12, pin, 90°
11006 | 1807370000 | SAISW- 5/9 | Plugs prefabricated to customer spec., M12, pin, 90°
11007 | 1808971500 | SAIL-M12BW-4S15U | Sensor/actuator line, One end without connector, M12, Number of poles : 4, 15 m, Socket, angled, Shielded: Yes, LED: No, Sheath material: PUR, Halogen: No
11008 | 1808972000 | SAIL-M12BW-4S20U | Sensor/actuator line, One end without connector, M12, Number of poles : 4, 20 m, Socket, angled, Shielded: Yes, LED: No, Sheath material: PUR, Halogen: No
11009 | 1812170000 | SAI-8-B 4P M12 F10 | Sensor-actuator passive distributor, M12, Backplane bushing, BL 3.5, Yes
11010 | 1812540500 | SAIL-M12BG-4S5.0U | Sensor/actuator line, One end without connector, M12, Number of poles : 4, 5 m, Female socket, straight, Shielded: Yes, LED: No, Sheath material: PUR, Halogen: No
11011 | 1812541000 | SAIL-M12BG-4S10U | Sensor/actuator line, One end without connector, M12, Number of poles : 4, 10 m, Female socket, straight, Shielded: Yes, LED: No, Sheath material: PUR, Halogen: No
11012 | 1812541500 | SAIL-M12BG-4S15U | Sensor/actuator line, One end without connector, M12, Number of poles : 4, 15 m, Female socket, straight, Shielded: Yes, LED: No, Sheath material: PUR, Halogen: No
11013 | 1812542000 | SAIL-M12BG-4S20U | Sensor/actuator line, One end without connector, M12, Number of poles : 4, 20 m, Female socket, straight, Shielded: Yes, LED: No, Sheath material: PUR, Halogen: No
11014 | 1812550300 | SAIL-ZW-M12BG-2/4-3.0U | Sensor/actuator line, Connecting line, M12 / M12, Number of poles : 4, 3 m, Twin cabling, pin, straight, 2x socket, straight, Shielded: No, LED: No, Sheath material: PUR, Halogen: No
11015 | 1812550500 | SAIL-ZW-M12BG-2/4-5.0U | Sensor/actuator line, Connecting line, M12 / M12, Number of poles : 4, 5 m, Twin cabling, pin, straight, 2x socket, straight, Shielded: No, LED: No, Sheath material: PUR, Halogen: No
11016 | 1812551000 | SAIL-ZW-M12BG-2/4-10U | Sensor/actuator line, Connecting line, M12 / M12, Number of poles : 4, 10 m, Twin cabling, pin, straight, 2x socket, straight, Shielded: No, LED: No, Sheath material: PUR, Halogen: No
11017 | 1812870000 | SAISW-4-IDC M12 | Plugs prefabricated to customer spec., M12, pin, 90°
11018 | 1812890000 | SAIBW-4-IDC M12 | Sockets prefabricated to customer spec., M12, Socket, angled
11019 | 1814890000 | SAIE-M12B-5-0.5U-PG9 | Built-in plugs, M12, Female socket, straight, PG 9, Number of poles: 5, 0.5 m, Front mounting
11020 | 1814900000 | SAIE-M12S-5-0.5U-FP-PG9 | Built-in plugs, M12, pin, straight, PG 9, Number of poles: 5, 0.5 m, Front mounting
11021 | 1814990000 | SAI-8-F 5P NPN-PNP 5M | Sensor-actuator passive distributor, M12, Fixed cable version, 5 m, Yes
11022 | 1815670150 | SAIL-M12WM12W-3-1.5U | Sensor/actuator line, Connecting line, M12 / M12, Number of poles : 3, 1.5 m, pin, 90° - socket 90°, Shielded: No, LED: No, Sheath material: PUR, Halogen: No
11023 | 1815670300 | SAIL-M12WM12W-3-3.0U | Sensor/actuator line, Connecting line, M12 / M12, Number of poles : 3, 3 m, pin, 90° - socket 90°, Shielded: No, LED: No, Sheath material: PUR, Halogen: No
11024 | 1815700500 | SAIL-VSA-5.0U-220V-OB | Valve plug, One end without connector - valve plug
11025 | 1818090100 | SAIS-M23-19P-AN-1,0M | Sensor/actuator line, One end without connector, M23, Number of poles: 19, 1 m, pin, 90°, Shielded: No, LED: No, Sheath material: PUR, Halogen: No
11026 | 1818090300 | SAIS-M23-19P-AN-3,0M | Sensor/actuator line, One end without connector, M23, Number of poles: 19, 3 m, pin, 90°, Shielded: No, LED: No, Sheath material: PUR, Halogen: No
11027 | 1818090500 | SAIS-M23-19P-AN-5,0M | Sensor/actuator line, One end without connector, M23, Number of poles: 19, 5 m, pin, 90°, Shielded: No, LED: No, Sheath material: PUR, Halogen: No
11028 | 1818091000 | SAIS-M23-19P-AN-10M | Sensor/actuator line, One end without connector, M23, Number of poles: 19, 10 m, pin, 90°, Shielded: No, LED: No, Sheath material: PUR, Halogen: No
11029 | 1818140100 | SAIB-M23-19P-AN-1,0M | Sensor/actuator line, One end without connector, M23, Number of poles: 19, 1 m, Socket, angled, Shielded: No, LED: No, Sheath material: PUR, Halogen: No
11030 | 1818140300 | SAIB-M23-19P-AN-3,0M | Sensor/actuator line, One end without connector, M23, Number of poles: 19, 3 m, Socket, angled, Shielded: No, LED: No, Sheath material: PUR, Halogen: No
11031 | 1818140500 | SAIB-M23-19P-AN-5,0M | Sensor/actuator line, One end without connector, M23, Number of poles: 19, 5 m, Socket, angled, Shielded: No, LED: No, Sheath material: PUR, Halogen: No
11032 | 1818141000 | SAIB-M23-19P-AN-10M | Sensor/actuator line, One end without connector, M23, Number of poles: 19, 10 m, Socket, angled, Shielded: No, LED: No, Sheath material: PUR, Halogen: No
11033 | 1818141500 | SAIB-M23-19P-AN-15M | Sensor/actuator line, One end without connector, M23, Number of poles: 19, 15 m, Socket, angled, Shielded: No, LED: No, Sheath material: PUR, Halogen: No
11034 | 1818160100 | SAIS-M23-19P-ST-1,0M | Sensor/actuator line, One end without connector, M23, Number of poles: 19, 1 m, pin, straight, Shielded: No, LED: No, Sheath material: PUR, Halogen: No
11035 | 1818160300 | SAIS-M23-19P-ST-3,0M | Sensor/actuator line, One end without connector, M23, Number of poles: 19, 3 m, pin, straight, Shielded: No, LED: No, Sheath material: PUR, Halogen: No
11036 | 1818160500 | SAIS-M23-19P-ST-5,0M | Sensor/actuator line, One end without connector, M23, Number of poles: 19, 5 m, pin, straight, Shielded: No, LED: No, Sheath material: PUR, Halogen: No
11037 | 1818161000 | SAIS-M23-19P-ST-10M | Sensor/actuator line, One end without connector, M23, Number of poles: 19, 10 m, pin, straight, Shielded: No, LED: No, Sheath material: PUR, Halogen: No
11038 | 1818180100 | SAIB-M23-19P-ST-1,0M | Sensor/actuator line, One end without connector, M23, Number of poles: 19, 1 m, Female socket, straight, Shielded: No, LED: No, Sheath material: PUR, Halogen: No
11039 | 1818180300 | SAIB-M23-19P-ST-3,0M | Sensor/actuator line, One end without connector, M23, Number of poles: 19, 3 m, Female socket, straight, Shielded: No, LED: No, Sheath material: PUR, Halogen: No
11040 | 1818180500 | SAIB-M23-19P-ST-5,0M | Sensor/actuator line, One end without connector, M23, Number of poles: 19, 5 m, Female socket, straight, Shielded: No, LED: No, Sheath material: PUR, Halogen: No
11041 | 1818181000 | SAIB-M23-19P-ST-10M | Sensor/actuator line, One end without connector, M23, Number of poles: 19, 10 m, Female socket, straight, Shielded: No, LED: No, Sheath material: PUR, Halogen: No
11042 | 1818181500 | SAIB-M23-19P-ST-15,0M | Sensor/actuator line, One end without connector, M23, Number of poles: 19, 15 m, Female socket, straight, Shielded: No, LED: No, Sheath material: PUR, Halogen: No
11043 | 1821050150 | SAIL-M12WM12G-3-1.5U | Sensor/actuator line, Connecting line, M12 / M12, Number of poles : 3, 1.5 m, pin, angled - bush straight, Shielded: No, LED: No, Sheath material: PUR, Halogen: No
11044 | 1821050300 | SAIL-M12WM12G-3-3.0U | Sensor/actuator line, Connecting line, M12 / M12, Number of poles : 3, 3 m, pin, angled - bush straight, Shielded: No, LED: No, Sheath material: PUR, Halogen: No
11045 | 1821050500 | SAIL-M12WM12G-3-5.0U | Sensor/actuator line, Connecting line, M12 / M12, Number of poles : 3, 5 m, pin, angled - bush straight, Shielded: No, LED: No, Sheath material: PUR, Halogen: No
11046 | 1821051000 | SAIL-M12WM12G-3-10U | Sensor/actuator line, Connecting line, M12 / M12, Number of poles : 3, 10 m, pin, angled - bush straight, Shielded: No, LED: No, Sheath material: PUR, Halogen: No
11047 | 1824570030 | SAIL-M8GM8G-3-0.3U | Sensor/actuator line, Connecting line, M8 / M8, Number of poles : 3, 0.3 m, pin, straight - socket, straight, Shielded: No, LED: No, Sheath material: PUR, Halogen: No
11048 | 1824570050 | SAIL-M8GM8G-3-0.5U | Sensor/actuator line, Connecting line, M8 / M8, Number of poles : 3, 0.5 m, pin, straight - socket, straight, Shielded: No, LED: No, Sheath material: PUR, Halogen: No
11049 | 1824570060 | SAIL-M8GM8G-3-0.6U | Sensor/actuator line, Connecting line, M8 / M8, Number of poles : 3, 0.6 m, pin, straight - socket, straight, Shielded: No, LED: No, Sheath material: PUR, Halogen: No
11050 | 1824570070 | SAIL-M8GM8G-3-0.7U | Sensor/actuator line, Connecting line, M8 / M8, Number of poles : 3, 0.7 m, pin, straight - socket, straight, Shielded: No, LED: No, Sheath material: PUR, Halogen: No
11051 | 1824570090 | SAIL-M8GM8G-3-0.9U | Sensor/actuator line, Connecting line, M8 / M8, Number of poles : 3, 0.9 m, pin, straight - socket, straight, Shielded: No, LED: No, Sheath material: PUR, Halogen: No
11052 | 1824570100 | SAIL-M8GM8G-3-1.0U | Sensor/actuator line, Connecting line, M8 / M8, Number of poles : 3, 1 m, pin, straight - socket, straight, Shielded: No, LED: No, Sheath material: PUR, Halogen: No
11053 | 1824570120 | SAIL-M8GM8G-3-1.2U | Sensor/actuator line, Connecting line, M8 / M8, Number of poles : 3, 1.2 m, pin, straight - socket, straight, Shielded: No, LED: No, Sheath material: PUR, Halogen: No
11054 | 1824570150 | SAIL-M8GM8G-3-1.5U | Sensor/actuator line, Connecting line, M8 / M8, Number of poles : 3, 1.5 m, pin, straight - socket, straight, Shielded: No, LED: No, Sheath material: PUR, Halogen: No
11055 | 1824570200 | SAIL-M8GM8G-3-2.0U | Sensor/actuator line, Connecting line, M8 / M8, Number of poles : 3, 2 m, pin, straight - socket, straight, Shielded: No, LED: No, Sheath material: PUR, Halogen: No
11056 | 1824570250 | SAIL-M8GM8G-3-2.5U | Sensor/actuator line, Connecting line, M8 / M8, Number of poles : 3, 2.5 m, pin, straight - socket, straight, Shielded: No, LED: No, Sheath material: PUR, Halogen: No
11057 | 1824570300 | SAIL-M8GM8G-3-3.0U | Sensor/actuator line, Connecting line, M8 / M8, Number of poles : 3, 3 m, pin, straight - socket, straight, Shielded: No, LED: No, Sheath material: PUR, Halogen: No
11058 | 1824570350 | SAIL-M8GM8G-3-3.5U | Sensor/actuator line, Connecting line, M8 / M8, Number of poles : 3, 3.5 m, pin, straight - socket, straight, Shielded: No, LED: No, Sheath material: PUR, Halogen: No
11059 | 1824570400 | SAIL-M8GM8G-3-4.0U | Sensor/actuator line, Connecting line, M8 / M8, Number of poles : 3, 4 m, pin, straight - socket, straight, Shielded: No, LED: No, Sheath material: PUR, Halogen: No
11060 | 1824570450 | SAIL-M8GM8G-3-4.5U | Sensor/actuator line, Connecting line, M8 / M8, Number of poles : 3, 4.5 m, pin, straight - socket, straight, Shielded: No, LED: No, Sheath material: PUR, Halogen: No
11061 | 1824570500 | SAIL-M8GM8G-3-5.0U | Sensor/actuator line, Connecting line, M8 / M8, Number of poles : 3, 5 m, pin, straight - socket, straight, Shielded: No, LED: No, Sheath material: PUR, Halogen: No
11062 | 1824570750 | SAIL-M8GM8G-3-7.5U | Sensor/actuator line, Connecting line, M8 / M8, Number of poles : 3, 7.5 m, pin, straight - socket, straight, Shielded: No, LED: No, Sheath material: PUR, Halogen: No
11063 | 1824571000 | SAIL-M8GM8G-3-10U | Sensor/actuator line, Connecting line, M8 / M8, Number of poles : 3, 10 m, pin, straight - socket, straight, Shielded: No, LED: No, Sheath material: PUR, Halogen: No
11064 | 1824580030 | SAIL-M8GM8W-3-0.3U | Sensor/actuator line, Connecting line, M8 / M8, Number of poles : 3, 0.3 m, pin, straight - socket, 90°, Shielded: No, LED: No, Sheath material: PUR, Halogen: No
11065 | 1824580050 | SAIL-M8GM8W-3-0.5U | Sensor/actuator line, Connecting line, M8 / M8, Number of poles : 3, 0.5 m, pin, straight - socket, 90°, Shielded: No, LED: No, Sheath material: PUR, Halogen: No
11066 | 1824580100 | SAIL-M8GM8W-3-1.0U | Sensor/actuator line, Connecting line, M8 / M8, Number of poles : 3, 1 m, pin, straight - socket, 90°, Shielded: No, LED: No, Sheath material: PUR, Halogen: No
11067 | 1824580150 | SAIL-M8GM8W-3-1.5U | Sensor/actuator line, Connecting line, M8 / M8, Number of poles : 3, 1.5 m, pin, straight - socket, 90°, Shielded: No, LED: No, Sheath material: PUR, Halogen: No
11068 | 1824580200 | SAIL-M8GM8W-3-2.0U | Sensor/actuator line, Connecting line, M8 / M8, Number of poles : 3, 2 m, pin, straight - socket, 90°, Shielded: No, LED: No, Sheath material: PUR, Halogen: No
11069 | 1824580300 | SAIL-M8GM8W-3-3.0U | Sensor/actuator line, Connecting line, M8 / M8, Number of poles : 3, 3 m, pin, straight - socket, 90°, Shielded: No, LED: No, Sheath material: PUR, Halogen: No
11070 | 1824580500 | SAIL-M8GM8W-3-5.0U | Sensor/actuator line, Connecting line, M8 / M8, Number of poles : 3, 5 m, pin, straight - socket, 90°, Shielded: No, LED: No, Sheath material: PUR, Halogen: No
11071 | 1824581000 | SAIL-M8GM8W-3-10U | Sensor/actuator line, Connecting line, M8 / M8, Number of poles : 3, 10 m, pin, straight - socket, 90°, Shielded: No, LED: No, Sheath material: PUR, Halogen: No
11072 | 1824590010 | SAIL-M8G-3-0.1U | Sensor/actuator line, One end without connector, M8, Number of poles : 3, 0.1 m, pin, straight, Shielded: No, LED: No, Sheath material: PUR, Halogen: No
11073 | 1824590150 | SAIL-M8G-3-1.5U | Sensor/actuator line, One end without connector, M8, Number of poles : 3, 1.5 m, pin, straight, Shielded: No, LED: No, Sheath material: PUR, Halogen: No
11074 | 1824590200 | SAIL-M8G-3-2.0U | Sensor/actuator line, One end without connector, M8, Number of poles : 3, 2 m, pin, straight, Shielded: No, LED: No, Sheath material: PUR, Halogen: No
11075 | 1824590300 | SAIL-M8G-3-3.0U | Sensor/actuator line, One end without connector, M8, Number of poles : 3, 3 m, pin, straight, Shielded: No, LED: No, Sheath material: PUR, Halogen: No
11076 | 1824590500 | SAIL-M8G-3-5.0U | Sensor/actuator line, One end without connector, M8, Number of poles : 3, 5 m, pin, straight, Shielded: No, LED: No, Sheath material: PUR, Halogen: No
11077 | 1824591000 | SAIL-M8G-3-10U | Sensor/actuator line, One end without connector, M8, Number of poles : 3, 10 m, pin, straight, Shielded: No, LED: No, Sheath material: PUR, Halogen: No
11078 | 1824591500 | SAIL-M8G-3-15U | Sensor/actuator line, One end without connector, M8, Number of poles : 3, 15 m, pin, straight, Shielded: No, LED: No, Sheath material: PUR, Halogen: No
11079 | 1826880000 | SAI-Y-5S- M12/M12 | Y connector, M12 / M12
11080 | 1827010010 | SAIL-M8BWR-3-0.1U | Sensor/actuator line, One end without connector, M8, Number of poles : 3, 0.1 m, Socket, angled, Shielded: No, LED: No, Sheath material: PUR, Halogen: No
11081 | 1827010150 | SAIL-M8BWR-3-1.5U | Sensor/actuator line, One end without connector, M8, Number of poles : 3, 1.5 m, Socket, angled, Shielded: No, LED: No, Sheath material: PUR, Halogen: No
11082 | 1827010300 | SAIL-M8BWR-3-3.0U | Sensor/actuator line, One end without connector, M8, Number of poles : 3, 3 m, Socket, angled, Shielded: No, LED: No, Sheath material: PUR, Halogen: No
11083 | 1827010500 | SAIL-M8BWR-3-5.0U | Sensor/actuator line, One end without connector, M8, Number of poles : 3, 5 m, Socket, angled, Shielded: No, LED: No, Sheath material: PUR, Halogen: No
11084 | 1827011000 | SAIL-M8BWR-3-10U | Sensor/actuator line, One end without connector, M8, Number of poles : 3, 10 m, Socket, angled, Shielded: No, LED: No, Sheath material: PUR, Halogen: No
11085 | 1827020010 | SAIL-M8BGR-3-0.1U | Sensor/actuator line, One end without connector, M8, Number of poles : 3, 0.1 m, Female socket, straight, Shielded: No, LED: No, Sheath material: PUR, Halogen: No
11086 | 1827020150 | SAIL-M8BGR-3-1.5U | Sensor/actuator line, One end without connector, M8, Number of poles : 3, 1.5 m, Female socket, straight, Shielded: No, LED: No, Sheath material: PUR, Halogen: No
11087 | 1827020300 | SAIL-M8BGR-3-3.0U | Sensor/actuator line, One end without connector, M8, Number of poles : 3, 3 m, Female socket, straight, Shielded: No, LED: No, Sheath material: PUR, Halogen: No
11088 | 1827020500 | SAIL-M8BGR-3-5.0U | Sensor/actuator line, One end without connector, M8, Number of poles : 3, 5 m, Female socket, straight, Shielded: No, LED: No, Sheath material: PUR, Halogen: No
11089 | 1828610000 | SAI-8-F 4P M8 L 10M | SAI Passive, Sensor-actuator passive distributor, M8, Fixed cable version, 10 m, Yes
11090 | 1828620000 | SAI-8-F 4P M8 L 5M | SAI Passive, Sensor-actuator passive distributor, M8, Fixed cable version, 5 m, Yes
11091 | 1828630000 | SAI-12-F 3P M8 L 10M | SAI Passive, Sensor-actuator passive distributor, M8, Fixed cable version, 10 m, Yes
11092 | 1828640000 | SAI-12-F 3P M8 L 5M | SAI Passive, Sensor-actuator passive distributor, M8, Fixed cable version, 5 m, Yes
11093 | 1828650000 | SAI-10-F 3P M8 L 10M | SAI Passive, Sensor-actuator passive distributor, M8, Fixed cable version, 10 m, Yes
11094 | 1828660000 | SAI-10-F 3P M8 L 5M | SAI Passive, Sensor-actuator passive distributor, M8, Fixed cable version, 5 m, Yes
11095 | 1828670000 | SAI-8-F 3P M8 L 10M | SAI Passive, Sensor-actuator passive distributor, M8, Fixed cable version, 10 m, Yes
11096 | 1828680000 | SAI-8-F 3P M8 L 5M | SAI Passive, Sensor-actuator passive distributor, M8, Fixed cable version, 5 m, Yes
11097 | 1828690000 | SAI-6-F 3P M8 L 10M | SAI Passive, Sensor-actuator passive distributor, M8, Fixed cable version, 10 m, Yes
11098 | 1828700000 | SAI-6-F 3P M8 L 5M | SAI Passive, Sensor-actuator passive distributor, M8, Fixed cable version, 5 m, Yes
11099 | 1828710000 | SAI-4-F 3P M8 L 10M | SAI Passive, Sensor-actuator passive distributor, M8, Fixed cable version, 10 m, Yes
11100 | 1828720000 | SAI-4-F 3P M8 L 5M | SAI Passive, Sensor-actuator passive distributor, M8, Fixed cable version, 5 m, Yes
11101 | 1828730000 | SAI-6-S 3P M8 L | SAI Passive, Sensor-actuator passive distributor, M8, with M12 outlet, 8-pole, A-coded, Yes
11102 | 1828740000 | SAI-4-S 3P M8 L | SAI Passive, Sensor-actuator passive distributor, M8, with M12 outlet, 8-pole, A-coded, Yes
11103 | 1831020000 | SAI-8-M16 4P M12 | Sensor-actuator passive distributor, M12, with M16 outlet, 19-pole, Yes
11104 | 1836910000 | SAIE-M12B-5-0.5U-M16 | Built-in plugs, M12, Female socket, straight, M 16, Number of poles: 5, 0.5 m, Front mounting
11105 | 1836960000 | SAIB-8/9 | Sockets prefabricated to customer spec., M12, Female socket, straight
11106 | 1836970000 | SAIS-8/9 | Plugs prefabricated to customer spec., M12, pin, straight
11107 | 1837560000 | SAIS-ZWW | Plugs prefabricated to customer spec., M12, pin, 90°
11108 | 1845120150 | SAIL-VSA-1.5U(0.5) | Valve plug with integral seal, One end without connector - valve plug, A
11109 | 1845120300 | SAIL-VSA-3.0U(0.5) | Valve plug with integral seal, One end without connector - valve plug, A
11110 | 1845120500 | SAIL-VSA-5.0U(0.5) | Valve plug with integral seal, One end without connector - valve plug, A
11111 | 1845121000 | SAIL-VSA-10U(0.5) | Valve plug with integral seal, One end without connector - valve plug, A
11112 | 1845130150 | SAIL-VSA-1.5V(0.5) | Valve plug with integral seal, One end without connector - valve plug, A
11113 | 1845130300 | SAIL-VSA-3.0V(0.5) | Valve plug with integral seal, One end without connector - valve plug, A
11114 | 1845130500 | SAIL-VSA-5.0V(0.5) | Valve plug with integral seal, One end without connector - valve plug, A
11115 | 1845131000 | SAIL-VSA-10V(0.5) | Valve plug with integral seal, One end without connector - valve plug, A
11116 | 1845140150 | SAIL-VSB-180-1.5U(0.5) | Valve plug with integral seal, One end without connector - valve plug, B
11117 | 1845140300 | SAIL-VSB-180-3.0U(0.5) | Valve plug with integral seal, One end without connector - valve plug, B
11118 | 1845140500 | SAIL-VSB-180-5.0U(0.5) | Valve plug with integral seal, One end without connector - valve plug, B
11119 | 1845141000 | SAIL-VSB-180-10U(0.5) | Valve plug with integral seal, One end without connector - valve plug, B
11120 | 1845160150 | SAIL-VSBD-180-1.5U(0.5) | Valve plug with integral seal, One end without connector - valve plug, BD
11121 | 1845160300 | SAIL-VSBD-180-3.0U(0.5) | Valve plug with integral seal, One end without connector - valve plug, BD
11122 | 1845160500 | SAIL-VSBD-180-5.0U(0.5) | Valve plug with integral seal, One end without connector - valve plug, BD
11123 | 1845161000 | SAIL-VSBD-180-10U(0,5) | Valve plug with integral seal, One end without connector - valve plug, BD
11124 | 1845180150 | SAIL-VSC-1.5U(0.5) | Valve plug with integral seal, One end without connector - valve plug, C
11125 | 1845180300 | SAIL-VSC-3.0U(0.5) | Valve plug with integral seal, One end without connector - valve plug, C
11126 | 1845180500 | SAIL-VSC-5.0U(0.5) | Valve plug with integral seal, One end without connector - valve plug, C
11127 | 1845181000 | SAIL-VSC-10U(0.5) | Valve plug with integral seal, One end without connector - valve plug, C
11128 | 1845200150 | SAIL-VSCD-1.5U(0.5) | Valve plug with integral seal, One end without connector - valve plug, CD
11129 | 1845200300 | SAIL-VSCD-3.0U(0.5) | Valve plug with integral seal, One end without connector - valve plug, CD
11130 | 1845200500 | SAIL-VSCD-5.0U(0.5) | Valve plug with integral seal, One end without connector - valve plug, CD
11131 | 1845201000 | SAIL-VSCD-10U(0.5) | Valve plug with integral seal, One end without connector - valve plug, CD
11132 | 1847560000 | SAI-8-B 5P M12 SL | Sensor-actuator passive distributor, M12, Backplane bushing, BL 3.5, Yes
11133 | 1847920000 | SAI-8-S 4P FC | Sensor-actuator passive distributor, Push-Pull, M12, with M23 outlet, 12-pole, Yes
11134 | 1847960000 | SAI-4-S 4P FC | Sensor-actuator passive distributor, Push-Pull, M12, with M23 outlet, 12-pole, Yes
11135 | 1847970000 | SAI-4-S 5P FC | Sensor-actuator passive distributor, Push-Pull, M12, with M23 outlet, 19-pole, Yes
11136 | 1847980000 | SAI-8-F 4P FC 10M | Sensor-actuator passive distributor, Push-Pull, M12, Fixed cable version, 10 m, Yes
11137 | 1848040000 | SAI-8-S 5P FC | Sensor-actuator passive distributor, Push-Pull, M12, with M23 outlet, 19-pole, Yes
11138 | 1849670000 | SAI-6-F 4P M8 L 10M | SAI Passive, Sensor-actuator passive distributor, M8, Fixed cable version, 10 m, Yes
11139 | 1849680000 | SAI-4-F 4P M8 L 5M | SAI Passive, Sensor-actuator passive distributor, M8, Fixed cable version, 5 m, Yes
11140 | 1849690000 | SAI-4-F 4P M8 L 10M | SAI Passive, Sensor-actuator passive distributor, M8, Fixed cable version, 10 m, Yes
11141 | 1849700000 | SAI-6-F 4P M8 L 5M | SAI Passive, Sensor-actuator passive distributor, M8, Fixed cable version, 5 m, Yes
11142 | 1852720000 | SAIS-3-4-5-IDC(0.75)M12 | Plugs prefabricated to customer spec., M12, pin, straight
11143 | 1852730000 | SAIB-3-4-5-IDC(0.75)M12 | Sockets prefabricated to customer spec., M12, Female socket, straight
11144 | 1852740000 | SAIS-4-IDC (0,75) M12 | Plugs prefabricated to customer spec., M12, pin, straight
11145 | 1856110000 | SAIE-M12B-5-0.5U-FP-M16 | Built-in plugs, M12, Female socket, straight, M 16, Number of poles: 5, 0.5 m, Front mounting
11146 | 1856120000 | SAIE-M12S-5-0.5U-PG9 | Built-in plugs, M12, pin, straight, PG 9, Number of poles: 5, 0.5 m, Front mounting
11147 | 1856130000 | SAIE-M8B-3-0.5U-FP-M8 | Built-in plugs, M8 thread, Female socket, straight, M 8, Number of poles: 3, 0.5 m
11148 | 1856140000 | SAIE-M8B-4-0.5U-FP-M8 | Built-in plugs, M8 thread, Female socket, straight, M 8, Number of poles: 4, 0.5 m
11149 | 1857550010 | SAIL-M8W-3-0.1U | Sensor/actuator line, One end without connector, M8, Number of poles : 3, 0.1 m, pin, 90°, Shielded: No, LED: No, Sheath material: PUR, Halogen: No
11150 | 1857550150 | SAIL-M8W-3-1.5U | Sensor/actuator line, One end without connector, M8, Number of poles : 3, 1.5 m, pin, 90°, Shielded: No, LED: No, Sheath material: PUR, Halogen: No
11151 | 1857550300 | SAIL-M8W-3-3.0U | Sensor/actuator line, One end without connector, M8, Number of poles : 3, 3 m, pin, 90°, Shielded: No, LED: No, Sheath material: PUR, Halogen: No
11152 | 1857550500 | SAIL-M8W-3-5.0U | Sensor/actuator line, One end without connector, M8, Number of poles : 3, 5 m, pin, 90°, Shielded: No, LED: No, Sheath material: PUR, Halogen: No
11153 | 1857551000 | SAIL-M8W-3-10U | Sensor/actuator line, One end without connector, M8, Number of poles : 3, 10 m, pin, 90°, Shielded: No, LED: No, Sheath material: PUR, Halogen: No
11154 | 1857560150 | SAIL-M8W-4-1.5U | Sensor/actuator line, One end without connector, M8, Number of poles : 4, 1.5 m, pin, 90°, Shielded: No, LED: No, Sheath material: PUR, Halogen: No
11155 | 1857560300 | SAIL-M8W-4-3.0U | Sensor/actuator line, One end without connector, M8, Number of poles : 4, 3 m, pin, 90°, Shielded: No, LED: No, Sheath material: PUR, Halogen: No
11156 | 1857660300 | SAIL-M8GM8W-4-3.0U | Sensor/actuator line, Connecting line, M8 / M8, Number of poles : 4, 3 m, pin, straight - socket, 90°, Shielded: No, LED: No, Sheath material: PUR, Halogen: No
11157 | 1857660500 | SAIL-M8GM8W-4-5.0U | Sensor/actuator line, Connecting line, M8 / M8, Number of poles : 4, 5 m, pin, straight - socket, 90°, Shielded: No, LED: No, Sheath material: PUR, Halogen: No
11158 | 1857661000 | SAIL-M8GM8W-4-10U | Sensor/actuator line, Connecting line, M8 / M8, Number of poles : 4, 10 m, pin, straight - socket, 90°, Shielded: No, LED: No, Sheath material: PUR, Halogen: No
11159 | 1857670034 | SAIL-M8WM8W-3-0.34U | Sensor/actuator line, Connecting line, M8 / M8, Number of poles : 3, 0.3 m, pin, 90° - socket 90°, Shielded: No, LED: No, Sheath material: PUR, Halogen: No
11160 | 1857670150 | SAIL-M8WM8W-3-1.5U | Sensor/actuator line, Connecting line, M8 / M8, Number of poles : 3, 1.5 m, pin, 90° - socket 90°, Shielded: No, LED: No, Sheath material: PUR, Halogen: No
11161 | 1857670300 | SAIL-M8WM8W-3-3.0U | Sensor/actuator line, Connecting line, M8 / M8, Number of poles : 3, 3 m, pin, 90° - socket 90°, Shielded: No, LED: No, Sheath material: PUR, Halogen: No
11162 | 1857670500 | SAIL-M8WM8W-3-5.0U | Sensor/actuator line, Connecting line, M8 / M8, Number of poles : 3, 5 m, pin, 90° - socket 90°, Shielded: No, LED: No, Sheath material: PUR, Halogen: No
11163 | 1857671000 | SAIL-M8WM8W-3-10U | Sensor/actuator line, Connecting line, M8 / M8, Number of poles : 3, 10 m, pin, 90° - socket 90°, Shielded: No, LED: No, Sheath material: PUR, Halogen: No
11164 | 1857680150 | SAIL-M8WM8W-4-1.5U | Sensor/actuator line, Connecting line, M8 / M8, Number of poles : 4, 1.5 m, pin, 90° - socket 90°, Shielded: No, LED: No, Sheath material: PUR, Halogen: No
11165 | 1857680300 | SAIL-M8WM8W-4-3.0U | Sensor/actuator line, Connecting line, M8 / M8, Number of poles : 4, 3 m, pin, 90° - socket 90°, Shielded: No, LED: No, Sheath material: PUR, Halogen: No
11166 | 1857680500 | SAIL-M8WM8W-4-5.0U | Sensor/actuator line, Connecting line, M8 / M8, Number of poles : 4, 5 m, pin, 90° - socket 90°, Shielded: No, LED: No, Sheath material: PUR, Halogen: No
11167 | 1857681000 | SAIL-M8WM8W-4-10U | Sensor/actuator line, Connecting line, M8 / M8, Number of poles : 4, 10 m, pin, 90° - socket 90°, Shielded: No, LED: No, Sheath material: PUR, Halogen: No
11168 | 1857690150 | SAIL-VSA-M12W-1.5U | Valve plug, 90° plug - valve plug, A
11169 | 1857690300 | SAIL-VSA-M12W-3.0U | Valve plug, 90° plug - valve plug, A
11170 | 1857690500 | SAIL-VSA-M12W-5.0U | Valve plug, 90° plug - valve plug, A
11171 | 1857700150 | SAIL-VSB-M12W-1.5U | Valve plug, 90° plug - valve plug, B
11172 | 1857700300 | SAIL-VSB-M12W-3.0U | Valve plug, 90° plug - valve plug, B
11173 | 1857700500 | SAIL-VSB-M12W-5.0U | Valve plug, 90° plug - valve plug, B
11174 | 1857701000 | SAIL-VSB-M12W-10U | Valve plug, 90° plug - valve plug, B
11175 | 1857710150 | SAIL-VSBD-M12W-1.5U | Valve plug, 90° plug - valve plug, BD
11176 | 1857710300 | SAIL-VSBD-M12W-3.0U | Valve plug, 90° plug - valve plug, BD
11177 | 1857710500 | SAIL-VSBD-M12W-5.0U | Valve plug, 90° plug - valve plug, BD
11178 | 1857711000 | SAIL-VSBD-M12W-10U | Valve plug, 90° plug - valve plug, BD
11179 | 1857720150 | SAIL-VSC-M12W-1.5U | Valve plug, 90° plug - valve plug, C
11180 | 1857720300 | SAIL-VSC-M12W-3.0U | Valve plug, 90° plug - valve plug, C
11181 | 1857720500 | SAIL-VSC-M12W-5.0U | Valve plug, 90° plug - valve plug, C
11182 | 1857721000 | SAIL-VSC-M12W-10U | Valve plug, 90° plug - valve plug, C
11183 | 1857730150 | SAIL-VSCD-M12W-1.5U | Valve plug, 90° plug - valve plug, CD
11184 | 1857730300 | SAIL-VSCD-M12W-3.0U | Valve plug, 90° plug - valve plug, CD
11185 | 1857730500 | SAIL-VSCD-M12W-5.0U | Valve plug, 90° plug - valve plug, CD
11186 | 1857731000 | SAIL-VSCD-M12W-10U | Valve plug, 90° plug - valve plug, CD
11187 | 1859120000 | SAI-8-SH 4P FC | Sensor-actuator passive distributor, Push-Pull, M12, with M23 outlet, 12-pole, Yes
11188 | 1859130000 | SAI-4-SH 5P FC | Sensor-actuator passive distributor, Push-Pull, M12, with M23 outlet, 19-pole, Yes
11189 | 1859140000 | SAI-8-SH 5P FC | Sensor-actuator passive distributor, Push-Pull, M12, with M23 outlet, 19-pole, Yes
11190 | 1861090000 | SAIE-M12S-4-0.5U-M16 | Built-in plugs, M12, pin, straight, M 16, Number of poles: 4, 0.5 m, Front mounting
11191 | 1861110000 | SAIE-M12S-8-0.5U-M16 | Built-in plugs, M12, pin, straight, M 16, Number of poles: 8, 0.5 m, Front mounting
11192 | 1861120000 | SAIE-M12B-4-0.5U-M16 | Built-in plugs, M12, Female socket, straight, M 16, Number of poles: 4, 0.5 m, Front mounting
11193 | 1861160000 | SAIE-M12S-4-0.5U-FP-M16 | Built-in plugs, M12, pin, straight, M 16, Number of poles: 4, 0.5 m, Front mounting
11194 | 1861170000 | SAIE-M12S-5-0.5U-FP-M16 | Built-in plugs, M12, pin, straight, M 16, Number of poles: 5, 0.5 m, Front mounting
11195 | 1861180000 | SAIE-M12S-8-0.5U-FP-M16 | Built-in plugs, M12, pin, straight, M 16, Number of poles: 8, 0.5 m, Front mounting
11196 | 1861190000 | SAIE-M12B-4-0.5U-FP-M16 | Built-in plugs, M12, Female socket, straight, M 16, Number of poles: 4, 0.5 m, Front mounting
11197 | 1861210000 | SAIE-M12B-8-0.5U-FP-M16 | Built-in plugs, M12, Female socket, straight, M 16, Number of poles: 8, 0.5 m, Front mounting
11198 | 1861220000 | SAIE-M12S-4-0.5U-PG9 | Built-in plugs, M12, pin, straight, PG 9, Number of poles: 4, 0.5 m, Front mounting
11199 | 1861230000 | SAIE-M12S-5-0.5U-M16 | Built-in plugs, M12, pin, straight, M 16, Number of poles: 5, 0.5 m, Front mounting
11200 | 1861240000 | SAIE-M12S-8-0.5U-PG9 | Built-in plugs, M12, pin, straight, PG 9, Number of poles: 8, 0.5 m, Front mounting
11201 | 1861250000 | SAIE-M12B-4-0.5U-PG9 | Built-in plugs, M12, Female socket, straight, PG 9, Number of poles: 4, 0.5 m, Front mounting
11202 | 1861270000 | SAIE-M12B-8-0.5U-PG9 | Built-in plugs, M12, Female socket, straight, PG 9, Number of poles: 8, 0.5 m, Front mounting
11203 | 1861280000 | SAIE-M8R-3-0.5U-FP-M8 | Built-in plugs, M8 snap, pin, straight, M 8, Number of poles: 3, 0.5 m
11204 | 1861290000 | SAIE-M8R-4-0.5U-FP-M8 | Built-in plugs, M8 snap, pin, straight, M 8, Number of poles: 4, 0.5 m
11205 | 1861540000 | SAI-4-S 5P CNOMO | Sensor-actuator passive distributor, Push-Pull, M12, with M23 outlet, 19-pole, No
11206 | 1861580000 | SAI-8-S 5P CNOMO | Sensor-actuator passive distributor, Push-Pull, M12, with M23 outlet, 19-pole, No
11207 | 1862200000 | WK-1/4(SCREWTY) | Bolting tool
11208 | 1864730000 | SAIS-2-IDC-M12B-COD | Plugs prefabricated to customer spec., M12, pin, straight
11209 | 1864740000 | SAIB-2-IDC-M12B-COD | Sockets prefabricated to customer spec., M12, Female socket, straight
11210 | 1865310000 | SAI-8-F 5P M12 5M VA | SAI Passive, Sensor-actuator passive distributor, M12, Fixed cable version, 5 m, Yes
11211 | 1865870300 | SAIL-M12BG-8-3.0U | Sensor/actuator line, One end without connector, M12, Number of poles : 8, 3 m, Female socket, straight, Shielded: No, LED: No, Sheath material: PUR, Halogen: No
11212 | 1865870500 | SAIL-M12BG-8-5.0U | Sensor/actuator line, One end without connector, M12, Number of poles : 8, 5 m, Female socket, straight, Shielded: No, LED: No, Sheath material: PUR, Halogen: No
11213 | 1865871000 | SAIL-M12BG-8-10U | Sensor/actuator line, One end without connector, M12, Number of poles : 8, 10 m, Female socket, straight, Shielded: No, LED: No, Sheath material: PUR, Halogen: No
11214 | 1865871500 | SAIL-M12BG-8-15U | Sensor/actuator line, One end without connector, M12, Number of poles : 8, 15 m, Female socket, straight, Shielded: No, LED: No, Sheath material: PUR, Halogen: No
11215 | 1867410500 | SAIL-M12BG-3S5.0U | Sensor/actuator line, One end without connector, M12, Number of poles : 3, 5 m, Female socket, straight, Shielded: Yes, LED: No, Sheath material: PUR, Halogen: No
11216 | 1867411000 | SAIL-M12BG-3S10U | Sensor/actuator line, One end without connector, M12, Number of poles : 3, 10 m, Female socket, straight, Shielded: Yes, LED: No, Sheath material: PUR, Halogen: No
11217 | 1868350000 | SAI-4-M 4P EXI Z1 OL | Sensor-actuator passive distributor, M12, Hood version Ex, No
11218 | 1868360000 | SAI-4-M 4P EXI Z1 IL | Sensor-actuator passive distributor, M12, Hood version Ex, Yes
11219 | 1868370000 | SAI-8-M 4P EXI Z1 IL | Sensor-actuator passive distributor, M12, Hood version Ex, Yes
11220 | 1871680000 | SAI-8-S12 3P M8 L | SAI Passive, Sensor-actuator passive distributor, M8, with M12 outlet, 12-pole, A-coded, Yes
11221 | 1872460000 | SAI-8-SHB 5P F13 FC | Sensor-actuator passive distributor, Push-Pull, M12, Bayonet joint with female connector at rear, with M23 outlet, 19-pole, Yes
11222 | 1873030000 | SAIE-M5S-4-0.2U | Built-in plugs, M5, pin, straight, M 5, Number of poles: 4, 0.2 m
11223 | 1873040000 | SAIE-M5B-4-0.2U | Built-in plugs, M5, Female socket, straight, M 5, Number of poles: 4, 0.2 m
11224 | 1873050000 | SAIE-M5S-3-0.2U | Built-in plugs, M5, pin, straight, M 5, Number of poles: 3, 0.2 m
11225 | 1873060000 | SAIE-M5B-3-0.2U | Built-in plugs, M5, Female socket, straight, M 5, Number of poles: 3, 0.2 m
11226 | 1873070000 | SAIB-VSA-3P/250/9-OB | Valve plug, Socket, angled
11227 | 1873080000 | SAIB-VSA-4P/250/9-OB | Valve plug, Socket, angled
11228 | 1873090000 | SAIB-VSA-3P/250/11-OB | Valve plug, Socket, angled
11229 | 1873100000 | SAIB-VSA-4P/250/11-OB | Valve plug, Socket, angled
11230 | 1873110000 | SAIB-VSA-3P/230/9/LD | Valve plug, Socket, angled
11231 | 1873120000 | SAIB-VSA-3P/24/9/LD | Valve plug, Socket, angled
11232 | 1873130000 | SAIB-VSA-3P/230/9-H/OB | Valve plug, Socket, angled
11233 | 1873140000 | SAIB-VSA-4P/230/9-H/OB | Valve plug, Socket, angled
11234 | 1873150000 | SAIB-VSA-3P/230/11-H/OB | Valve plug, Socket, angled
11235 | 1873160000 | SAIB-VSA-4P/230/11-H/OB | Valve plug, Socket, angled
11236 | 1873170000 | SAIB-VSB-3P/250/9-OB | Valve plug, Socket, angled
11237 | 1873180000 | SAIB-VSB-3P/24/9/LD | Valve plug, Socket, angled
11238 | 1873190000 | SAIB-VSBD-3P/250/9-OB | Valve plug, Socket, angled
11239 | 1873200000 | SAIB-VSC-3P/250/7-OB | Valve plug, Socket, angled
11240 | 1873210000 | SAIB-VSC-4P/250/7-OB | Valve plug, Socket, angled
11241 | 1873220000 | SAIB-VSCD-3P/250/7-OB | Valve plug, Socket, angled
11242 | 1873230000 | SAIB-VSCD-4P/250/7-OB | Valve plug, Socket, angled
11243 | 1873300010 | SAIL-M12G-PB-0.1D | Bus line, One end without connector, M12, Number of poles: 2, 0.1 m, pin, straight, Shielded: Yes, LED: No, Sheath material: PUR, Halogen: No
11244 | 1873300050 | SAIL-M12G-PB-0.5D | Bus line, One end without connector, M12, Number of poles: 2, 0.5 m, pin, straight, Shielded: Yes, LED: No, Sheath material: PUR, Halogen: No
11245 | 1873300150 | SAIL-M12G-PB-1.5D | Bus line, One end without connector, M12, Number of poles: 2, 1.5 m, pin, straight, Shielded: Yes, LED: No, Sheath material: PUR, Halogen: No
11246 | 1873300300 | SAIL-M12G-PB-3.0D | Bus line, One end without connector, M12, Number of poles: 2, 3 m, pin, straight, Shielded: Yes, LED: No, Sheath material: PUR, Halogen: No
11247 | 1873300500 | SAIL-M12G-PB-5.0D | Bus line, One end without connector, M12, Number of poles: 2, 5 m, pin, straight, Shielded: Yes, LED: No, Sheath material: PUR, Halogen: No
11248 | 1873301000 | SAIL-M12G-PB-10D | Bus line, One end without connector, M12, Number of poles: 2, 10 m, pin, straight, Shielded: Yes, LED: No, Sheath material: PUR, Halogen: No
11249 | 1873302000 | SAIL-M12G-PB-20D | Bus line, One end without connector, M12, Number of poles: 2, 20 m, pin, straight, Shielded: Yes, LED: No, Sheath material: PUR, Halogen: No
11250 | 1873310030 | SAIL-M12GM12G-PB-0.3D | Bus line, Connecting line, M12 / M12, Number of poles: 2, 0.3 m, pin, straight - socket, straight, Shielded: Yes, LED: No, Sheath material: PUR, Halogen: No
11251 | 1873310050 | SAIL-M12GM12G-PB-0.5D | Bus line, Connecting line, M12 / M12, Number of poles: 2, 0.5 m, pin, straight - socket, straight, Shielded: Yes, LED: No, Sheath material: PUR, Halogen: No
11252 | 1873310070 | SAIL-M12GM12G-PB-0.7D | Bus line, Connecting line, M12 / M12, Number of poles: 2, 0.7 m, pin, straight - socket, straight, Shielded: Yes, LED: No, Sheath material: PUR, Halogen: No
11253 | 1873310100 | SAIL-M12GM12G-PB-1.0D | Bus line, Connecting line, M12 / M12, Number of poles: 2, 1 m, pin, straight - socket, straight, Shielded: Yes, LED: No, Sheath material: PUR, Halogen: No
11254 | 1873310150 | SAIL-M12GM12G-PB-1.5D | Bus line, Connecting line, M12 / M12, Number of poles: 2, 1.5 m, pin, straight - socket, straight, Shielded: Yes, LED: No, Sheath material: PUR, Halogen: No
11255 | 1873310300 | SAIL-M12GM12G-PB-3.0D | Bus line, Connecting line, M12 / M12, Number of poles: 2, 3 m, pin, straight - socket, straight, Shielded: Yes, LED: No, Sheath material: PUR, Halogen: No
11256 | 1873310350 | SAIL-M12GM12G-PB-3.5D | Bus line, Connecting line, M12 / M12, Number of poles: 2, 3.5 m, pin, straight - socket, straight, Shielded: Yes, LED: No, Sheath material: PUR, Halogen: No
11257 | 1873310450 | SAIL-M12GM12G-PB-4.5D | Bus line, Connecting line, M12 / M12, Number of poles: 2, 4.5 m, pin, straight - socket, straight, Shielded: Yes, LED: No, Sheath material: PUR, Halogen: No
11258 | 1873310500 | SAIL-M12GM12G-PB-5.0D | Bus line, Connecting line, M12 / M12, Number of poles: 2, 5 m, pin, straight - socket, straight, Shielded: Yes, LED: No, Sheath material: PUR, Halogen: No
11259 | 1873310700 | SAIL-M12GM12G-PB-7.0D | Bus line, Connecting line, M12 / M12, Number of poles: 2, 7 m, pin, straight - socket, straight, Shielded: Yes, LED: No, Sheath material: PUR, Halogen: No
11260 | 1873311000 | SAIL-M12GM12G-PB-10D | Bus line, Connecting line, M12 / M12, Number of poles: 2, 10 m, pin, straight - socket, straight, Shielded: Yes, LED: No, Sheath material: PUR, Halogen: No
11261 | 1873311500 | SAIL-M12GM12G-PB-15D | Bus line, Connecting line, M12 / M12, Number of poles: 2, 15 m, pin, straight - socket, straight, Shielded: Yes, LED: No, Sheath material: PUR, Halogen: No
11262 | 1873312000 | SAIL-M12GM12G-PB-20D | Bus line, Connecting line, M12 / M12, Number of poles: 2, 20 m, pin, straight - socket, straight, Shielded: Yes, LED: No, Sheath material: PUR, Halogen: No
11263 | 1873313000 | SAIL-M12GM12G-PB-30D | Bus line, Connecting line, M12 / M12, Number of poles: 2, 30 m, pin, straight - socket, straight, Shielded: Yes, LED: No, Sheath material: PUR, Halogen: No
11264 | 1873314000 | SAIL-M12GM12G-PB-40D | Bus line, Connecting line, M12 / M12, Number of poles: 2, 40 m, pin, straight - socket, straight, Shielded: Yes, LED: No, Sheath material: PUR, Halogen: No
11265 | 1873320010 | SAIL-M12BG-PB-0.1D | Bus line, One end without connector, M12, Number of poles: 2, 0.1 m, Female socket, straight, Shielded: Yes, LED: No, Sheath material: PUR, Halogen: No
11266 | 1873320050 | SAIL-M12BG-PB-0.5D | Bus line, One end without connector, M12, Number of poles: 2, 0.5 m, Female socket, straight, Shielded: Yes, LED: No, Sheath material: PUR, Halogen: No
11267 | 1873320150 | SAIL-M12BG-PB-1.5D | Bus line, One end without connector, M12, Number of poles: 2, 1.5 m, Female socket, straight, Shielded: Yes, LED: No, Sheath material: PUR, Halogen: No
11268 | 1873320200 | SAIL-M12BG-PB-2.0D | Bus line, One end without connector, M12, Number of poles: 2, 2 m, Female socket, straight, Shielded: Yes, LED: No, Sheath material: PUR, Halogen: No
11269 | 1873320300 | SAIL-M12BG-PB-3.0D | Bus line, One end without connector, M12, Number of poles: 2, 3 m, Female socket, straight, Shielded: Yes, LED: No, Sheath material: PUR, Halogen: No
11270 | 1873320500 | SAIL-M12BG-PB-5.0D | Bus line, One end without connector, M12, Number of poles: 2, 5 m, Female socket, straight, Shielded: Yes, LED: No, Sheath material: PUR, Halogen: No
11271 | 1873321000 | SAIL-M12BG-PB-10D | Bus line, One end without connector, M12, Number of poles: 2, 10 m, Female socket, straight, Shielded: Yes, LED: No, Sheath material: PUR, Halogen: No
11272 | 1873321500 | SAIL-M12BG-PB-15D | Bus line, One end without connector, M12, Number of poles: 2, 15 m, Female socket, straight, Shielded: Yes, LED: No, Sheath material: PUR, Halogen: No
11273 | 1873322000 | SAIL-M12BG-PB-20D | Bus line, One end without connector, M12, Number of poles: 2, 20 m, Female socket, straight, Shielded: Yes, LED: No, Sheath material: PUR, Halogen: No
11274 | 1873323000 | SAIL-M12BG-PB-30D | Bus line, One end without connector, M12, Number of poles: 2, 30 m, Female socket, straight, Shielded: Yes, LED: No, Sheath material: PUR, Halogen: No
11275 | 1873520000 | HDC HE 6 FP | HDC insert, Female, 500 V, 24 A, Number of poles: 6, PUSH IN, Size: 3
11276 | 1873530000 | HDC HE 6 MP | HDC insert, Male, 500 V, 24 A, Number of poles: 6, PUSH IN, Size: 3
11277 | 1873540000 | HDC HE 10 FP | HDC insert, Female, 500 V, 16 A, Number of poles: 10, PUSH IN, Size: 4
11278 | 1873550000 | HDC HE 10 MP | HDC insert, Male, 500 V, 16 A, Number of poles: 10, PUSH IN, Size: 4
11279 | 1873560000 | HDC HE 16 FP | HDC insert, Female, 500 V, 16 A, Number of poles: 16, PUSH IN, Size: 6
11280 | 1873570000 | HDC HE 16 MP | HDC insert, Male, 500 V, 16 A, Number of poles: 16, PUSH IN, Size: 6
11281 | 1873580000 | HDC HE 24 FP | HDC insert, Female, 500 V, 16 A, Number of poles: 24, PUSH IN, Size: 8
11282 | 1873590000 | HDC HE 24 MP | HDC insert, Male, 500 V, 16 A, Number of poles: 24, PUSH IN, Size: 8
11283 | 1873860000 | HDC HA 10 FC | HDC insert, Female, 250 V, 16 A, Number of poles: 10, Crimp connection, Size: 2
11284 | 1873870000 | HDC HA 10 MC | HDC insert, Male, 250 V, 16 A, Number of poles: 10, Crimp connection, Size: 2
11285 | 1873880000 | HDC HA 16 FC | HDC insert, Female, 250 V, 16 A, Number of poles: 16, Crimp connection, Size: 5
11286 | 1875540000 | HDC HA 16 FC 33 - 48 | HDC insert, Female, 250 V, 16 A, Number of poles: 16, Crimp connection, Size: 5
11287 | 1875620000 | HDC HA 16 MC 17 - 32 | HDC insert, Male, 250 V, 16 A, Number of poles: 16, Crimp connection, Size: 5
11288 | 1875740000 | HDC HE 16 FP 17-32 | HDC insert, Female, 500 V, 16 A, Number of poles: 16, PUSH IN, Size: 6
11289 | 1875800000 | HDC HE 16 MP 17-32 | HDC insert, Male, 500 V, 16 A, Number of poles: 16, PUSH IN, Size: 6
11290 | 1875850000 | HDC HE 24 FP 25-48 | HDC insert, Female, 500 V, 16 A, Number of poles: 24, PUSH IN, Size: 8
11291 | 1875890000 | HDC HE 24 MP 25-48 | HDC insert, Male, 500 V, 16 A, Number of poles: 24, PUSH IN, Size: 8
11292 | 1876040000 | HDC HA 16 FC 17 - 32 | HDC insert, Female, 250 V, 16 A, Number of poles: 16, Crimp connection, Size: 5
11293 | 1877250060 | SAIL-M8GM8W-3L0.6U | Sensor/actuator line, Connecting line, M8 / M8, Number of poles : 3, 0.6 m, pin, straight - socket, 90°, Shielded: No, LED: Yes, Sheath material: PUR, Halogen: No
11294 | 1880470030 | SAIL-M8GM8G-4-0.3U | Sensor/actuator line, Connecting line, Number of poles : 4, 0.3 m, Shielded: No, LED: No, Sheath material: PUR, Halogen: No
11295 | 1880470400 | SAIL-M8GM8G-4-4.0U | Sensor/actuator line, Connecting line, M8 / M8, Number of poles : 4, 4 m, pin, straight - socket, straight, Shielded: No, LED: No, Sheath material: PUR, Halogen: No
11296 | 1880470750 | SAIL-M8GM8G-4-7.5U | Sensor/actuator line, Connecting line, M8 / M8, Number of poles : 4, 7.5 m, pin, straight - socket, straight, Shielded: No, LED: No, Sheath material: PUR, Halogen: No
11297 | 1890520050 | SAIL-M12BG-8S0.5U | Sensor/actuator line, One end without connector, M12, Number of poles : 8, 0.5 m, Female socket, straight, Shielded: Yes, LED: No, Sheath material: PUR, Halogen: No
11298 | 1896040000 | SAI-4-M 4P M12 EX IA | Sensor-actuator passive distributor, M12, Hood version Ex, Yes
11299 | 1896060000 | SAI-6-M 4P M12 EX IA | Sensor-actuator passive distributor, M12, Hood version Ex, Yes
11300 | 1896070000 | SAI-6-M 5P M12 EX IA | Sensor-actuator passive distributor, M12, Hood version Ex, Yes
11301 | 1896080000 | SAI-8-M 4P M12 EX IA | Sensor-actuator passive distributor, M12, Hood version Ex, Yes
11302 | 1900011000 | SCREWTY-M8-DM | Cable gland tool for moulded M8 cables
11303 | 1900031000 | SCREWTY-M8 F-DM | Cable gland tool for M8 connectors
11304 | 1900100000 | SCREWTY M12 KO O. SD | Cable gland tool for moulded M12 lines
11305 | 1910000000 | SCREWTY SET | Bolting tool
11306 | 1912111000 | SAIL-ZW-M12BW-3L10U | Sensor/actuator line, Connecting line, M12 / M12, Number of poles : 3, 10 m, Twin cabling, pin, straight, 2x socket, angled, Shielded: No, LED: Yes, Sheath material: PUR, Halogen: No
11307 | 1916700150 | SAIL-VSCD-M8G-3-1.5U | Valve plug, Straight plug - valve plug
11308 | 1916701000 | SAIL-VSCD-M8G-3-10U | Valve plug, Straight plug - valve plug
11309 | 1921010000 | SAIBM-M8-3P(TL) | Sockets prefabricated to customer spec., M8, Female socket, straight
11310 | 1921020000 | SAIBM-M8-4P(TL) | Sockets prefabricated to customer spec., M8, Female socket, straight
11311 | 1921030000 | SAISM-M8-3P(TL) | Plugs prefabricated to customer spec., M8, pin, straight
11312 | 1921040000 | SAISM-M8-4P(TL) | Plugs prefabricated to customer spec., M8, pin, straight
11313 | 1921050000 | SAIS-5/7-(KV) | Plugs prefabricated to customer spec., M12, pin, straight
11314 | 1921060000 | SAIS-4/7-(KV) | Plugs prefabricated to customer spec., M12, pin, straight
11315 | 1921070000 | SAIB-5/7-(KV) | Sockets prefabricated to customer spec., M12, Female socket, straight
11316 | 1921080000 | SAIB-4/7-(KV) | Sockets prefabricated to customer spec., M12, Female socket, straight
11317 | 1924950000 | SAIS-12/9-(TL) | Plugs prefabricated to customer spec., M12, pin, straight
11318 | 1924960000 | SAIB-12/9-(TL) | Sockets prefabricated to customer spec., M12, Female socket, straight
11319 | 1924970000 | SAIB-5/7-ZF | Sockets prefabricated to customer spec., M12, Female socket, straight
11320 | 1925300150 | SAIL-M12GM12G-3-1.5V | Sensor/actuator line, Connecting line, M12 / M12, Number of poles : 3, 1.5 m, pin, straight - socket, straight, Shielded: No, LED: No, Sheath material: PVC, Halogen: Yes
11321 | 1925300300 | SAIL-M12GM12G-3-3.0V | Sensor/actuator line, Connecting line, M12 / M12, Number of poles : 3, 3 m, pin, straight - socket, straight, Shielded: No, LED: No, Sheath material: PVC, Halogen: Yes
11322 | 1925300500 | SAIL-M12GM12G-3-5.0V | Sensor/actuator line, Connecting line, M12 / M12, Number of poles : 3, 5 m, pin, straight - socket, straight, Shielded: No, LED: No, Sheath material: PVC, Halogen: Yes
11323 | 1925301000 | SAIL-M12GM12G-3-10V | Sensor/actuator line, Connecting line, M12 / M12, Number of poles : 3, 10 m, pin, straight - socket, straight, Shielded: No, LED: No, Sheath material: PVC, Halogen: Yes
11324 | 1925301500 | SAIL-M12GM12G-3-15V | Sensor/actuator line, Connecting line, M12 / M12, Number of poles : 3, 15 m, pin, straight - socket, straight, Shielded: No, LED: No, Sheath material: PVC, Halogen: Yes
11325 | 1925302000 | SAIL-M12GM12G-3-20V | Sensor/actuator line, Connecting line, M12 / M12, Number of poles : 3, 20 m, pin, straight - socket, straight, Shielded: No, LED: No, Sheath material: PVC, Halogen: Yes
11326 | 1925310100 | SAIL-M12GM12G-4-1.0V | Sensor/actuator line, Connecting line, M12 / M12, Number of poles : 4, 1 m, pin, straight - socket, straight, Shielded: No, LED: No, Sheath material: PVC, Halogen: Yes
11327 | 1925310150 | SAIL-M12GM12G-4-1.5V | Sensor/actuator line, Connecting line, M12 / M12, Number of poles : 4, 1.5 m, pin, straight - socket, straight, Shielded: No, LED: No, Sheath material: PVC, Halogen: Yes
11328 | 1925310200 | SAIL-M12GM12G-4-2.0V | Sensor/actuator line, Connecting line, M12 / M12, Number of poles : 4, 2 m, pin, straight - socket, straight, Shielded: No, LED: No, Sheath material: PVC, Halogen: Yes
11329 | 1925310300 | SAIL-M12GM12G-4-3.0V | Sensor/actuator line, Connecting line, M12 / M12, Number of poles : 4, 3 m, pin, straight - socket, straight, Shielded: No, LED: No, Sheath material: PVC, Halogen: Yes
11330 | 1925310400 | SAIL-M12GM12G-4-4.0V | Sensor/actuator line, Connecting line, M12 / M12, Number of poles : 4, 4 m, pin, straight - socket, straight, Shielded: No, LED: No, Sheath material: PVC, Halogen: Yes
11331 | 1925310500 | SAIL-M12GM12G-4-5.0V | Sensor/actuator line, Connecting line, M12 / M12, Number of poles : 4, 5 m, pin, straight - socket, straight, Shielded: No, LED: No, Sheath material: PVC, Halogen: Yes
11332 | 1925311000 | SAIL-M12GM12G-4-10V | Sensor/actuator line, Connecting line, M12 / M12, Number of poles : 4, 10 m, pin, straight - socket, straight, Shielded: No, LED: No, Sheath material: PVC, Halogen: Yes
11333 | 1925320150 | SAIL-M12GM12G-5-1.5V | Sensor/actuator line, Connecting line, M12 / M12, Number of poles : 5, 1.5 m, pin, straight - socket, straight, Shielded: No, LED: No, Sheath material: PVC, Halogen: Yes
11334 | 1925320300 | SAIL-M12GM12G-5-3.0V | Sensor/actuator line, Connecting line, M12 / M12, Number of poles : 5, 3 m, pin, straight - socket, straight, Shielded: No, LED: No, Sheath material: PVC, Halogen: Yes
11335 | 1925320500 | SAIL-M12GM12G-5-5.0V | Sensor/actuator line, Connecting line, M12 / M12, Number of poles : 5, 5 m, pin, straight - socket, straight, Shielded: No, LED: No, Sheath material: PVC, Halogen: Yes
11336 | 1925321000 | SAIL-M12GM12G-5-10V | Sensor/actuator line, Connecting line, M12 / M12, Number of poles : 5, 10 m, pin, straight - socket, straight, Shielded: No, LED: No, Sheath material: PVC, Halogen: Yes
11337 | 1925330150 | SAIL-M12GM12G-2/4-1.5V | Sensor/actuator line, Connecting line, M12 / M12, Number of poles : 3, 1.5 m, pin, straight - socket, straight, Shielded: No, LED: No, Sheath material: PVC, Halogen: Yes
11338 | 1925330300 | SAIL-M12GM12G-2/4-3.0V | Sensor/actuator line, Connecting line, M12 / M12, Number of poles : 3, 3 m, pin, straight - socket, straight, Shielded: No, LED: No, Sheath material: PVC, Halogen: Yes
11339 | 1925330500 | SAIL-M12GM12G-2/4-5.0V | Sensor/actuator line, Connecting line, M12 / M12, Number of poles : 3, 5 m, pin, straight - socket, straight, Shielded: No, LED: No, Sheath material: PVC, Halogen: Yes
11340 | 1925340100 | SAIL-M12GM12W-3-1.0V | Sensor/actuator line, Connecting line, M12 / M12, Number of poles : 3, 1 m, pin, straight - socket, 90°, Shielded: No, LED: No, Sheath material: PVC, Halogen: Yes
11341 | 1925340150 | SAIL-M12GM12W-3-1.5V | Sensor/actuator line, Connecting line, M12 / M12, Number of poles : 3, 1.5 m, pin, straight - socket, 90°, Shielded: No, LED: No, Sheath material: PVC, Halogen: Yes
11342 | 1925340200 | SAIL-M12GM12W-3-2.0V | Sensor/actuator line, Connecting line, M12 / M12, Number of poles : 3, 2 m, pin, straight - socket, 90°, Shielded: No, LED: No, Sheath material: PVC, Halogen: Yes
11343 | 1925340300 | SAIL-M12GM12W-3-3.0V | Sensor/actuator line, Connecting line, M12 / M12, Number of poles : 3, 3 m, pin, straight - socket, 90°, Shielded: No, LED: No, Sheath material: PVC, Halogen: Yes
11344 | 1925340500 | SAIL-M12GM12W-3-5.0V | Sensor/actuator line, Connecting line, M12 / M12, Number of poles : 3, 5 m, pin, straight - socket, 90°, Shielded: No, LED: No, Sheath material: PVC, Halogen: Yes
11345 | 1925341000 | SAIL-M12GM12W-3-10V | Sensor/actuator line, Connecting line, M12 / M12, Number of poles : 3, 10 m, pin, straight - socket, 90°, Shielded: No, LED: No, Sheath material: PVC, Halogen: Yes
11346 | 1925350100 | SAIL-M12GM12W-4-1.0V | Sensor/actuator line, Connecting line, M12 / M12, Number of poles : 4, 1 m, pin, straight - socket, 90°, Shielded: No, LED: No, Sheath material: PVC, Halogen: Yes
11347 | 1925350150 | SAIL-M12GM12W-4-1.5V | Sensor/actuator line, Connecting line, M12 / M12, Number of poles : 4, 1.5 m, pin, straight - socket, 90°, Shielded: No, LED: No, Sheath material: PVC, Halogen: Yes
11348 | 1925350200 | SAIL-M12GM12W-4-2.0V | Sensor/actuator line, Connecting line, M12 / M12, Number of poles : 4, 2 m, pin, straight - socket, 90°, Shielded: No, LED: No, Sheath material: PVC, Halogen: Yes
11349 | 1925350250 | SAIL-M12GM12W-4-2.5V | Sensor/actuator line, Connecting line, M12 / M12, Number of poles : 4, 2.5 m, pin, straight - socket, 90°, Shielded: No, LED: No, Sheath material: PVC, Halogen: Yes
11350 | 1925350300 | SAIL-M12GM12W-4-3.0V | Sensor/actuator line, Connecting line, M12 / M12, Number of poles : 4, 3 m, pin, straight - socket, 90°, Shielded: No, LED: No, Sheath material: PVC, Halogen: Yes
11351 | 1925350400 | SAIL-M12GM12W-4-4.0V | Sensor/actuator line, Connecting line, M12 / M12, Number of poles : 4, 4 m, pin, straight - socket, 90°, Shielded: No, LED: No, Sheath material: PVC, Halogen: Yes
11352 | 1925350500 | SAIL-M12GM12W-4-5.0V | Sensor/actuator line, Connecting line, M12 / M12, Number of poles : 4, 5 m, pin, straight - socket, 90°, Shielded: No, LED: No, Sheath material: PVC, Halogen: Yes
11353 | 1925351000 | SAIL-M12GM12W-4-10V | Sensor/actuator line, Connecting line, M12 / M12, Number of poles : 4, 10 m, pin, straight - socket, 90°, Shielded: No, LED: No, Sheath material: PVC, Halogen: Yes
11354 | 1925360150 | SAIL-M12GM12W-5-1.5V | Sensor/actuator line, Connecting line, M12 / M12, Number of poles : 5, 1.5 m, pin, straight - socket, 90°, Shielded: No, LED: No, Sheath material: PVC, Halogen: Yes
11355 | 1925360300 | SAIL-M12GM12W-5-3.0V | Sensor/actuator line, Connecting line, M12 / M12, Number of poles : 5, 3 m, pin, straight - socket, 90°, Shielded: No, LED: No, Sheath material: PVC, Halogen: Yes
11356 | 1925360500 | SAIL-M12GM12W-5-5.0V | Sensor/actuator line, Connecting line, M12 / M12, Number of poles : 5, 5 m, pin, straight - socket, 90°, Shielded: No, LED: No, Sheath material: PVC, Halogen: Yes
11357 | 1925361000 | SAIL-M12GM12W-5-10V | Sensor/actuator line, Connecting line, M12 / M12, Number of poles : 5, 10 m, pin, straight - socket, 90°, Shielded: No, LED: No, Sheath material: PVC, Halogen: Yes
11358 | 1925370150 | SAIL-M12GM12W-2/4-1.5V | Sensor/actuator line, Connecting line, M12 / M12, Number of poles : 3, 1.5 m, pin, straight - socket, 90°, Shielded: No, LED: No, Sheath material: PVC, Halogen: Yes
11359 | 1925380150 | SAIL-M12WM12W-3-1.5V | Sensor/actuator line, Connecting line, M12 / M12, Number of poles : 3, 1.5 m, pin, 90° - socket 90°, Shielded: No, LED: No, Sheath material: PVC, Halogen: Yes
11360 | 1925380300 | SAIL-M12WM12W-3-3.0V | Sensor/actuator line, Connecting line, M12 / M12, Number of poles : 3, 3 m, pin, 90° - socket 90°, Shielded: No, LED: No, Sheath material: PVC, Halogen: Yes
11361 | 1925380500 | SAIL-M12WM12W-3-5.0V | Sensor/actuator line, Connecting line, M12 / M12, Number of poles : 3, 5 m, pin, 90° - socket 90°, Shielded: No, LED: No, Sheath material: PVC, Halogen: Yes
11362 | 1925381000 | SAIL-M12WM12W-3-10V | Sensor/actuator line, Connecting line, M12 / M12, Number of poles : 3, 10 m, pin, 90° - socket 90°, Shielded: No, LED: No, Sheath material: PVC, Halogen: Yes
11363 | 1925390150 | SAIL-M12WM12W-4-1.5V | Sensor/actuator line, Connecting line, M12 / M12, Number of poles : 4, 1.5 m, pin, 90° - socket 90°, Shielded: No, LED: No, Sheath material: PVC, Halogen: Yes
11364 | 1925390300 | SAIL-M12WM12W-4-3.0V | Sensor/actuator line, Connecting line, M12 / M12, Number of poles : 4, 3 m, pin, 90° - socket 90°, Shielded: No, LED: No, Sheath material: PVC, Halogen: Yes
11365 | 1925390500 | SAIL-M12WM12W-4-5.0V | Sensor/actuator line, Connecting line, M12 / M12, Number of poles : 4, 5 m, pin, 90° - socket 90°, Shielded: No, LED: No, Sheath material: PVC, Halogen: Yes
11366 | 1925391000 | SAIL-M12WM12W-4-10V | Sensor/actuator line, Connecting line, M12 / M12, Number of poles : 4, 10 m, pin, 90° - socket 90°, Shielded: No, LED: No, Sheath material: PVC, Halogen: Yes
11367 | 1925400150 | SAIL-M12WM12W-5-1.5V | Sensor/actuator line, Connecting line, M12 / M12, Number of poles : 5, 1.5 m, pin, 90° - socket 90°, Shielded: No, LED: No, Sheath material: PVC, Halogen: Yes
11368 | 1925400300 | SAIL-M12WM12W-5-3.0V | Sensor/actuator line, Connecting line, M12 / M12, Number of poles : 5, 3 m, pin, 90° - socket 90°, Shielded: No, LED: No, Sheath material: PVC, Halogen: Yes
11369 | 1925400500 | SAIL-M12WM12W-5-5.0V | Sensor/actuator line, Connecting line, M12 / M12, Number of poles : 5, 5 m, pin, 90° - socket 90°, Shielded: No, LED: No, Sheath material: PVC, Halogen: Yes
11370 | 1925401000 | SAIL-M12WM12W-5-10V | Sensor/actuator line, Connecting line, M12 / M12, Number of poles : 5, 10 m, pin, 90° - socket 90°, Shielded: No, LED: No, Sheath material: PVC, Halogen: Yes
11371 | 1925410150 | SAIL-M12GM12W-3L1.5V | Sensor/actuator line, Connecting line, M12 / M12, Number of poles : 3, 1.5 m, pin, straight - socket, 90°, Shielded: No, LED: Yes, Sheath material: PVC, Halogen: Yes
11372 | 1925410300 | SAIL-M12GM12W-3L3.0V | Sensor/actuator line, Connecting line, M12 / M12, Number of poles : 3, 3 m, pin, straight - socket, 90°, Shielded: No, LED: Yes, Sheath material: PVC, Halogen: Yes
11373 | 1925410500 | SAIL-M12GM12W-3L5.0V | Sensor/actuator line, Connecting line, M12 / M12, Number of poles : 3, 5 m, pin, straight - socket, 90°, Shielded: No, LED: Yes, Sheath material: PVC, Halogen: Yes
11374 | 1925411000 | SAIL-M12GM12W-3L10V | Sensor/actuator line, Connecting line, M12 / M12, Number of poles : 3, 10 m, pin, straight - socket, 90°, Shielded: No, LED: Yes, Sheath material: PVC, Halogen: Yes
11375 | 1925420150 | SAIL-M12GM12W-4-2L1.5V | Sensor/actuator line, Connecting line, M12 / M12, Number of poles : 4, 1.5 m, pin, straight - socket, 90°, Shielded: No, LED: Yes, Sheath material: PVC, Halogen: Yes
11376 | 1925420300 | SAIL-M12GM12W-4-2L3.0V | Sensor/actuator line, Connecting line, M12 / M12, Number of poles : 4, 3 m, pin, straight - socket, 90°, Shielded: No, LED: Yes, Sheath material: PVC, Halogen: Yes
11377 | 1925420500 | SAIL-M12GM12W-4-2L5.0V | Sensor/actuator line, Connecting line, M12 / M12, Number of poles : 4, 5 m, pin, straight - socket, 90°, Shielded: No, LED: Yes, Sheath material: PVC, Halogen: Yes
11378 | 1925421000 | SAIL-M12GM12W-4-2L10V | Sensor/actuator line, Connecting line, M12 / M12, Number of poles : 4, 10 m, pin, straight - socket, 90°, Shielded: No, LED: Yes, Sheath material: PVC, Halogen: Yes
11379 | 1925430150 | SAIL-M12G-3-1.5V | Sensor/actuator line, One end without connector, M12, Number of poles : 3, 1.5 m, pin, straight, Shielded: No, LED: No, Sheath material: PVC, Halogen: Yes
11380 | 1925430300 | SAIL-M12G-3-3.0V | Sensor/actuator line, One end without connector, M12, Number of poles : 3, 3 m, pin, straight, Shielded: No, LED: No, Sheath material: PVC, Halogen: Yes
11381 | 1925430500 | SAIL-M12G-3-5.0V | Sensor/actuator line, One end without connector, M12, Number of poles : 3, 5 m, pin, straight, Shielded: No, LED: No, Sheath material: PVC, Halogen: Yes
11382 | 1925431000 | SAIL-M12G-3-10V | Sensor/actuator line, One end without connector, M12, Number of poles : 3, 10 m, pin, straight, Shielded: No, LED: No, Sheath material: PVC, Halogen: Yes
11383 | 1925440150 | SAIL-M12G-4-1.5V | Sensor/actuator line, One end without connector, M12, Number of poles : 4, 1.5 m, pin, straight, Shielded: No, LED: No, Sheath material: PVC, Halogen: Yes
11384 | 1925440300 | SAIL-M12G-4-3.0V | Sensor/actuator line, One end without connector, M12, Number of poles : 4, 3 m, pin, straight, Shielded: No, LED: No, Sheath material: PVC, Halogen: Yes
11385 | 1925440500 | SAIL-M12G-4-5.0V | Sensor/actuator line, One end without connector, M12, Number of poles : 4, 5 m, pin, straight, Shielded: No, LED: No, Sheath material: PVC, Halogen: Yes
11386 | 1925441000 | SAIL-M12G-4-10V | Sensor/actuator line, One end without connector, M12, Number of poles : 4, 10 m, pin, straight, Shielded: No, LED: No, Sheath material: PVC, Halogen: Yes
11387 | 1925450150 | SAIL-M12G-5-1.5V | Sensor/actuator line, One end without connector, M12, Number of poles : 5, 1.5 m, pin, straight, Shielded: No, LED: No, Sheath material: PVC, Halogen: Yes
11388 | 1925450300 | SAIL-M12G-5-3.0V | Sensor/actuator line, One end without connector, M12, Number of poles : 5, 3 m, pin, straight, Shielded: No, LED: No, Sheath material: PVC, Halogen: Yes
11389 | 1925450500 | SAIL-M12G-5-5.0V | Sensor/actuator line, One end without connector, M12, Number of poles : 5, 5 m, pin, straight, Shielded: No, LED: No, Sheath material: PVC, Halogen: Yes
11390 | 1925451000 | SAIL-M12G-5-10V | Sensor/actuator line, One end without connector, M12, Number of poles : 5, 10 m, pin, straight, Shielded: No, LED: No, Sheath material: PVC, Halogen: Yes
11391 | 1925460150 | SAIL-M12BW-3L1.5V | Sensor/actuator line, One end without connector, M12, Number of poles : 3, 1.5 m, Socket, angled, Shielded: No, LED: Yes, Sheath material: PVC, Halogen: Yes
11392 | 1925460300 | SAIL-M12BW-3L3.0V | Sensor/actuator line, One end without connector, M12, Number of poles : 3, 3 m, Socket, angled, Shielded: No, LED: Yes, Sheath material: PVC, Halogen: Yes
11393 | 1925460500 | SAIL-M12BW-3L5.0V | Sensor/actuator line, One end without connector, M12, Number of poles : 3, 5 m, Socket, angled, Shielded: No, LED: Yes, Sheath material: PVC, Halogen: Yes
11394 | 1925461000 | SAIL-M12BW-3L10V | Sensor/actuator line, One end without connector, M12, Number of poles : 3, 10 m, Socket, angled, Shielded: No, LED: Yes, Sheath material: PVC, Halogen: Yes
11395 | 1925470150 | SAIL-M12BW-4-2L1.5V | Sensor/actuator line, One end without connector, M12, Number of poles : 4, 1.5 m, Socket, angled, Shielded: No, LED: Yes, Sheath material: PVC, Halogen: Yes
11396 | 1925470300 | SAIL-M12BW-4-2L3.0V | Sensor/actuator line, One end without connector, M12, Number of poles : 4, 3 m, Socket, angled, Shielded: No, LED: Yes, Sheath material: PVC, Halogen: Yes
11397 | 1925470500 | SAIL-M12BW-4-2L5.0V | Sensor/actuator line, One end without connector, M12, Number of poles : 4, 5 m, Socket, angled, Shielded: No, LED: Yes, Sheath material: PVC, Halogen: Yes
11398 | 1925471000 | SAIL-M12BW-4-2L10V | Sensor/actuator line, One end without connector, M12, Number of poles : 4, 10 m, Socket, angled, Shielded: No, LED: Yes, Sheath material: PVC, Halogen: Yes
11399 | 1925510150 | SAIL-M12W-3-1.5V | Sensor/actuator line, One end without connector, M12, Number of poles : 3, 1.5 m, pin, 90°, Shielded: No, LED: No, Sheath material: PVC, Halogen: Yes
11400 | 1925510300 | SAIL-M12W-3-3.0V | Sensor/actuator line, One end without connector, M12, Number of poles : 3, 3 m, pin, 90°, Shielded: No, LED: No, Sheath material: PVC, Halogen: Yes
11401 | 1925510500 | SAIL-M12W-3-5.0V | Sensor/actuator line, One end without connector, M12, Number of poles : 3, 5 m, pin, 90°, Shielded: No, LED: No, Sheath material: PVC, Halogen: Yes
11402 | 1925511000 | SAIL-M12W-3-10V | Sensor/actuator line, One end without connector, M12, Number of poles : 3, 10 m, pin, 90°, Shielded: No, LED: No, Sheath material: PVC, Halogen: Yes
11403 | 1925520150 | SAIL-M12W-4-1.5V | Sensor/actuator line, One end without connector, M12, Number of poles : 4, 1.5 m, pin, 90°, Shielded: No, LED: No, Sheath material: PVC, Halogen: Yes
11404 | 1925520300 | SAIL-M12W-4-3.0V | Sensor/actuator line, One end without connector, M12, Number of poles : 4, 3 m, pin, 90°, Shielded: No, LED: No, Sheath material: PVC, Halogen: Yes
11405 | 1925520500 | SAIL-M12W-4-5.0V | Sensor/actuator line, One end without connector, M12, Number of poles : 4, 5 m, pin, 90°, Shielded: No, LED: No, Sheath material: PVC, Halogen: Yes
11406 | 1925521000 | SAIL-M12W-4-10V | Sensor/actuator line, One end without connector, M12, Number of poles : 4, 10 m, pin, 90°, Shielded: No, LED: No, Sheath material: PVC, Halogen: Yes
11407 | 1925530150 | SAIL-M12W-5-1.5V | Sensor/actuator line, One end without connector, M12, Number of poles : 5, 1.5 m, pin, 90°, Shielded: No, LED: No, Sheath material: PVC, Halogen: Yes
11408 | 1925530300 | SAIL-M12W-5-3.0V | Sensor/actuator line, One end without connector, M12, Number of poles : 5, 3 m, pin, 90°, Shielded: No, LED: No, Sheath material: PVC, Halogen: Yes
11409 | 1925530500 | SAIL-M12W-5-5.0V | Sensor/actuator line, One end without connector, M12, Number of poles : 5, 5 m, pin, 90°, Shielded: No, LED: No, Sheath material: PVC, Halogen: Yes
11410 | 1925531000 | SAIL-M12W-5-10V | Sensor/actuator line, One end without connector, M12, Number of poles : 5, 10 m, pin, 90°, Shielded: No, LED: No, Sheath material: PVC, Halogen: Yes
11411 | 1925570150 | SAIL-M12BG-3-1.5V | Sensor/actuator line, One end without connector, M12, Number of poles : 3, 1.5 m, Female socket, straight, Shielded: No, LED: No, Sheath material: PVC, Halogen: Yes
11412 | 1925570200 | SAIL-M12BG-3-2.0V | Sensor/actuator line, One end without connector, M12, Number of poles : 3, 2 m, Female socket, straight, Shielded: No, LED: No, Sheath material: PVC, Halogen: Yes
11413 | 1925570300 | SAIL-M12BG-3-3.0V | Sensor/actuator line, One end without connector, M12, Number of poles : 3, 3 m, Female socket, straight, Shielded: No, LED: No, Sheath material: PVC, Halogen: Yes
11414 | 1925570500 | SAIL-M12BG-3-5.0V | Sensor/actuator line, One end without connector, M12, Number of poles : 3, 5 m, Female socket, straight, Shielded: No, LED: No, Sheath material: PVC, Halogen: Yes
11415 | 1925571000 | SAIL-M12BG-3-10V | Sensor/actuator line, One end without connector, M12, Number of poles : 3, 10 m, Female socket, straight, Shielded: No, LED: No, Sheath material: PVC, Halogen: Yes
11416 | 1925580150 | SAIL-M12BG-4-1.5V | Sensor/actuator line, One end without connector, M12, Number of poles : 4, 1.5 m, Female socket, straight, Shielded: No, LED: No, Sheath material: PVC, Halogen: Yes
11417 | 1925580200 | SAIL-M12BG-4-2.0V | Sensor/actuator line, One end without connector, M12, Number of poles : 4, 2 m, Female socket, straight, Shielded: No, LED: No, Sheath material: PVC, Halogen: Yes
11418 | 1925580300 | SAIL-M12BG-4-3.0V | Sensor/actuator line, One end without connector, M12, Number of poles : 4, 3 m, Female socket, straight, Shielded: No, LED: No, Sheath material: PVC, Halogen: Yes
11419 | 1925580500 | SAIL-M12BG-4-5.0V | Sensor/actuator line, One end without connector, M12, Number of poles : 4, 5 m, Female socket, straight, Shielded: No, LED: No, Sheath material: PVC, Halogen: Yes
11420 | 1925581000 | SAIL-M12BG-4-10V | Sensor/actuator line, One end without connector, M12, Number of poles : 4, 10 m, Female socket, straight, Shielded: No, LED: No, Sheath material: PVC, Halogen: Yes
11421 | 1925581500 | SAIL-M12BG-4-15V | Sensor/actuator line, One end without connector, M12, Number of poles : 4, 15 m, Female socket, straight, Shielded: No, LED: No, Sheath material: PVC, Halogen: Yes
11422 | 1925582000 | SAIL-M12BG-4-20V | Sensor/actuator line, One end without connector, M12, Number of poles : 4, 20 m, Female socket, straight, Shielded: No, LED: No, Sheath material: PVC, Halogen: Yes
11423 | 1925582500 | SAIL-M12BG-4-25V | Sensor/actuator line, One end without connector, M12, Number of poles : 4, 25 m, Female socket, straight, Shielded: No, LED: No, Sheath material: PVC, Halogen: Yes
11424 | 1925583000 | SAIL-M12BG-4-30V | Sensor/actuator line, One end without connector, M12, Number of poles : 4, 30 m, Female socket, straight, Shielded: No, LED: No, Sheath material: PVC, Halogen: Yes
11425 | 1925590150 | SAIL-M12BG-5-1.5V | Sensor/actuator line, One end without connector, M12, Number of poles : 5, 1.5 m, Female socket, straight, Shielded: No, LED: No, Sheath material: PVC, Halogen: Yes
11426 | 1925590200 | SAIL-M12BG-5-2.0V | Sensor/actuator line, One end without connector, M12, Number of poles : 5, 2 m, Female socket, straight, Shielded: No, LED: No, Sheath material: PVC, Halogen: Yes
11427 | 1925590300 | SAIL-M12BG-5-3.0V | Sensor/actuator line, One end without connector, M12, Number of poles : 5, 3 m, Female socket, straight, Shielded: No, LED: No, Sheath material: PVC, Halogen: Yes
11428 | 1925590500 | SAIL-M12BG-5-5.0V | Sensor/actuator line, One end without connector, M12, Number of poles : 5, 5 m, Female socket, straight, Shielded: No, LED: No, Sheath material: PVC, Halogen: Yes
11429 | 1925591000 | SAIL-M12BG-5-10V | Sensor/actuator line, One end without connector, M12, Number of poles : 5, 10 m, Female socket, straight, Shielded: No, LED: No, Sheath material: PVC, Halogen: Yes
11430 | 1925593000 | SAIL-M12BG-5-30V | Sensor/actuator line, One end without connector, M12, Number of poles : 5, 30 m, Female socket, straight, Shielded: No, LED: No, Sheath material: PVC, Halogen: Yes
11431 | 1925630150 | SAIL-M12BW-3-1.5V | Sensor/actuator line, One end without connector, M12, Number of poles : 3, 1.5 m, Socket, angled, Shielded: No, LED: No, Sheath material: PVC, Halogen: Yes
11432 | 1925630200 | SAIL-M12BW-3-2.0V | Sensor/actuator line, One end without connector, M12, Number of poles : 3, 2 m, Socket, angled, Shielded: No, LED: No, Sheath material: PVC, Halogen: Yes
11433 | 1925630300 | SAIL-M12BW-3-3.0V | Sensor/actuator line, One end without connector, M12, Number of poles : 3, 3 m, Socket, angled, Shielded: No, LED: No, Sheath material: PVC, Halogen: Yes
11434 | 1925630500 | SAIL-M12BW-3-5.0V | Sensor/actuator line, One end without connector, M12, Number of poles : 3, 5 m, Socket, angled, Shielded: No, LED: No, Sheath material: PVC, Halogen: Yes
11435 | 1925631000 | SAIL-M12BW-3-10V | Sensor/actuator line, One end without connector, M12, Number of poles : 3, 10 m, Socket, angled, Shielded: No, LED: No, Sheath material: PVC, Halogen: Yes
11436 | 1925631500 | SAIL-M12BW-3-15V | Sensor/actuator line, One end without connector, M12, Number of poles : 3, 15 m, Socket, angled, Shielded: No, LED: No, Sheath material: PVC, Halogen: Yes
11437 | 1925640150 | SAIL-M12BW-4-1.5V | Sensor/actuator line, One end without connector, M12, Number of poles : 4, 1.5 m, Socket, angled, Shielded: No, LED: No, Sheath material: PVC, Halogen: Yes
11438 | 1925640300 | SAIL-M12BW-4-3.0V | Sensor/actuator line, One end without connector, M12, Number of poles : 4, 3 m, Socket, angled, Shielded: No, LED: No, Sheath material: PVC, Halogen: Yes
11439 | 1925640500 | SAIL-M12BW-4-5.0V | Sensor/actuator line, One end without connector, M12, Number of poles : 4, 5 m, Socket, angled, Shielded: No, LED: No, Sheath material: PVC, Halogen: Yes
11440 | 1925641000 | SAIL-M12BW-4-10V | Sensor/actuator line, One end without connector, M12, Number of poles : 4, 10 m, Socket, angled, Shielded: No, LED: No, Sheath material: PVC, Halogen: Yes
11441 | 1925641500 | SAIL-M12BW-4-15V | Sensor/actuator line, One end without connector, M12, Number of poles : 4, 15 m, Socket, angled, Shielded: No, LED: No, Sheath material: PVC, Halogen: Yes
11442 | 1925650150 | SAIL-M12BW-5-1.5V | Sensor/actuator line, One end without connector, M12, Number of poles : 5, 1.5 m, Socket, angled, Shielded: No, LED: No, Sheath material: PVC, Halogen: Yes
11443 | 1925650300 | SAIL-M12BW-5-3.0V | Sensor/actuator line, One end without connector, M12, Number of poles : 5, 3 m, Socket, angled, Shielded: No, LED: No, Sheath material: PVC, Halogen: Yes
11444 | 1925650500 | SAIL-M12BW-5-5.0V | Sensor/actuator line, One end without connector, M12, Number of poles : 5, 5 m, Socket, angled, Shielded: No, LED: No, Sheath material: PVC, Halogen: Yes
11445 | 1925651000 | SAIL-M12BW-5-10V | Sensor/actuator line, One end without connector, M12, Number of poles : 5, 10 m, Socket, angled, Shielded: No, LED: No, Sheath material: PVC, Halogen: Yes
11446 | 1926690150 | SAIL-M12G-5S1.5U | Sensor/actuator line, One end without connector, M12, Number of poles : 5, 1.5 m, pin, straight, Shielded: Yes, LED: No, Sheath material: PUR, Halogen: No
11447 | 1926690300 | SAIL-M12G-5S3.0U | Sensor/actuator line, One end without connector, M12, Number of poles : 5, 3 m, pin, straight, Shielded: Yes, LED: No, Sheath material: PUR, Halogen: No
11448 | 1926690500 | SAIL-M12G-5S5.0U | Sensor/actuator line, One end without connector, M12, Number of poles : 5, 5 m, pin, straight, Shielded: Yes, LED: No, Sheath material: PUR, Halogen: No
11449 | 1926691000 | SAIL-M12G-5S10U | Sensor/actuator line, One end without connector, M12, Number of poles : 5, 10 m, pin, straight, Shielded: Yes, LED: No, Sheath material: PUR, Halogen: No
11450 | 1926692000 | SAIL-M12G-5S20U | Sensor/actuator line, One end without connector, M12, Number of poles : 5, 20 m, pin, straight, Shielded: Yes, LED: No, Sheath material: PUR, Halogen: No
11451 | 1927150020 | SAIL-M8GM8G-3-0.2V | Sensor/actuator line, Connecting line, M8 / M8, Number of poles : 3, 0.2 m, pin, straight - socket, straight, Shielded: No, LED: No, Sheath material: PVC, Halogen: Yes
11452 | 1927150060 | SAIL-M8GM8G-3-0.6V | Sensor/actuator line, Connecting line, M8 / M8, Number of poles : 3, 0.6 m, pin, straight - socket, straight, Shielded: No, LED: No, Sheath material: PVC, Halogen: Yes
11453 | 1927150100 | SAIL-M8GM8G-3-1.0V | Sensor/actuator line, Connecting line, M8 / M8, Number of poles : 3, 1 m, pin, straight - socket, straight, Shielded: No, LED: No, Sheath material: PVC, Halogen: Yes
11454 | 1927150150 | SAIL-M8GM8G-3-1.5V | Sensor/actuator line, Connecting line, M8 / M8, Number of poles : 3, 1.5 m, pin, straight - socket, straight, Shielded: No, LED: No, Sheath material: PVC, Halogen: Yes
11455 | 1927150200 | SAIL-M8GM8G-3-2.0V | Sensor/actuator line, Connecting line, M8 / M8, Number of poles : 3, 2 m, pin, straight - socket, straight, Shielded: No, LED: No, Sheath material: PVC, Halogen: Yes
11456 | 1927150300 | SAIL-M8GM8G-3-3.0V | Sensor/actuator line, Connecting line, M8 / M8, Number of poles : 3, 3 m, pin, straight - socket, straight, Shielded: No, LED: No, Sheath material: PVC, Halogen: Yes
11457 | 1927150500 | SAIL-M8GM8G-3-5.0V | Sensor/actuator line, Connecting line, M8 / M8, Number of poles : 3, 5 m, pin, straight - socket, straight, Shielded: No, LED: No, Sheath material: PVC, Halogen: Yes
11458 | 1927151000 | SAIL-M8GM8G-3-10V | Sensor/actuator line, Connecting line, M8 / M8, Number of poles : 3, 10 m, pin, straight - socket, straight, Shielded: No, LED: No, Sheath material: PVC, Halogen: Yes
11459 | 1927160150 | SAIL-M8GM8G-4-1.5V | Sensor/actuator line, Connecting line, M8 / M8, Number of poles : 4, 1.5 m, pin, straight - socket, straight, Shielded: No, LED: No, Sheath material: PVC, Halogen: Yes
11460 | 1927160300 | SAIL-M8GM8G-4-3.0V | Sensor/actuator line, Connecting line, M8 / M8, Number of poles : 4, 3 m, pin, straight - socket, straight, Shielded: No, LED: No, Sheath material: PVC, Halogen: Yes
11461 | 1927160500 | SAIL-M8GM8G-4-5.0V | Sensor/actuator line, Connecting line, M8 / M8, Number of poles : 4, 5 m, pin, straight - socket, straight, Shielded: No, LED: No, Sheath material: PVC, Halogen: Yes
11462 | 1927161000 | SAIL-M8GM8G-4-10V | Sensor/actuator line, Connecting line, M8 / M8, Number of poles : 4, 10 m, pin, straight - socket, straight, Shielded: No, LED: No, Sheath material: PVC, Halogen: Yes
11463 | 1927170150 | SAIL-M8GM8W-3-1.5V | Sensor/actuator line, Connecting line, M8 / M8, Number of poles : 3, 1.5 m, pin, straight - socket, 90°, Shielded: No, LED: No, Sheath material: PVC, Halogen: Yes
11464 | 1927170300 | SAIL-M8GM8W-3-3.0V | Sensor/actuator line, Connecting line, M8 / M8, Number of poles : 3, 3 m, pin, straight - socket, 90°, Shielded: No, LED: No, Sheath material: PVC, Halogen: Yes
11465 | 1927170500 | SAIL-M8GM8W-3-5.0V | Sensor/actuator line, Connecting line, M8 / M8, Number of poles : 3, 5 m, pin, straight - socket, 90°, Shielded: No, LED: No, Sheath material: PVC, Halogen: Yes
11466 | 1927171000 | SAIL-M8GM8W-3-10V | Sensor/actuator line, Connecting line, M8 / M8, Number of poles : 3, 10 m, pin, straight - socket, 90°, Shielded: No, LED: No, Sheath material: PVC, Halogen: Yes
11467 | 1927180150 | SAIL-M8GM8W-4-1.5V | Sensor/actuator line, Connecting line, M8 / M8, Number of poles : 4, 1.5 m, pin, straight - socket, 90°, Shielded: No, LED: No, Sheath material: PVC, Halogen: Yes
11468 | 1927180300 | SAIL-M8GM8W-4-3.0V | Sensor/actuator line, Connecting line, M8 / M8, Number of poles : 4, 3 m, pin, straight - socket, 90°, Shielded: No, LED: No, Sheath material: PVC, Halogen: Yes
11469 | 1927180500 | SAIL-M8GM8W-4-5.0V | Sensor/actuator line, Connecting line, M8 / M8, Number of poles : 4, 5 m, pin, straight - socket, 90°, Shielded: No, LED: No, Sheath material: PVC, Halogen: Yes
11470 | 1927181000 | SAIL-M8GM8W-4-10V | Sensor/actuator line, Connecting line, M8 / M8, Number of poles : 4, 10 m, pin, straight - socket, 90°, Shielded: No, LED: No, Sheath material: PVC, Halogen: Yes
11471 | 1927190150 | SAIL-M8GM8W-3L1.5V | Sensor/actuator line, Connecting line, M8 / M8, Number of poles : 3, 1.5 m, pin, straight - socket, 90°, Shielded: No, LED: Yes, Sheath material: PVC, Halogen: Yes
11472 | 1927190300 | SAIL-M8GM8W-3L3.0V | Sensor/actuator line, Connecting line, M8 / M8, Number of poles : 3, 3 m, pin, straight - socket, 90°, Shielded: No, LED: Yes, Sheath material: PVC, Halogen: Yes
11473 | 1927190500 | SAIL-M8GM8W-3L5.0V | Sensor/actuator line, Connecting line, M8 / M8, Number of poles : 3, 5 m, pin, straight - socket, 90°, Shielded: No, LED: Yes, Sheath material: PVC, Halogen: Yes
11474 | 1927191000 | SAIL-M8GM8W-3L10V | Sensor/actuator line, Connecting line, M8 / M8, Number of poles : 3, 10 m, pin, straight - socket, 90°, Shielded: No, LED: Yes, Sheath material: PVC, Halogen: Yes
11475 | 1927200150 | SAIL-M8GM8W-4L1.5V | Sensor/actuator line, Connecting line, M8 / M8, Number of poles : 4, 1.5 m, pin, straight - socket, 90°, Shielded: No, LED: Yes, Sheath material: PVC, Halogen: Yes
11476 | 1927200300 | SAIL-M8GM8W-4L3.0V | Sensor/actuator line, Connecting line, M8 / M8, Number of poles : 4, 3 m, pin, straight - socket, 90°, Shielded: No, LED: Yes, Sheath material: PVC, Halogen: Yes
11477 | 1927200500 | SAIL-M8GM8W-4L5.0V | Sensor/actuator line, Connecting line, M8 / M8, Number of poles : 4, 5 m, pin, straight - socket, 90°, Shielded: No, LED: Yes, Sheath material: PVC, Halogen: Yes
11478 | 1927201000 | SAIL-M8GM8W-4L10V | Sensor/actuator line, Connecting line, M8 / M8, Number of poles : 4, 10 m, pin, straight - socket, 90°, Shielded: No, LED: Yes, Sheath material: PVC, Halogen: Yes
11479 | 1927210060 | SAIL-M8WM8W-3-0.6V | Sensor/actuator line, Connecting line, M8 / M8, Number of poles : 3, 0.6 m, pin, 90° - socket 90°, Shielded: No, LED: No, Sheath material: PVC, Halogen: Yes
11480 | 1927210150 | SAIL-M8WM8W-3-1.5V | Sensor/actuator line, Connecting line, M8 / M8, Number of poles : 3, 1.5 m, pin, 90° - socket 90°, Shielded: No, LED: No, Sheath material: PVC, Halogen: Yes
11481 | 1927210300 | SAIL-M8WM8W-3-3.0V | Sensor/actuator line, Connecting line, M8 / M8, Number of poles : 3, 3 m, pin, 90° - socket 90°, Shielded: No, LED: No, Sheath material: PVC, Halogen: Yes
11482 | 1927210500 | SAIL-M8WM8W-3-5.0V | Sensor/actuator line, Connecting line, M8 / M8, Number of poles : 3, 5 m, pin, 90° - socket 90°, Shielded: No, LED: No, Sheath material: PVC, Halogen: Yes
11483 | 1927211000 | SAIL-M8WM8W-3-10V | Sensor/actuator line, Connecting line, M8 / M8, Number of poles : 3, 10 m, pin, 90° - socket 90°, Shielded: No, LED: No, Sheath material: PVC, Halogen: Yes
11484 | 1927220150 | SAIL-M8WM8W-4-1.5V | Sensor/actuator line, Connecting line, M8 / M8, Number of poles : 4, 1.5 m, pin, 90° - socket 90°, Shielded: No, LED: No, Sheath material: PVC, Halogen: Yes
11485 | 1927220300 | SAIL-M8WM8W-4-3.0V | Sensor/actuator line, Connecting line, M8 / M8, Number of poles : 4, 3 m, pin, 90° - socket 90°, Shielded: No, LED: No, Sheath material: PVC, Halogen: Yes
11486 | 1927220500 | SAIL-M8WM8W-4-5.0V | Sensor/actuator line, Connecting line, M8 / M8, Number of poles : 4, 5 m, pin, 90° - socket 90°, Shielded: No, LED: No, Sheath material: PVC, Halogen: Yes
11487 | 1927221000 | SAIL-M8WM8W-4-10V | Sensor/actuator line, Connecting line, M8 / M8, Number of poles : 4, 10 m, pin, 90° - socket 90°, Shielded: No, LED: No, Sheath material: PVC, Halogen: Yes
11488 | 1927230150 | SAIL-M8G-3-1.5V | Sensor/actuator line, One end without connector, M12 / M8, Number of poles : 3, 1.5 m, pin, straight, Shielded: No, LED: No, Sheath material: PVC, Halogen: Yes
11489 | 1927230300 | SAIL-M8G-3-3.0V | Sensor/actuator line, One end without connector, M12 / M8, Number of poles : 3, 3 m, pin, straight, Shielded: No, LED: No, Sheath material: PVC, Halogen: Yes
11490 | 1927230500 | SAIL-M8G-3-5.0V | Sensor/actuator line, One end without connector, M12 / M8, Number of poles : 3, 5 m, pin, straight, Shielded: No, LED: No, Sheath material: PVC, Halogen: Yes
11491 | 1927231000 | SAIL-M8G-3-10V | Sensor/actuator line, One end without connector, M12 / M8, Number of poles : 3, 10 m, pin, straight, Shielded: No, LED: No, Sheath material: PVC, Halogen: Yes
11492 | 1927240150 | SAIL-M8BG-3-1.5V | Sensor/actuator line, One end without connector, M12 / M8, Number of poles : 3, 1.5 m, Female socket, straight, Shielded: No, LED: No, Sheath material: PVC, Halogen: Yes
11493 | 1927240300 | SAIL-M8BG-3-3.0V | Sensor/actuator line, One end without connector, M12 / M8, Number of poles : 3, 3 m, Female socket, straight, Shielded: No, LED: No, Sheath material: PVC, Halogen: Yes
11494 | 1927240500 | SAIL-M8BG-3-5.0V | Sensor/actuator line, One end without connector, M12 / M8, Number of poles : 3, 5 m, Female socket, straight, Shielded: No, LED: No, Sheath material: PVC, Halogen: Yes
11495 | 1927241000 | SAIL-M8BG-3-10V | Sensor/actuator line, One end without connector, M12 / M8, Number of poles : 3, 10 m, Female socket, straight, Shielded: No, LED: No, Sheath material: PVC, Halogen: Yes
11496 | 1927241500 | SAIL-M8BG-3-15V | Sensor/actuator line, One end without connector, M12 / M8, Number of poles : 3, 15 m, Female socket, straight, Shielded: No, LED: No, Sheath material: PVC, Halogen: Yes
11497 | 1927250150 | SAIL-M8G-4-1.5V | Sensor/actuator line, One end without connector, M8, Number of poles : 4, 1.5 m, pin, straight, Shielded: No, LED: No, Sheath material: PVC, Halogen: Yes
11498 | 1927250300 | SAIL-M8G-4-3.0V | Sensor/actuator line, One end without connector, M8, Number of poles : 4, 3 m, pin, straight, Shielded: No, LED: No, Sheath material: PVC, Halogen: Yes
11499 | 1927250500 | SAIL-M8G-4-5.0V | Sensor/actuator line, One end without connector, M8, Number of poles : 4, 5 m, pin, straight, Shielded: No, LED: No, Sheath material: PVC, Halogen: Yes
11500 | 1927251000 | SAIL-M8G-4-10V | Sensor/actuator line, One end without connector, M8, Number of poles : 4, 10 m, pin, straight, Shielded: No, LED: No, Sheath material: PVC, Halogen: Yes
11501 | 1927260150 | SAIL-M8BG-4-1.5V | Sensor/actuator line, One end without connector, M8, Number of poles : 4, 1.5 m, Female socket, straight, Shielded: No, LED: No, Sheath material: PVC, Halogen: Yes
11502 | 1927260300 | SAIL-M8BG-4-3.0V | Sensor/actuator line, One end without connector, M8, Number of poles : 4, 3 m, Female socket, straight, Shielded: No, LED: No, Sheath material: PVC, Halogen: Yes
11503 | 1927260500 | SAIL-M8BG-4-5.0V | Sensor/actuator line, One end without connector, M8, Number of poles : 4, 5 m, Female socket, straight, Shielded: No, LED: No, Sheath material: PVC, Halogen: Yes
11504 | 1927261000 | SAIL-M8BG-4-10V | Sensor/actuator line, One end without connector, M8, Number of poles : 4, 10 m, Female socket, straight, Shielded: No, LED: No, Sheath material: PVC, Halogen: Yes
11505 | 1927310150 | SAIL-M8W-3-1.5V | Sensor/actuator line, One end without connector, M12 / M8, Number of poles : 3, 1.5 m, pin, 90°, Shielded: No, LED: No, Sheath material: PVC, Halogen: Yes
11506 | 1927310300 | SAIL-M8W-3-3.0V | Sensor/actuator line, One end without connector, M12 / M8, Number of poles : 3, 3 m, pin, 90°, Shielded: No, LED: No, Sheath material: PVC, Halogen: Yes
11507 | 1927310500 | SAIL-M8W-3-5.0V | Sensor/actuator line, One end without connector, M12 / M8, Number of poles : 3, 5 m, pin, 90°, Shielded: No, LED: No, Sheath material: PVC, Halogen: Yes
11508 | 1927311000 | SAIL-M8W-3-10V | Sensor/actuator line, One end without connector, M12 / M8, Number of poles : 3, 10 m, pin, 90°, Shielded: No, LED: No, Sheath material: PVC, Halogen: Yes
11509 | 1927320150 | SAIL-M8BW-3-1.5V | Sensor/actuator line, One end without connector, M12 / M8, Number of poles : 3, 1.5 m, Socket, angled, Shielded: No, LED: No, Sheath material: PVC, Halogen: Yes
11510 | 1927320300 | SAIL-M8BW-3-3.0V | Sensor/actuator line, One end without connector, M12 / M8, Number of poles : 3, 3 m, Socket, angled, Shielded: No, LED: No, Sheath material: PVC, Halogen: Yes
11511 | 1927320500 | SAIL-M8BW-3-5.0V | Sensor/actuator line, One end without connector, M12 / M8, Number of poles : 3, 5 m, Socket, angled, Shielded: No, LED: No, Sheath material: PVC, Halogen: Yes
11512 | 1927321000 | SAIL-M8BW-3-10V | Sensor/actuator line, One end without connector, M12 / M8, Number of poles : 3, 10 m, Socket, angled, Shielded: No, LED: No, Sheath material: PVC, Halogen: Yes
11513 | 1927330150 | SAIL-M8W-4-1.5V | Sensor/actuator line, One end without connector, M8, Number of poles : 4, 1.5 m, pin, 90°, Shielded: No, LED: No, Sheath material: PVC, Halogen: Yes
11514 | 1927330300 | SAIL-M8W-4-3.0V | Sensor/actuator line, One end without connector, M8, Number of poles : 4, 3 m, pin, 90°, Shielded: No, LED: No, Sheath material: PVC, Halogen: Yes
11515 | 1927330500 | SAIL-M8W-4-5.0V | Sensor/actuator line, One end without connector, M8, Number of poles : 4, 5 m, pin, 90°, Shielded: No, LED: No, Sheath material: PVC, Halogen: Yes
11516 | 1927331000 | SAIL-M8W-4-10V | Sensor/actuator line, One end without connector, M8, Number of poles : 4, 10 m, pin, 90°, Shielded: No, LED: No, Sheath material: PVC, Halogen: Yes
11517 | 1927340150 | SAIL-M8BW-4-1.5V | Sensor/actuator line, One end without connector, M8, Number of poles : 4, 1.5 m, Socket, angled, Shielded: No, LED: No, Sheath material: PVC, Halogen: Yes
11518 | 1927340300 | SAIL-M8BW-4-3.0V | Sensor/actuator line, One end without connector, M8, Number of poles : 4, 3 m, Socket, angled, Shielded: No, LED: No, Sheath material: PVC, Halogen: Yes
11519 | 1927340500 | SAIL-M8BW-4-5.0V | Sensor/actuator line, One end without connector, M8, Number of poles : 4, 5 m, Socket, angled, Shielded: No, LED: No, Sheath material: PVC, Halogen: Yes
11520 | 1927341000 | SAIL-M8BW-4-10V | Sensor/actuator line, One end without connector, M8, Number of poles : 4, 10 m, Socket, angled, Shielded: No, LED: No, Sheath material: PVC, Halogen: Yes
11521 | 1927341500 | SAIL-M8BW-4-15V | Sensor/actuator line, One end without connector, M8, Number of poles : 4, 1.5 m, Shielded: No, LED: No, Sheath material: PVC, Halogen: Yes
11522 | 1927343000 | SAIL-M8BW-4-30V | Sensor/actuator line, One end without connector, M8, Number of poles : 4, 30 m, Socket, angled, Shielded: No, LED: No, Sheath material: PVC, Halogen: Yes
11523 | 1927350150 | SAIL-M8BW-3L1.5V | Sensor/actuator line, One end without connector, M12 / M8, Number of poles : 3, 1.5 m, Socket, angled, Shielded: No, LED: Yes, Sheath material: PVC, Halogen: Yes
11524 | 1927350300 | SAIL-M8BW-3L3.0V | Sensor/actuator line, One end without connector, M12 / M8, Number of poles : 3, 3 m, Socket, angled, Shielded: No, LED: Yes, Sheath material: PVC, Halogen: Yes
11525 | 1927350500 | SAIL-M8BW-3L5.0V | Sensor/actuator line, One end without connector, M12 / M8, Number of poles : 3, 5 m, Socket, angled, Shielded: No, LED: Yes, Sheath material: PVC, Halogen: Yes
11526 | 1927351000 | SAIL-M8BW-3L10V | Sensor/actuator line, One end without connector, M12 / M8, Number of poles : 3, 10 m, Socket, angled, Shielded: No, LED: Yes, Sheath material: PVC, Halogen: Yes
11527 | 1927360150 | SAIL-M8BW-4L1.5V | Sensor/actuator line, One end without connector, M8, Number of poles : 4, 1.5 m, Socket, angled, Shielded: No, LED: Yes, Sheath material: PVC, Halogen: Yes
11528 | 1927360300 | SAIL-M8BW-4L3.0V | Sensor/actuator line, One end without connector, M8, Number of poles : 4, 3 m, Socket, angled, Shielded: No, LED: Yes, Sheath material: PVC, Halogen: Yes
11529 | 1927360500 | SAIL-M8BW-4L5.0V | Sensor/actuator line, One end without connector, M8, Number of poles : 4, 5 m, Socket, angled, Shielded: No, LED: Yes, Sheath material: PVC, Halogen: Yes
11530 | 1927361000 | SAIL-M8BW-4L10V | Sensor/actuator line, One end without connector, M8, Number of poles : 4, 10 m, Socket, angled, Shielded: No, LED: Yes, Sheath material: PVC, Halogen: Yes
11531 | 1932380000 | SAI-6-S 3P M8 L OL | SAI Passive, Sensor-actuator passive distributor, M8, with M12 outlet, 8-pole, A-coded, No
11532 | 1935610000 | SAIBW-4/7-(KV) | Sockets prefabricated to customer spec., M12, Socket, angled
11533 | 1937470200 | SAIL-M12WM12G-8-2.0U | Sensor/actuator line, Connecting line, M12 / M12, Number of poles : 8, 2 m, pin, angled - bush straight, Shielded: No, LED: No, Sheath material: PUR, Halogen: No
11534 | 1937950030 | SAIL-M8GM12G-3-0.3U | Sensor/actuator line, Connecting line, M8 / M12, Number of poles : 3, 0.3 m, pin, straight - socket, straight, Shielded: No, LED: No, Sheath material: PUR, Halogen: No
11535 | 1937950050 | SAIL-M8GM12G-3-0.5U | Sensor/actuator line, Connecting line, M8 / M12, Number of poles : 3, 0.5 m, pin, straight - socket, straight, Shielded: No, LED: No, Sheath material: PUR, Halogen: No
11536 | 1937950060 | SAIL-M8GM12G-3-0.6U | Sensor/actuator line, Connecting line, M8 / M12, Number of poles : 3, 0.6 m, pin, straight - socket, straight, Shielded: No, LED: No, Sheath material: PUR, Halogen: No
11537 | 1937950100 | SAIL-M8GM12G-3-1.0U | Sensor/actuator line, Connecting line, M8 / M12, Number of poles : 3, 1 m, pin, straight - socket, straight, Shielded: No, LED: No, Sheath material: PUR, Halogen: No
11538 | 1937950150 | SAIL-M8GM12G-3-1.5U | Sensor/actuator line, Connecting line, M8 / M12, Number of poles : 3, 1.5 m, pin, straight - socket, straight, Shielded: No, LED: No, Sheath material: PUR, Halogen: No
11539 | 1937950200 | SAIL-M8GM12G-3-2.0U | Sensor/actuator line, Connecting line, M8 / M12, Number of poles : 3, 2 m, pin, straight - socket, straight, Shielded: No, LED: No, Sheath material: PUR, Halogen: No
11540 | 1937950300 | SAIL-M8GM12G-3-3.0U | Sensor/actuator line, Connecting line, M8 / M12, Number of poles : 3, 3 m, pin, straight - socket, straight, Shielded: No, LED: No, Sheath material: PUR, Halogen: No
11541 | 1937950400 | SAIL-M8GM12G-3-4.0U | Sensor/actuator line, Connecting line, M8 / M12, Number of poles : 3, 4 m, pin, straight - socket, straight, Shielded: No, LED: No, Sheath material: PUR, Halogen: No
11542 | 1937950500 | SAIL-M8GM12G-3-5.0U | Sensor/actuator line, Connecting line, M8 / M12, Number of poles : 3, 5 m, pin, straight - socket, straight, Shielded: No, LED: No, Sheath material: PUR, Halogen: No
11543 | 1937951000 | SAIL-M8GM12G-3-10U | Sensor/actuator line, Connecting line, M8 / M12, Number of poles : 3, 10 m, pin, straight - socket, straight, Shielded: No, LED: No, Sheath material: PUR, Halogen: No
11544 | 1937960030 | SAIL-M8GM12W-3-0.3U | Sensor/actuator line, Connecting line, M8 / M12, Number of poles : 3, 0.3 m, pin, straight - socket, 90°, Shielded: No, LED: No, Sheath material: PUR, Halogen: No
11545 | 1937960050 | SAIL-M8GM12W-3-0.5U | Sensor/actuator line, Connecting line, M8 / M12, Number of poles : 3, 0.5 m, pin, straight - socket, 90°, Shielded: No, LED: No, Sheath material: PUR, Halogen: No
11546 | 1937960060 | SAIL-M8GM12W-3-0.6U | Sensor/actuator line, Connecting line, M8 / M12, Number of poles : 3, 0.6 m, pin, straight - socket, 90°, Shielded: No, LED: No, Sheath material: PUR, Halogen: No
11547 | 1937960070 | SAIL-M8GM12W-3-0.7U | Sensor/actuator line, Connecting line, M8 / M12, Number of poles : 3, 0.7 m, pin, straight - socket, 90°, Shielded: No, LED: No, Sheath material: PUR, Halogen: No
11548 | 1937960100 | SAIL-M8GM12W-3-1.0U | Sensor/actuator line, Connecting line, M8 / M12, Number of poles : 3, 1 m, pin, straight - socket, 90°, Shielded: No, LED: No, Sheath material: PUR, Halogen: No
11549 | 1937960150 | SAIL-M8GM12W-3-1.5U | Sensor/actuator line, Connecting line, M8 / M12, Number of poles : 3, 1.5 m, pin, straight - socket, 90°, Shielded: No, LED: No, Sheath material: PUR, Halogen: No
11550 | 1937960200 | SAIL-M8GM12W-3-2.0U | Sensor/actuator line, Connecting line, M8 / M12, Number of poles : 3, 2 m, pin, straight - socket, 90°, Shielded: No, LED: No, Sheath material: PUR, Halogen: No
11551 | 1937960300 | SAIL-M8GM12W-3-3.0U | Sensor/actuator line, Connecting line, M8 / M12, Number of poles : 3, 3 m, pin, straight - socket, 90°, Shielded: No, LED: No, Sheath material: PUR, Halogen: No
11552 | 1937960500 | SAIL-M8GM12W-3-5.0U | Sensor/actuator line, Connecting line, M8 / M12, Number of poles : 3, 5 m, pin, straight - socket, 90°, Shielded: No, LED: No, Sheath material: PUR, Halogen: No
11553 | 1937961000 | SAIL-M8GM12W-3-10U | Sensor/actuator line, Connecting line, M8 / M12, Number of poles : 3, 10 m, pin, straight - socket, 90°, Shielded: No, LED: No, Sheath material: PUR, Halogen: No
11554 | 1937970050 | SAIL-M8WM12W-3-0.5U | Sensor/actuator line, Connecting line, M8 / M12, Number of poles : 3, 0.5 m, pin, straight - socket, 90°, Shielded: No, LED: No, Sheath material: PUR, Halogen: No
11555 | 1937970100 | SAIL-M8WM12W-3-1.0U | Sensor/actuator line, Connecting line, M8 / M12, Number of poles : 3, 1 m, pin, straight - socket, 90°, Shielded: No, LED: No, Sheath material: PUR, Halogen: No
11556 | 1937970150 | SAIL-M8WM12W-3-1.5U | Sensor/actuator line, Connecting line, M8 / M12, Number of poles : 3, 1.5 m, pin, straight - socket, 90°, Shielded: No, LED: No, Sheath material: PUR, Halogen: No
11557 | 1937970200 | SAIL-M8WM12W-3-2.0U | Sensor/actuator line, Connecting line, M8 / M12, Number of poles : 3, 2 m, pin, straight - socket, 90°, Shielded: No, LED: No, Sheath material: PUR, Halogen: No
11558 | 1937970250 | SAIL-M8WM12W-3-2.5U | Sensor/actuator line, Connecting line, M8 / M12, Number of poles : 3, 2.5 m, pin, straight - socket, 90°, Shielded: No, LED: No, Sheath material: PUR, Halogen: No
11559 | 1937970300 | SAIL-M8WM12W-3-3.0U | Sensor/actuator line, Connecting line, M8 / M12, Number of poles : 3, 3 m, pin, straight - socket, 90°, Shielded: No, LED: No, Sheath material: PUR, Halogen: No
11560 | 1937970500 | SAIL-M8WM12W-3-5.0U | Sensor/actuator line, Connecting line, M8 / M12, Number of poles : 3, 5 m, pin, straight - socket, 90°, Shielded: No, LED: No, Sheath material: PUR, Halogen: No
11561 | 1937971000 | SAIL-M8WM12W-3-10U | Sensor/actuator line, Connecting line, M8 / M12, Number of poles : 3, 10 m, pin, straight - socket, 90°, Shielded: No, LED: No, Sheath material: PUR, Halogen: No
11562 | 1937980150 | SAIL-M8GM12G-4-1.5U | Sensor/actuator line, Connecting line, M8 / M12, Number of poles : 4, 1.5 m, pin, straight - socket, straight, Shielded: No, LED: No, Sheath material: PUR, Halogen: No
11563 | 1937980300 | SAIL-M8GM12G-4-3.0U | Sensor/actuator line, Connecting line, M8 / M12, Number of poles : 4, 3 m, pin, straight - socket, straight, Shielded: No, LED: No, Sheath material: PUR, Halogen: No
11564 | 1937980500 | SAIL-M8GM12G-4-5.0U | Sensor/actuator line, Connecting line, M8 / M12, Number of poles : 4, 5 m, pin, straight - socket, straight, Shielded: No, LED: No, Sheath material: PUR, Halogen: No
11565 | 1937981000 | SAIL-M8GM12G-4-10U | Sensor/actuator line, Connecting line, M8 / M12, Number of poles : 4, 10 m, pin, straight - socket, straight, Shielded: No, LED: No, Sheath material: PUR, Halogen: No
11566 | 1937990150 | SAIL-M8GM12W-4-1.5U | Sensor/actuator line, Connecting line, M8 / M12, Number of poles : 4, 1.5 m, pin, straight - socket, 90°, Shielded: No, LED: No, Sheath material: PUR, Halogen: No
11567 | 1937990300 | SAIL-M8GM12W-4-3.0U | Sensor/actuator line, Connecting line, M8 / M12, Number of poles : 4, 3 m, pin, straight - socket, 90°, Shielded: No, LED: No, Sheath material: PUR, Halogen: No
11568 | 1937990500 | SAIL-M8GM12W-4-5.0U | Sensor/actuator line, Connecting line, M8 / M12, Number of poles : 4, 5 m, pin, straight - socket, 90°, Shielded: No, LED: No, Sheath material: PUR, Halogen: No
11569 | 1937991000 | SAIL-M8GM12W-4-10U | Sensor/actuator line, Connecting line, M8 / M12, Number of poles : 4, 10 m, pin, straight - socket, 90°, Shielded: No, LED: No, Sheath material: PUR, Halogen: No
11570 | 1938000150 | SAIL-M8WM12W-4-1.5U | Sensor/actuator line, Connecting line, M8 / M12, Number of poles : 4, 1.5 m, pin, straight - socket, 90°, Shielded: No, LED: No, Sheath material: PUR, Halogen: No
11571 | 1938000300 | SAIL-M8WM12W-4-3.0U | Sensor/actuator line, Connecting line, M8 / M12, Number of poles : 4, 3 m, pin, straight - socket, 90°, Shielded: No, LED: No, Sheath material: PUR, Halogen: No
11572 | 1938000500 | SAIL-M8WM12W-4-5.0U | Sensor/actuator line, Connecting line, M8 / M12, Number of poles : 4, 5 m, pin, straight - socket, 90°, Shielded: No, LED: No, Sheath material: PUR, Halogen: No
11573 | 1938001000 | SAIL-M8WM12W-4-10U | Sensor/actuator line, Connecting line, M8 / M12, Number of poles : 4, 10 m, pin, straight - socket, 90°, Shielded: No, LED: No, Sheath material: PUR, Halogen: No
11574 | 1938170150 | SAIL-M12GM8G-3-1.5V | Sensor/actuator line, Connecting line, M12 / M8, Number of poles : 3, 1.5 m, pin, straight - socket, straight, Shielded: No, LED: No, Sheath material: PVC, Halogen: Yes
11575 | 1938170300 | SAIL-M12GM8G-3-3.0V | Sensor/actuator line, Connecting line, M12 / M8, Number of poles : 3, 3 m, pin, straight - socket, straight, Shielded: No, LED: No, Sheath material: PVC, Halogen: Yes
11576 | 1938170500 | SAIL-M12GM8G-3-5.0V | Sensor/actuator line, Connecting line, M12 / M8, Number of poles : 3, 5 m, pin, straight - socket, straight, Shielded: No, LED: No, Sheath material: PVC, Halogen: Yes
11577 | 1938171000 | SAIL-M12GM8G-3-10V | Sensor/actuator line, Connecting line, M12 / M8, Number of poles : 3, 10 m, pin, straight - socket, straight, Shielded: No, LED: No, Sheath material: PVC, Halogen: Yes
11578 | 1938180150 | SAIL-M12GM8W-3-1.5V | Sensor/actuator line, Connecting line, M12 / M8, Number of poles : 3, 1.5 m, pin, straight - socket, 90°, Shielded: No, LED: No, Sheath material: PVC, Halogen: Yes
11579 | 1938180300 | SAIL-M12GM8W-3-3.0V | Sensor/actuator line, Connecting line, M12 / M8, Number of poles : 3, 3 m, pin, straight - socket, 90°, Shielded: No, LED: No, Sheath material: PVC, Halogen: Yes
11580 | 1938180500 | SAIL-M12GM8W-3-5.0V | Sensor/actuator line, Connecting line, M12 / M8, Number of poles : 3, 5 m, pin, straight - socket, 90°, Shielded: No, LED: No, Sheath material: PVC, Halogen: Yes
11581 | 1938181000 | SAIL-M12GM8W-3-10V | Sensor/actuator line, Connecting line, M12 / M8, Number of poles : 3, 10 m, pin, straight - socket, 90°, Shielded: No, LED: No, Sheath material: PVC, Halogen: Yes
11582 | 1938190150 | SAIL-M12WM8W-3-1.5V | Sensor/actuator line, Connecting line, M12 / M8, Number of poles : 3, 1.5 m, pin, 90° - socket 90°, Shielded: No, LED: No, Sheath material: PVC, Halogen: Yes
11583 | 1938190300 | SAIL-M12WM8W-3-3.0V | Sensor/actuator line, Connecting line, M12 / M8, Number of poles : 3, 3 m, pin, 90° - socket 90°, Shielded: No, LED: No, Sheath material: PVC, Halogen: Yes
11584 | 1938190500 | SAIL-M12WM8W-3-5.0V | Sensor/actuator line, Connecting line, M12 / M8, Number of poles : 3, 5 m, pin, 90° - socket 90°, Shielded: No, LED: No, Sheath material: PVC, Halogen: Yes
11585 | 1938191000 | SAIL-M12WM8W-3-10V | Sensor/actuator line, Connecting line, M12 / M8, Number of poles : 3, 10 m, pin, 90° - socket 90°, Shielded: No, LED: No, Sheath material: PVC, Halogen: Yes
11586 | 1938200030 | SAIL-M12GM8G-4-0.3V | Sensor/actuator line, Connecting line, M12 / M8, Number of poles : 4, 0.3 m, pin, straight - socket, straight, Shielded: No, LED: No, Sheath material: PVC, Halogen: Yes
11587 | 1938200150 | SAIL-M12GM8G-4-1.5V | Sensor/actuator line, Connecting line, M12 / M8, Number of poles : 4, 1.5 m, pin, straight - socket, straight, Shielded: No, LED: No, Sheath material: PVC, Halogen: Yes
11588 | 1938200300 | SAIL-M12GM8G-4-3.0V | Sensor/actuator line, Connecting line, M12 / M8, Number of poles : 4, 3 m, pin, straight - socket, straight, Shielded: No, LED: No, Sheath material: PVC, Halogen: Yes
11589 | 1938200500 | SAIL-M12GM8G-4-5.0V | Sensor/actuator line, Connecting line, M12 / M8, Number of poles : 4, 5 m, pin, straight - socket, straight, Shielded: No, LED: No, Sheath material: PVC, Halogen: Yes
11590 | 1938201000 | SAIL-M12GM8G-4-10V | Sensor/actuator line, Connecting line, M12 / M8, Number of poles : 4, 10 m, pin, straight - socket, straight, Shielded: No, LED: No, Sheath material: PVC, Halogen: Yes
11591 | 1938210150 | SAIL-M12GM8W-4-1.5V | Sensor/actuator line, Connecting line, M12 / M8, Number of poles : 4, 1.5 m, pin, straight - socket, 90°, Shielded: No, LED: No, Sheath material: PVC, Halogen: Yes
11592 | 1938210300 | SAIL-M12GM8W-4-3.0V | Sensor/actuator line, Connecting line, M12 / M8, Number of poles : 4, 3 m, pin, straight - socket, 90°, Shielded: No, LED: No, Sheath material: PVC, Halogen: Yes
11593 | 1938210500 | SAIL-M12GM8W-4-5.0V | Sensor/actuator line, Connecting line, M12 / M8, Number of poles : 4, 5 m, pin, straight - socket, 90°, Shielded: No, LED: No, Sheath material: PVC, Halogen: Yes
11594 | 1938211000 | SAIL-M12GM8W-4-10V | Sensor/actuator line, Connecting line, M12 / M8, Number of poles : 4, 10 m, pin, straight - socket, 90°, Shielded: No, LED: No, Sheath material: PVC, Halogen: Yes
11595 | 1938220150 | SAIL-M12WM8W-4-1.5V | Sensor/actuator line, Connecting line, M12 / M8, Number of poles : 4, 1.5 m, pin, 90° - socket 90°, Shielded: No, LED: No, Sheath material: PVC, Halogen: Yes
11596 | 1938220300 | SAIL-M12WM8W-4-3.0V | Sensor/actuator line, Connecting line, M12 / M8, Number of poles : 4, 3 m, pin, 90° - socket 90°, Shielded: No, LED: No, Sheath material: PVC, Halogen: Yes
11597 | 1938220500 | SAIL-M12WM8W-4-5.0V | Sensor/actuator line, Connecting line, M12 / M8, Number of poles : 4, 5 m, pin, 90° - socket 90°, Shielded: No, LED: No, Sheath material: PVC, Halogen: Yes
11598 | 1938221000 | SAIL-M12WM8W-4-10V | Sensor/actuator line, Connecting line, M12 / M8, Number of poles : 4, 10 m, pin, 90° - socket 90°, Shielded: No, LED: No, Sheath material: PVC, Halogen: Yes
11599 | 1938230150 | SAIL-M8GM12G-3-1.5V | Sensor/actuator line, Connecting line, M8 / M12, Number of poles : 3, 1.5 m, pin, straight - socket, straight, Shielded: No, LED: No, Sheath material: PVC, Halogen: Yes
11600 | 1938230300 | SAIL-M8GM12G-3-3.0V | Sensor/actuator line, Connecting line, M8 / M12, Number of poles : 3, 3 m, pin, straight - socket, straight, Shielded: No, LED: No, Sheath material: PVC, Halogen: Yes
11601 | 1938230500 | SAIL-M8GM12G-3-5.0V | Sensor/actuator line, Connecting line, M8 / M12, Number of poles : 3, 5 m, pin, straight - socket, straight, Shielded: No, LED: No, Sheath material: PVC, Halogen: Yes
11602 | 1938231000 | SAIL-M8GM12G-3-10V | Sensor/actuator line, Connecting line, M8 / M12, Number of poles : 3, 10 m, pin, straight - socket, straight, Shielded: No, LED: No, Sheath material: PVC, Halogen: Yes
11603 | 1938240150 | SAIL-M8GM12W-3-1.5V | Sensor/actuator line, Connecting line, M8 / M12, Number of poles : 3, 1.5 m, pin, straight - socket, 90°, Shielded: No, LED: No, Sheath material: PVC, Halogen: Yes
11604 | 1938240300 | SAIL-M8GM12W-3-3.0V | Sensor/actuator line, Connecting line, M8 / M12, Number of poles : 3, 3 m, pin, straight - socket, 90°, Shielded: No, LED: No, Sheath material: PVC, Halogen: Yes
11605 | 1938240500 | SAIL-M8GM12W-3-5.0V | Sensor/actuator line, Connecting line, M8 / M12, Number of poles : 3, 5 m, pin, straight - socket, 90°, Shielded: No, LED: No, Sheath material: PVC, Halogen: Yes
11606 | 1938241000 | SAIL-M8GM12W-3-10V | Sensor/actuator line, Connecting line, M8 / M12, Number of poles : 3, 10 m, pin, straight - socket, 90°, Shielded: No, LED: No, Sheath material: PVC, Halogen: Yes
11607 | 1938250150 | SAIL-M8WM12W-3-1.5V | Sensor/actuator line, Connecting line, M8 / M12, Number of poles : 3, 1.5 m, pin, straight - socket, 90°, Shielded: No, LED: No, Sheath material: PVC, Halogen: Yes
11608 | 1938250300 | SAIL-M8WM12W-3-3.0V | Sensor/actuator line, Connecting line, M8 / M12, Number of poles : 3, 3 m, pin, straight - socket, 90°, Shielded: No, LED: No, Sheath material: PVC, Halogen: Yes
11609 | 1938250500 | SAIL-M8WM12W-3-5.0V | Sensor/actuator line, Connecting line, M8 / M12, Number of poles : 3, 5 m, pin, straight - socket, 90°, Shielded: No, LED: No, Sheath material: PVC, Halogen: Yes
11610 | 1938251000 | SAIL-M8WM12W-3-10V | Sensor/actuator line, Connecting line, M8 / M12, Number of poles : 3, 10 m, pin, straight - socket, 90°, Shielded: No, LED: No, Sheath material: PVC, Halogen: Yes
11611 | 1938260150 | SAIL-M8GM12G-4-1.5V | Sensor/actuator line, Connecting line, M8 / M12, Number of poles : 4, 1.5 m, pin, straight - socket, straight, Shielded: No, LED: No, Sheath material: PVC, Halogen: Yes
11612 | 1938260300 | SAIL-M8GM12G-4-3.0V | Sensor/actuator line, Connecting line, M8 / M12, Number of poles : 4, 3 m, pin, straight - socket, straight, Shielded: No, LED: No, Sheath material: PVC, Halogen: Yes
11613 | 1938260500 | SAIL-M8GM12G-4-5.0V | Sensor/actuator line, Connecting line, M8 / M12, Number of poles : 4, 5 m, pin, straight - socket, straight, Shielded: No, LED: No, Sheath material: PVC, Halogen: Yes
11614 | 1938261000 | SAIL-M8GM12G-4-10V | Sensor/actuator line, Connecting line, M8 / M12, Number of poles : 4, 10 m, pin, straight - socket, straight, Shielded: No, LED: No, Sheath material: PVC, Halogen: Yes
11615 | 1938270150 | SAIL-M8GM12W-4-1.5V | Sensor/actuator line, Connecting line, M8 / M12, Number of poles : 4, 1.5 m, pin, straight - socket, 90°, Shielded: No, LED: No, Sheath material: PVC, Halogen: Yes
11616 | 1938270300 | SAIL-M8GM12W-4-3.0V | Sensor/actuator line, Connecting line, M8 / M12, Number of poles : 4, 3 m, pin, straight - socket, 90°, Shielded: No, LED: No, Sheath material: PVC, Halogen: Yes
11617 | 1938270500 | SAIL-M8GM12W-4-5.0V | Sensor/actuator line, Connecting line, M8 / M12, Number of poles : 4, 5 m, pin, straight - socket, 90°, Shielded: No, LED: No, Sheath material: PVC, Halogen: Yes
11618 | 1938271000 | SAIL-M8GM12W-4-10V | Sensor/actuator line, Connecting line, M8 / M12, Number of poles : 4, 10 m, pin, straight - socket, 90°, Shielded: No, LED: No, Sheath material: PVC, Halogen: Yes
11619 | 1938280150 | SAIL-M8WM12W-4-1.5V | Sensor/actuator line, Connecting line, M8 / M12, Number of poles : 4, 1.5 m, pin, straight - socket, 90°, Shielded: No, LED: No, Sheath material: PVC, Halogen: Yes
11620 | 1938280300 | SAIL-M8WM12W-4-3.0V | Sensor/actuator line, Connecting line, M8 / M12, Number of poles : 4, 3 m, pin, straight - socket, 90°, Shielded: No, LED: No, Sheath material: PVC, Halogen: Yes
11621 | 1938280500 | SAIL-M8WM12W-4-5.0V | Sensor/actuator line, Connecting line, M8 / M12, Number of poles : 4, 5 m, pin, straight - socket, 90°, Shielded: No, LED: No, Sheath material: PVC, Halogen: Yes
11622 | 1938281000 | SAIL-M8WM12W-4-10V | Sensor/actuator line, Connecting line, M8 / M12, Number of poles : 4, 10 m, pin, straight - socket, 90°, Shielded: No, LED: No, Sheath material: PVC, Halogen: Yes
11623 | 1938600000 | SAI-AU M8 SB 8DI | SAI Active, Subbus, Complete modul
11624 | 1938610000 | SAI-AU M12 SB 8DI | SAI Active, Subbus, Complete modul
11625 | 1938630000 | SAI-AU M8 SB 8DIO | SAI Active, Subbus, Complete modul
11626 | 1938640000 | SAI-AU M12 SB 8DIO | SAI Active, Subbus, Complete modul
11627 | 1938660000 | SAI-AU M8 SB 8DO 2A | SAI Active, Subbus, Complete modul
11628 | 1938680000 | SAI-AU M12 SB 8DO 2A | SAI Active, Subbus, Complete modul
11629 | 1938690000 | SAI-AU M12 SB 4AI | SAI Active, Subbus
11630 | 1938700000 | SAI-AU M12 SB 4AO | SAI Active, Subbus
11631 | 1938710000 | SAI-AU M12 SB 4PT100 | SAI Active, Subbus
11632 | 1938720000 | SAI-AU M12 SB 4THERMO | SAI Active, Subbus
11633 | 1938730000 | SAI-AU M12 SB 2COUNTER | SAI Active, Subbus
11634 | 1939370200 | SAIV-M12BW-2/4-2.0U | Sensor/actuator line, One end without connector, M12, Number of poles : 4, 2 m, Socket, angled, Shielded: No, LED: No, Sheath material: PUR, Halogen: No
11635 | 1939370500 | SAIV-M12BW-2/4-5.0U | Sensor/actuator line, One end without connector, M12, Number of poles : 4, 5 m, Socket, angled, Shielded: No, LED: No, Sheath material: PUR, Halogen: No
11636 | 1939371000 | SAIV-M12BW-2/4-10U | Sensor/actuator line, One end without connector, M12, Number of poles : 4, 10 m, Socket, angled, Shielded: No, LED: No, Sheath material: PUR, Halogen: No
11637 | 1939371500 | SAIV-M12BW-2/4-15U | Sensor/actuator line, One end without connector, M12, Number of poles : 4, 15 m, Socket, angled, Shielded: No, LED: No, Sheath material: PUR, Halogen: No
11638 | 1939410200 | SAIV-M12BG-2/4-2.0U | Sensor/actuator line, One end without connector, M12, Number of poles : 4, 2 m, Female socket, straight, Shielded: No, LED: No, Sheath material: PUR, Halogen: No
11639 | 1939410500 | SAIV-M12BG-2/4-5.0U | Sensor/actuator line, One end without connector, M12, Number of poles : 4, 5 m, Female socket, straight, Shielded: No, LED: No, Sheath material: PUR, Halogen: No
11640 | 1939411000 | SAIV-M12BG-2/4-10U | Sensor/actuator line, One end without connector, M12, Number of poles : 4, 10 m, Female socket, straight, Shielded: No, LED: No, Sheath material: PUR, Halogen: No
11641 | 1939411500 | SAIV-M12BG-2/4-15U | Sensor/actuator line, One end without connector, M12, Number of poles : 4, 15 m, Female socket, straight, Shielded: No, LED: No, Sheath material: PUR, Halogen: No
11642 | 1944570000 | SAISW-M-5/8 M12 B-COD | Plugs prefabricated to customer spec., M12, pin, 90°
11643 | 1944580000 | SAIBW-M-5/8 M12 B-COD | Sockets prefabricated to customer spec., M12, Socket, angled
11644 | 1948470150 | SAIL-M8GM8GR-3-1.5U | Sensor/actuator line, Connecting line, M8 / M8, Number of poles : 3, 1.5 m, pin, straight - socket, straight, Shielded: No, LED: No, Sheath material: PUR, Halogen: No
11645 | 1948470300 | SAIL-M8GM8GR-3-3.0U | Sensor/actuator line, Connecting line, M8 / M8, Number of poles : 3, 3 m, pin, straight - socket, straight, Shielded: No, LED: No, Sheath material: PUR, Halogen: No
11646 | 1948470500 | SAIL-M8GM8GR-3-5.0U | Sensor/actuator line, Connecting line, M8 / M8, Number of poles : 3, 5 m, pin, straight - socket, straight, Shielded: No, LED: No, Sheath material: PUR, Halogen: No
11647 | 1948471000 | SAIL-M8GM8GR-3-10U | Sensor/actuator line, Connecting line, M8 / M8, Number of poles : 3, 10 m, pin, straight - socket, straight, Shielded: No, LED: No, Sheath material: PUR, Halogen: No
11648 | 1948480150 | SAIL-M8GM8WR-3-1.5U | Sensor/actuator line, Connecting line, M8 / M8, Number of poles : 3, 1.5 m, pin, straight - socket, 90°, Shielded: No, LED: No, Sheath material: PUR, Halogen: No
11649 | 1948480300 | SAIL-M8GM8WR-3-3.0U | Sensor/actuator line, Connecting line, M8 / M8, Number of poles : 3, 3 m, pin, straight - socket, 90°, Shielded: No, LED: No, Sheath material: PUR, Halogen: No
11650 | 1948480500 | SAIL-M8GM8WR-3-5.0U | Sensor/actuator line, Connecting line, M8 / M8, Number of poles : 3, 5 m, pin, straight - socket, 90°, Shielded: No, LED: No, Sheath material: PUR, Halogen: No
11651 | 1948481000 | SAIL-M8GM8WR-3-10U | Sensor/actuator line, Connecting line, M8 / M8, Number of poles : 3, 10 m, pin, straight - socket, 90°, Shielded: No, LED: No, Sheath material: PUR, Halogen: No
11652 | 1948490150 | SAIL-M8WM8WR-3-1.5U | Sensor/actuator line, Connecting line, M8 / M8, Number of poles : 3, 1.5 m, pin, 90° - socket 90°, Shielded: No, LED: No, Sheath material: PUR, Halogen: No
11653 | 1948490300 | SAIL-M8WM8WR-3-3.0U | Sensor/actuator line, Connecting line, M8 / M8, Number of poles : 3, 3 m, pin, 90° - socket 90°, Shielded: No, LED: No, Sheath material: PUR, Halogen: No
11654 | 1948490500 | SAIL-M8WM8WR-3-5.0U | Sensor/actuator line, Connecting line, M8 / M8, Number of poles : 3, 5 m, pin, 90° - socket 90°, Shielded: No, LED: No, Sheath material: PUR, Halogen: No
11655 | 1948491000 | SAIL-M8WM8WR-3-10U | Sensor/actuator line, Connecting line, M8 / M8, Number of poles : 3, 10 m, pin, 90° - socket 90°, Shielded: No, LED: No, Sheath material: PUR, Halogen: No
11656 | 1948500150 | SAIL-M8GM8GR-4-1.5U | Sensor/actuator line, Connecting line, M8 / M8, Number of poles : 4, 1.5 m, pin, straight - socket, straight, Shielded: No, LED: No, Sheath material: PUR, Halogen: No
11657 | 1948500300 | SAIL-M8GM8GR-4-3.0U | Sensor/actuator line, Connecting line, M8 / M8, Number of poles : 4, 3 m, pin, straight - socket, straight, Shielded: No, LED: No, Sheath material: PUR, Halogen: No
11658 | 1948500500 | SAIL-M8GM8GR-4-5.0U | Sensor/actuator line, Connecting line, M8 / M8, Number of poles : 4, 5 m, pin, straight - socket, straight, Shielded: No, LED: No, Sheath material: PUR, Halogen: No
11659 | 1948501000 | SAIL-M8GM8GR-4-10U | Sensor/actuator line, Connecting line, M8 / M8, Number of poles : 4, 10 m, pin, straight - socket, straight, Shielded: No, LED: No, Sheath material: PUR, Halogen: No
11660 | 1948510150 | SAIL-M8GM8WR-4-1.5U | Sensor/actuator line, Connecting line, M8 / M8, Number of poles : 4, 1.5 m, pin, straight - socket, 90°, Shielded: No, LED: No, Sheath material: PUR, Halogen: No
11661 | 1948510300 | SAIL-M8GM8WR-4-3.0U | Sensor/actuator line, Connecting line, M8 / M8, Number of poles : 4, 3 m, pin, straight - socket, 90°, Shielded: No, LED: No, Sheath material: PUR, Halogen: No
11662 | 1948510500 | SAIL-M8GM8WR-4-5.0U | Sensor/actuator line, Connecting line, M8 / M8, Number of poles : 4, 5 m, pin, straight - socket, 90°, Shielded: No, LED: No, Sheath material: PUR, Halogen: No
11663 | 1948511000 | SAIL-M8GM8WR-4-10U | Sensor/actuator line, Connecting line, M8 / M8, Number of poles : 4, 10 m, pin, straight - socket, 90°, Shielded: No, LED: No, Sheath material: PUR, Halogen: No
11664 | 1948520150 | SAIL-M8WM8WR-4-1.5U | Sensor/actuator line, Connecting line, M8 / M8, Number of poles : 4, 1.5 m, pin, 90° - socket 90°, Shielded: No, LED: No, Sheath material: PUR, Halogen: No
11665 | 1948520300 | SAIL-M8WM8WR-4-3.0U | Sensor/actuator line, Connecting line, M8 / M8, Number of poles : 4, 3 m, pin, 90° - socket 90°, Shielded: No, LED: No, Sheath material: PUR, Halogen: No
11666 | 1948520500 | SAIL-M8WM8WR-4-5.0U | Sensor/actuator line, Connecting line, M8 / M8, Number of poles : 4, 5 m, pin, 90° - socket 90°, Shielded: No, LED: No, Sheath material: PUR, Halogen: No
11667 | 1948521000 | SAIL-M8WM8WR-4-10U | Sensor/actuator line, Connecting line, M8 / M8, Number of poles : 4, 10 m, pin, 90° - socket 90°, Shielded: No, LED: No, Sheath material: PUR, Halogen: No
11668 | 1948530150 | SAIL-M8BGR-4-1.5U | Sensor/actuator line, One end without connector, M8, Number of poles : 4, 1.5 m, Female socket, straight, Shielded: No, LED: No, Sheath material: PUR, Halogen: No
11669 | 1948530300 | SAIL-M8BGR-4-3.0U | Sensor/actuator line, One end without connector, M8, Number of poles : 4, 3 m, Female socket, straight, Shielded: No, LED: No, Sheath material: PUR, Halogen: No
11670 | 1948530500 | SAIL-M8BGR-4-5.0U | Sensor/actuator line, One end without connector, M8, Number of poles : 4, 5 m, Female socket, straight, Shielded: No, LED: No, Sheath material: PUR, Halogen: No
11671 | 1948531000 | SAIL-M8BGR-4-10U | Sensor/actuator line, One end without connector, M8, Number of poles : 4, 10 m, Female socket, straight, Shielded: No, LED: No, Sheath material: PUR, Halogen: No
11672 | 1948540150 | SAIL-M8BWR-4-1.5U | Sensor/actuator line, One end without connector, M8, Number of poles : 4, 1.5 m, Socket, angled, Shielded: No, LED: No, Sheath material: PUR, Halogen: No
11673 | 1948540300 | SAIL-M8BWR-4-3.0U | Sensor/actuator line, One end without connector, M8, Number of poles : 4, 3 m, Socket, angled, Shielded: No, LED: No, Sheath material: PUR, Halogen: No
11674 | 1948540500 | SAIL-M8BWR-4-5.0U | Sensor/actuator line, One end without connector, M8, Number of poles : 4, 5 m, Socket, angled, Shielded: No, LED: No, Sheath material: PUR, Halogen: No
11675 | 1948541000 | SAIL-M8BWR-4-10U | Sensor/actuator line, One end without connector, M8, Number of poles : 4, 10 m, Socket, angled, Shielded: No, LED: No, Sheath material: PUR, Halogen: No
11676 | 1948650150 | SAIL-M8GM8GR-3-1.5V | Sensor/actuator line, Connecting line, M8 / M8, Number of poles : 3, 1.5 m, pin, straight - socket, straight, Shielded: No, LED: No, Sheath material: PVC, Halogen: Yes
11677 | 1948650300 | SAIL-M8GM8GR-3-3.0V | Sensor/actuator line, Connecting line, M8 / M8, Number of poles : 3, 3 m, pin, straight - socket, straight, Shielded: No, LED: No, Sheath material: PVC, Halogen: Yes
11678 | 1948650500 | SAIL-M8GM8GR-3-5.0V | Sensor/actuator line, Connecting line, M8 / M8, Number of poles : 3, 5 m, pin, straight - socket, straight, Shielded: No, LED: No, Sheath material: PVC, Halogen: Yes
11679 | 1948651000 | SAIL-M8GM8GR-3-10V | Sensor/actuator line, Connecting line, M8 / M8, Number of poles : 3, 10 m, pin, straight - socket, straight, Shielded: No, LED: No, Sheath material: PVC, Halogen: Yes
11680 | 1948660150 | SAIL-M8GM8WR-3-1.5V | Sensor/actuator line, Connecting line, M8 / M8, Number of poles : 3, 1.5 m, pin, straight - socket, 90°, Shielded: No, LED: No, Sheath material: PVC, Halogen: Yes
11681 | 1948660300 | SAIL-M8GM8WR-3-3.0V | Sensor/actuator line, Connecting line, M8 / M8, Number of poles : 3, 3 m, pin, straight - socket, 90°, Shielded: No, LED: No, Sheath material: PVC, Halogen: Yes
11682 | 1948660500 | SAIL-M8GM8WR-3-5.0V | Sensor/actuator line, Connecting line, M8 / M8, Number of poles : 3, 5 m, pin, straight - socket, 90°, Shielded: No, LED: No, Sheath material: PVC, Halogen: Yes
11683 | 1948661000 | SAIL-M8GM8WR-3-10V | Sensor/actuator line, Connecting line, M8 / M8, Number of poles : 3, 10 m, pin, straight - socket, 90°, Shielded: No, LED: No, Sheath material: PVC, Halogen: Yes
11684 | 1948670150 | SAIL-M8WM8WR-3-1.5V | Sensor/actuator line, Connecting line, M8 / M8, Number of poles : 3, 1.5 m, pin, 90° - socket 90°, Shielded: No, LED: No, Sheath material: PVC, Halogen: Yes
11685 | 1948670300 | SAIL-M8WM8WR-3-3.0V | Sensor/actuator line, Connecting line, M8 / M8, Number of poles : 3, 3 m, pin, 90° - socket 90°, Shielded: No, LED: No, Sheath material: PVC, Halogen: Yes
11686 | 1948670500 | SAIL-M8WM8WR-3-5.0V | Sensor/actuator line, Connecting line, M8 / M8, Number of poles : 3, 5 m, pin, 90° - socket 90°, Shielded: No, LED: No, Sheath material: PVC, Halogen: Yes
11687 | 1948680150 | SAIL-M8GM8GR-4-1.5V | Sensor/actuator line, Connecting line, M8 / M8, Number of poles : 4, 1.5 m, pin, straight - socket, straight, Shielded: No, LED: No, Sheath material: PVC, Halogen: Yes
11688 | 1948680300 | SAIL-M8GM8GR-4-3.0V | Sensor/actuator line, Connecting line, M8 / M8, Number of poles : 4, 3 m, pin, straight - socket, straight, Shielded: No, LED: No, Sheath material: PVC, Halogen: Yes
11689 | 1948680500 | SAIL-M8GM8GR-4-5.0V | Sensor/actuator line, Connecting line, M8 / M8, Number of poles : 4, 5 m, pin, straight - socket, straight, Shielded: No, LED: No, Sheath material: PVC, Halogen: Yes
11690 | 1948681000 | SAIL-M8GM8GR-4-10V | Sensor/actuator line, Connecting line, M8 / M8, Number of poles : 4, 10 m, pin, straight - socket, straight, Shielded: No, LED: No, Sheath material: PVC, Halogen: Yes
11691 | 1948690150 | SAIL-M8GM8WR-4-1.5V | Sensor/actuator line, Connecting line, M8 / M8, Number of poles : 4, 1.5 m, pin, straight - socket, 90°, Shielded: No, LED: No, Sheath material: PVC, Halogen: Yes
11692 | 1948690300 | SAIL-M8GM8WR-4-3.0V | Sensor/actuator line, Connecting line, M8 / M8, Number of poles : 4, 3 m, pin, straight - socket, 90°, Shielded: No, LED: No, Sheath material: PVC, Halogen: Yes
11693 | 1948690500 | SAIL-M8GM8WR-4-5.0V | Sensor/actuator line, Connecting line, M8 / M8, Number of poles : 4, 5 m, pin, straight - socket, 90°, Shielded: No, LED: No, Sheath material: PVC, Halogen: Yes
11694 | 1948691000 | SAIL-M8GM8WR-4-10V | Sensor/actuator line, Connecting line, M8 / M8, Number of poles : 4, 10 m, pin, straight - socket, 90°, Shielded: No, LED: No, Sheath material: PVC, Halogen: Yes
11695 | 1948700150 | SAIL-M8WM8WR-4-1.5V | Sensor/actuator line, Connecting line, M8 / M8, Number of poles : 4, 1.5 m, pin, 90° - socket 90°, Shielded: No, LED: No, Sheath material: PVC, Halogen: Yes
11696 | 1948700300 | SAIL-M8WM8WR-4-3.0V | Sensor/actuator line, Connecting line, M8 / M8, Number of poles : 4, 3 m, pin, 90° - socket 90°, Shielded: No, LED: No, Sheath material: PVC, Halogen: Yes
11697 | 1948700500 | SAIL-M8WM8WR-4-5.0V | Sensor/actuator line, Connecting line, M8 / M8, Number of poles : 4, 5 m, pin, 90° - socket 90°, Shielded: No, LED: No, Sheath material: PVC, Halogen: Yes
11698 | 1948701000 | SAIL-M8WM8WR-4-10V | Sensor/actuator line, Connecting line, M8 / M8, Number of poles : 4, 10 m, pin, 90° - socket 90°, Shielded: No, LED: No, Sheath material: PVC, Halogen: Yes
11699 | 1948710150 | SAIL-M8BGR-3-1.5V | Sensor/actuator line, One end without connector, M12 / M8, Number of poles : 3, 1.5 m, Female socket, straight, Shielded: No, LED: No, Sheath material: PVC, Halogen: Yes
11700 | 1948710300 | SAIL-M8BGR-3-3.0V | Sensor/actuator line, One end without connector, M12 / M8, Number of poles : 3, 3 m, Female socket, straight, Shielded: No, LED: No, Sheath material: PVC, Halogen: Yes
11701 | 1948710500 | SAIL-M8BGR-3-5.0V | Sensor/actuator line, One end without connector, M12 / M8, Number of poles : 3, 5 m, Female socket, straight, Shielded: No, LED: No, Sheath material: PVC, Halogen: Yes
11702 | 1948711000 | SAIL-M8BGR-3-10V | Sensor/actuator line, One end without connector, M12 / M8, Number of poles : 3, 10 m, Female socket, straight, Shielded: No, LED: No, Sheath material: PVC, Halogen: Yes
11703 | 1948720150 | SAIL-M8BWR-3-1.5V | Sensor/actuator line, One end without connector, M12 / M8, Number of poles : 3, 1.5 m, Socket, angled, Shielded: No, LED: No, Sheath material: PVC, Halogen: Yes
11704 | 1948720300 | SAIL-M8BWR-3-3.0V | Sensor/actuator line, One end without connector, M12 / M8, Number of poles : 3, 3 m, Socket, angled, Shielded: No, LED: No, Sheath material: PVC, Halogen: Yes
11705 | 1948720500 | SAIL-M8BWR-3-5.0V | Sensor/actuator line, One end without connector, M12 / M8, Number of poles : 3, 5 m, Socket, angled, Shielded: No, LED: No, Sheath material: PVC, Halogen: Yes
11706 | 1948721000 | SAIL-M8BWR-3-10V | Sensor/actuator line, One end without connector, M12 / M8, Number of poles : 3, 10 m, Socket, angled, Shielded: No, LED: No, Sheath material: PVC, Halogen: Yes
11707 | 1948730150 | SAIL-M8BGR-4-1.5V | Sensor/actuator line, One end without connector, M8, Number of poles : 4, 1.5 m, Female socket, straight, Shielded: No, LED: No, Sheath material: PVC, Halogen: Yes
11708 | 1948730300 | SAIL-M8BGR-4-3.0V | Sensor/actuator line, One end without connector, M8, Number of poles : 4, 3 m, Female socket, straight, Shielded: No, LED: No, Sheath material: PVC, Halogen: Yes
11709 | 1948730500 | SAIL-M8BGR-4-5.0V | Sensor/actuator line, One end without connector, M8, Number of poles : 4, 5 m, Female socket, straight, Shielded: No, LED: No, Sheath material: PVC, Halogen: Yes
11710 | 1948731000 | SAIL-M8BGR-4-10V | Sensor/actuator line, One end without connector, M8, Number of poles : 4, 10 m, Female socket, straight, Shielded: No, LED: No, Sheath material: PVC, Halogen: Yes
11711 | 1948740150 | SAIL-M8BWR-4-1.5V | Sensor/actuator line, One end without connector, M8, Number of poles : 4, 1.5 m, Socket, angled, Shielded: No, LED: No, Sheath material: PVC, Halogen: Yes
11712 | 1948740300 | SAIL-M8BWR-4-3.0V | Sensor/actuator line, One end without connector, M8, Number of poles : 4, 3 m, Socket, angled, Shielded: No, LED: No, Sheath material: PVC, Halogen: Yes
11713 | 1948740500 | SAIL-M8BWR-4-5.0V | Sensor/actuator line, One end without connector, M8, Number of poles : 4, 5 m, Socket, angled, Shielded: No, LED: No, Sheath material: PVC, Halogen: Yes
11714 | 1948741000 | SAIL-M8BWR-4-10V | Sensor/actuator line, One end without connector, M8, Number of poles : 4, 10 m, Socket, angled, Shielded: No, LED: No, Sheath material: PVC, Halogen: Yes
11715 | 1952230150 | SAIL-M8GM8G-K24-1.5U | Sensor/actuator line, Connecting line, M8 / M8, Number of poles : 3, 1.5 m, pin, straight - socket, straight, Shielded: No, LED: No, Sheath material: PUR, Halogen: No
11716 | 1952230300 | SAIL-M8GM8G-K24-3.0U | Sensor/actuator line, Connecting line, M8 / M8, Number of poles : 3, 3 m, pin, straight - socket, straight, Shielded: No, LED: No, Sheath material: PUR, Halogen: No
11717 | 1962290150 | SAIL-M12GM8W-3L1.5V | Sensor/actuator line, Connecting line, M12 / M8, Number of poles : 3, 1.5 m, pin, straight - socket, 90°, Shielded: No, LED: Yes, Sheath material: PVC, Halogen: Yes
11718 | 1962290300 | SAIL-M12GM8W-3L3.0V | Sensor/actuator line, Connecting line, M12 / M8, Number of poles : 3, 3 m, pin, straight - socket, 90°, Shielded: No, LED: Yes, Sheath material: PVC, Halogen: Yes
11719 | 1962290500 | SAIL-M12GM8W-3L5.0V | Sensor/actuator line, Connecting line, M12 / M8, Number of poles : 3, 5 m, pin, straight - socket, 90°, Shielded: No, LED: Yes, Sheath material: PVC, Halogen: Yes
11720 | 1962291000 | SAIL-M12GM8W-3L10V | Sensor/actuator line, Connecting line, M12 / M8, Number of poles : 3, 10 m, pin, straight - socket, 90°, Shielded: No, LED: Yes, Sheath material: PVC, Halogen: Yes
11721 | 1962300150 | SAIL-M12GM8W-4L1.5V | Sensor/actuator line, Connecting line, M12 / M8, Number of poles : 4, 1.5 m, pin, straight - socket, 90°, Shielded: No, LED: Yes, Sheath material: PVC, Halogen: Yes
11722 | 1962300300 | SAIL-M12GM8W-4L3.0V | Sensor/actuator line, Connecting line, M12 / M8, Number of poles : 4, 3 m, pin, straight - socket, 90°, Shielded: No, LED: Yes, Sheath material: PVC, Halogen: Yes
11723 | 1962300500 | SAIL-M12GM8W-4L5.0V | Sensor/actuator line, Connecting line, M12 / M8, Number of poles : 4, 5 m, pin, straight - socket, 90°, Shielded: No, LED: Yes, Sheath material: PVC, Halogen: Yes
11724 | 1962301000 | SAIL-M12GM8W-4L10V | Sensor/actuator line, Connecting line, M12 / M8, Number of poles : 4, 10 m, pin, straight - socket, 90°, Shielded: No, LED: Yes, Sheath material: PVC, Halogen: Yes
11725 | 1962410000 | SAIB-4-IDC-EMV-M12 | Sockets prefabricated to customer spec., M12, Female socket, straight
11726 | 1962420000 | SAIS-4-IDC-EMV-M12 | Plugs prefabricated to customer spec., M12, pin, straight
11727 | 1962610000 | SAISW-5/7-(KV) | Plugs prefabricated to customer spec., M12, pin, 90°
11728 | 1962800150 | SAIL-M12BG-B-USB-1.5U | Bus line, Connecting line, M12, Number of poles: 4, 1.5 m, pin, straight, Shielded: Yes, LED: No, Sheath material: PUR, Halogen: No
11729 | 1963910060 | SAIL-M12GM12W-4-3L0.6U | Sensor/actuator line, Connecting line, M12 / M12, Number of poles : 4, 0.6 m, pin, straight - socket, 90°, Shielded: No, LED: Yes, Sheath material: PUR, Halogen: No
11730 | 1963910150 | SAIL-M12GM12W-4-3L1.5U | Sensor/actuator line, Connecting line, M12 / M12, Number of poles : 4, 1.5 m, pin, straight - socket, 90°, Shielded: No, LED: Yes, Sheath material: PUR, Halogen: No
11731 | 1963910200 | SAIL-M12GM12W-4-3L2.0U | Sensor/actuator line, Connecting line, M12 / M12, Number of poles : 4, 2 m, pin, straight - socket, 90°, Shielded: No, LED: Yes, Sheath material: PUR, Halogen: No
11732 | 1963910300 | SAIL-M12GM12W-4-3L3.0U | Sensor/actuator line, Connecting line, M12 / M12, Number of poles : 4, 3 m, pin, straight - socket, 90°, Shielded: No, LED: Yes, Sheath material: PUR, Halogen: No
11733 | 1963910500 | SAIL-M12GM12W-4-3L5.0U | Sensor/actuator line, Connecting line, M12 / M12, Number of poles : 4, 5 m, pin, straight - socket, 90°, Shielded: No, LED: Yes, Sheath material: PUR, Halogen: No
11734 | 1963911000 | SAIL-M12GM12W-4-3L10U | Sensor/actuator line, Connecting line, M12 / M12, Number of poles : 4, 10 m, pin, straight - socket, 90°, Shielded: No, LED: Yes, Sheath material: PUR, Halogen: No
11735 | 1963920150 | SAIL-M12GM12W-5-3LW1.5TP | Sensor/actuator line, Connecting line, M12 / M12, Number of poles : 5, 1.5 m, pin, straight - socket, 90°, Shielded: No, LED: Yes, Sheath material: PUR, Halogen: No
11736 | 1963920300 | SAIL-M12GM12W-5-3LW3.0TP | Sensor/actuator line, Connecting line, M12 / M12, Number of poles : 5, 3 m, pin, straight - socket, 90°, Shielded: No, LED: Yes, Sheath material: PUR, Halogen: No
11737 | 1963920500 | SAIL-M12GM12W-5-3LW5.0TP | Sensor/actuator line, Connecting line, M12 / M12, Number of poles : 5, 5 m, pin, straight - socket, 90°, Shielded: No, LED: Yes, Sheath material: PUR, Halogen: No
11738 | 1963921000 | SAIL-M12GM12W-5-3LW10TP | Sensor/actuator line, Connecting line, M12 / M12, Number of poles : 5, 10 m, pin, straight - socket, 90°, Shielded: No, LED: Yes, Sheath material: PUR, Halogen: No
11739 | 1963930150 | SAIL-M12GM12W-4-3L1.5V | Sensor/actuator line, Connecting line, M12 / M12, Number of poles : 4, 1.5 m, pin, straight - socket, 90°, Shielded: No, LED: Yes, Sheath material: PVC, Halogen: Yes
11740 | 1963930300 | SAIL-M12GM12W-4-3L3.0V | Sensor/actuator line, Connecting line, M12 / M12, Number of poles : 4, 3 m, pin, straight - socket, 90°, Shielded: No, LED: Yes, Sheath material: PVC, Halogen: Yes
11741 | 1963930500 | SAIL-M12GM12W-4-3L5.0V | Sensor/actuator line, Connecting line, M12 / M12, Number of poles : 4, 5 m, pin, straight - socket, 90°, Shielded: No, LED: Yes, Sheath material: PVC, Halogen: Yes
11742 | 1963940150 | SAIL-M12BW-4-3L1.5U | Sensor/actuator line, One end without connector, M12, Number of poles : 4, 1.5 m, Socket, angled, Shielded: No, LED: Yes, Sheath material: PUR, Halogen: No
11743 | 1963940300 | SAIL-M12BW-4-3L3.0U | Sensor/actuator line, One end without connector, M12, Number of poles : 4, 3 m, Socket, angled, Shielded: No, LED: Yes, Sheath material: PUR, Halogen: No
11744 | 1963940500 | SAIL-M12BW-4-3L5.0U | Sensor/actuator line, One end without connector, M12, Number of poles : 4, 5 m, Socket, angled, Shielded: No, LED: Yes, Sheath material: PUR, Halogen: No
11745 | 1963941000 | SAIL-M12BW-4-3L10U | Sensor/actuator line, One end without connector, M12, Number of poles : 4, 10 m, Socket, angled, Shielded: No, LED: Yes, Sheath material: PUR, Halogen: No
11746 | 1963960150 | SAIL-M12BW-4-3L1.5V | Sensor/actuator line, One end without connector, M12, Number of poles : 4, 1.5 m, Socket, angled, Shielded: No, LED: Yes, Sheath material: PVC, Halogen: Yes
11747 | 1963960300 | SAIL-M12BW-4-3L3.0V | Sensor/actuator line, One end without connector, M12, Number of poles : 4, 3 m, Socket, angled, Shielded: No, LED: Yes, Sheath material: PVC, Halogen: Yes
11748 | 1963960500 | SAIL-M12BW-4-3L5.0V | Sensor/actuator line, One end without connector, M12, Number of poles : 4, 5 m, Socket, angled, Shielded: No, LED: Yes, Sheath material: PVC, Halogen: Yes
11749 | 1963961000 | SAIL-M12BW-4-3L10V | Sensor/actuator line, One end without connector, M12, Number of poles : 4, 10 m, Socket, angled, Shielded: No, LED: Yes, Sheath material: PVC, Halogen: Yes
11750 | 1964280060 | SAIL-ZW-M12BW-2/4-0.6U | Sensor/actuator line, Connecting line, M12 / M12, Number of poles : 4, 0.6 m, Twin cabling, pin, straight, 2x socket, angled, Shielded: No, LED: No, Sheath material: PUR, Halogen: No
11751 | 1964280150 | SAIL-ZW-M12BW-2/4-1.5U | Sensor/actuator line, Connecting line, M12 / M12, Number of poles : 4, 1.5 m, Twin cabling, pin, straight, 2x socket, angled, Shielded: No, LED: No, Sheath material: PUR, Halogen: No
11752 | 1964280300 | SAIL-ZW-M12BW-2/4-3.0U | Sensor/actuator line, Connecting line, M12 / M12, Number of poles : 4, 3 m, Twin cabling, pin, straight, 2x socket, angled, Shielded: No, LED: No, Sheath material: PUR, Halogen: No
11753 | 1964280500 | SAIL-ZW-M12BW-2/4-5.0U | Sensor/actuator line, Connecting line, M12 / M12, Number of poles : 4, 5 m, Twin cabling, pin, straight, 2x socket, angled, Shielded: No, LED: No, Sheath material: PUR, Halogen: No
11754 | 1964290150 | SAIL-ZW-M12BW-2/4L1.5U | Sensor/actuator line, Connecting line, M12 / M12, Number of poles : 3, 1.5 m, Twin cabling, pin, straight, 2x socket, angled, Shielded: No, LED: Yes, Sheath material: PUR, Halogen: No
11755 | 1964290300 | SAIL-ZW-M12BW-2/4L3.0U | Sensor/actuator line, Connecting line, M12 / M12, Number of poles : 3, 3 m, Twin cabling, pin, straight, 2x socket, angled, Shielded: No, LED: Yes, Sheath material: PUR, Halogen: No
11756 | 1964291000 | SAIL-ZW-M12BW-2/4L10U | Sensor/actuator line, Connecting line, M12 / M12, Number of poles : 3, 10 m, Twin cabling, pin, straight, 2x socket, angled, Shielded: No, LED: Yes, Sheath material: PUR, Halogen: No
11757 | 1964300030 | SAIL-ZW-M8BW-3-0.3U | Sensor/actuator line, Connecting line, M12 / M8, Number of poles : 3, 0.3 m, Twin cabling, pin, straight, 2x socket, angled, Shielded: No, LED: No, Sheath material: PUR, Halogen: No
11758 | 1964300150 | SAIL-ZW-M8BW-3-1.5U | Sensor/actuator line, Connecting line, M12 / M8, Number of poles : 3, 1.5 m, Twin cabling, pin, straight, 2x socket, angled, Shielded: No, LED: No, Sheath material: PUR, Halogen: No
11759 | 1964300300 | SAIL-ZW-M8BW-3-3.0U | Sensor/actuator line, Connecting line, M12 / M8, Number of poles : 3, 3 m, Twin cabling, pin, straight, 2x socket, angled, Shielded: No, LED: No, Sheath material: PUR, Halogen: No
11760 | 1964300500 | SAIL-ZW-M8BW-3-5.0U | Sensor/actuator line, Connecting line, M12 / M8, Number of poles : 3, 5 m, Twin cabling, pin, straight, 2x socket, angled, Shielded: No, LED: No, Sheath material: PUR, Halogen: No
11761 | 1964301000 | SAIL-ZW-M8BW-3-10U | Sensor/actuator line, Connecting line, M12 / M8, Number of poles : 3, 10 m, Twin cabling, pin, straight, 2x socket, angled, Shielded: No, LED: No, Sheath material: PUR, Halogen: No
11762 | 1964310010 | SAIL-ZW-3-0.1U | Sensor/actuator line, One end without connector, M12, Number of poles : 3, 0.1 m, Twin cabling, pin, straight, Shielded: No, LED: No, Sheath material: PUR, Halogen: No
11763 | 1964310100 | SAIL-ZW-3-1.0U | Sensor/actuator line, One end without connector, M12, Number of poles : 3, 1 m, Twin cabling, pin, straight, Shielded: No, LED: No, Sheath material: PUR, Halogen: No
11764 | 1964310150 | SAIL-ZW-3-1.5U | Sensor/actuator line, One end without connector, M12, Number of poles : 3, 1.5 m, Twin cabling, pin, straight, Shielded: No, LED: No, Sheath material: PUR, Halogen: No
11765 | 1964310300 | SAIL-ZW-3-3.0U | Sensor/actuator line, One end without connector, M12, Number of poles : 3, 3 m, Twin cabling, pin, straight, Shielded: No, LED: No, Sheath material: PUR, Halogen: No
11766 | 1964310500 | SAIL-ZW-3-5.0U | Sensor/actuator line, One end without connector, M12, Number of poles : 3, 5 m, Twin cabling, pin, straight, Shielded: No, LED: No, Sheath material: PUR, Halogen: No
11767 | 1964311000 | SAIL-ZW-3-10U | Sensor/actuator line, One end without connector, M12, Number of poles : 3, 10 m, Twin cabling, pin, straight, Shielded: No, LED: No, Sheath material: PUR, Halogen: No
11768 | 1964400500 | SAIL-M12GM12G-12-5.0U | Sensor/actuator line, Connecting line, M12 / M12, Number of poles : 12, 5 m, pin, straight - socket, straight, Shielded: No, LED: No, Sheath material: PUR, Halogen: No
11769 | 1964401000 | SAIL-M12GM12G-12-10U | Sensor/actuator line, Connecting line, M12 / M12, Number of poles : 12, 10 m, pin, straight - socket, straight, Shielded: No, LED: No, Sheath material: PUR, Halogen: No
11770 | 1964690010 | SAIL-M12BG-CD-0.1A | Bus line, One end without connector, M12, Number of poles: 5, 0.1 m, Female socket, straight, Shielded: Yes, LED: No, Sheath material: PUR, Halogen: No
11771 | 1964690150 | SAIL-M12BG-CD-1.5A | Bus line, One end without connector, M12, Number of poles: 5, 1.5 m, Female socket, straight, Shielded: Yes, LED: No, Sheath material: PUR, Halogen: No
11772 | 1964690300 | SAIL-M12BG-CD-3.0A | Bus line, One end without connector, M12, Number of poles: 5, 3 m, Female socket, straight, Shielded: Yes, LED: No, Sheath material: PUR, Halogen: No
11773 | 1964690500 | SAIL-M12BG-CD-5.0A | Bus line, One end without connector, M12, Number of poles: 5, 5 m, Female socket, straight, Shielded: Yes, LED: No, Sheath material: PUR, Halogen: No
11774 | 1964691000 | SAIL-M12BG-CD-10A | Bus line, One end without connector, M12, Number of poles: 5, 10 m, Female socket, straight, Shielded: Yes, LED: No, Sheath material: PUR, Halogen: No
11775 | 1964700150 | SAIL-M12G-CD-1.5A | Bus line, One end without connector, M12, Number of poles: 5, 1.5 m, pin, straight, Shielded: Yes, LED: No, Sheath material: PUR, Halogen: No
11776 | 1964700300 | SAIL-M12G-CD-3.0A | Bus line, One end without connector, M12, Number of poles: 5, 3 m, pin, straight, Shielded: Yes, LED: No, Sheath material: PUR, Halogen: No
11777 | 1964700500 | SAIL-M12G-CD-5.0A | Bus line, One end without connector, M12, Number of poles: 5, 5 m, pin, straight, Shielded: Yes, LED: No, Sheath material: PUR, Halogen: No
11778 | 1964701000 | SAIL-M12G-CD-10A | Bus line, One end without connector, M12, Number of poles: 5, 10 m, pin, straight, Shielded: Yes, LED: No, Sheath material: PUR, Halogen: No
11779 | 1964710030 | SAIL-M12GM12G-CD-0.3A | Bus line, Connecting line, M12 / M12, Number of poles: 5, 0.3 m, pin, straight - socket, straight, Shielded: Yes, LED: No, Sheath material: PUR, Halogen: No
11780 | 1964710150 | SAIL-M12GM12G-CD-1.5A | Bus line, Connecting line, M12 / M12, Number of poles: 5, 1.5 m, pin, straight - socket, straight, Shielded: Yes, LED: No, Sheath material: PUR, Halogen: No
11781 | 1964710300 | SAIL-M12GM12G-CD-3.0A | Bus line, Connecting line, M12 / M12, Number of poles: 5, 3 m, pin, straight - socket, straight, Shielded: Yes, LED: No, Sheath material: PUR, Halogen: No
11782 | 1964710500 | SAIL-M12GM12G-CD-5.0A | Bus line, Connecting line, M12 / M12, Number of poles: 5, 5 m, pin, straight - socket, straight, Shielded: Yes, LED: No, Sheath material: PUR, Halogen: No
11783 | 1964711000 | SAIL-M12GM12G-CD-10A | Bus line, Connecting line, M12 / M12, Number of poles: 5, 10 m, pin, straight - socket, straight, Shielded: Yes, LED: No, Sheath material: PUR, Halogen: No
11784 | 1967880000 | SAIBW-4/7-ZF | Sockets prefabricated to customer spec., M12, Socket, angled
11785 | 1968560150 | SAIL-M12BW-3-1.5T | Sensor/actuator line, One end without connector, M12, Number of poles : 3, 1.5 m, Socket, angled, Shielded: No, LED: No, Sheath material: PUR, Halogen: No
11786 | 1968560300 | SAIL-M12BW-3-3.0T | Sensor/actuator line, One end without connector, M12, Number of poles : 3, 3 m, Socket, angled, Shielded: No, LED: No, Sheath material: PUR, Halogen: No
11787 | 1968560500 | SAIL-M12BW-3-5.0T | Sensor/actuator line, One end without connector, M12, Number of poles : 3, 5 m, Socket, angled, Shielded: No, LED: No, Sheath material: PUR, Halogen: No
11788 | 1968561000 | SAIL-M12BW-3-10T | Sensor/actuator line, One end without connector, M12, Number of poles : 3, 10 m, Socket, angled, Shielded: No, LED: No, Sheath material: PUR, Halogen: No
11789 | 1968570150 | SAIL-M12BW-4-1.5T | Sensor/actuator line, One end without connector, M12, Number of poles : 4, 1.5 m, Socket, angled, Shielded: No, LED: No, Sheath material: PUR, Halogen: No
11790 | 1968570300 | SAIL-M12BW-4-3.0T | Sensor/actuator line, One end without connector, M12, Number of poles : 4, 3 m, Socket, angled, Shielded: No, LED: No, Sheath material: PUR, Halogen: No
11791 | 1968570500 | SAIL-M12BW-4-5.0T | Sensor/actuator line, One end without connector, M12, Number of poles : 4, 5 m, Socket, angled, Shielded: No, LED: No, Sheath material: PUR, Halogen: No
11792 | 1968571000 | SAIL-M12BW-4-10T | Sensor/actuator line, One end without connector, M12, Number of poles : 4, 10 m, Socket, angled, Shielded: No, LED: No, Sheath material: PUR, Halogen: No
11793 | 1968580150 | SAIL-M12BG-4-1.5T | Sensor/actuator line, One end without connector, M12, Number of poles : 4, 1.5 m, Female socket, straight, Shielded: No, LED: No, Sheath material: PUR, Halogen: No
11794 | 1968580300 | SAIL-M12BG-4-3.0T | Sensor/actuator line, One end without connector, M12, Number of poles : 4, 3 m, Female socket, straight, Shielded: No, LED: No, Sheath material: PUR, Halogen: No
11795 | 1968580500 | SAIL-M12BG-4-5.0T | Sensor/actuator line, One end without connector, M12, Number of poles : 4, 5 m, Female socket, straight, Shielded: No, LED: No, Sheath material: PUR, Halogen: No
11796 | 1968581000 | SAIL-M12BG-4-10T | Sensor/actuator line, One end without connector, M12, Number of poles : 4, 10 m, Female socket, straight, Shielded: No, LED: No, Sheath material: PUR, Halogen: No
11797 | 1968590150 | SAIL-M12BG-3-1.5T | Sensor/actuator line, One end without connector, M12, Number of poles : 3, 1.5 m, Female socket, straight, Shielded: No, LED: No, Sheath material: PUR, Halogen: No
11798 | 1968590300 | SAIL-M12BG-3-3.0T | Sensor/actuator line, One end without connector, M12, Number of poles : 3, 3 m, Female socket, straight, Shielded: No, LED: No, Sheath material: PUR, Halogen: No
11799 | 1968590500 | SAIL-M12BG-3-5.0T | Sensor/actuator line, One end without connector, M12, Number of poles : 3, 5 m, Female socket, straight, Shielded: No, LED: No, Sheath material: PUR, Halogen: No
11800 | 1968591000 | SAIL-M12BG-3-10T | Sensor/actuator line, One end without connector, M12, Number of poles : 3, 10 m, Female socket, straight, Shielded: No, LED: No, Sheath material: PUR, Halogen: No
11801 | 1981560000 | SCREWTY M23 | Bolting tool
11802 | 1981900015 | SAIL-M8GM8G-4S-0.15U | Bus line, Connecting line, M8 / M8, Number of poles: 4, 0.15 m, pin, straight - socket, straight, Shielded: Yes, LED: No, Sheath material: PUR, Halogen: No
11803 | 1981900030 | SAIL-M8GM8G-4S-0.3U | Bus line, Connecting line, M8 / M8, Number of poles: 4, 0.3 m, pin, straight - socket, straight, Shielded: Yes, LED: No, Sheath material: PUR, Halogen: No
11804 | 1981900050 | SAIL-M8GM8G-4S-0.50U | Bus line, Connecting line, M8 / M8, Number of poles: 4, 0.5 m, pin, straight - socket, straight, Shielded: Yes, LED: No, Sheath material: PUR, Halogen: No
11805 | 1981900075 | SAIL-M8GM8G-4S-0.75U | Bus line, Connecting line, M8 / M8, Number of poles: 4, 0.75 m, pin, straight - socket, straight, Shielded: Yes, LED: No, Sheath material: PUR, Halogen: No
11806 | 1981900100 | SAIL-M8GM8G-4S-1.0U | Bus line, Connecting line, M8 / M8, Number of poles: 4, 1 m, pin, straight - socket, straight, Shielded: Yes, LED: No, Sheath material: PUR, Halogen: No
11807 | 1981900150 | SAIL-M8GM8G-4S-1.5U | Bus line, Connecting line, M8 / M8, Number of poles: 4, 1.5 m, pin, straight - socket, straight, Shielded: Yes, LED: No, Sheath material: PUR, Halogen: No
11808 | 1981900200 | SAIL-M8GM8G-4S-2.0U | Bus line, Connecting line, M8 / M8, Number of poles: 4, 2 m, pin, straight - socket, straight, Shielded: Yes, LED: No, Sheath material: PUR, Halogen: No
11809 | 1981900300 | SAIL-M8GM8G-4S-3.0U | Bus line, Connecting line, M8 / M8, Number of poles: 4, 3 m, pin, straight - socket, straight, Shielded: Yes, LED: No, Sheath material: PUR, Halogen: No
11810 | 1981900350 | SAIL-M8GM8G-4S-3.5U | Bus line, Connecting line, M8 / M8, Number of poles: 4, 3.5 m, pin, straight - socket, straight, Shielded: Yes, LED: No, Sheath material: PUR, Halogen: No
11811 | 1981900500 | SAIL-M8GM8G-4S-5.0U | Bus line, Connecting line, M8 / M8, Number of poles: 4, 5 m, pin, straight - socket, straight, Shielded: Yes, LED: No, Sheath material: PUR, Halogen: No
11812 | 1981900700 | SAIL-M8GM8G-4S-7.0U | Bus line, Connecting line, M8 / M8, Number of poles: 4, 7 m, pin, straight - socket, straight, Shielded: Yes, LED: No, Sheath material: PUR, Halogen: No
11813 | 1981900750 | SAIL-M8GM8G-4S-7.5U | Bus line, Connecting line, M8 / M8, Number of poles: 4, 7.5 m, pin, straight - socket, straight, Shielded: Yes, LED: No, Sheath material: PUR, Halogen: No
11814 | 1981901000 | SAIL-M8GM8G-4S-10U | Bus line, Connecting line, M8 / M8, Number of poles: 4, 10 m, pin, straight - socket, straight, Shielded: Yes, LED: No, Sheath material: PUR, Halogen: No
11815 | 1981901250 | SAIL-M8GM8G-4S-12.5U | Bus line, Connecting line, M8 / M8, Number of poles: 4, 12.5 m, pin, straight - socket, straight, Shielded: Yes, LED: No, Sheath material: PUR, Halogen: No
11816 | 1981901500 | SAIL-M8GM8G-4S-15U | Bus line, Connecting line, M8 / M8, Number of poles: 4, 15 m, pin, straight - socket, straight, Shielded: Yes, LED: No, Sheath material: PUR, Halogen: No
11817 | 1981901750 | SAIL-M8GM8G-4S-17.5U | Bus line, Connecting line, M8 / M8, Number of poles: 4, 17.5 m, pin, straight - socket, straight, Shielded: Yes, LED: No, Sheath material: PUR, Halogen: No
11818 | 1981902000 | SAIL-M8GM8G-4S-20U | Bus line, Connecting line, M8 / M8, Number of poles: 4, 20 m, pin, straight - socket, straight, Shielded: Yes, LED: No, Sheath material: PUR, Halogen: No
11819 | 1981910150 | SAIL-M8BG-4S-1.5U | Bus line, One end without connector, M8, Number of poles: 4, 1.5 m, Female socket, straight, Shielded: Yes, LED: No, Sheath material: PUR, Halogen: No
11820 | 1981910300 | SAIL-M8BG-4S-3.0U | Bus line, One end without connector, M8, Number of poles: 4, 3 m, Female socket, straight, Shielded: Yes, LED: No, Sheath material: PUR, Halogen: No
11821 | 1981910500 | SAIL-M8BG-4S-5.0U | Bus line, One end without connector, M8, Number of poles: 4, 5 m, Female socket, straight, Shielded: Yes, LED: No, Sheath material: PUR, Halogen: No
11822 | 1981911000 | SAIL-M8BG-4S-10U | Bus line, One end without connector, M8, Number of poles: 4, 10 m, Female socket, straight, Shielded: Yes, LED: No, Sheath material: PUR, Halogen: No
11823 | 1981920150 | SAIL-M8G-4S-1.5U | Bus line, One end without connector, M8, Number of poles: 4, 1.5 m, pin, straight, Shielded: Yes, LED: No, Sheath material: PUR, Halogen: No
11824 | 1981920300 | SAIL-M8G-4S-3.0U | Bus line, One end without connector, M8, Number of poles: 4, 3 m, pin, straight, Shielded: Yes, LED: No, Sheath material: PUR, Halogen: No
11825 | 1981920500 | SAIL-M8G-4S-5.0U | Bus line, One end without connector, M8, Number of poles: 4, 5 m, pin, straight, Shielded: Yes, LED: No, Sheath material: PUR, Halogen: No
11826 | 1981921000 | SAIL-M8G-4S-10U | Bus line, One end without connector, M8, Number of poles: 4, 10 m, pin, straight, Shielded: Yes, LED: No, Sheath material: PUR, Halogen: No
11827 | 1984530080 | SAIL-M12GM8GR-3-0.8U | Sensor/actuator line, Connecting line, M12 / M8, Number of poles : 3, 0.8 m, pin, straight - socket, straight, Shielded: No, LED: No, Sheath material: PUR, Halogen: No
11828 | 1984530150 | SAIL-M12GM8GR-3-1.5U | Sensor/actuator line, Connecting line, M12 / M8, Number of poles : 3, 1.5 m, pin, straight - socket, straight, Shielded: No, LED: No, Sheath material: PUR, Halogen: No
11829 | 1984530200 | SAIL-M12GM8GR-3-2.0U | Sensor/actuator line, Connecting line, M12 / M8, Number of poles : 3, 2 m, pin, straight - socket, straight, Shielded: No, LED: No, Sheath material: PUR, Halogen: No
11830 | 1984530250 | SAIL-M12GM8GR-3-2.5U | Sensor/actuator line, Connecting line, M12 / M8, Number of poles : 3, 2.5 m, pin, straight - socket, straight, Shielded: No, LED: No, Sheath material: PUR, Halogen: No
11831 | 1984530300 | SAIL-M12GM8GR-3-3.0U | Sensor/actuator line, Connecting line, M12 / M8, Number of poles : 3, 3 m, pin, straight - socket, straight, Shielded: No, LED: No, Sheath material: PUR, Halogen: No
11832 | 1984530350 | SAIL-M12GM8GR-3-3.5U | Sensor/actuator line, Connecting line, M12 / M8, Number of poles : 3, 3.5 m, pin, straight - socket, straight, Shielded: No, LED: No, Sheath material: PUR, Halogen: No
11833 | 1984530400 | SAIL-M12GM8GR-3-4.0U | Sensor/actuator line, Connecting line, M12 / M8, Number of poles : 3, 4 m, pin, straight - socket, straight, Shielded: No, LED: No, Sheath material: PUR, Halogen: No
11834 | 1984530450 | SAIL-M12GM8GR-3-4.5U | Sensor/actuator line, Connecting line, M12 / M8, Number of poles : 3, 4.5 m, pin, straight - socket, straight, Shielded: No, LED: No, Sheath material: PUR, Halogen: No
11835 | 1984530500 | SAIL-M12GM8GR-3-5.0U | Sensor/actuator line, Connecting line, M12 / M8, Number of poles : 3, 5 m, pin, straight - socket, straight, Shielded: No, LED: No, Sheath material: PUR, Halogen: No
11836 | 1984530550 | SAIL-M12GM8GR-3-5.5U | Sensor/actuator line, Connecting line, M12 / M8, Number of poles : 3, 5.5 m, pin, straight - socket, straight, Shielded: No, LED: No, Sheath material: PUR, Halogen: No
11837 | 1984531000 | SAIL-M12GM8GR-3-10U | Sensor/actuator line, Connecting line, M12 / M8, Number of poles : 3, 10 m, pin, straight - socket, straight, Shielded: No, LED: No, Sheath material: PUR, Halogen: No
11838 | 1995800000 | SAI-M23-GS-L-7/12 | Sensor/Actuator plug-in connector, Empty enclosure
11839 | 1995810000 | SAI-M23-BE-L-4/4 | Sensor/Actuator plug-in connector, Insert
11840 | 1995820000 | SAI-M23-KBC-0.75/2.50 | Sensor/Actuator plug-in connector, Crimp contact
11841 | 1995840000 | SAI-M23-GS-7/12 | Sensor/Actuator plug-in connector, Empty enclosure
11842 | 9456100250 | SAIL-M12G-4-2.5U | Sensor/actuator line, One end without connector, M12, Number of poles : 4, 2.5 m, pin, straight, Shielded: No, LED: No, Sheath material: PUR, Halogen: No
11843 | 9456140120 | SAIL-M12BG-5S1.2U | Sensor/actuator line, One end without connector, M12, Number of poles : 5, 1.2 m, Female socket, straight, Shielded: Yes, LED: No, Sheath material: PUR, Halogen: No
11844 | 9456140200 | SAIL-M12BG-5S2.0U | Sensor/actuator line, One end without connector, M12, Number of poles : 5, 2 m, Female socket, straight, Shielded: Yes, LED: No, Sheath material: PUR, Halogen: No
11845 | 9456140300 | SAIL-M12BG-5S3.0U | Sensor/actuator line, One end without connector, M12, Number of poles : 5, 3 m, Female socket, straight, Shielded: Yes, LED: No, Sheath material: PUR, Halogen: No
11846 | 9456152000 | SAIL-M8BW-4-20U | Sensor/actuator line, One end without connector, M8, Number of poles : 4, 20 m, Socket, angled, Shielded: No, LED: No, Sheath material: PUR, Halogen: No
11847 | 9456170030 | SAIL-VSCD-M12G-0.3U | Valve plug, Straight plug - valve plug, CD
11848 | 1877440150 | SAIB-M23-12P-AN-1,5M | Sensor/actuator line, One end without connector, M23, Inner thread, Number of poles: 12, 1.5 m, Socket, angled, Shielded: No, LED: No, Sheath material: PUR, Halogen: No
11849 | 1005460030 | SAIL-ZW-M12BG-3-0.3U | Sensor/actuator line, Connecting line, M12 / M12, Number of poles : 3, 0.3 m, Twin cabling, pin, straight, 2x socket, straight, Shielded: No, LED: No, Sheath material: PUR, Halogen: No
11850 | 1005460150 | SAIL-ZW-M12BG-3-1.5U | Sensor/actuator line, Connecting line, M12 / M12, Number of poles : 3, 1.5 m, Twin cabling, pin, straight, 2x socket, straight, Shielded: No, LED: No, Sheath material: PUR, Halogen: No
11851 | 1005460300 | SAIL-ZW-M12BG-3-3.0U | Sensor/actuator line, Connecting line, M12 / M12, Number of poles : 3, 3 m, Twin cabling, pin, straight, 2x socket, straight, Shielded: No, LED: No, Sheath material: PUR, Halogen: No
11852 | 1005460500 | SAIL-ZW-M12BG-3-5.0U | Sensor/actuator line, Connecting line, M12 / M12, Number of poles : 3, 5 m, Twin cabling, pin, straight, 2x socket, straight, Shielded: No, LED: No, Sheath material: PUR, Halogen: No
11853 | 1005461000 | SAIL-ZW-M12BG-3-10U | Sensor/actuator line, Connecting line, M12 / M12, Number of poles : 3, 10 m, Twin cabling, pin, straight, 2x socket, straight, Shielded: No, LED: No, Sheath material: PUR, Halogen: No
11854 | 1007060000 | SAISW-5/9-(KV) | Plugs prefabricated to customer spec., M12, pin, 90°
11855 | 1007070000 | SAIBW-5/9-(KV) | Sockets prefabricated to customer spec., M12, Socket, angled
11856 | 1007080000 | SAIS-5/9-(KV) | Plugs prefabricated to customer spec., M12, pin, straight
11857 | 1007090000 | SAIB-5/9-(KV) | Sockets prefabricated to customer spec., M12, Female socket, straight
11858 | 1009150800 | SAIL-M12BWM12W-5-8.0U | Sensor/actuator line, Connecting line, M12 / M12, Number of poles : 5, 8 m, Socket, angled - socket, angled, Shielded: No, LED: No, Sheath material: PUR, Halogen: No
11859 | 1009160800 | SAIL-M12BGM12G-3-8.0U | Sensor/actuator line, Connecting line, M12 / M12, Number of poles : 3, 8 m, Female socket, straight - Female socket, straight, Shielded: No, LED: No, Sheath material: PUR, Halogen: No
11860 | 1009170300 | SAIL-M12GM8G-3/4-3.0U | Sensor/actuator line, Connecting line, M12 / M8, Number of poles : 3, 3 m, pin, straight - socket, straight, Shielded: No, LED: No, Sheath material: PUR, Halogen: No
11861 | 1009180800 | SAIL-M12BGM12G-4-8.0U | Sensor/actuator line, Connecting line, M12 / M12, Number of poles : 4, 8 m, Female socket, straight - Female socket, straight, Shielded: No, LED: No, Sheath material: PUR, Halogen: No
11862 | 1009370000 | SAI-T-5S-PARA | Y connector, M12
11863 | 1010840015 | IE-C5DB4RE0015MCSXXX-X | System cable, M12 D-code ? IP 67 straight pin, Open, Cat.5 (ISO/IEC 11801) / Cat.5e (TIA T568-B), Radox GKW S, 1.5 m
11864 | 1010840030 | IE-C5DB4RE0030MCSXXX-X | System cable, M12 D-code ? IP 67 straight pin, Open, Cat.5 (ISO/IEC 11801) / Cat.5e (TIA T568-B), Radox GKW S, 3 m
11865 | 1010840050 | IE-C5DB4RE0050MCSXXX-X | System cable, M12 D-code ? IP 67 straight pin, Open, Cat.5 (ISO/IEC 11801) / Cat.5e (TIA T568-B), Radox GKW S, 5 m
11866 | 1010840100 | IE-C5DB4RE0100MCSXXX-X | System cable, M12 D-code ? IP 67 straight pin, Open, Cat.5 (ISO/IEC 11801) / Cat.5e (TIA T568-B), Radox GKW S, 10 m
11867 | 1010850030 | IE-C5DB4RE0030MCSMCS-E | System cable, M12 D-code ? IP 67 straight pin, M12 D-code ? IP 67 straight pin, Cat.5 (ISO/IEC 11801) / Cat.5e (TIA T568-B), Radox GKW S, 3 m
11868 | 1010850050 | IE-C5DB4RE0050MCSMCS-E | System cable, M12 D-code ? IP 67 straight pin, M12 D-code ? IP 67 straight pin, Cat.5 (ISO/IEC 11801) / Cat.5e (TIA T568-B), Radox GKW S, 5 m
11869 | 1010850100 | IE-C5DB4RE0100MCSMCS-E | System cable, M12 D-code ? IP 67 straight pin, M12 D-code ? IP 67 straight pin, Cat.5 (ISO/IEC 11801) / Cat.5e (TIA T568-B), Radox GKW S, 10 m
11870 | 1011620800 | SAIL-M12BGM12G-3-8.0T | Sensor/actuator line, Connecting line, M12 / M12, Number of poles : 3, 8 m, Female socket, straight - Female socket, straight, Shielded: No, LED: No, Sheath material: PUR, Halogen: No
11871 | 1011630800 | SAIL-M12BWM12W-3-8.0T | Sensor/actuator line, Connecting line, M12 / M12, Number of poles : 3, 8 m, Socket, angled - socket, angled, Shielded: No, LED: No, Sheath material: PUR, Halogen: No
11872 | 1012050800 | SAIL-M12BWM12W-3L8.0T | Sensor/actuator line, Connecting line, M12 / M12, Number of poles : 3, 8 m, Socket, angled - socket, angled, Shielded: No, LED: Yes, Sheath material: PUR, Halogen: No
11873 | 1021670150 | SAIL-M12BG-5-1.5T | Sensor/actuator line, One end without connector, M12, Number of poles : 5, 1.5 m, Female socket, straight, Shielded: No, LED: No, Sheath material: PUR, Halogen: No
11874 | 1021670300 | SAIL-M12BG-5-3.0T | Sensor/actuator line, One end without connector, M12, Number of poles : 5, 3 m, Female socket, straight, Shielded: No, LED: No, Sheath material: PUR, Halogen: No
11875 | 1021670500 | SAIL-M12BG-5-5.0T | Sensor/actuator line, One end without connector, M12, Number of poles : 5, 5 m, Female socket, straight, Shielded: No, LED: No, Sheath material: PUR, Halogen: No
11876 | 1021671000 | SAIL-M12BG-5-10T | Sensor/actuator line, One end without connector, M12, Number of poles : 5, 10 m, Female socket, straight, Shielded: No, LED: No, Sheath material: PUR, Halogen: No
11877 | 1021730150 | SAIL-M12GM12G-4-1.5T | Sensor/actuator line, Connecting line, M12 / M12, Number of poles : 4, 1.5 m, pin, straight - socket, straight, Shielded: No, LED: No, Sheath material: PUR, Halogen: No
11878 | 1021730300 | SAIL-M12GM12G-4-3.0T | Sensor/actuator line, Connecting line, M12 / M12, Number of poles : 4, 3 m, pin, straight - socket, straight, Shielded: No, LED: No, Sheath material: PUR, Halogen: No
11879 | 1021730500 | SAIL-M12GM12G-4-5.0T | Sensor/actuator line, Connecting line, M12 / M12, Number of poles : 4, 5 m, pin, straight - socket, straight, Shielded: No, LED: No, Sheath material: PUR, Halogen: No
11880 | 1021731000 | SAIL-M12GM12G-4-10T | Sensor/actuator line, Connecting line, M12 / M12, Number of poles : 4, 10 m, pin, straight - socket, straight, Shielded: No, LED: No, Sheath material: PUR, Halogen: No
11881 | 1021790150 | SAIL-M12W-4-1.5T | Sensor/actuator line, One end without connector, M12, Number of poles : 4, 1.5 m, pin, 90°, Shielded: No, LED: No, Sheath material: PUR, Halogen: No
11882 | 1021790300 | SAIL-M12W-4-3.0T | Sensor/actuator line, One end without connector, M12, Number of poles : 4, 3 m, pin, 90°, Shielded: No, LED: No, Sheath material: PUR, Halogen: No
11883 | 1021790500 | SAIL-M12W-4-5.0T | Sensor/actuator line, One end without connector, M12, Number of poles : 4, 5 m, pin, 90°, Shielded: No, LED: No, Sheath material: PUR, Halogen: No
11884 | 1021791000 | SAIL-M12W-4-10T | Sensor/actuator line, One end without connector, M12, Number of poles : 4, 10 m, pin, 90°, Shielded: No, LED: No, Sheath material: PUR, Halogen: No
11885 | 1022930300 | SAIL-M12BW-5-3LW3.0TP | Sensor/actuator line, One end without connector, M12, Number of poles : 5, 3 m, Socket, angled, Shielded: No, LED: Yes, Sheath material: PUR, Halogen: No
11886 | 1026180150 | SAIL-VSB-M8W-3-1.5U | Valve plug, 90° plug - valve plug
11887 | 1026180300 | SAIL-VSB-M8W-3-3.0U | Valve plug, 90° plug - valve plug
11888 | 1026190150 | SAIL-VSA-M8W-3-1.5U | Valve plug, 90° plug - valve plug, A
11889 | 1026190300 | SAIL-VSA-M8W-3-3.0U | Valve plug, 90° plug - valve plug, A
11890 | 1044340000 | SAI-4-M M12 1:1 SO UT | Sensor-actuator passive distributor, M12, Hood version, No
11891 | 1044470200 | IE-C5DD4UG0200MCSA20-E | Dragline cable, PROFINET, M12 D-code ? IP 67 straight pin, RJ45 IP 20, Cat.5 (ISO/IEC 11801) / Cat.5e (TIA T568-B), PUR, 20 m
11892 | 1044700000 | SAIS-5/9-ZF | Plugs prefabricated to customer spec., M12, pin, straight
11893 | 1051760000 | SAI-4-S 3P M8 L OL | SAI Passive, Sensor-actuator passive distributor, M8, with M12 outlet, 8-pole, A-coded, No
11894 | 1052340000 | SAI-4-F 5P PUR 45M | Sensor-actuator passive distributor, M12, Fixed cable version, 45 m, Yes
11895 | 1057720000 | SAI-6-S 3P M8 L SL | Sensor-actuator passive distributor, M8, with M12 outlet, 8-pole, A-coded, Yes
11896 | 1057940000 | SAI-T-5-M12/M12 B-COD | Y connector, M12
11897 | 1058390000 | SAI-8-F 5P PUR 25M | Sensor-actuator passive distributor, M12, Fixed cable version, 25 m, Yes
11898 | 1058500150 | SAIL-M12GM12G-4S1.5U | Sensor/actuator line, Connecting line, M12 / M12, Number of poles : 4, 1.5 m, pin, straight - socket, straight, Shielded: Yes, LED: No, Sheath material: PUR, Halogen: No
11899 | 1058530150 | SAIL-M12G-PB-1.5E | Bus line, One end without connector, M12, Number of poles: 2, 1.5 m, pin, straight, Shielded: Yes, LED: No, Sheath material: PVC, Halogen: Yes
11900 | 1058530300 | SAIL-M12G-PB-3.0E | Bus line, One end without connector, M12, Number of poles: 2, 3 m, pin, straight, Shielded: Yes, LED: No, Sheath material: PVC, Halogen: Yes
11901 | 1058530500 | SAIL-M12G-PB-5.0E | Bus line, One end without connector, M12, Number of poles: 2, 5 m, pin, straight, Shielded: Yes, LED: No, Sheath material: PVC, Halogen: Yes
11902 | 1058540150 | SAIL-M12BG-PB-1.5E | Bus line, One end without connector, M12, Number of poles: 2, 1.5 m, Female socket, straight, Shielded: Yes, LED: No, Sheath material: PVC, Halogen: Yes
11903 | 1058540300 | SAIL-M12BG-PB-3.0E | Bus line, One end without connector, M12, Number of poles: 2, 3 m, Female socket, straight, Shielded: Yes, LED: No, Sheath material: PVC, Halogen: Yes
11904 | 1058540500 | SAIL-M12BG-PB-5.0E | Bus line, One end without connector, M12, Number of poles: 2, 5 m, Female socket, straight, Shielded: Yes, LED: No, Sheath material: PVC, Halogen: Yes
11905 | 1058570150 | SAIL-M12GM12G-PB-1.5E | Bus line, Connecting line, M12 / M12, Number of poles: 2, 1.5 m, pin, straight - socket, straight, Shielded: Yes, LED: No, Sheath material: PVC, Halogen: Yes
11906 | 1058570300 | SAIL-M12GM12G-PB-3.0E | Bus line, Connecting line, M12 / M12, Number of poles: 2, 3 m, pin, straight - socket, straight, Shielded: Yes, LED: No, Sheath material: PVC, Halogen: Yes
11907 | 1058570500 | SAIL-M12GM12G-PB-5.0E | Bus line, Connecting line, M12 / M12, Number of poles: 2, 5 m, pin, straight - socket, straight, Shielded: Yes, LED: No, Sheath material: PVC, Halogen: Yes
11908 | 1058571000 | SAIL-M12GM12G-PB-10E | Bus line, Connecting line, M12 / M12, Number of poles: 2, 10 m, pin, straight - socket, straight, Shielded: Yes, LED: No, Sheath material: PVC, Halogen: Yes
11909 | 1059330015 | IE-C5DD4UG0015MSSMCS-E | Dragline cable, PROFINET, M12 D-code ? IP 67 straight pin, M12 D-code ? IP 67 straight socket, Cat.5 (ISO/IEC 11801) / Cat.5e (TIA T568-B), PUR, 1.5 m
11910 | 1059330030 | IE-C5DD4UG0030MSSMCS-E | Dragline cable, PROFINET, M12 D-code ? IP 67 straight pin, M12 D-code ? IP 67 straight socket, Cat.5 (ISO/IEC 11801) / Cat.5e (TIA T568-B), PUR, 3 m
11911 | 1059330050 | IE-C5DD4UG0050MSSMCS-E | Dragline cable, PROFINET, M12 D-code ? IP 67 straight pin, M12 D-code ? IP 67 straight socket, Cat.5 (ISO/IEC 11801) / Cat.5e (TIA T568-B), PUR, 5 m
11912 | 1059330100 | IE-C5DD4UG0100MSSMCS-E | Dragline cable, PROFINET, M12 D-code ? IP 67 straight pin, M12 D-code ? IP 67 straight socket, Cat.5 (ISO/IEC 11801) / Cat.5e (TIA T568-B), PUR, 10 m
11913 | 1059340015 | IE-C5DB4RE0015MSSMCS-E | System cable, M12 D-code ? IP 67 straight pin, M12 D-code ? IP 67 straight socket, Cat.5 (ISO/IEC 11801) / Cat.5e (TIA T568-B), Radox GKW S, 1.5 m
11914 | 1059340030 | IE-C5DB4RE0030MSSMCS-E | System cable, M12 D-code ? IP 67 straight pin, M12 D-code ? IP 67 straight socket, Cat.5 (ISO/IEC 11801) / Cat.5e (TIA T568-B), Radox GKW S, 3 m
11915 | 1059340050 | IE-C5DB4RE0050MSSMCS-E | System cable, M12 D-code ? IP 67 straight pin, M12 D-code ? IP 67 straight socket, Cat.5 (ISO/IEC 11801) / Cat.5e (TIA T568-B), Radox GKW S, 5 m
11916 | 1059340100 | IE-C5DB4RE0100MSSMCS-E | System cable, M12 D-code ? IP 67 straight pin, M12 D-code ? IP 67 straight socket, Cat.5 (ISO/IEC 11801) / Cat.5e (TIA T568-B), Radox GKW S, 10 m
11917 | 1059480150 | SAIL-M12GM12W-4S1.5U | Sensor/actuator line, Connecting line, M12 / M12, Number of poles : 4, 1.5 m, pin, straight - socket, 90°, Shielded: Yes, LED: No, Sheath material: PUR, Halogen: No
11918 | 1059480300 | SAIL-M12GM12W-4S3.0U | Sensor/actuator line, Connecting line, M12 / M12, Number of poles : 4, 3 m, pin, straight - socket, 90°, Shielded: Yes, LED: No, Sheath material: PUR, Halogen: No
11919 | 1059480500 | SAIL-M12GM12W-4S5.0U | Sensor/actuator line, Connecting line, M12 / M12, Number of poles : 4, 5 m, pin, straight - socket, 90°, Shielded: Yes, LED: No, Sheath material: PUR, Halogen: No
11920 | 1059481000 | SAIL-M12GM12W-4S10U | Sensor/actuator line, Connecting line, M12 / M12, Number of poles : 4, 10 m, pin, straight - socket, 90°, Shielded: Yes, LED: No, Sheath material: PUR, Halogen: No
11921 | 1059540150 | SAIL-M12GM12W-5S1.5U | Sensor/actuator line, Connecting line, M12 / M12, Number of poles : 5, 1.5 m, pin, straight - socket, 90°, Shielded: Yes, LED: No, Sheath material: PUR, Halogen: No
11922 | 1059540300 | SAIL-M12GM12W-5S3.0U | Sensor/actuator line, Connecting line, M12 / M12, Number of poles : 5, 3 m, pin, straight - socket, 90°, Shielded: Yes, LED: No, Sheath material: PUR, Halogen: No
11923 | 1059540500 | SAIL-M12GM12W-5S5.0U | Sensor/actuator line, Connecting line, M12 / M12, Number of poles : 5, 5 m, pin, straight - socket, 90°, Shielded: Yes, LED: No, Sheath material: PUR, Halogen: No
11924 | 1059541000 | SAIL-M12GM12W-5S10U | Sensor/actuator line, Connecting line, M12 / M12, Number of poles : 5, 10 m, pin, straight - socket, 90°, Shielded: Yes, LED: No, Sheath material: PUR, Halogen: No
11925 | 1059650150 | SAIL-M12W-4S1.5U | Sensor/actuator line, One end without connector, M12, Number of poles : 4, 1.5 m, pin, 90°, Shielded: Yes, LED: No, Sheath material: PUR, Halogen: No
11926 | 1059650300 | SAIL-M12W-4S3.0U | Sensor/actuator line, One end without connector, M12, Number of poles : 4, 3 m, pin, 90°, Shielded: Yes, LED: No, Sheath material: PUR, Halogen: No
11927 | 1059650500 | SAIL-M12W-4S5.0U | Sensor/actuator line, One end without connector, M12, Number of poles : 4, 5 m, pin, 90°, Shielded: Yes, LED: No, Sheath material: PUR, Halogen: No
11928 | 1059651000 | SAIL-M12W-4S10U | Sensor/actuator line, One end without connector, M12, Number of poles : 4, 10 m, pin, 90°, Shielded: Yes, LED: No, Sheath material: PUR, Halogen: No
11929 | 1059680150 | SAIL-M12WM12G-3S1.5U | Sensor/actuator line, Connecting line, M12 / M12, Number of poles : 3, 1.5 m, pin, angled - bush straight, Shielded: Yes, LED: No, Sheath material: PUR, Halogen: No
11930 | 1059680300 | SAIL-M12WM12G-3S3.0U | Sensor/actuator line, Connecting line, M12 / M12, Number of poles : 3, 3 m, pin, angled - bush straight, Shielded: Yes, LED: No, Sheath material: PUR, Halogen: No
11931 | 1059680500 | SAIL-M12WM12G-3S5.0U | Sensor/actuator line, Connecting line, M12 / M12, Number of poles : 3, 5 m, pin, angled - bush straight, Shielded: Yes, LED: No, Sheath material: PUR, Halogen: No
11932 | 1059681000 | SAIL-M12WM12G-3S10U | Sensor/actuator line, Connecting line, M12 / M12, Number of poles : 3, 10 m, pin, angled - bush straight, Shielded: Yes, LED: No, Sheath material: PUR, Halogen: No
11933 | 1059690150 | SAIL-M12WM12G-4S1.5U | Sensor/actuator line, Connecting line, M12 / M12, Number of poles : 4, 1.5 m, pin, angled - bush straight, Shielded: Yes, LED: No, Sheath material: PUR, Halogen: No
11934 | 1059690300 | SAIL-M12WM12G-4S3.0U | Sensor/actuator line, Connecting line, M12 / M12, Number of poles : 4, 3 m, pin, angled - bush straight, Shielded: Yes, LED: No, Sheath material: PUR, Halogen: No
11935 | 1059690500 | SAIL-M12WM12G-4S5.0U | Sensor/actuator line, Connecting line, M12 / M12, Number of poles : 4, 5 m, pin, angled - bush straight, Shielded: Yes, LED: No, Sheath material: PUR, Halogen: No
11936 | 1059691000 | SAIL-M12WM12G-4S10U | Sensor/actuator line, Connecting line, M12 / M12, Number of poles : 4, 10 m, pin, angled - bush straight, Shielded: Yes, LED: No, Sheath material: PUR, Halogen: No
11937 | 1059710150 | SAIL-M12WM12G-5S1.5U | Sensor/actuator line, Connecting line, M12 / M12, Number of poles : 5, 1.5 m, pin, angled - bush straight, Shielded: Yes, LED: No, Sheath material: PUR, Halogen: No
11938 | 1059710300 | SAIL-M12WM12G-5S3.0U | Sensor/actuator line, Connecting line, M12 / M12, Number of poles : 5, 3 m, pin, angled - bush straight, Shielded: Yes, LED: No, Sheath material: PUR, Halogen: No
11939 | 1059710500 | SAIL-M12WM12G-5S5.0U | Sensor/actuator line, Connecting line, M12 / M12, Number of poles : 5, 5 m, pin, angled - bush straight, Shielded: Yes, LED: No, Sheath material: PUR, Halogen: No
11940 | 1059711000 | SAIL-M12WM12G-5S10U | Sensor/actuator line, Connecting line, M12 / M12, Number of poles : 5, 10 m, pin, angled - bush straight, Shielded: Yes, LED: No, Sheath material: PUR, Halogen: No
11941 | 1059720150 | SAIL-M12WM12W-3S1.5U | Sensor/actuator line, Connecting line, M12 / M12, Number of poles : 3, 1.5 m, pin, 90° - socket 90°, Shielded: Yes, LED: No, Sheath material: PUR, Halogen: No
11942 | 1059720300 | SAIL-M12WM12W-3S3.0U | Sensor/actuator line, Connecting line, M12 / M12, Number of poles : 3, 3 m, pin, 90° - socket 90°, Shielded: Yes, LED: No, Sheath material: PUR, Halogen: No
11943 | 1059720500 | SAIL-M12WM12W-3S5.0U | Sensor/actuator line, Connecting line, M12 / M12, Number of poles : 3, 5 m, pin, 90° - socket 90°, Shielded: Yes, LED: No, Sheath material: PUR, Halogen: No
11944 | 1059721000 | SAIL-M12WM12W-3S10U | Sensor/actuator line, Connecting line, M12 / M12, Number of poles : 3, 10 m, pin, 90° - socket 90°, Shielded: Yes, LED: No, Sheath material: PUR, Halogen: No
11945 | 1059730300 | SAIL-M12WM12W-4S3.0U | Sensor/actuator line, Connecting line, M12 / M12, Number of poles : 4, 3 m, pin, 90° - socket 90°, Shielded: Yes, LED: No, Sheath material: PUR, Halogen: No
11946 | 1059730500 | SAIL-M12WM12W-4S5.0U | Sensor/actuator line, Connecting line, M12 / M12, Number of poles : 4, 5 m, pin, 90° - socket 90°, Shielded: Yes, LED: No, Sheath material: PUR, Halogen: No
11947 | 1059731000 | SAIL-M12WM12W-4S10U | Sensor/actuator line, Connecting line, M12 / M12, Number of poles : 1, 10 m, pin, 90° - socket 90°, Shielded: Yes, LED: No, Sheath material: PUR, Halogen: No
11948 | 1059740300 | SAIL-M12WM12W-5S3.0U | Sensor/actuator line, Connecting line, M12 / M12, Number of poles : 5, 3 m, pin, 90° - socket 90°, Shielded: Yes, LED: No, Sheath material: PUR, Halogen: No
11949 | 1059740500 | SAIL-M12WM12W-5S5.0U | Sensor/actuator line, Connecting line, M12 / M12, Number of poles : 5, 5 m, pin, 90° - socket 90°, Shielded: Yes, LED: No, Sheath material: PUR, Halogen: No
11950 | 1059741000 | SAIL-M12WM12W-5S10U | Sensor/actuator line, Connecting line, M12 / M12, Number of poles : 5, 10 m, pin, 90° - socket 90°, Shielded: Yes, LED: No, Sheath material: PUR, Halogen: No
11951 | 1059750015 | IE-C5DD4UG0015MCAXXX-X | Dragline cable, PROFINET, M12 D-code ? IP 67 angled pin, Open, Cat.5 (ISO/IEC 11801) / Cat.5e (TIA T568-B), PUR, 1.5 m
11952 | 1059750030 | IE-C5DD4UG0030MCAXXX-X | Dragline cable, PROFINET, M12 D-code ? IP 67 angled pin, Open, Cat.5 (ISO/IEC 11801) / Cat.5e (TIA T568-B), PUR, 3 m
11953 | 1059750050 | IE-C5DD4UG0050MCAXXX-X | Dragline cable, PROFINET, M12 D-code ? IP 67 angled pin, Open, Cat.5 (ISO/IEC 11801) / Cat.5e (TIA T568-B), PUR, 5 m
11954 | 1059750100 | IE-C5DD4UG0100MCAXXX-X | Dragline cable, PROFINET, M12 D-code ? IP 67 angled pin, Open, Cat.5 (ISO/IEC 11801) / Cat.5e (TIA T568-B), PUR, 10 m
11955 | 1059760015 | IE-C5DD4UG0015MCAA20-E | Dragline cable, PROFINET, M12 D-code ? IP 67 angled pin, RJ45 IP 20, Cat.5 (ISO/IEC 11801) / Cat.5e (TIA T568-B), PUR, 1.5 m
11956 | 1059760030 | IE-C5DD4UG0030MCAA20-E | Dragline cable, PROFINET, M12 D-code ? IP 67 angled pin, RJ45 IP 20, Cat.5 (ISO/IEC 11801) / Cat.5e (TIA T568-B), PUR, 3 m
11957 | 1059760050 | IE-C5DD4UG0050MCAA20-E | Dragline cable, PROFINET, M12 D-code ? IP 67 angled pin, RJ45 IP 20, Cat.5 (ISO/IEC 11801) / Cat.5e (TIA T568-B), PUR, 5 m
11958 | 1059760100 | IE-C5DD4UG0100MCAA20-E | Dragline cable, PROFINET, M12 D-code ? IP 67 angled pin, RJ45 IP 20, Cat.5 (ISO/IEC 11801) / Cat.5e (TIA T568-B), PUR, 10 m
11959 | 1059770015 | IE-C5DD4UG0015MCSMCA-E | Dragline cable, PROFINET, M12 D-code ? IP 67 straight pin, M12 D-code ? IP 67 angled pin, Cat.5 (ISO/IEC 11801) / Cat.5e (TIA T568-B), PUR, 1.5 m
11960 | 1059770030 | IE-C5DD4UG0030MCSMCA-E | Dragline cable, PROFINET, M12 D-code ? IP 67 straight pin, M12 D-code ? IP 67 angled pin, Cat.5 (ISO/IEC 11801) / Cat.5e (TIA T568-B), PUR, 3 m
11961 | 1059770050 | IE-C5DD4UG0050MCSMCA-E | Dragline cable, PROFINET, M12 D-code ? IP 67 straight pin, M12 D-code ? IP 67 angled pin, Cat.5 (ISO/IEC 11801) / Cat.5e (TIA T568-B), PUR, 5 m
11962 | 1059770100 | IE-C5DD4UG0100MCSMCA-E | Dragline cable, PROFINET, M12 D-code ? IP 67 straight pin, M12 D-code ? IP 67 angled pin, Cat.5 (ISO/IEC 11801) / Cat.5e (TIA T568-B), PUR, 10 m
11963 | 1059890015 | IE-C5DD4UG0015MCAMCA-E | Dragline cable, PROFINET, M12 D-code ? IP 67 angled pin, M12 D-code ? IP 67 angled pin, Cat.5 (ISO/IEC 11801) / Cat.5e (TIA T568-B), PUR, 1.5 m
11964 | 1059890030 | IE-C5DD4UG0030MCAMCA-E | Dragline cable, PROFINET, M12 D-code ? IP 67 angled pin, M12 D-code ? IP 67 angled pin, Cat.5 (ISO/IEC 11801) / Cat.5e (TIA T568-B), PUR, 3 m
11965 | 1059890050 | IE-C5DD4UG0050MCAMCA-E | Dragline cable, PROFINET, M12 D-code ? IP 67 angled pin, M12 D-code ? IP 67 angled pin, Cat.5 (ISO/IEC 11801) / Cat.5e (TIA T568-B), PUR, 5 m
11966 | 1059890100 | IE-C5DD4UG0100MCAMCA-E | Dragline cable, PROFINET, M12 D-code ? IP 67 angled pin, M12 D-code ? IP 67 angled pin, Cat.5 (ISO/IEC 11801) / Cat.5e (TIA T568-B), PUR, 10 m
11967 | 1059900015 | IE-C5DB4RE0015MCAXXX-X | System cable, M12 D-code ? IP 67 angled pin, Open, Cat.5 (ISO/IEC 11801) / Cat.5e (TIA T568-B), Radox GKW S, 1.5 m
11968 | 1059900030 | IE-C5DB4RE0030MCAXXX-X | System cable, M12 D-code ? IP 67 angled pin, Open, Cat.5 (ISO/IEC 11801) / Cat.5e (TIA T568-B), Radox GKW S, 3 m
11969 | 1059900050 | IE-C5DB4RE0050MCAXXX-X | System cable, M12 D-code ? IP 67 angled pin, Open, Cat.5 (ISO/IEC 11801) / Cat.5e (TIA T568-B), Radox GKW S, 5 m
11970 | 1059900100 | IE-C5DB4RE0100MCAXXX-X | System cable, M12 D-code ? IP 67 angled pin, Open, Cat.5 (ISO/IEC 11801) / Cat.5e (TIA T568-B), Radox GKW S, 10 m
11971 | 1059940015 | IE-C5DB4RE0015MCSMCA-E | System cable, M12 D-code ? IP 67 straight pin, M12 D-code ? IP 67 angled pin, Cat.5 (ISO/IEC 11801) / Cat.5e (TIA T568-B), Radox GKW S, 1.5 m
11972 | 1059940030 | IE-C5DB4RE0030MCSMCA-E | System cable, M12 D-code ? IP 67 straight pin, M12 D-code ? IP 67 angled pin, Cat.5 (ISO/IEC 11801) / Cat.5e (TIA T568-B), Radox GKW S, 3 m
11973 | 1059940050 | IE-C5DB4RE0050MCSMCA-E | System cable, M12 D-code ? IP 67 straight pin, M12 D-code ? IP 67 angled pin, Cat.5 (ISO/IEC 11801) / Cat.5e (TIA T568-B), Radox GKW S, 5 m
11974 | 1059940100 | IE-C5DB4RE0100MCSMCA-E | System cable, M12 D-code ? IP 67 straight pin, M12 D-code ? IP 67 angled pin, Cat.5 (ISO/IEC 11801) / Cat.5e (TIA T568-B), Radox GKW S, 10 m
11975 | 1059970015 | IE-C5DB4RE0015MCAMCA-E | System cable, M12 D-code ? IP 67 angled pin, M12 D-code ? IP 67 angled pin, Cat.5 (ISO/IEC 11801) / Cat.5e (TIA T568-B), Radox GKW S, 1.5 m
11976 | 1059970030 | IE-C5DB4RE0030MCAMCA-E | System cable, M12 D-code ? IP 67 angled pin, M12 D-code ? IP 67 angled pin, Cat.5 (ISO/IEC 11801) / Cat.5e (TIA T568-B), Radox GKW S, 3 m
11977 | 1059970050 | IE-C5DB4RE0050MCAMCA-E | System cable, M12 D-code ? IP 67 angled pin, M12 D-code ? IP 67 angled pin, Cat.5 (ISO/IEC 11801) / Cat.5e (TIA T568-B), Radox GKW S, 5 m
11978 | 1059970100 | IE-C5DB4RE0100MCAMCA-E | System cable, M12 D-code ? IP 67 angled pin, M12 D-code ? IP 67 angled pin, Cat.5 (ISO/IEC 11801) / Cat.5e (TIA T568-B), Radox GKW S, 10 m
11979 | 1060730000 | SAI-Y-4S-M12/M12 | Y-plug, M12 / M12
11980 | 1061970150 | SAIL-M12W-PB-1.5D | Bus line, One end without connector, M12, Number of poles: 2, 1.5 m, pin, 90°, Shielded: Yes, LED: No, Sheath material: PUR, Halogen: No
11981 | 1061980500 | SAIL-M12BW-CD-5.0A | Bus line, One end without connector, M12, Number of poles: 5, 5 m, Socket, angled, Shielded: Yes, LED: No, Sheath material: PUR, Halogen: No
11982 | 1062150300 | SAIL-M12WM12W-CD-3.0A | Bus line, Connecting line, M12 / M12, Number of poles: 5, 3 m, pin, 90° - socket 90°, Shielded: Yes, LED: No, Sheath material: PUR, Halogen: No
11983 | 1062190300 | SAIL-M12GM12W-CD-3.0B | Bus line, Connecting line, M12 / M12, Number of poles: 5, 3 m, pin, straight - socket, 90°, Shielded: Yes, LED: No, Sheath material: PVC, Halogen: Yes
11984 | 1062190500 | SAIL-M12GM12W-CD-5.0B | Bus line, Connecting line, M12 / M12, Number of poles: 5, 5 m, pin, straight - socket, 90°, Shielded: Yes, LED: No, Sheath material: PVC, Halogen: Yes
11985 | 1062210300 | SAIL-M12WM12W-CD-3.0B | Bus line, Connecting line, M12 / M12, Number of poles: 5, 3 m, pin, 90° - socket 90°, Shielded: Yes, LED: No, Sheath material: PVC, Halogen: Yes
11986 | 1062310150 | SAIL-M12GM12W-PB-1.5D | Bus line, Connecting line, M12 / M12, Number of poles: 2, 1.5 m, pin, straight - socket, 90°, Shielded: Yes, LED: No, Sheath material: PUR, Halogen: No
11987 | 1062330150 | SAIL-M12WM12W-PB-1.5D | Bus line, Connecting line, M12 / M12, Number of poles: 2, 1.5 m, pin, 90° - socket 90°, Shielded: Yes, LED: No, Sheath material: PUR, Halogen: No
11988 | 1062340150 | SAIL-M12W-PB-1.5E | Bus line, One end without connector, M12, Number of poles: 2, 1.5 m, pin, 90°, Shielded: Yes, LED: No, Sheath material: PVC, Halogen: Yes
11989 | 1062370300 | SAIL-M12BW-PB-3.0E | Bus line, One end without connector, M12, Number of poles: 2, 3 m, Socket, angled, Shielded: Yes, LED: No, Sheath material: PVC, Halogen: Yes
11990 | 1062400150 | SAIL-M12WM12W-PB-1.5E | Bus line, Connecting line, M12 / M12, Number of poles: 2, 1.5 m, pin, 90° - socket 90°, Shielded: Yes, LED: No, Sheath material: PVC, Halogen: Yes
11991 | 1070630000 | SAI-4-F 5P M12 L 5M | Sensor-actuator passive distributor, M12, Fixed cable version, 5 m, Yes
11992 | 1070640000 | SAI-4-F 5P M12 L 10M | Sensor-actuator passive distributor, M12, Fixed cable version, 10 m, Yes
11993 | 1070650000 | SAI-4-F 4P M12 L 5M | Sensor-actuator passive distributor, M12, Fixed cable version, 5 m, Yes
11994 | 1070660000 | SAI-4-F 4P M12 L 10M | Sensor-actuator passive distributor, M12, Fixed cable version, 10 m, Yes
11995 | 1073020038 | SAIL-M8WM8G-3-0.38U | Sensor/actuator line, Connecting line, M8 / M8, Number of poles : 3, 0.38 m, pin, angled - bush straight, Shielded: No, LED: No, Sheath material: PUR, Halogen: No
11996 | 1073020054 | SAIL-M8WM8G-3-0.54U | Sensor/actuator line, Connecting line, M8 / M8, Number of poles : 3, 0.54 m, pin, angled - bush straight, Shielded: No, LED: No, Sheath material: PUR, Halogen: No
11997 | 1073020150 | SAIL-M8WM8G-3-1.5U | Sensor/actuator line, Connecting line, M8 / M8, Number of poles : 3, 1.5 m, pin, angled - bush straight, Shielded: No, LED: No, Sheath material: PUR, Halogen: No
11998 | 1073020300 | SAIL-M8WM8G-3-3.0U | Sensor/actuator line, Connecting line, M8 / M8, Number of poles : 3, 0.3 m, pin, angled - bush straight, Shielded: No, LED: No, Sheath material: PUR, Halogen: No
11999 | 1073020500 | SAIL-M8WM8G-3-5.0U | Sensor/actuator line, Connecting line, M8 / M8, Number of poles : 3, 5 m, pin, angled - bush straight, Shielded: No, LED: No, Sheath material: PUR, Halogen: No
12000 | 1073021000 | SAIL-M8WM8G-3-10U | Sensor/actuator line, Connecting line, M8 / M8, Number of poles : 3, 10 m, pin, angled - bush straight, Shielded: No, LED: No, Sheath material: PUR, Halogen: No
12001 | 1076520200 | FBCEX PA M12 FMA 2M | Bus line, One end without connector, M12, Number of poles: 2, 2 m, Socket, angled, Shielded: Yes, LED: No, Sheath material: PVC, Halogen: Yes
12002 | 1076530200 | FBC PA M12 FMA 2M | Bus line, One end without connector, M12, Number of poles: 2, 2 m, Socket, angled, Shielded: Yes, LED: No, Sheath material: PVC, Halogen: Yes
12003 | 1076530500 | FBC PA M12 FMA 5M | Bus line, One end without connector, M12, Number of poles: 2, 5 m, Socket, angled, Shielded: Yes, LED: No, Sheath material: PVC, Halogen: Yes
12004 | 1076531000 | FBC PA M12 FMA 10M | Bus line, One end without connector, M12, Number of poles: 2, 10 m, Socket, angled, Shielded: Yes, LED: No, Sheath material: PVC, Halogen: Yes
12005 | 1076540500 | FBC PA M12 MA 5M | Bus line, One end without connector, M12, Number of poles: 2, 5 m, pin, 90°, Shielded: Yes, LED: No, Sheath material: PVC, Halogen: Yes
12006 | 1076580100 | FBCEX PA M12 MA 1M | Bus line, One end without connector, M12, Number of poles: 2, 1 m, pin, 90°, Shielded: Yes, LED: No, Sheath material: PVC, Halogen: Yes
12007 | 1092920500 | SAIL-M12BG-4-5.0UGE | Sensor/actuator line, One end without connector, M12, Number of poles : 4, 5 m, Female socket, straight, Shielded: No, LED: No, Sheath material: PUR, Halogen: No
12008 | 1092921000 | SAIL-M12BG-4-10UGE | Sensor/actuator line, One end without connector, M12, Number of poles : 4, 10 m, Female socket, straight, Shielded: No, LED: No, Sheath material: PUR, Halogen: No
12009 | 1092931000 | SAIL-M12BG-5-10UGE | Sensor/actuator line, One end without connector, M12, Number of poles : 5, 10 m, Female socket, straight, Shielded: No, LED: No, Sheath material: PUR, Halogen: No
12010 | 1092960500 | SAIL-M12BW-4-5.0UGE | Sensor/actuator line, One end without connector, M12, Number of poles : 4, 5 m, Socket, angled, Shielded: No, LED: No, Sheath material: PUR, Halogen: No
12011 | 1092961000 | SAIL-M12BW-4-10UGE | Sensor/actuator line, One end without connector, M12, Number of poles : 4, 10 m, Socket, angled, Shielded: No, LED: No, Sheath material: PUR, Halogen: No
12012 | 1092990300 | SAIL-M12G-5-3.0UGE | Sensor/actuator line, One end without connector, M12, Number of poles : 5, 3 m, pin, straight, Shielded: No, LED: No, Sheath material: PUR, Halogen: No
12013 | 1093020500 | SAIL-M12GM12G-4-5.0UGE | Sensor/actuator line, Connecting line, M12 / M12, Number of poles : 4, 5 m, pin, straight - socket, straight, Shielded: No, LED: No, Sheath material: PUR, Halogen: No
12014 | 1093030500 | SAIL-M12GM12G-5-5.0UGE | Sensor/actuator line, Connecting line, M12 / M12, Number of poles : 5, 5 m, pin, straight - socket, straight, Shielded: No, LED: No, Sheath material: PUR, Halogen: No
12015 | 1093031000 | SAIL-M12GM12G-5-10UGE | Sensor/actuator line, Connecting line, M12 / M12, Number of poles : 5, 10 m, pin, straight - socket, straight, Shielded: No, LED: No, Sheath material: PUR, Halogen: No
12016 | 1093050150 | SAIL-M12GM12W-3-1.5UGE | Sensor/actuator line, Connecting line, M12 / M12, Number of poles : 3, 1.5 m, pin, straight - socket, 90°, Shielded: No, LED: No, Sheath material: PUR, Halogen: No
12017 | 1093070500 | SAIL-M12GM12W-4-5.0UGE | Sensor/actuator line, Connecting line, M12 / M12, Number of poles : 4, 5 m, pin, straight - socket, 90°, Shielded: No, LED: No, Sheath material: PUR, Halogen: No
12018 | 1093190150 | SAIL-M8BG-3-1.5UGE | Sensor/actuator line, One end without connector, M8, Number of poles : 3, 1.5 m, Female socket, straight, Shielded: No, LED: No, Sheath material: PUR, Halogen: No
12019 | 1093190300 | SAIL-M8BG-3-3.0UGE | Sensor/actuator line, One end without connector, M8, Number of poles : 3, 3 m, Female socket, straight, Shielded: No, LED: No, Sheath material: PUR, Halogen: No
12020 | 1093190500 | SAIL-M8BG-3-5.0UGE | Sensor/actuator line, One end without connector, M8, Number of poles : 3, 5 m, Female socket, straight, Shielded: No, LED: No, Sheath material: PUR, Halogen: No
12021 | 1093191000 | SAIL-M8BG-3-10UGE | Sensor/actuator line, One end without connector, M8, Number of poles : 3, 10 m, Female socket, straight, Shielded: No, LED: No, Sheath material: PUR, Halogen: No
12022 | 1093240500 | SAIL-M8BW-4-5.0UGE | Sensor/actuator line, One end without connector, M8, Number of poles : 4, 5 m, Socket, angled, Shielded: No, LED: No, Sheath material: PUR, Halogen: No
12023 | 1093250300 | SAIL-ZW-M8BG-3-3.0UGE | Sensor/actuator line, Connecting line, M12 / M8, Number of poles : 3, 3 m, Twin cabling, pin, straight, 2x socket, straight, Shielded: No, LED: No, Sheath material: PUR, Halogen: No
12024 | 1099760150 | SAIL-VSA-M8G-3-1.5U | Valve plug, Straight plug - valve plug, A
12025 | 1099760500 | SAIL-VSA-M8G-3-5.0U | Valve plug, Straight plug - valve plug, A
12026 | 1102190100 | IE-C5DS4VG0100MCSMCS-E | System cable, M12 D-code ? IP 67 straight pin, M12 D-code ? IP 67 straight pin, Cat.5 (ISO/IEC 11801) / Cat.5e (TIA T568-B), PVC, 10 m
12027 | 1104470500 | SAIL-M8GM8G-3-5.0UGE | Sensor/actuator line, Connecting line, M8 / M8, Number of poles : 3, 5 m, pin, straight - socket, straight, Shielded: No, LED: No, Sheath material: PUR, Halogen: No
12028 | 1108670150 | SAIP-M12W-3-1.5U | Sensor/actuator line, One end without connector, M12, Number of poles : 3, 1.5 m, pin, 90°, Shielded: No, LED: No, Sheath material: PUR, Halogen: No
12029 | 1108670300 | SAIP-M12W-3-3.0U | Sensor/actuator line, One end without connector, M12, Number of poles : 3, 3 m, pin, 90°, Shielded: No, LED: No, Sheath material: PUR, Halogen: No
12030 | 1108670500 | SAIP-M12W-3-5.0U | Sensor/actuator line, One end without connector, M12, Number of poles : 3, 5 m, pin, 90°, Shielded: No, LED: No, Sheath material: PUR, Halogen: No
12031 | 1108671000 | SAIP-M12W-3-10U | Sensor/actuator line, One end without connector, M12, Number of poles : 3, 10 m, pin, 90°, Shielded: No, LED: No, Sheath material: PUR, Halogen: No
12032 | 1108680150 | SAIP-M12W-4-1.5U | Sensor/actuator line, One end without connector, M12, Number of poles : 4, 1.5 m, pin, 90°, Shielded: No, LED: No, Sheath material: PUR, Halogen: No
12033 | 1108680300 | SAIP-M12W-4-3.0U | Sensor/actuator line, One end without connector, M12, Number of poles : 4, 3 m, pin, 90°, Shielded: No, LED: No, Sheath material: PUR, Halogen: No
12034 | 1108680500 | SAIP-M12W-4-5.0U | Sensor/actuator line, One end without connector, M12, Number of poles : 4, 5 m, pin, 90°, Shielded: No, LED: No, Sheath material: PUR, Halogen: No
12035 | 1108681000 | SAIP-M12W-4-10U | Sensor/actuator line, One end without connector, M12, Number of poles : 4, 10 m, pin, 90°, Shielded: No, LED: No, Sheath material: PUR, Halogen: No
12036 | 1108690150 | SAIP-M12W-5-1.5U | Sensor/actuator line, One end without connector, M12, Number of poles : 5, 1.5 m, pin, 90°, Shielded: No, LED: No, Sheath material: PUR, Halogen: No
12037 | 1108690300 | SAIP-M12W-5-3.0U | Sensor/actuator line, One end without connector, M12, Number of poles : 5, 3 m, pin, 90°, Shielded: No, LED: No, Sheath material: PUR, Halogen: No
12038 | 1108690500 | SAIP-M12W-5-5.0U | Sensor/actuator line, One end without connector, M12, Number of poles : 5, 5 m, pin, 90°, Shielded: No, LED: No, Sheath material: PUR, Halogen: No
12039 | 1108691000 | SAIP-M12W-5-10U | Sensor/actuator line, One end without connector, M12, Number of poles : 5, 10 m, pin, 90°, Shielded: No, LED: No, Sheath material: PUR, Halogen: No
12040 | 1108700150 | SAIP-M12WM12W-3-1.5U | Sensor/actuator line, Connecting line, M12 / M12, Number of poles : 3, 1.5 m, pin, 90° - socket 90°, Shielded: No, LED: No, Sheath material: PUR, Halogen: No
12041 | 1108701000 | SAIP-M12WM12W-3-10U | Sensor/actuator line, Connecting line, M12 / M12, Number of poles : 3, 10 m, pin, 90° - socket 90°, Shielded: No, LED: No, Sheath material: PUR, Halogen: No
12042 | 1108710150 | SAIP-M12WM12W-4-1.5U | Sensor/actuator line, Connecting line, M12 / M12, Number of poles : 4, 1.5 m, pin, 90° - socket 90°, Shielded: No, LED: No, Sheath material: PUR, Halogen: No
12043 | 1108710300 | SAIP-M12WM12W-4-3.0U | Sensor/actuator line, Connecting line, M12 / M12, Number of poles : 4, 3 m, pin, 90° - socket 90°, Shielded: No, LED: No, Sheath material: PUR, Halogen: No
12044 | 1108710500 | SAIP-M12WM12W-4-5.0U | Sensor/actuator line, Connecting line, M12 / M12, Number of poles : 4, 5 m, pin, 90° - socket 90°, Shielded: No, LED: No, Sheath material: PUR, Halogen: No
12045 | 1108711000 | SAIP-M12WM12W-4-10U | Sensor/actuator line, Connecting line, M12 / M12, Number of poles : 4, 10 m, pin, 90° - socket 90°, Shielded: No, LED: No, Sheath material: PUR, Halogen: No
12046 | 1108720150 | SAIP-M12WM12W-5-1.5U | Sensor/actuator line, Connecting line, M12 / M12, Number of poles : 5, 1.5 m, pin, 90° - socket 90°, Shielded: No, LED: No, Sheath material: PUR, Halogen: No
12047 | 1108720300 | SAIP-M12WM12W-5-3.0U | Sensor/actuator line, Connecting line, M12 / M12, Number of poles : 5, 3 m, pin, 90° - socket 90°, Shielded: No, LED: No, Sheath material: PUR, Halogen: No
12048 | 1108720500 | SAIP-M12WM12W-5-5.0U | Sensor/actuator line, Connecting line, M12 / M12, Number of poles : 5, 5 m, pin, 90° - socket 90°, Shielded: No, LED: No, Sheath material: PUR, Halogen: No
12049 | 1108721000 | SAIP-M12WM12W-5-10U | Sensor/actuator line, Connecting line, M12 / M12, Number of poles : 5, 10 m, pin, 90° - socket 90°, Shielded: No, LED: No, Sheath material: PUR, Halogen: No
12050 | 1108730150 | SAIP-M12BG-3-1.5U | Sensor/actuator line, One end without connector, M12, Number of poles : 3, 1.5 m, Female socket, straight, Shielded: No, LED: No, Sheath material: PUR, Halogen: No
12051 | 1108730300 | SAIP-M12BG-3-3.0U | Sensor/actuator line, One end without connector, M12, Number of poles : 3, 3 m, Female socket, straight, Shielded: No, LED: No, Sheath material: PUR, Halogen: No
12052 | 1108730500 | SAIP-M12BG-3-5.0U | Sensor/actuator line, One end without connector, M12, Number of poles : 3, 5 m, Female socket, straight, Shielded: No, LED: No, Sheath material: PUR, Halogen: No
12053 | 1108731000 | SAIP-M12BG-3-10U | Sensor/actuator line, One end without connector, M12, Number of poles : 3, 10 m, Female socket, straight, Shielded: No, LED: No, Sheath material: PUR, Halogen: No
12054 | 1108740150 | SAIP-M12BG-4-1.5U | Sensor/actuator line, One end without connector, M12, Number of poles : 4, 1.5 m, Female socket, straight, Shielded: No, LED: No, Sheath material: PUR, Halogen: No
12055 | 1108740200 | SAIP-M12BG-4-2.0U | Sensor/actuator line, One end without connector, M12, Number of poles : 4, 2 m, Female socket, straight, Shielded: No, LED: No, Sheath material: PUR, Halogen: No
12056 | 1108740300 | SAIP-M12BG-4-3.0U | Sensor/actuator line, One end without connector, M12, Number of poles : 4, 3 m, Female socket, straight, Shielded: No, LED: No, Sheath material: PUR, Halogen: No
12057 | 1108740500 | SAIP-M12BG-4-5.0U | Sensor/actuator line, One end without connector, M12, Number of poles : 4, 5 m, Female socket, straight, Shielded: No, LED: No, Sheath material: PUR, Halogen: No
12058 | 1108741000 | SAIP-M12BG-4-10U | Sensor/actuator line, One end without connector, M12, Number of poles : 4, 10 m, Female socket, straight, Shielded: No, LED: No, Sheath material: PUR, Halogen: No
12059 | 1108741500 | SAIP-M12BG-4-15U | Sensor/actuator line, One end without connector, M12, Number of poles : 4, 15 m, Female socket, straight, Shielded: No, LED: No, Sheath material: PUR, Halogen: No
12060 | 1108750150 | SAIP-M12BG-5-1.5U | Sensor/actuator line, One end without connector, M12, Number of poles : 5, 1.5 m, Female socket, straight, Shielded: No, LED: No, Sheath material: PUR, Halogen: No
12061 | 1108750300 | SAIP-M12BG-5-3.0U | Sensor/actuator line, One end without connector, M12, Number of poles : 5, 3 m, Female socket, straight, Shielded: No, LED: No, Sheath material: PUR, Halogen: No
12062 | 1108750500 | SAIP-M12BG-5-5.0U | Sensor/actuator line, One end without connector, M12, Number of poles : 5, 5 m, Female socket, straight, Shielded: No, LED: No, Sheath material: PUR, Halogen: No
12063 | 1108751000 | SAIP-M12BG-5-10U | Sensor/actuator line, One end without connector, M12, Number of poles : 5, 10 m, Female socket, straight, Shielded: No, LED: No, Sheath material: PUR, Halogen: No
12064 | 1108770010 | SAIP-M12BW-3-0.1U | Sensor/actuator line, One end without connector, M12, Number of poles : 3, 0.1 m, Socket, angled, Shielded: No, LED: No, Sheath material: PUR, Halogen: No
12065 | 1108770150 | SAIP-M12BW-3-1.5U | Sensor/actuator line, One end without connector, M12, Number of poles : 3, 1.5 m, Socket, angled, Shielded: No, LED: No, Sheath material: PUR, Halogen: No
12066 | 1108770300 | SAIP-M12BW-3-3.0U | Sensor/actuator line, One end without connector, M12, Number of poles : 3, 3 m, Socket, angled, Shielded: No, LED: No, Sheath material: PUR, Halogen: No
12067 | 1108770500 | SAIP-M12BW-3-5.0U | Sensor/actuator line, One end without connector, M12, Number of poles : 3, 5 m, Socket, angled, Shielded: No, LED: No, Sheath material: PUR, Halogen: No
12068 | 1108771000 | SAIP-M12BW-3-10U | Sensor/actuator line, One end without connector, M12, Number of poles : 3, 10 m, Socket, angled, Shielded: No, LED: No, Sheath material: PUR, Halogen: No
12069 | 1108780150 | SAIP-M12BW-4-1.5U | Sensor/actuator line, One end without connector, M12, Number of poles : 4, 1.5 m, Socket, angled, Shielded: No, LED: No, Sheath material: PUR, Halogen: No
12070 | 1108780200 | SAIP-M12BW-4-2.0U | Sensor/actuator line, One end without connector, M12, Number of poles : 4, 2 m, Socket, angled, Shielded: No, LED: No, Sheath material: PUR, Halogen: No
12071 | 1108780300 | SAIP-M12BW-4-3.0U | Sensor/actuator line, One end without connector, M12, Number of poles : 4, 3 m, Socket, angled, Shielded: No, LED: No, Sheath material: PUR, Halogen: No
12072 | 1108780500 | SAIP-M12BW-4-5.0U | Sensor/actuator line, One end without connector, M12, Number of poles : 4, 5 m, Socket, angled, Shielded: No, LED: No, Sheath material: PUR, Halogen: No
12073 | 1108781000 | SAIP-M12BW-4-10U | Sensor/actuator line, One end without connector, M12, Number of poles : 4, 10 m, Socket, angled, Shielded: No, LED: No, Sheath material: PUR, Halogen: No
12074 | 1108781500 | SAIP-M12BW-4-15U | Sensor/actuator line, One end without connector, M12, Number of poles : 4, 15 m, Socket, angled, Shielded: No, LED: No, Sheath material: PUR, Halogen: No
12075 | 1108790150 | SAIP-M12BW-5-1.5U | Sensor/actuator line, One end without connector, M12, Number of poles : 5, 1.5 m, Socket, angled, Shielded: No, LED: No, Sheath material: PUR, Halogen: No
12076 | 1108790300 | SAIP-M12BW-5-3.0U | Sensor/actuator line, One end without connector, M12, Number of poles : 5, 3 m, Socket, angled, Shielded: No, LED: No, Sheath material: PUR, Halogen: No
12077 | 1108790500 | SAIP-M12BW-5-5.0U | Sensor/actuator line, One end without connector, M12, Number of poles : 5, 5 m, Socket, angled, Shielded: No, LED: No, Sheath material: PUR, Halogen: No
12078 | 1108800010 | SAIP-M12G-3-0.1U | Sensor/actuator line, One end without connector, M12, Number of poles : 3, 0.1 m, pin, straight, Shielded: No, LED: No, Sheath material: PUR, Halogen: No
12079 | 1108800150 | SAIP-M12G-3-1.5U | Sensor/actuator line, One end without connector, M12, Number of poles : 3, 1.5 m, pin, straight, Shielded: No, LED: No, Sheath material: PUR, Halogen: No
12080 | 1108800300 | SAIP-M12G-3-3.0U | Sensor/actuator line, One end without connector, M12, Number of poles : 3, 3 m, pin, straight, Shielded: No, LED: No, Sheath material: PUR, Halogen: No
12081 | 1108800500 | SAIP-M12G-3-5.0U | Sensor/actuator line, One end without connector, M12, Number of poles : 3, 5 m, pin, straight, Shielded: No, LED: No, Sheath material: PUR, Halogen: No
12082 | 1108801000 | SAIP-M12G-3-10U | Sensor/actuator line, One end without connector, M12, Number of poles : 3, 10 m, pin, straight, Shielded: No, LED: No, Sheath material: PUR, Halogen: No
12083 | 1108810150 | SAIP-M12G-4-1.5U | Sensor/actuator line, One end without connector, M12, Number of poles : 4, 1.5 m, pin, straight, Shielded: No, LED: No, Sheath material: PUR, Halogen: No
12084 | 1108810300 | SAIP-M12G-4-3.0U | Sensor/actuator line, One end without connector, M12, Number of poles : 4, 3 m, pin, straight, Shielded: No, LED: No, Sheath material: PUR, Halogen: No
12085 | 1108810500 | SAIP-M12G-4-5.0U | Sensor/actuator line, One end without connector, M12, Number of poles : 4, 5 m, pin, straight, Shielded: No, LED: No, Sheath material: PUR, Halogen: No
12086 | 1108811000 | SAIP-M12G-4-10U | Sensor/actuator line, One end without connector, M12, Number of poles : 4, 10 m, pin, straight, Shielded: No, LED: No, Sheath material: PUR, Halogen: No
12087 | 1108820150 | SAIP-M12G-5-1.5U | Sensor/actuator line, One end without connector, M12, Number of poles : 5, 1.5 m, pin, straight, Shielded: No, LED: No, Sheath material: PUR, Halogen: No
12088 | 1108820300 | SAIP-M12G-5-3.0U | Sensor/actuator line, One end without connector, M12, Number of poles : 5, 3 m, pin, straight, Shielded: No, LED: No, Sheath material: PUR, Halogen: No
12089 | 1108820500 | SAIP-M12G-5-5.0U | Sensor/actuator line, One end without connector, M12, Number of poles : 5, 5 m, pin, straight, Shielded: No, LED: No, Sheath material: PUR, Halogen: No
12090 | 1108821000 | SAIP-M12G-5-10U | Sensor/actuator line, One end without connector, M12, Number of poles : 5, 10 m, pin, straight, Shielded: No, LED: No, Sheath material: PUR, Halogen: No
12091 | 1108830150 | SAIP-M12GM12G-3-1.5U | Sensor/actuator line, Connecting line, M12 / M12, Number of poles : 3, 1.5 m, pin, straight - socket, straight, Shielded: No, LED: No, Sheath material: PUR, Halogen: No
12092 | 1108830300 | SAIP-M12GM12G-3-3.0U | Sensor/actuator line, Connecting line, M12 / M12, Number of poles : 3, 3 m, pin, straight - socket, straight, Shielded: No, LED: No, Sheath material: PUR, Halogen: No
12093 | 1108831000 | SAIP-M12GM12G-3-10U | Sensor/actuator line, Connecting line, M12 / M12, Number of poles : 3, 10 m, pin, straight - socket, straight, Shielded: No, LED: No, Sheath material: PUR, Halogen: No
12094 | 1108840030 | SAIP-M12GM12G-4-0.3U | Sensor/actuator line, Connecting line, M12 / M12, Number of poles : 4, 0.3 m, pin, straight - socket, straight, Shielded: No, LED: No, Sheath material: PUR, Halogen: No
12095 | 1108840060 | SAIP-M12GM12G-4-0.6U | Sensor/actuator line, Connecting line, M12 / M12, Number of poles : 4, 0.6 m, pin, straight - socket, straight, Shielded: No, LED: No, Sheath material: PUR, Halogen: No
12096 | 1108840100 | SAIP-M12GM12G-4-1.0U | Sensor/actuator line, Connecting line, M12 / M12, Number of poles : 4, 1 m, pin, straight - socket, straight, Shielded: No, LED: No, Sheath material: PUR, Halogen: No
12097 | 1108840150 | SAIP-M12GM12G-4-1.5U | Sensor/actuator line, Connecting line, M12 / M12, Number of poles : 4, 1.5 m, pin, straight - socket, straight, Shielded: No, LED: No, Sheath material: PUR, Halogen: No
12098 | 1108840200 | SAIP-M12GM12G-4-2.0U | Sensor/actuator line, Connecting line, M12 / M12, Number of poles : 4, 2 m, pin, straight - socket, straight, Shielded: No, LED: No, Sheath material: PUR, Halogen: No
12099 | 1108840300 | SAIP-M12GM12G-4-3.0U | Sensor/actuator line, Connecting line, M12 / M12, Number of poles : 4, 3 m, pin, straight - socket, straight, Shielded: No, LED: No, Sheath material: PUR, Halogen: No
12100 | 1108840500 | SAIP-M12GM12G-4-5.0U | Sensor/actuator line, Connecting line, M12 / M12, Number of poles : 4, 5 m, pin, straight - socket, straight, Shielded: No, LED: No, Sheath material: PUR, Halogen: No
12101 | 1108840750 | SAIP-M12GM12G-4-7.5U | Sensor/actuator line, Connecting line, M12 / M12, Number of poles : 4, 7.5 m, pin, straight - socket, straight, Shielded: No, LED: No, Sheath material: PUR, Halogen: No
12102 | 1108841000 | SAIP-M12GM12G-4-10U | Sensor/actuator line, Connecting line, M12 / M12, Number of poles : 4, 10 m, pin, straight - socket, straight, Shielded: No, LED: No, Sheath material: PUR, Halogen: No
12103 | 1108850150 | SAIP-M12GM12G-5-1.5U | Sensor/actuator line, Connecting line, M12 / M12, Number of poles : 5, 1.5 m, pin, straight - socket, straight, Shielded: No, LED: No, Sheath material: PUR, Halogen: No
12104 | 1108850300 | SAIP-M12GM12G-5-3.0U | Sensor/actuator line, Connecting line, M12 / M12, Number of poles : 5, 3 m, pin, straight - socket, straight, Shielded: No, LED: No, Sheath material: PUR, Halogen: No
12105 | 1108850500 | SAIP-M12GM12G-5-5.0U | Sensor/actuator line, Connecting line, M12 / M12, Number of poles : 5, 5 m, pin, straight - socket, straight, Shielded: No, LED: No, Sheath material: PUR, Halogen: No
12106 | 1108851000 | SAIP-M12GM12G-5-10U | Sensor/actuator line, Connecting line, M12 / M12, Number of poles : 5, 10 m, pin, straight - socket, straight, Shielded: No, LED: No, Sheath material: PUR, Halogen: No
12107 | 1108870500 | SAIP-M12GM12W-3-5.0U | Sensor/actuator line, Connecting line, M12 / M12, Number of poles : 3, 5 m, pin, straight - socket, 90°, Shielded: No, LED: No, Sheath material: PUR, Halogen: No
12108 | 1108871000 | SAIP-M12GM12W-3-10U | Sensor/actuator line, Connecting line, M12 / M12, Number of poles : 3, 10 m, pin, straight - socket, 90°, Shielded: No, LED: No, Sheath material: PUR, Halogen: No
12109 | 1108880060 | SAIP-M12GM12W-4-0.6U | Sensor/actuator line, Connecting line, M12 / M12, Number of poles : 4, 0.6 m, pin, straight - socket, 90°, Shielded: No, LED: No, Sheath material: PUR, Halogen: No
12110 | 1108880100 | SAIP-M12GM12W-4-1.0U | Sensor/actuator line, Connecting line, M12 / M12, Number of poles : 4, 1 m, pin, straight - socket, 90°, Shielded: No, LED: No, Sheath material: PUR, Halogen: No
12111 | 1108880150 | SAIP-M12GM12W-4-1.5U | Sensor/actuator line, Connecting line, M12 / M12, Number of poles : 4, 1.5 m, pin, straight - socket, 90°, Shielded: No, LED: No, Sheath material: PUR, Halogen: No
12112 | 1108880200 | SAIP-M12GM12W-4-2.0U | Sensor/actuator line, Connecting line, M12 / M12, Number of poles : 4, 2 m, pin, straight - socket, 90°, Shielded: No, LED: No, Sheath material: PUR, Halogen: No
12113 | 1108880300 | SAIP-M12GM12W-4-3.0U | Sensor/actuator line, Connecting line, M12 / M12, Number of poles : 4, 3 m, pin, straight - socket, 90°, Shielded: No, LED: No, Sheath material: PUR, Halogen: No
12114 | 1108880500 | SAIP-M12GM12W-4-5.0U | Sensor/actuator line, Connecting line, M12 / M12, Number of poles : 4, 5 m, pin, straight - socket, 90°, Shielded: No, LED: No, Sheath material: PUR, Halogen: No
12115 | 1108881000 | SAIP-M12GM12W-4-10U | Sensor/actuator line, Connecting line, M12 / M12, Number of poles : 4, 10 m, pin, straight - socket, 90°, Shielded: No, LED: No, Sheath material: PUR, Halogen: No
12116 | 1108890150 | SAIP-M12GM12W-5-1.5U | Sensor/actuator line, Connecting line, M12 / M12, Number of poles : 5, 1.5 m, pin, straight - socket, 90°, Shielded: No, LED: No, Sheath material: PUR, Halogen: No
12117 | 1108890300 | SAIP-M12GM12W-5-3.0U | Sensor/actuator line, Connecting line, M12 / M12, Number of poles : 5, 3 m, pin, straight - socket, 90°, Shielded: No, LED: No, Sheath material: PUR, Halogen: No
12118 | 1108890500 | SAIP-M12GM12W-5-5.0U | Sensor/actuator line, Connecting line, M12 / M12, Number of poles : 5, 5 m, pin, straight - socket, 90°, Shielded: No, LED: No, Sheath material: PUR, Halogen: No
12119 | 1108891000 | SAIP-M12GM12W-5-10U | Sensor/actuator line, Connecting line, M12 / M12, Number of poles : 5, 10 m, pin, straight - socket, 90°, Shielded: No, LED: No, Sheath material: PUR, Halogen: No
12120 | 1160820300 | SAIL-M8G-4S3.0UIE | Bus line, One end without connector, M8, Number of poles: 4, 3 m, pin, straight, Shielded: Yes, LED: No, Sheath material: PUR, Halogen: No
12121 | 1171890500 | SAIL-ZW-M12BG-3-5.0V | Sensor/actuator line, Connecting line, M12 / M12, Number of poles : 3, 5 m, Twin cabling, pin, straight, 2x socket, straight, Shielded: No, LED: No, Sheath material: PVC, Halogen: Yes
12122 | 1701230000 | SAI-4-M 5P M12 | SAI Passive, Sensor-actuator passive distributor, M12, Hood version, Yes
12123 | 1701231000 | SAI-4-M 5P M12 UT | SAI Passive, Sensor-actuator passive distributor, M12, Hood version, Yes
12124 | 1701232000 | SAI-4-MH-5P M12 | SAI Passive, Sensor-actuator passive distributor, M12, Hood version with M20 outlet, Yes
12125 | 1701240000 | SAI-6-M 5P M12 | SAI Passive, Sensor-actuator passive distributor, M12, Hood version, Yes
12126 | 1701241000 | SAI-6-M 5P M12 UT | SAI Passive, Sensor-actuator passive distributor, M12, Hood version, Yes
12127 | 1701242000 | SAI-6-MH-5P M12 | SAI Passive, Sensor-actuator passive distributor, M12, Hood version with M20 outlet, Yes
12128 | 1701250000 | SAI-8-M 5P M12 | SAI Passive, Sensor-actuator passive distributor, M12, Hood version, Yes
12129 | 1701251000 | SAI-8-M 5P M12 UT | SAI Passive, Sensor-actuator passive distributor, M12, Hood version, Yes
12130 | 1701252000 | SAI-8-MH-5P M12 | SAI Passive, Sensor-actuator passive distributor, M12, Hood version with M20 outlet, Yes
12131 | 1701253000 | SAI-8-MHD-5P M12 | SAI Passive, Sensor-actuator passive distributor, M12, Hood version with M25 outlet, Yes
12132 | 1705920000 | SAI-4-M 4P M12 | Field bus components, Sensor-actuator passive distributor, M12, Hood version, Yes
12133 | 1705921000 | SAI-4 M 4P M12 UT | SAI Passive, Sensor-actuator passive distributor, M12, Hood version, Yes
12134 | 1705922000 | SAI-4-MH-4P M12 | SAI Passive, Sensor-actuator passive distributor, M12, Hood version with M20 outlet, Yes
12135 | 1705923000 | SAI-4-MHD-4P M12 | SAI Passive, Sensor-actuator passive distributor, M12, Hood version with M25 outlet, Yes
12136 | 1705930000 | SAI-6-M 4P M12 | Field bus components, Sensor-actuator passive distributor, M12, Hood version, Yes
12137 | 1705931000 | SAI-6-M 4P M12 UT | SAI Passive, Sensor-actuator passive distributor, M12, Hood version, Yes
12138 | 1705932000 | SAI-6-MH-4P M12 | SAI Passive, Sensor-actuator passive distributor, M12, Hood version with M20 outlet, Yes
12139 | 1705940000 | SAI-8-M 4P M12 | Field bus components, Sensor-actuator passive distributor, M12, Hood version, Yes
12140 | 1705941000 | SAI-8-M 4P M12 UT | SAI Passive, Sensor-actuator passive distributor, M12, Hood version, Yes
12141 | 1705942000 | SAI-8-MH-4P M12 | SAI Passive, Sensor-actuator passive distributor, M12, Hood version with M20 outlet, Yes
12142 | 1705943000 | SAI-8-MHD-4P M12 | SAI Passive, Sensor-actuator passive distributor, M12, Hood version with M25 outlet, Yes
12143 | 1724750000 | SAI-4/6/8-MH BL3.5 | SAI Passive, Sensor-actuator passive distributor, IDC, Hood version, No
12144 | 1724752000 | SAI-4/6/8 MH-MH BL 3.5 | SAI Passive, Sensor-actuator passive distributor, Hood version with M20 outlet, No
12145 | 1724753000 | SAI-4/6/8 MH-MHD BL 3.5 | SAI Passive, Sensor-actuator passive distributor, Hood version with M25 outlet, No
12146 | 1740190000 | SAI-8-M 5P M12 OL | SAI Passive, Sensor-actuator passive distributor, M12, Hood version, No
12147 | 1740191000 | SAI-8-M 5P M12 OL UT | SAI Passive, Sensor-actuator passive distributor, M12, Hood version, No
12148 | 1752080000 | SAI-4/6/8-MH BLZF3.5 | Sensor-actuator passive distributor, Hood version, No
12149 | 1752083000 | SAI 4/6/8 MH-MHD BLZF | SAI Passive, Sensor-actuator passive distributor, Hood version with M25 outlet
12150 | 1760040000 | SAI-4-M 3P IDC | SAI Passive, Sensor-actuator passive distributor, IDC, M12, Hood version, Yes
12151 | 1760041000 | SAI-4-M 3P IDC UT | SAI Passive, Sensor-actuator passive distributor, IDC, M12, Hood version, Yes
12152 | 1760050000 | SAI-6-M 3P IDC | SAI Passive, Sensor-actuator passive distributor, IDC, M12, Hood version, Yes
12153 | 1760060000 | SAI-8-M 3P IDC | SAI Passive, Sensor-actuator passive distributor, IDC, M12, Hood version, Yes
12154 | 1760061000 | SAI-8-M 3P IDC UT | SAI Passive, Sensor-actuator passive distributor, IDC, M12, Hood version, Yes
12155 | 1766660000 | SAI-4-F 4P IDC PUR 5M | SAI Passive, Sensor-actuator passive distributor, IDC, M12, Fixed cable version, 5 m, Yes
12156 | 1766670000 | SAI-4-F 4P IDC PUR 10M | SAI Passive, Sensor-actuator passive distributor, IDC, M12, Fixed cable version, 10 m, Yes
12157 | 1766680000 | SAI-6-F 4P IDC PUR 5M | SAI Passive, Sensor-actuator passive distributor, IDC, M12, Fixed cable version, 5 m, Yes
12158 | 1766690000 | SAI-6-F 4P IDC PUR 10M | SAI Passive, Sensor-actuator passive distributor, IDC, M12, Fixed cable version, 10 m, Yes
12159 | 1766700000 | SAI-8-F 4P IDC PUR 5M | SAI Passive, Sensor-actuator passive distributor, IDC, M12, Fixed cable version, 5 m, Yes
12160 | 1766710000 | SAI-8-F 4P IDC PUR 10M | SAI Passive, Sensor-actuator passive distributor, IDC, M12, Fixed cable version, 10 m, Yes
12161 | 1766770000 | SAI-8-F 3P IDC PUR 10M | SAI Passive, Sensor-actuator passive distributor, IDC, M12, Fixed cable version, 10 m, Yes
12162 | 1766780000 | SAI-4-M 4P IDC | SAI Passive, Sensor-actuator passive distributor, IDC, M12, Hood version, Yes
12163 | 1766781000 | SAI-4-M 4P IDC UT | SAI Passive, Sensor-actuator passive distributor, IDC, M12, Hood version, Yes
12164 | 1766790000 | SAI-6-M 4P IDC | SAI Passive, Sensor-actuator passive distributor, IDC, M12, Hood version, Yes
12165 | 1766791000 | SAI-6-M 4P IDC UT | SAI Passive, Sensor-actuator passive distributor, IDC, M12, Hood version, Yes
12166 | 1766800000 | SAI-8-M 4P IDC | SAI Passive, Sensor-actuator passive distributor, IDC, M12, Hood version, Yes
12167 | 1766801000 | SAI-8-M 4P IDC UT | SAI Passive, Sensor-actuator passive distributor, IDC, M12, Hood version, Yes
12168 | 1767880000 | SAI-8-M 5P M12 ZF III | SAI Passive, Sensor-actuator passive distributor, M12, Hood version, Yes
12169 | 1781060000 | SAI-8-M 5P M12 NPN | SAI Passive, Sensor-actuator passive distributor, M12, Hood version, Yes
12170 | 1782740000 | SAI-8-MMH 5P M12 ZF | SAI Passive, Sensor-actuator passive distributor, M12, Hood version, Yes
12171 | 1782750000 | SAI-4/6/8 MH MH BLZF3,5 | SAI Passive, Sensor-actuator passive distributor, Hood version with M20 outlet, No
12172 | 1782760000 | SAI-8-MH-5P M12 ZF III | SAI Passive, Sensor-actuator passive distributor, M12, Hood version with M20 outlet, Yes
12173 | 1783460000 | SAI-4/6/8-MH LEER | Sensor-actuator passive distributor, Hood version, No
12174 | 1783490000 | SAI-8-MM 5P M12 | SAI Passive, Sensor-actuator passive distributor, M12, Hood version, Yes
12175 | 1783491000 | SAI-8-MM 5P M12 UT | SAI Passive, Sensor-actuator passive distributor, M12, Hood version, Yes
12176 | 1783500000 | SAI-4-MM 5P M12 | SAI Passive, Sensor-actuator passive distributor, M12, Hood version, Yes
12177 | 1783510000 | SAI-8-MMS 5P M12 | SAI Passive, Sensor-actuator passive distributor, M12, Hood version, Yes
12178 | 1783520000 | SAI-4-MMS 5P M12 | SAI Passive, Sensor-actuator passive distributor, M12, Hood version, Yes
12179 | 1784500000 | SAI-8-F 5P 20M 0.5/1.0U | Sensor-actuator passive distributor, M12, Fixed cable version, 20 m, Yes
12180 | 1784510000 | SAI-8-F 5P 15M 0.5/1.0U | Sensor-actuator passive distributor, M12, Fixed cable version, 15 m, Yes
12181 | 1784570000 | SAI-8-F 4P M8 PUR 10M | SAI Passive, Sensor-actuator passive distributor, M8, Fixed cable version, 10 m, Yes
12182 | 1784580000 | SAI-8-F 4P M8 PUR 5M | SAI Passive, Sensor-actuator passive distributor, M8, Fixed cable version, 5 m, Yes
12183 | 1784590000 | SAI-4-F 4P M8 PUR 10M | SAI Passive, Sensor-actuator passive distributor, M8, Fixed cable version, 10 m, Yes
12184 | 1784600000 | SAI-4-F 4P M8 PUR 5M | SAI Passive, Sensor-actuator passive distributor, M8, Fixed cable version, 5 m, Yes
12185 | 1784610000 | SAI-8-F 3P M8 PUR 10M | SAI Passive, Sensor-actuator passive distributor, M8, Fixed cable version, 10 m, Yes
12186 | 1784620000 | SAI-8-F 3P M8 PUR 5M | SAI Passive, Sensor-actuator passive distributor, M8, Fixed cable version, 5 m, Yes
12187 | 1784630000 | SAI-4-F 3P M8 PUR 10M | SAI Passive, Sensor-actuator passive distributor, M8, Fixed cable version, 10 m, Yes
12188 | 1784640000 | SAI-4-F 3P M8 PUR 5M | SAI Passive, Sensor-actuator passive distributor, M8, Fixed cable version, 5 m, Yes
12189 | 1784650000 | SAI-8-M23 4P M8 | SAI Passive, Sensor-actuator passive distributor, M8, with M23 outlet, 19-pole, Yes
12190 | 1784660000 | SAI-4-M23 4P M8 | SAI Passive, Sensor-actuator passive distributor, M8, with M23 outlet, 19-pole, Yes
12191 | 1784670000 | SAI-8-M 3P M8 | SAI Passive, Sensor-actuator passive distributor, M8, Hood version, Yes
12192 | 1784680000 | SAI-4-M 3P M8 | SAI Passive, Sensor-actuator passive distributor, M8, Hood version, Yes
12193 | 1784690000 | SAI-8-M 4P M8 | SAI Passive, Sensor-actuator passive distributor, M8, Hood version, Yes
12194 | 1784700000 | SAI-4-M 4P M8 | SAI Passive, Sensor-actuator passive distributor, M8, Hood version, Yes
12195 | 1789190000 | SAI-8-MF 4P PUR 10M M12 | Sensor-actuator passive distributor, M12, Hood version, 10 m, Yes
12196 | 1791450400 | SAI-4/6/8-MHF 4P PUR 4M | Sensor-actuator passive distributor, Hood version, 4 m, No
12197 | 1791450600 | SAI-4/6/8-MHF 4P PUR 6M | Sensor-actuator passive distributor, Hood version, 6 m, No
12198 | 1791450900 | SAI-4/6/8-MHF 4P PUR 9M | Sensor-actuator passive distributor, Hood version, 9 m, No
12199 | 1791451400 | SAI-4/6/8-MHF 4P PUR14M | Sensor-actuator passive distributor, Hood version, 14 m, No
12200 | 1791452000 | SAI-4/6/8-MHF 4P PUR20M | Sensor-actuator passive distributor, Hood version, 20 m, No
12201 | 1791452800 | SAI-4/6/8-MHF 4P PUR28M | Sensor-actuator passive distributor, Hood version, 28 m, No
12202 | 1791453400 | SAI-4/6/8-MHF 4P PUR34M | Sensor-actuator passive distributor, Hood version, 34 m, No
12203 | 1791460400 | SAI-4/6/8-MHF 5P PUR 4M | Sensor-actuator passive distributor, Hood version, 4 m, No
12204 | 1791460600 | SAI-4/6/8-MHF 5P PUR 6M | Sensor-actuator passive distributor, Hood version, 6 m, No
12205 | 1791460900 | SAI-4/6/8-MHF 5P PUR 9M | Sensor-actuator passive distributor, Hood version, 9 m, No
12206 | 1791461400 | SAI-4/6/8-MHF 5P PUR14M | Sensor-actuator passive distributor, Hood version, 14 m, No
12207 | 1791461600 | SAI-4/6/8-MHF 5P PUR16M | Sensor-actuator passive distributor, Hood version, 16 m, No
12208 | 1791462000 | SAI-4/6/8-MHF 5P PUR20M | Sensor-actuator passive distributor, Hood version, 20 m, No
12209 | 1791462500 | SAI-4/6/8-MHF 5P PUR25M | Sensor-actuator passive distributor, Hood version, 25 m, No
12210 | 1791462800 | SAI-4/6/8-MHF 5P PUR28M | Sensor-actuator passive distributor, Hood version, 28 m, No
12211 | 1791463400 | SAI-4/6/8-MHF 5P PUR34M | Sensor-actuator passive distributor, Hood version, 34 m, No
12212 | 1791464000 | SAI-4/6/8-MHF 5P PUR40M | Sensor-actuator passive distributor, Hood version, 40 m, No
12213 | 1791465000 | SAI-4/6/8-MHF 5P PUR50M | Sensor-actuator passive distributor, Hood version, 50 m, No
12214 | 1791465500 | SAI-4/6/8-MHF 5P PUR55M | Sensor-actuator passive distributor, Hood version, 55 m, No
12215 | 1795470000 | SAI-8-S 5P M12 | Sensor-actuator passive distributor, M12, with M23 outlet, 19-pole, Yes
12216 | 1795900000 | SAI-8-M16 3P M8 | SAI Passive, Sensor-actuator passive distributor, M8, with M16 outlet, 12-pole, Yes
12217 | 1799960000 | SAI-8-MF 4P PUR 5M M12 | Sensor-actuator passive distributor, M12, Hood version, 5 m, Yes
12218 | 1800000000 | SAI-4-M 5P M12 OL | SAI Passive, Sensor-actuator passive distributor, M12, Hood version, No
12219 | 1800001000 | SAI-4-M 5P M12 OL UT | SAI Passive, Sensor-actuator passive distributor, M12, Hood version, No
12220 | 1804540000 | SAI-8-M 4P IDC PE | SAI Passive, Sensor-actuator passive distributor, IDC, M12, Hood version, Yes
12221 | 1804580000 | SAI-4-MF 5P PUR 10M | Sensor-actuator passive distributor, M12, Hood version, 10 m, Yes
12222 | 1804590000 | SAI-8-MF 5P PUR 5M | Sensor-actuator passive distributor, M12, Hood version, 5 m, Yes
12223 | 1804600000 | SAI-4-MF 5P PUR 5M | Sensor-actuator passive distributor, M12, Hood version, 5 m, Yes
12224 | 1806010000 | SAI-4-M 5P M12 1:1 | Sensor-actuator passive distributor, M12, Hood version, No
12225 | 1806011000 | SAI-4-M 5P M12 1:1 UT | Sensor-actuator passive distributor, M12, No
12226 | 1807640000 | SAI-4-M 8P M12 | Sensor-actuator passive distributor, M12, Hood version, Yes
12227 | 1807641000 | SAI-4-M 8P M12 UT | Sensor-actuator passive distributor, M12, Hood version, Yes
12228 | 1808970150 | SAIL-M12BW-4S1.5U | Sensor/actuator line, One end without connector, M12, Number of poles : 4, 1.5 m, Socket, angled, Shielded: Yes, LED: No, Sheath material: PUR, Halogen: No
12229 | 1808970300 | SAIL-M12BW-4S3.0U | Sensor/actuator line, One end without connector, M12, Number of poles : 4, 3 m, Socket, angled, Shielded: Yes, LED: No, Sheath material: PUR, Halogen: No
12230 | 1808970500 | SAIL-M12BW-4S5.0U | Sensor/actuator line, One end without connector, M12, Number of poles : 4, 5 m, Socket, angled, Shielded: Yes, LED: No, Sheath material: PUR, Halogen: No
12231 | 1808971000 | SAIL-M12BW-4S10U | Sensor/actuator line, One end without connector, M12, Number of poles : 4, 10 m, Socket, angled, Shielded: Yes, LED: No, Sheath material: PUR, Halogen: No
12232 | 1812540150 | SAIL-M12BG-4S1.5U | Sensor/actuator line, One end without connector, M12, Number of poles : 4, 1.5 m, Female socket, straight, Shielded: Yes, LED: No, Sheath material: PUR, Halogen: No
12233 | 1812540300 | SAIL-M12BG-4S3.0U | Sensor/actuator line, One end without connector, M12, Number of poles : 4, 3 m, Female socket, straight, Shielded: Yes, LED: No, Sheath material: PUR, Halogen: No
12234 | 1812550030 | SAIL-ZW-M12BG-2/4-0.3U | Sensor/actuator line, Connecting line, M12 / M12, Number of poles : 3, 0.3 m, Twin cabling, pin, straight, 2x socket, straight, Shielded: No, LED: No, Sheath material: PUR, Halogen: No
12235 | 1812550150 | SAIL-ZW-M12BG-2/4-1.5U | Sensor/actuator line, Connecting line, M12 / M12, Number of poles : 2, 1.5 m, Twin cabling, pin, straight, 2x socket, straight, Shielded: No, LED: No, Sheath material: PUR, Halogen: No
12236 | 1815701000 | SAIL-VSA-10U-220V-OB | Valve plug, One end without connector - valve plug
12237 | 1816610000 | SAI-8-M 5P M12 OL2 | SAI Passive, Sensor-actuator passive distributor, M12, Hood version, No
12238 | 1824580060 | SAIL-M8GM8W-3-0.6U | Sensor/actuator line, Connecting line, M8 / M8, Number of poles : 3, 0.6 m, pin, straight - socket, 90°, Shielded: No, LED: No, Sheath material: PUR, Halogen: No
12239 | 1824580120 | SAIL-M8GM8W-3-1.2U | Sensor/actuator line, Connecting line, M8 / M8, Number of poles : 3, 1.2 m, pin, straight - socket, 90°, Shielded: No, LED: No, Sheath material: PUR, Halogen: No
12240 | 1827021000 | SAIL-M8BGR-3-10U | Sensor/actuator line, One end without connector, M8, Number of poles : 3, 10 m, Female socket, straight, Shielded: No, LED: No, Sheath material: PUR, Halogen: No
12241 | 1845161500 | SAIL-VSBD-180-15U(0,5) | Valve plug with integral seal, One end without connector - valve plug
12242 | 1852750000 | SAIB-4-IDC (0,75) M12 | Sockets prefabricated to customer spec., M12, Female socket, straight
12243 | 1854000000 | SAI-4-M 5P M12 ZF | SAI Passive, Sensor-actuator passive distributor, M12, Hood version, Yes
12244 | 1857560500 | SAIL-M8W-4-5.0U | Sensor/actuator line, One end without connector, M8, Number of poles : 4, 5 m, pin, 90°, Shielded: No, LED: No, Sheath material: PUR, Halogen: No
12245 | 1857561000 | SAIL-M8W-4-10U | Sensor/actuator line, One end without connector, M8, Number of poles : 4, 10 m, pin, 90°, Shielded: No, LED: No, Sheath material: PUR, Halogen: No
12246 | 1857660060 | SAIL-M8GM8W-4-0.6U | Sensor/actuator line, Connecting line, M8 / M8, Number of poles : 4, 0.6 m, pin, straight - socket, 90°, Shielded: No, LED: No, Sheath material: PUR, Halogen: No
12247 | 1857660100 | SAIL-M8GM8W-4-1.0U | Sensor/actuator line, Connecting line, M8 / M8, Number of poles : 4, 1 m, pin, straight - socket, 90°, Shielded: No, LED: No, Sheath material: PUR, Halogen: No
12248 | 1857660150 | SAIL-M8GM8W-4-1.5U | Sensor/actuator line, Connecting line, M8 / M8, Number of poles : 4, 1.5 m, pin, straight - socket, 90°, Shielded: No, LED: No, Sheath material: PUR, Halogen: No
12249 | 1857660200 | SAIL-M8GM8W-4-2.0U | Sensor/actuator line, Connecting line, M8 / M8, Number of poles : 4, 2 m, pin, straight - socket, 90°, Shielded: No, LED: No, Sheath material: PUR, Halogen: No
12250 | 1865870150 | SAIL-M12BG-8-1.5U | Sensor/actuator line, One end without connector, M12, Number of poles : 8, 1.5 m, Female socket, straight, Shielded: No, LED: No, Sheath material: PUR, Halogen: No
12251 | 1867410010 | SAIL-M12BG-3S0.1U | Sensor/actuator line, One end without connector, M12, Number of poles : 3, 0.1 m, Female socket, straight, Shielded: Yes, LED: No, Sheath material: PUR, Halogen: No
12252 | 1867410150 | SAIL-M12BG-3S1.5U | Sensor/actuator line, One end without connector, M12, Number of poles : 3, 1.5 m, Female socket, straight, Shielded: Yes, LED: No, Sheath material: PUR, Halogen: No
12253 | 1867410300 | SAIL-M12BG-3S3.0U | Sensor/actuator line, One end without connector, M12, Number of poles : 3, 3 m, Female socket, straight, Shielded: Yes, LED: No, Sheath material: PUR, Halogen: No
12254 | 1877440300 | SAIB-M23-12P-AN-3,0M | Sensor/actuator line, One end without connector, M23, Inner thread, Number of poles: 12, 3 m, Socket, angled, Shielded: No, LED: No, Sheath material: PUR, Halogen: No
12255 | 1877440500 | SAIB-M23-12P-AN-5.0M | Sensor/actuator line, One end without connector, M23, Inner thread, Number of poles: 12, 5 m, Socket, angled, Shielded: No, LED: No, Sheath material: PUR, Halogen: No
12256 | 1877441000 | SAIB-M23-12P-AN-10M | Sensor/actuator line, One end without connector, M23, Inner thread, Number of poles: 12, 10 m, Socket, angled, Shielded: No, LED: No, Sheath material: PUR, Halogen: No
12257 | 1877441500 | SAIB-M23-12P-AN-15M | Sensor/actuator line, One end without connector, M23, Inner thread, Number of poles: 12, 15 m, Socket, angled, Shielded: No, LED: No, Sheath material: PUR, Halogen: No
12258 | 1877442000 | SAIB-M23-12P-AN-20M | Sensor/actuator line, One end without connector, M23, Inner thread, Number of poles: 12, 20 m, Socket, angled, Shielded: No, LED: No, Sheath material: PUR, Halogen: No
12259 | 1877443000 | SAIB-M23-12P-AN-30M | Sensor/actuator line, One end without connector, M23, Inner thread, Number of poles: 12, 30 m, Socket, angled, Shielded: No, LED: No, Sheath material: PUR, Halogen: No
12260 | 1877950000 | SAI-10-S12 3P M8 L | SAI Passive, Sensor-actuator passive distributor, M8, with M12 outlet, 12-pole, A-coded, Yes
12261 | 1878490000 | SAIB-ZW-MT | Sockets prefabricated to customer spec., M12, Female socket, straight
12262 | 1879710500 | SAIL-M12BG-12-5.0U | Sensor/actuator line, One end without connector, M12, Number of poles : 12, 5 m, Female socket, straight, Shielded: No, LED: No, Sheath material: PUR, Halogen: No
12263 | 1879711000 | SAIL-M12BG-12-10U | Sensor/actuator line, One end without connector, M12, Number of poles : 12, 10 m, Female socket, straight, Shielded: No, LED: No, Sheath material: PUR, Halogen: No
12264 | 1879711500 | SAIL-M12BG-12-15U | Sensor/actuator line, One end without connector, M12, Number of poles : 12, 15 m, Female socket, straight, Shielded: No, LED: No, Sheath material: PUR, Halogen: No
12265 | 1879712000 | SAIL-M12BG-12-20U | Sensor/actuator line, One end without connector, M12, Number of poles : 12, 20 m, Female socket, straight, Shielded: No, LED: No, Sheath material: PUR, Halogen: No
12266 | 1880470050 | SAIL-M8GM8G-4-0.5U | Sensor/actuator line, Connecting line, M8 / M8, Number of poles : 4, 0.5 m, pin, straight - socket, straight, Shielded: No, LED: No, Sheath material: PUR, Halogen: No
12267 | 1880470060 | SAIL-M8GM8G-4-0.6U | Sensor/actuator line, Connecting line, M8 / M8, Number of poles : 4, 0.6 m, pin, straight - socket, straight, Shielded: No, LED: No, Sheath material: PUR, Halogen: No
12268 | 1880470100 | SAIL-M8GM8G-4-1.0U | Sensor/actuator line, Connecting line, M8 / M8, Number of poles : 4, 1 m, pin, straight - socket, straight, Shielded: No, LED: No, Sheath material: PUR, Halogen: No
12269 | 1880470150 | SAIL-M8GM8G-4-1.5U | Sensor/actuator line, Connecting line, M8 / M8, Number of poles : 4, 1.5 m, pin, straight - socket, straight, Shielded: No, LED: No, Sheath material: PUR, Halogen: No
12270 | 1880470200 | SAIL-M8GM8G-4-2.0U | Sensor/actuator line, Connecting line, M8 / M8, Number of poles : 4, 2 m, pin, straight - socket, straight, Shielded: No, LED: No, Sheath material: PUR, Halogen: No
12271 | 1880470300 | SAIL-M8GM8G-4-3.0U | Sensor/actuator line, Connecting line, M8 / M8, Number of poles : 4, 3 m, pin, straight - socket, straight, Shielded: No, LED: No, Sheath material: PUR, Halogen: No
12272 | 1880470500 | SAIL-M8GM8G-4-5.0U | Sensor/actuator line, Connecting line, M8 / M8, Number of poles : 4, 5 m, pin, straight - socket, straight, Shielded: No, LED: No, Sheath material: PUR, Halogen: No
12273 | 1880471000 | SAIL-M8GM8G-4-10U | Sensor/actuator line, Connecting line, M8 / M8, Number of poles : 4, 10 m, pin, straight - socket, straight, Shielded: No, LED: No, Sheath material: PUR, Halogen: No
12274 | 1881710000 | SAI-Y-5S M12/M12 2BO | Y connector, M12 / M12
12275 | 1883460500 | SAIL-M12BW-8-5.0U | Sensor/actuator line, One end without connector, M12, Number of poles : 8, 5 m, Socket, angled, Shielded: No, LED: No, Sheath material: PUR, Halogen: No
12276 | 1883461000 | SAIL-M12BW-8-10U | Sensor/actuator line, One end without connector, M12, Number of poles : 8, 10 m, Socket, angled, Shielded: No, LED: No, Sheath material: PUR, Halogen: No
12277 | 1883461500 | SAIL-M12BW-8-15U | Sensor/actuator line, One end without connector, M12, Number of poles : 8, 15 m, Socket, angled, Shielded: No, LED: No, Sheath material: PUR, Halogen: No
12278 | 1883462000 | SAIL-M12BW-8-20U | Sensor/actuator line, One end without connector, M12, Number of poles : 8, 20 m, Socket, angled, Shielded: No, LED: No, Sheath material: PUR, Halogen: No
12279 | 1886440300 | SAIB-M23-12P-ST-3,0M | Sensor/actuator line, One end without connector, M23, Inner thread, Number of poles: 12, 3 m, Female socket, straight, Shielded: No, LED: No, Sheath material: PUR, Halogen: No
12280 | 1886440500 | SAIB-M23-12P-ST-5,0M | Sensor/actuator line, One end without connector, M23, Inner thread, Number of poles: 12, 5 m, Female socket, straight, Shielded: No, LED: No, Sheath material: PUR, Halogen: No
12281 | 1886441000 | SAIB-M23-12P-ST-10M | Sensor/actuator line, One end without connector, M23, Inner thread, Number of poles: 12, 10 m, Female socket, straight, Shielded: No, LED: No, Sheath material: PUR, Halogen: No
12282 | 1890520300 | SAIL-M12BG-8S3.0U | Sensor/actuator line, One end without connector, M12, Number of poles : 8, 3 m, Female socket, straight, Shielded: Yes, LED: No, Sheath material: PUR, Halogen: No
12283 | 1890520500 | SAIL-M12BG-8S5.0U | Sensor/actuator line, One end without connector, M12, Number of poles : 8, 5 m, Female socket, straight, Shielded: Yes, LED: No, Sheath material: PUR, Halogen: No
12284 | 1890521000 | SAIL-M12BG-8S10U | Sensor/actuator line, One end without connector, M12, Number of poles : 8, 10 m, Female socket, straight, Shielded: Yes, LED: No, Sheath material: PUR, Halogen: No
12285 | 1890521500 | SAIL-M12BG-8S15U | Sensor/actuator line, One end without connector, M12, Number of poles : 8, 15 m, Female socket, straight, Shielded: Yes, LED: No, Sheath material: PUR, Halogen: No
12286 | 1891000500 | SAIL-VSA-5.0U-(230) | Valve plug, One end without connector - valve plug, A
12287 | 1891001000 | SAIL-VSA-10U-(230) | Valve plug, One end without connector - valve plug, A
12288 | 1892080000 | SAI-8-M 5P M12 ECO | Sensor-actuator passive distributor, M12, Hood version, Yes
12289 | 1892090000 | SAI-6-M 5P M12 ECO | Sensor-actuator passive distributor, M12, Hood version, Yes
12290 | 1892091000 | SAI-6-M 5P M12 ECO UT | Sensor-actuator passive distributor, M12, Hood version, Yes
12291 | 1892100000 | SAI-4-M 5P M12 ECO | Sensor-actuator passive distributor, M12, Hood version, Yes
12292 | 1892101000 | SAI-4-M 5P M12 ECO UT | Sensor-actuator passive distributor, M12, Hood version, Yes
12293 | 1892120000 | SAISM-4/8S-M12-4P D-COD | Plugs prefabricated to customer spec., M12, pin, straight
12294 | 1892120001 | SAISM-4/8S-M12 4P D-ZF | Plugs prefabricated to customer spec., M12, pin, straight
12295 | 1892130000 | SAIBM-4/8S-M12-4P D-COD | Sockets prefabricated to customer spec., M12, Female socket, straight
12296 | 1892130001 | SAIBM-4/8S-M12 4P D-ZF | Sockets prefabricated to customer spec., M12, Female socket, straight
12297 | 1894380000 | SAI-8-M 4P EXI Z1 OL | Sensor-actuator passive distributor, M12, Hood version Ex, No
12298 | 1895990000 | SAI-6-M 3P IDC EX IA | SAI Passive, Sensor-actuator passive distributor, IDC, M12, Hood version, Yes
12299 | 1896000000 | SAI-8-M 3P IDC EX IA | SAI Passive, Sensor-actuator passive distributor, IDC, M12, Hood version, Yes
12300 | 1896050000 | SAI-4-M 5P M12 EX IA | Sensor-actuator passive distributor, M12, Hood version Ex, Yes
12301 | 1896090000 | SAI-8-M 5P M12 EX IA | Sensor-actuator passive distributor, M12, Hood version Ex, Yes
12302 | 1896990300 | SAIL-VSA-DS-3.0U | Valve plug, One end without connector - valve plug
12303 | 1896991000 | SAIL-VSA-DS-10U | Valve plug, One end without connector - valve plug
12304 | 1897680000 | SAI-4-MMS 5P M12 1:1 | SAI Passive, Sensor-actuator passive distributor, M12, Hood version, No
12305 | 1898240500 | SAIL-M12BW-12-5.0U | Sensor/actuator line, One end without connector, M12, Number of poles : 12, 5 m, Socket, angled, Shielded: No, LED: No, Sheath material: PUR, Halogen: No
12306 | 1898241000 | SAIL-M12BW-12-10U | Sensor/actuator line, One end without connector, M12, Number of poles : 12, 10 m, Socket, angled, Shielded: No, LED: No, Sheath material: PUR, Halogen: No
12307 | 1898241500 | SAIL-M12BW-12-15U | Sensor/actuator line, One end without connector, M12, Number of poles : 12, 15 m, Socket, angled, Shielded: No, LED: No, Sheath material: PUR, Halogen: No
12308 | 1898242000 | SAIL-M12BW-12-20U | Sensor/actuator line, One end without connector, M12, Number of poles : 12, 20 m, Socket, angled, Shielded: No, LED: No, Sheath material: PUR, Halogen: No
12309 | 1900000000 | SCREWTY- M12 | Cable gland tool for moulded M12 lines
12310 | 1900001000 | SCREWTY-M12-DM | Cable gland tool for moulded M12 lines
12311 | 1900010000 | SCREWTY- M8 | Cable gland tool for moulded M8 cables
12312 | 1900020000 | SCREWTY- M12 F | Cable gland tool for M12 connectors
12313 | 1900021000 | SCREWTY-M12 F-DM | Cable gland tool for M12 connectors
12314 | 1900030000 | SCREWTY- M8 F | Cable gland tool for M8 connectors
12315 | 1900110000 | SCREWTY M8 KO O. SD | Cable gland tool for moulded M12 lines
12316 | 1900120000 | SCREWTY M12F KO O. SD | Cable gland tool for M12 connectors
12317 | 1900130000 | SCREWTY M8F KO O. SD | Cable gland tool for M8 connectors
12318 | 1906260150 | SAIL-M12W-4-1.5U | Sensor/actuator line, One end without connector, M12, Number of poles : 4, 1.5 m, pin, 90°, Shielded: No, LED: No, Sheath material: PUR, Halogen: No
12319 | 1906260300 | SAIL-M12W-4-3.0U | Sensor/actuator line, One end without connector, M12, Number of poles : 4, 3 m, pin, 90°, Shielded: No, LED: No, Sheath material: PUR, Halogen: No
12320 | 1906260500 | SAIL-M12W-4-5.0U | Sensor/actuator line, One end without connector, M12, Number of poles : 4, 5 m, pin, 90°, Shielded: No, LED: No, Sheath material: PUR, Halogen: No
12321 | 1906261000 | SAIL-M12W-4-10U | Sensor/actuator line, One end without connector, M12, Number of poles : 4, 10 m, pin, 90°, Shielded: No, LED: No, Sheath material: PUR, Halogen: No
12322 | 1906261500 | SAIL-M12W-4-15U | Sensor/actuator line, One end without connector, M12, Number of poles : 4, 15 m, pin, 90°, Shielded: No, LED: No, Sheath material: PUR, Halogen: No
12323 | 1906270150 | SAIL-M8G-4-1.5U | Sensor/actuator line, One end without connector, M8, Number of poles : 4, 1.5 m, pin, straight, Shielded: No, LED: No, Sheath material: PUR, Halogen: No
12324 | 1906270300 | SAIL-M8G-4-3.0U | Sensor/actuator line, One end without connector, M8, Number of poles : 4, 3 m, pin, straight, Shielded: No, LED: No, Sheath material: PUR, Halogen: No
12325 | 1906270500 | SAIL-M8G-4-5.0U | Sensor/actuator line, One end without connector, M8, Number of poles : 4, 5 m, pin, straight, Shielded: No, LED: No, Sheath material: PUR, Halogen: No
12326 | 1906271000 | SAIL-M8G-4-10U | Sensor/actuator line, One end without connector, M8, Number of poles : 4, 10 m, pin, straight, Shielded: No, LED: No, Sheath material: PUR, Halogen: No
12327 | 1906272000 | SAIL-M8G-4-20U | Sensor/actuator line, One end without connector, M8, Number of poles : 4, 20 m, pin, straight, Shielded: No, LED: No, Sheath material: PUR, Halogen: No
12328 | 1906280100 | SAIS-M23-12P-ST-1,0M | Sensor/actuator line, One end without connector, M23, External thread, Number of poles: 12, 1 m, pin, straight, Shielded: No, LED: No, Sheath material: PUR, Halogen: No
12329 | 1906280300 | SAIS-M23-12P-ST-3,0M | Sensor/actuator line, One end without connector, M23, External thread, Number of poles: 12, 3 m, pin, straight, Shielded: No, LED: No, Sheath material: PUR, Halogen: No
12330 | 1906280500 | SAIS-M23-12P-ST-5,0M | Sensor/actuator line, One end without connector, M23, External thread, Number of poles: 12, 5 m, pin, straight, Shielded: No, LED: No, Sheath material: PUR, Halogen: No
12331 | 1906281000 | SAIS-M23-12P-ST-10,0M | Sensor/actuator line, One end without connector, M23, External thread, Number of poles: 12, 10 m, pin, straight, Shielded: No, LED: No, Sheath material: PUR, Halogen: No
12332 | 1906290100 | SAIS-M23-12P-AN-1,0M | Sensor/actuator line, One end without connector, M23, External thread, Number of poles: 12, 1 m, pin, 90°, Shielded: No, LED: No, Sheath material: PUR, Halogen: No
12333 | 1906290300 | SAIS-M23-12P-AN-3,0M | Sensor/actuator line, One end without connector, M23, External thread, Number of poles: 12, 3 m, pin, 90°, Shielded: No, LED: No, Sheath material: PUR, Halogen: No
12334 | 1906290500 | SAIS-M23-12P-AN-5,0M | Sensor/actuator line, One end without connector, M23, External thread, Number of poles: 12, 5 m, pin, 90°, Shielded: No, LED: No, Sheath material: PUR, Halogen: No
12335 | 1906300100 | SAIL-M12GM12G-4-1.0U | Sensor/actuator line, Connecting line, M12 / M12, Number of poles : 4, 1 m, pin, straight - socket, straight, Shielded: No, LED: No, Sheath material: PUR, Halogen: No
12336 | 1906300300 | SAIL-M12GM12G-4-3.0U | Sensor/actuator line, Connecting line, M12 / M12, Number of poles : 4, 3 m, pin, straight - socket, straight, Shielded: No, LED: No, Sheath material: PUR, Halogen: No
12337 | 1906310150 | SAIL-M12WM12W-4-1.5U | Sensor/actuator line, Connecting line, M12 / M12, Number of poles : 4, 1.5 m, pin, 90° - socket 90°, Shielded: No, LED: No, Sheath material: PUR, Halogen: No
12338 | 1906310300 | SAIL-M12WM12W-4-3.0U | Sensor/actuator line, Connecting line, M12 / M12, Number of poles : 4, 3 m, pin, 90° - socket 90°, Shielded: No, LED: No, Sheath material: PUR, Halogen: No
12339 | 1906310500 | SAIL-M12WM12W-4-5.0U | Sensor/actuator line, Connecting line, M12 / M12, Number of poles : 4, 5 m, pin, 90° - socket 90°, Shielded: No, LED: No, Sheath material: PUR, Halogen: No
12340 | 1906311000 | SAIL-M12WM12W-4-10U | Sensor/actuator line, Connecting line, M12 / M12, Number of poles : 4, 10 m, pin, 90° - socket 90°, Shielded: No, LED: No, Sheath material: PUR, Halogen: No
12341 | 1906330060 | SAIL-M12WM8W-3-0.6U | Sensor/actuator line, Connecting line, M12 / M8, Number of poles : 3, 0.6 m, pin, 90° - socket 90°, Shielded: No, LED: No, Sheath material: PUR, Halogen: No
12342 | 1906330100 | SAIL-M12WM8W-3-1.0U | Sensor/actuator line, Connecting line, M12 / M8, Number of poles : 3, 1 m, pin, 90° - socket 90°, Shielded: No, LED: No, Sheath material: PUR, Halogen: No
12343 | 1906330150 | SAIL-M12WM8W-3-1.5U | Sensor/actuator line, Connecting line, M12 / M8, Number of poles : 3, 1.5 m, pin, 90° - socket 90°, Shielded: No, LED: No, Sheath material: PUR, Halogen: No
12344 | 1906330300 | SAIL-M12WM8W-3-3.0U | Sensor/actuator line, Connecting line, M12 / M8, Number of poles : 3, 3 m, pin, 90° - socket 90°, Shielded: No, LED: No, Sheath material: PUR, Halogen: No
12345 | 1906330500 | SAIL-M12WM8W-3-5.0U | Sensor/actuator line, Connecting line, M12 / M8, Number of poles : 3, 5 m, pin, 90° - socket 90°, Shielded: No, LED: No, Sheath material: PUR, Halogen: No
12346 | 1906331000 | SAIL-M12WM8W-3-10U | Sensor/actuator line, Connecting line, M12 / M8, Number of poles : 3, 10 m, pin, 90° - socket 90°, Shielded: No, LED: No, Sheath material: PUR, Halogen: No
12347 | 1906340150 | SAIL-M12WM8W-4-1.5U | Sensor/actuator line, Connecting line, M12 / M8, Number of poles : 4, 1.5 m, pin, 90° - socket 90°, Shielded: No, LED: No, Sheath material: PUR, Halogen: No
12348 | 1906340300 | SAIL-M12WM8W-4-3.0U | Sensor/actuator line, Connecting line, M12 / M8, Number of poles : 4, 3 m, pin, 90° - socket 90°, Shielded: No, LED: No, Sheath material: PUR, Halogen: No
12349 | 1906340500 | SAIL-M12WM8W-4-5.0U | Sensor/actuator line, Connecting line, M12 / M8, Number of poles : 4, 5 m, pin, 90° - socket 90°, Shielded: No, LED: No, Sheath material: PUR, Halogen: No
12350 | 1906341000 | SAIL-M12WM8W-4-10U | Sensor/actuator line, Connecting line, M12 / M8, Number of poles : 4, 10 m, pin, 90° - socket 90°, Shielded: No, LED: No, Sheath material: PUR, Halogen: No
12351 | 1906390000 | SAIS-5/7-ZF | Plugs prefabricated to customer spec., M12, pin, straight
12352 | 1906400150 | SAIL-M8BW-4L1.5U | Sensor/actuator line, One end without connector, M8, Number of poles : 4, 1.5 m, Socket, angled, Shielded: No, LED: Yes, Sheath material: PUR, Halogen: No
12353 | 1906400300 | SAIL-M8BW-4L3.0U | Sensor/actuator line, One end without connector, M8, Number of poles : 4, 3 m, Socket, angled, Shielded: No, LED: Yes, Sheath material: PUR, Halogen: No
12354 | 1906400500 | SAIL-M8BW-4L5.0U | Sensor/actuator line, One end without connector, M8, Number of poles : 4, 5 m, Socket, angled, Shielded: No, LED: Yes, Sheath material: PUR, Halogen: No
12355 | 1906401000 | SAIL-M8BW-4L10U | Sensor/actuator line, One end without connector, M8, Number of poles : 4, 10 m, Socket, angled, Shielded: No, LED: Yes, Sheath material: PUR, Halogen: No
12356 | 1906402000 | SAIL-M8BW-4L20U | Sensor/actuator line, One end without connector, M8, Number of poles : 4, 20 m, Socket, angled, Shielded: No, LED: Yes, Sheath material: PUR, Halogen: No
12357 | 1906410150 | SAIL-M12GM12W-4-2L1.5U | Sensor/actuator line, Connecting line, M12 / M12, Number of poles : 4, 1.5 m, pin, straight - socket, 90°, Shielded: No, LED: Yes, Sheath material: PUR, Halogen: No
12358 | 1906410300 | SAIL-M12GM12W-4-2L3.0U | Sensor/actuator line, Connecting line, M12 / M12, Number of poles : 4, 3 m, pin, straight - socket, 90°, Shielded: No, LED: Yes, Sheath material: PUR, Halogen: No
12359 | 1906410500 | SAIL-M12GM12W-4-2L5.0U | Sensor/actuator line, Connecting line, M12 / M12, Number of poles : 4, 5 m, pin, straight - socket, 90°, Shielded: No, LED: Yes, Sheath material: PUR, Halogen: No
12360 | 1906411000 | SAIL-M12GM12W-4-2L10U | Sensor/actuator line, Connecting line, M12 / M12, Number of poles : 4, 10 m, pin, straight - socket, 90°, Shielded: No, LED: Yes, Sheath material: PUR, Halogen: No
12361 | 1906430150 | SAIL-M12GM8W-4L1.5U | Sensor/actuator line, Connecting line, M12 / M8, Number of poles : 4, 1.5 m, pin, straight - socket, 90°, Shielded: No, LED: Yes, Sheath material: PUR, Halogen: No
12362 | 1906430300 | SAIL-M12GM8W-4L3.0U | Sensor/actuator line, Connecting line, M12 / M8, Number of poles : 4, 3 m, pin, straight - socket, 90°, Shielded: No, LED: Yes, Sheath material: PUR, Halogen: No
12363 | 1906430500 | SAIL-M12GM8W-4L5.0U | Sensor/actuator line, Connecting line, M12 / M8, Number of poles : 4, 5 m, pin, straight - socket, 90°, Shielded: No, LED: Yes, Sheath material: PUR, Halogen: No
12364 | 1906431000 | SAIL-M12GM8W-4L10U | Sensor/actuator line, Connecting line, M12 / M8, Number of poles : 4, 10 m, pin, straight - socket, 90°, Shielded: No, LED: Yes, Sheath material: PUR, Halogen: No
12365 | 1906450150 | SAIL-M8GM8W-4L1.5U | Sensor/actuator line, Connecting line, M8 / M8, Number of poles : 4, 1.5 m, pin, straight - socket, 90°, Shielded: No, LED: Yes, Sheath material: PUR, Halogen: No
12366 | 1906450300 | SAIL-M8GM8W-4L3.0U | Sensor/actuator line, Connecting line, M8 / M8, Number of poles : 4, 3 m, pin, straight - socket, 90°, Shielded: No, LED: Yes, Sheath material: PUR, Halogen: No
12367 | 1906450500 | SAIL-M8GM8W-4L5.0U | Sensor/actuator line, Connecting line, M8 / M8, Number of poles : 4, 5 m, pin, straight - socket, 90°, Shielded: No, LED: Yes, Sheath material: PUR, Halogen: No
12368 | 1906451000 | SAIL-M8GM8W-4L10U | Sensor/actuator line, Connecting line, M8 / M8, Number of poles : 4, 10 m, pin, straight - socket, 90°, Shielded: No, LED: Yes, Sheath material: PUR, Halogen: No
12369 | 1906470010 | SAIL-M12G-3S0.1U | Sensor/actuator line, One end without connector, M12, Number of poles : 3, 0.1 m, pin, straight, Shielded: Yes, LED: No, Sheath material: PUR, Halogen: No
12370 | 1906470150 | SAIL-M12G-3S1.5U | Sensor/actuator line, One end without connector, M12, Number of poles : 3, 1.5 m, pin, straight, Shielded: Yes, LED: No, Sheath material: PUR, Halogen: No
12371 | 1906470300 | SAIL-M12G-3S3.0U | Sensor/actuator line, One end without connector, M12, Number of poles : 3, 3 m, pin, straight, Shielded: Yes, LED: No, Sheath material: PUR, Halogen: No
12372 | 1906470500 | SAIL-M12G-3S5.0U | Sensor/actuator line, One end without connector, M12, Number of poles : 3, 5 m, pin, straight, Shielded: Yes, LED: No, Sheath material: PUR, Halogen: No
12373 | 1906471000 | SAIL-M12G-3S10U | Sensor/actuator line, One end without connector, M12, Number of poles : 3, 10 m, pin, straight, Shielded: Yes, LED: No, Sheath material: PUR, Halogen: No
12374 | 1906480150 | SAIL-M12G-4S1.5U | Sensor/actuator line, One end without connector, M12, Number of poles : 4, 1.5 m, pin, straight, Shielded: Yes, LED: No, Sheath material: PUR, Halogen: No
12375 | 1906480300 | SAIL-M12G-4S3.0U | Sensor/actuator line, One end without connector, M12, Number of poles : 4, 3 m, pin, straight, Shielded: Yes, LED: No, Sheath material: PUR, Halogen: No
12376 | 1906480500 | SAIL-M12G-4S5.0U | Sensor/actuator line, One end without connector, M12, Number of poles : 4, 5 m, pin, straight, Shielded: Yes, LED: No, Sheath material: PUR, Halogen: No
12377 | 1906481000 | SAIL-M12G-4S10U | Sensor/actuator line, One end without connector, M12, Number of poles : 4, 10 m, pin, straight, Shielded: Yes, LED: No, Sheath material: PUR, Halogen: No
12378 | 1906500010 | SAIL-M12W-3S0.1U | Sensor/actuator line, One end without connector, M12, Number of poles : 3, 0.1 m, pin, 90°, Shielded: Yes, LED: No, Sheath material: PUR, Halogen: No
12379 | 1906500150 | SAIL-M12W-3S1.5U | Sensor/actuator line, One end without connector, M12, Number of poles : 3, 1.5 m, pin, 90°, Shielded: Yes, LED: No, Sheath material: PUR, Halogen: No
12380 | 1906500300 | SAIL-M12W-3S3.0U | Sensor/actuator line, One end without connector, M12, Number of poles : 3, 3 m, pin, 90°, Shielded: Yes, LED: No, Sheath material: PUR, Halogen: No
12381 | 1906500500 | SAIL-M12W-3S5.0U | Sensor/actuator line, One end without connector, M12, Number of poles : 3, 5 m, pin, 90°, Shielded: Yes, LED: No, Sheath material: PUR, Halogen: No
12382 | 1906501000 | SAIL-M12W-3S10U | Sensor/actuator line, One end without connector, M12, Number of poles : 3, 10 m, pin, 90°, Shielded: Yes, LED: No, Sheath material: PUR, Halogen: No
12383 | 1906520150 | SAIL-M12W-5S1.5U | Sensor/actuator line, One end without connector, M12, Number of poles : 5, 1.5 m, pin, 90°, Shielded: Yes, LED: No, Sheath material: PUR, Halogen: No
12384 | 1906520300 | SAIL-M12W-5S3.0U | Sensor/actuator line, One end without connector, M12, Number of poles : 5, 3 m, pin, 90°, Shielded: Yes, LED: No, Sheath material: PUR, Halogen: No
12385 | 1906520500 | SAIL-M12W-5S5.0U | Sensor/actuator line, One end without connector, M12, Number of poles : 5, 5 m, pin, 90°, Shielded: Yes, LED: No, Sheath material: PUR, Halogen: No
12386 | 1906521000 | SAIL-M12W-5S10U | Sensor/actuator line, One end without connector, M12, Number of poles : 5, 10 m, pin, 90°, Shielded: Yes, LED: No, Sheath material: PUR, Halogen: No
12387 | 1906540150 | SAIL-M12BW-5S1.5U | Sensor/actuator line, One end without connector, M12, Number of poles : 5, 1.5 m, Socket, angled, Shielded: Yes, LED: No, Sheath material: PUR, Halogen: No
12388 | 1906540300 | SAIL-M12BW-5S3.0U | Sensor/actuator line, One end without connector, M12, Number of poles : 5, 3 m, Socket, angled, Shielded: Yes, LED: No, Sheath material: PUR, Halogen: No
12389 | 1906540500 | SAIL-M12BW-5S5.0U | Sensor/actuator line, One end without connector, M12, Number of poles : 5, 5 m, Socket, angled, Shielded: Yes, LED: No, Sheath material: PUR, Halogen: No
12390 | 1906541000 | SAIL-M12BW-5S10U | Sensor/actuator line, One end without connector, M12, Number of poles : 5, 10 m, Socket, angled, Shielded: Yes, LED: No, Sheath material: PUR, Halogen: No
12391 | 1906541500 | SAIL-M12BW-5S15U | Sensor/actuator line, One end without connector, M12, Number of poles : 5, 15 m, Socket, angled, Shielded: Yes, LED: No, Sheath material: PUR, Halogen: No
12392 | 1906560150 | SAIL-M8G-3S1.5U | Sensor/actuator line, One end without connector, M8, Number of poles : 3, 1.5 m, pin, straight, Shielded: Yes, LED: No, Sheath material: PUR, Halogen: No
12393 | 1906560300 | SAIL-M8G-3S3.0U | Sensor/actuator line, One end without connector, M8, Number of poles : 3, 3 m, pin, straight, Shielded: Yes, LED: No, Sheath material: PUR, Halogen: No
12394 | 1906560500 | SAIL-M8G-3S5.0U | Sensor/actuator line, One end without connector, M8, Number of poles : 3, 5 m, pin, straight, Shielded: Yes, LED: No, Sheath material: PUR, Halogen: No
12395 | 1906561000 | SAIL-M8G-3S10U | Sensor/actuator line, One end without connector, M8, Number of poles : 3, 10 m, pin, straight, Shielded: Yes, LED: No, Sheath material: PUR, Halogen: No
12396 | 1906570150 | SAIL-M8G-4S1.5U | Sensor/actuator line, One end without connector, M8, Number of poles : 4, 1.5 m, pin, straight, Shielded: Yes, LED: No, Sheath material: PUR, Halogen: No
12397 | 1906570300 | SAIL-M8G-4S3.0U | Sensor/actuator line, One end without connector, M8, Number of poles : 4, 3 m, pin, straight, Shielded: Yes, LED: No, Sheath material: PUR, Halogen: No
12398 | 1906570500 | SAIL-M8G-4S5.0U | Sensor/actuator line, One end without connector, M8, Number of poles : 4, 5 m, pin, straight, Shielded: Yes, LED: No, Sheath material: PUR, Halogen: No
12399 | 1906571000 | SAIL-M8G-4S10U | Sensor/actuator line, One end without connector, M8, Number of poles : 4, 10 m, pin, straight, Shielded: Yes, LED: No, Sheath material: PUR, Halogen: No
12400 | 1906580150 | SAIL-M8W-3S1.5U | Sensor/actuator line, One end without connector, M8, Number of poles : 3, 1.5 m, pin, 90°, Shielded: Yes, LED: No, Sheath material: PUR, Halogen: No
12401 | 1906580300 | SAIL-M8W-3S3.0U | Sensor/actuator line, One end without connector, M8, Number of poles : 3, 3 m, pin, 90°, Shielded: Yes, LED: No, Sheath material: PUR, Halogen: No
12402 | 1906580500 | SAIL-M8W-3S5.0U | Sensor/actuator line, One end without connector, M8, Number of poles : 3, 5 m, pin, 90°, Shielded: Yes, LED: No, Sheath material: PUR, Halogen: No
12403 | 1906581000 | SAIL-M8W-3S10U | Sensor/actuator line, One end without connector, M8, Number of poles : 3, 10 m, pin, 90°, Shielded: Yes, LED: No, Sheath material: PUR, Halogen: No
12404 | 1906590150 | SAIL-M8W-4S1.5U | Sensor/actuator line, One end without connector, M8, Number of poles : 4, 1.5 m, pin, 90°, Shielded: Yes, LED: No, Sheath material: PUR, Halogen: No
12405 | 1906590300 | SAIL-M8W-4S3.0U | Sensor/actuator line, One end without connector, M8, Number of poles : 4, 3 m, pin, 90°, Shielded: Yes, LED: No, Sheath material: PUR, Halogen: No
12406 | 1906590500 | SAIL-M8W-4S5.0U | Sensor/actuator line, One end without connector, M8, Number of poles : 4, 5 m, pin, 90°, Shielded: Yes, LED: No, Sheath material: PUR, Halogen: No
12407 | 1906591000 | SAIL-M8W-4S10U | Sensor/actuator line, One end without connector, M8, Number of poles : 4, 10 m, pin, 90°, Shielded: Yes, LED: No, Sheath material: PUR, Halogen: No
12408 | 1906600150 | SAIL-M8BG-3S1.5U | Sensor/actuator line, One end without connector, M8, Number of poles : 3, 1.5 m, Female socket, straight, Shielded: Yes, LED: No, Sheath material: PUR, Halogen: No
12409 | 1906600300 | SAIL-M8BG-3S3.0U | Sensor/actuator line, One end without connector, M8, Number of poles : 3, 3 m, Female socket, straight, Shielded: Yes, LED: No, Sheath material: PUR, Halogen: No
12410 | 1906600500 | SAIL-M8BG-3S5.0U | Sensor/actuator line, One end without connector, M8, Number of poles : 3, 5 m, Female socket, straight, Shielded: Yes, LED: No, Sheath material: PUR, Halogen: No
12411 | 1906601000 | SAIL-M8BG-3S10U | Sensor/actuator line, One end without connector, M8, Number of poles : 3, 10 m, Female socket, straight, Shielded: Yes, LED: No, Sheath material: PUR, Halogen: No
12412 | 1906601500 | SAIL-M8BG-3S15U | Sensor/actuator line, One end without connector, M8, Number of poles : 3, 15 m, Female socket, straight, Shielded: Yes, LED: No, Sheath material: PUR, Halogen: No
12413 | 1906610150 | SAIL-M8BG-4S1.5U | Sensor/actuator line, One end without connector, M8, Number of poles : 4, 1.5 m, Female socket, straight, Shielded: Yes, LED: No, Sheath material: PUR, Halogen: No
12414 | 1906610300 | SAIL-M8BG-4S3.0U | Sensor/actuator line, One end without connector, M8, Number of poles : 4, 3 m, Female socket, straight, Shielded: Yes, LED: No, Sheath material: PUR, Halogen: No
12415 | 1906610500 | SAIL-M8BG-4S5.0U | Sensor/actuator line, One end without connector, M8, Number of poles : 4, 5 m, Female socket, straight, Shielded: Yes, LED: No, Sheath material: PUR, Halogen: No
12416 | 1906611000 | SAIL-M8BG-4S10U | Sensor/actuator line, One end without connector, M8, Number of poles : 4, 10 m, Female socket, straight, Shielded: Yes, LED: No, Sheath material: PUR, Halogen: No
12417 | 1906620150 | SAIL-M8BW-3S1.5U | Sensor/actuator line, One end without connector, M8, Number of poles : 3, 1.5 m, Socket, angled, Shielded: Yes, LED: No, Sheath material: PUR, Halogen: No
12418 | 1906620300 | SAIL-M8BW-3S3.0U | Sensor/actuator line, One end without connector, M8, Number of poles : 3, 3 m, Socket, angled, Shielded: Yes, LED: No, Sheath material: PUR, Halogen: No
12419 | 1906620500 | SAIL-M8BW-3S5.0U | Sensor/actuator line, One end without connector, M8, Number of poles : 3, 5 m, Socket, angled, Shielded: Yes, LED: No, Sheath material: PUR, Halogen: No
12420 | 1906621000 | SAIL-M8BW-3S10U | Sensor/actuator line, One end without connector, M8, Number of poles : 3, 10 m, Socket, angled, Shielded: Yes, LED: No, Sheath material: PUR, Halogen: No
12421 | 1906630150 | SAIL-M8BW-4S1.5U | Sensor/actuator line, One end without connector, M8, Number of poles : 4, 1.5 m, Socket, angled, Shielded: Yes, LED: No, Sheath material: PUR, Halogen: No
12422 | 1906630300 | SAIL-M8BW-4S3.0U | Sensor/actuator line, One end without connector, M8, Number of poles : 4, 3 m, Socket, angled, Shielded: Yes, LED: No, Sheath material: PUR, Halogen: No
12423 | 1906630500 | SAIL-M8BW-4S5.0U | Sensor/actuator line, One end without connector, M8, Number of poles : 4, 5 m, Socket, angled, Shielded: Yes, LED: No, Sheath material: PUR, Halogen: No
12424 | 1906631000 | SAIL-M8BW-4S10U | Sensor/actuator line, One end without connector, M8, Number of poles : 4, 10 m, Socket, angled, Shielded: Yes, LED: No, Sheath material: PUR, Halogen: No
12425 | 1906950010 | SAIL-M12BW-3S0.1U | Sensor/actuator line, One end without connector, M12, Number of poles : 3, 0.1 m, Socket, angled, Shielded: Yes, LED: No, Sheath material: PUR, Halogen: No
12426 | 1906950150 | SAIL-M12BW-3S1.5U | Sensor/actuator line, One end without connector, M12, Number of poles : 3, 1.5 m, Socket, angled, Shielded: Yes, LED: No, Sheath material: PUR, Halogen: No
12427 | 1906950300 | SAIL-M12BW-3S3.0U | Sensor/actuator line, One end without connector, M12, Number of poles : 3, 3 m, Socket, angled, Shielded: Yes, LED: No, Sheath material: PUR, Halogen: No
12428 | 1906950500 | SAIL-M12BW-3S5.0U | Sensor/actuator line, One end without connector, M12, Number of poles : 3, 5 m, Socket, angled, Shielded: Yes, LED: No, Sheath material: PUR, Halogen: No
12429 | 1906951000 | SAIL-M12BW-3S10U | Sensor/actuator line, One end without connector, M12, Number of poles : 3, 10 m, Socket, angled, Shielded: Yes, LED: No, Sheath material: PUR, Halogen: No
12430 | 1912110300 | SAIL-ZW-M12BW-3L3.0U | Sensor/actuator line, Connecting line, M12 / M12, Number of poles : 3, 3 m, Twin cabling, pin, straight, 2x socket, angled, Shielded: No, LED: Yes, Sheath material: PUR, Halogen: No
12431 | 1912110500 | SAIL-ZW-M12BW-3L5.0U | Sensor/actuator line, Connecting line, M12 / M12, Number of poles : 3, 5 m, Twin cabling, pin, straight, 2x socket, angled, Shielded: No, LED: Yes, Sheath material: PUR, Halogen: No
12432 | 1916700250 | SAIL-VSCD-M8G-3-2.5U | Valve plug, Straight plug - valve plug
12433 | 1916700500 | SAIL-VSCD-M8G-3-5.0U | Valve plug, Straight plug - valve plug
12434 | 1920700000 | SAIS 5/9-VA | Plugs prefabricated to customer spec., M12, pin, straight
12435 | 1920700001 | SAIS 4/9-VA D-COD | Plugs prefabricated to customer spec., M12, pin, straight
12436 | 1920710000 | SAIB 5/9-VA | Sockets prefabricated to customer spec., M12, Female socket, straight
12437 | 1920720000 | SAIS 5/9-VA-B-COD | Plugs prefabricated to customer spec., M12, pin, straight
12438 | 1920730000 | SAIB 5/9-VA-B-COD | Sockets prefabricated to customer spec., M12, Female socket, straight
12439 | 1920970000 | SAIBW-M8-3P(TL) | Sockets prefabricated to customer spec., M8, Socket, angled
12440 | 1920980000 | SAIBW-M8-4P(TL) | Sockets prefabricated to customer spec., M8, Socket, angled
12441 | 1920990000 | SAISW-M8-3P(TL) | Plugs prefabricated to customer spec., M8, pin, 90°
12442 | 1921000000 | SAISW-M8-4P(TL) | Plugs prefabricated to customer spec., M8, pin, 90°
12443 | 1962620000 | SAISW-4/7-(KV) | Plugs prefabricated to customer spec., M12, pin, 90°
12444 | 1962630000 | SAIBW-5/7-(KV) | Sockets prefabricated to customer spec., M12, Socket, angled
12445 | 9456010000 | SAI-6-S 4P M12 | Sensor-actuator passive distributor, M12, with M23 outlet, 12-pole, Yes
12446 | 9456070150 | SAIL-VSBD-1.5U | Valve plug, One end without connector - valve plug, BD
12447 | 9456070300 | SAIL-VSBD-3.0U | Valve plug, One end without connector - valve plug, BD
12448 | 9456070500 | SAIL-VSBD-5.0U | Valve plug, One end without connector - valve plug, BD
12449 | 9456071000 | SAIL-VSBD-10U | Valve plug, One end without connector - valve plug, BD
12450 | 9456100030 | SAIL-M12G-4-0.3U | Sensor/actuator line, One end without connector, M12, Number of poles : 4, 0.3 m, pin, straight, Shielded: No, LED: No, Sheath material: PUR, Halogen: No
12451 | 9456100150 | SAIL-M12G-4-1.5U | Sensor/actuator line, One end without connector, M12, Number of poles : 4, 1.5 m, pin, straight, Shielded: No, LED: No, Sheath material: PUR, Halogen: No
12452 | 9456100300 | SAIL-M12G-4-3.0U | Sensor/actuator line, One end without connector, M12, Number of poles : 4, 3 m, pin, straight, Shielded: No, LED: No, Sheath material: PUR, Halogen: No
12453 | 9456100500 | SAIL-M12G-4-5.0U | Sensor/actuator line, One end without connector, M12, Number of poles : 4, 5 m, pin, straight, Shielded: No, LED: No, Sheath material: PUR, Halogen: No
12454 | 9456101000 | SAIL-M12G-4-10U | Sensor/actuator line, One end without connector, M12, Number of poles : 4, 10 m, pin, straight, Shielded: No, LED: No, Sheath material: PUR, Halogen: No
12455 | 9456101500 | SAIL-M12G-4-15U | Sensor/actuator line, One end without connector, M12, Number of poles : 4, 15 m, pin, straight, Shielded: No, LED: No, Sheath material: PUR, Halogen: No
12456 | 9456140150 | SAIL-M12BG-5S1.5U | Sensor/actuator line, One end without connector, M12, Number of poles : 5, 1.5 m, Female socket, straight, Shielded: Yes, LED: No, Sheath material: PUR, Halogen: No
12457 | 9456140500 | SAIL-M12BG-5S5.0U | Sensor/actuator line, One end without connector, M12, Number of poles : 5, 5 m, Female socket, straight, Shielded: Yes, LED: No, Sheath material: PUR, Halogen: No
12458 | 9456141000 | SAIL-M12BG-5S10U | Sensor/actuator line, One end without connector, M12, Number of poles : 5, 10 m, Female socket, straight, Shielded: Yes, LED: No, Sheath material: PUR, Halogen: No
12459 | 9456141500 | SAIL-M12BG-5S15U | Sensor/actuator line, One end without connector, M12, Number of poles : 5, 15 m, Female socket, straight, Shielded: Yes, LED: No, Sheath material: PUR, Halogen: No
12460 | 9456150150 | SAIL-M8BW-4-1.5U | Sensor/actuator line, One end without connector, M8, Number of poles : 4, 1.5 m, Socket, angled, Shielded: No, LED: No, Sheath material: PUR, Halogen: No
12461 | 9456150500 | SAIL-M8BW-4-5.0U | Sensor/actuator line, One end without connector, M8, Number of poles : 4, 5 m, Socket, angled, Shielded: No, LED: No, Sheath material: PUR, Halogen: No
12462 | 9456151000 | SAIL-M8BW-4-10U | Sensor/actuator line, One end without connector, M8, Number of poles : 4, 10 m, Socket, angled, Shielded: No, LED: No, Sheath material: PUR, Halogen: No
12463 | 9456170100 | SAIL-VSCD-M12G-1.0U | Valve plug, Straight plug - valve plug
12464 | 9456170150 | SAIL-VSCD-M12G-1.5U | Valve plug, Straight plug - valve plug, CD
12465 | 9456170200 | SAIL-VSCD-M12G-2.0U | Valve plug, Straight plug - valve plug
12466 | 9456170300 | SAIL-VSCD-M12G-3.0U | Valve plug, Straight plug - valve plug, CD
12467 | 9456170500 | SAIL-VSCD-M12G-5.0U | Valve plug, Straight plug - valve plug, CD
12468 | 9456170600 | SAIL-VSCD-M12G-6.0U | Valve plug, Straight plug - valve plug
12469 | 9456170800 | SAIL-VSCD-M12G-8.0U | Valve plug, Straight plug - valve plug
12470 | 9456240150 | SAIL-VSCD-1.5U | Valve plug, One end without connector - valve plug, CD
12471 | 9456240300 | SAIL-VSCD-3.0U | Valve plug, One end without connector - valve plug, CD
12472 | 9456240500 | SAIL-VSCD-5.0U | Valve plug, One end without connector - valve plug, CD
12473 | 9456241000 | SAIL-VSCD-10U | Valve plug, One end without connector - valve plug, CD
12474 | 9456380500 | SAIL-M12BW-4-2L5.0U | Sensor/actuator line, One end without connector, M12, Number of poles : 4, 5 m, Socket, angled, Shielded: No, LED: Yes, Sheath material: PUR, Halogen: No
12475 | 9456381500 | SAIL-M12BW-4-2L15U | Sensor/actuator line, One end without connector, M12, Number of poles : 4, 15 m, Socket, angled, Shielded: No, LED: Yes, Sheath material: PUR, Halogen: No
12476 | 9456382000 | SAIL-M12BW-4-2L20U | Sensor/actuator line, One end without connector, M12, Number of poles : 4, 20 m, Socket, angled, Shielded: No, LED: Yes, Sheath material: PUR, Halogen: No
12477 | 9456382500 | SAIL-M12BW-4-2L25U | Sensor/actuator line, One end without connector, M12, Number of poles : 4, 25 m, Socket, angled, Shielded: No, LED: Yes, Sheath material: PUR, Halogen: No
12478 | 9456500050 | SAIL-M12WM12G-5-0.5U | Sensor/actuator line, Connecting line, M12 / M12, Number of poles : 5, 0.5 m, pin, angled - bush straight, Shielded: No, LED: No, Sheath material: PUR, Halogen: No
12479 | 9456501000 | SAIL-M12WM12G-5-10U | Sensor/actuator line, Connecting line, M12 / M12, Number of poles : 5, 10 m, pin, angled - bush straight, Shielded: No, LED: No, Sheath material: PUR, Halogen: No
12480 | 9456660030 | SAIL-M12GM8G-4-0.3U | Sensor/actuator line, Connecting line, M12 / M8, Number of poles : 4, 0.3 m, pin, straight - socket, straight, Shielded: No, LED: No, Sheath material: PUR, Halogen: No
12481 | 9456660150 | SAIL-M12GM8G-4-1.5U | Sensor/actuator line, Connecting line, M12 / M8, Number of poles : 4, 1.5 m, pin, straight - socket, straight, Shielded: No, LED: No, Sheath material: PUR, Halogen: No
12482 | 9456660200 | SAIL-M12GM8G-4-2.0U | Sensor/actuator line, Connecting line, M12 / M8, Number of poles : 4, 2 m, pin, straight - socket, straight, Shielded: No, LED: No, Sheath material: PUR, Halogen: No
12483 | 9456660300 | SAIL-M12GM8G-4-3.0U | Sensor/actuator line, Connecting line, M12 / M8, Number of poles : 4, 3 m, pin, straight - socket, straight, Shielded: No, LED: No, Sheath material: PUR, Halogen: No
12484 | 9456660500 | SAIL-M12GM8G-4-5.0U | Sensor/actuator line, Connecting line, M12 / M8, Number of poles : 4, 5 m, pin, straight - socket, straight, Shielded: No, LED: No, Sheath material: PUR, Halogen: No
12485 | 9456661000 | SAIL-M12GM8G-4-10U | Sensor/actuator line, Connecting line, M12 / M8, Number of poles : 4, 10 m, pin, straight - socket, straight, Shielded: No, LED: No, Sheath material: PUR, Halogen: No
12486 | 9456670150 | SAIL-M12GM8W-4-1.5U | Sensor/actuator line, Connecting line, M12 / M8, Number of poles : 4, 1.5 m, pin, straight - socket, 90°, Shielded: No, LED: No, Sheath material: PUR, Halogen: No
12487 | 9456670300 | SAIL-M12GM8W-4-3.0U | Sensor/actuator line, Connecting line, M12 / M8, Number of poles : 4, 3 m, pin, straight - socket, 90°, Shielded: No, LED: No, Sheath material: PUR, Halogen: No
12488 | 9456670500 | SAIL-M12GM8W-4-5.0U | Sensor/actuator line, Connecting line, M12 / M8, Number of poles : 4, 5 m, pin, straight - socket, 90°, Shielded: No, LED: No, Sheath material: PUR, Halogen: No
12489 | 9456671000 | SAIL-M12GM8W-4-10U | Sensor/actuator line, Connecting line, M12 / M8, Number of poles : 4, 10 m, pin, straight - socket, 90°, Shielded: No, LED: No, Sheath material: PUR, Halogen: No
12490 | 9456690150 | SAIL-M12W-3-1.5U | Sensor/actuator line, One end without connector, M12, Number of poles : 3, 1.5 m, pin, 90°, Shielded: No, LED: No, Sheath material: PUR, Halogen: No
12491 | 9456690300 | SAIL-M12W-3-3.0U | Sensor/actuator line, One end without connector, M12, Number of poles : 3, 3 m, pin, 90°, Shielded: No, LED: No, Sheath material: PUR, Halogen: No
12492 | 9456690500 | SAIL-M12W-3-5.0U | Sensor/actuator line, One end without connector, M12, Number of poles : 3, 5 m, pin, 90°, Shielded: No, LED: No, Sheath material: PUR, Halogen: No
12493 | 9456691000 | SAIL-M12W-3-10U | Sensor/actuator line, One end without connector, M12, Number of poles : 3, 10 m, pin, 90°, Shielded: No, LED: No, Sheath material: PUR, Halogen: No
12494 | 9456750000 | SAI-8-F 4P PUR 5M | Sensor-actuator passive distributor, M12, Fixed cable version, 5 m, Yes
12495 | 9456760002 | SAI-8-FMM-4P M12 10M | SAI Passive, Sensor-actuator passive distributor, M12, Fixed cable version, 10 m, No
12496 | 9456940000 | SAIS-5/7 | Plugs prefabricated to customer spec., M12, pin, straight
12497 | 9456950000 | SAISW-5/7 | Plugs prefabricated to customer spec., M12, pin, 90°
12498 | 9456990300 | SAIL-M12GM12G-2/4-3.0U | Sensor/actuator line, Connecting line, M12 / M12, Number of poles : 3, 3 m, pin, straight - socket, straight, Shielded: No, LED: No, Sheath material: PUR, Halogen: No
12499 | 9457000000 | SAIL-M12GM12G-2/4-2.0U | Sensor/actuator line, Connecting line, M12 / M12, Number of poles : 3, 2 m, pin, straight - socket, straight, Shielded: No, LED: No, Sheath material: PUR, Halogen: No
12500 | 9457010000 | SAIL-VSA-M12G-0.6U | Valve plug, Straight plug - valve plug, A
12501 | 9457020000 | SAIL-VSA-M12G-0.9U | Valve plug, Straight plug - valve plug, A
12502 | 9457030000 | SAIL-VSA-M12G-1.2U | Valve plug, Straight plug - valve plug, A
12503 | 9457040000 | SAIL-VSA-M12G-1.5U | Valve plug, Straight plug - valve plug, A
12504 | 9457050000 | SAIL-VSA-M12G-2.0U | Valve plug, Straight plug - valve plug, A
12505 | 9457070000 | SAIL-M12GM12G-2/4-5.0U | Sensor/actuator line, Connecting line, M12 / M12, Number of poles : 3, 5 m, pin, straight - socket, straight, Shielded: No, LED: No, Sheath material: PUR, Halogen: No
12506 | 9457080000 | SAIL-M12GM12G-2/4-10U | Sensor/actuator line, Connecting line, M12 / M12, Number of poles : 3, 10 m, pin, straight - socket, straight, Shielded: No, LED: No, Sheath material: PUR, Halogen: No
12507 | 9457130000 | SAIL-VSA-M12G-5.0U | Valve plug, Straight plug - valve plug, A
12508 | 9457130100 | SAIL-VSA-M12G-1.0U | Valve plug, Straight plug - valve plug
12509 | 9457131000 | SAIL-VSA-M12G-10U | Valve plug, Straight plug - valve plug, A
12510 | 9457230060 | SAIL-M12GM12G-3-0.6U | Sensor/actuator line, Connecting line, M12 / M12, Number of poles : 3, 0.6 m, pin, straight - socket, straight, Shielded: No, LED: No, Sheath material: PUR, Halogen: No
12511 | 9457230100 | SAIL-M12GM12G-3-1.0U | Sensor/actuator line, Connecting line, M12 / M12, Number of poles : 3, 1 m, pin, straight - socket, straight, Shielded: No, LED: No, Sheath material: PUR, Halogen: No
12512 | 9457230150 | SAIL-M12GM12G-3-1.5U | Sensor/actuator line, Connecting line, M12 / M12, Number of poles : 3, 1.5 m, pin, straight - socket, straight, Shielded: No, LED: No, Sheath material: PUR, Halogen: No
12513 | 9457230300 | SAIL-M12GM12G-3-3.0U | Sensor/actuator line, Connecting line, M12 / M12, Number of poles : 3, 3 m, pin, straight - socket, straight, Shielded: No, LED: No, Sheath material: PUR, Halogen: No
12514 | 9457230500 | SAIL-M12GM12G-3-5.0U | Sensor/actuator line, Connecting line, M12 / M12, Number of poles : 3, 5 m, pin, straight - socket, straight, Shielded: No, LED: No, Sheath material: PUR, Halogen: No
12515 | 9457231000 | SAIL-M12GM12G-3-10U | Sensor/actuator line, Connecting line, M12 / M12, Number of poles : 3, 10 m, pin, straight - socket, straight, Shielded: No, LED: No, Sheath material: PUR, Halogen: No
12516 | 9457231200 | SAIL-M12GM12G-3-12U | Sensor/actuator line, Connecting line, M12 / M12, Number of poles : 3, 12 m, pin, straight - socket, straight, Shielded: No, LED: No, Sheath material: PUR, Halogen: No
12517 | 9457231500 | SAIL-M12GM12G-3-15U | Sensor/actuator line, Connecting line, M12 / M12, Number of poles : 3, 15 m, pin, straight - socket, straight, Shielded: No, LED: No, Sheath material: PUR, Halogen: No
12518 | 9457270150 | SAIL-M12GM12W-5-1.5U | Sensor/actuator line, Connecting line, M12 / M12, Number of poles : 5, 1.5 m, pin, straight - socket, 90°, Shielded: No, LED: No, Sheath material: PUR, Halogen: No
12519 | 9457270300 | SAIL-M12GM12W-5-3.0U | Sensor/actuator line, Connecting line, M12 / M12, Number of poles : 5, 3 m, pin, straight - socket, 90°, Shielded: No, LED: No, Sheath material: PUR, Halogen: No
12520 | 9457270500 | SAIL-M12GM12W-5-5.0U | Sensor/actuator line, Connecting line, M12 / M12, Number of poles : 5, 5 m, pin, straight - socket, 90°, Shielded: No, LED: No, Sheath material: PUR, Halogen: No
12521 | 9457271000 | SAIL-M12GM12W-5-10U | Sensor/actuator line, Connecting line, M12 / M12, Number of poles : 5, 10 m, pin, straight - socket, 90°, Shielded: No, LED: No, Sheath material: PUR, Halogen: No
12522 | 9457290000 | SAISW-4/7 | Plugs prefabricated to customer spec., M12, pin, 90°
12523 | 9457310030 | SAIL-M12GM12W-4-0.3U | Sensor/actuator line, Connecting line, M12 / M12, Number of poles : 4, 0.3 m, pin, straight - socket, 90°, Shielded: No, LED: No, Sheath material: PUR, Halogen: No
12524 | 9457310100 | SAIL-M12GM12W-4-1.0U | Sensor/actuator line, Connecting line, M12 / M12, Number of poles : 4, 1 m, pin, straight - socket, 90°, Shielded: No, LED: No, Sheath material: PUR, Halogen: No
12525 | 9457310150 | SAIL-M12GM12W-4-1.5U | Sensor/actuator line, Connecting line, M12 / M12, Number of poles : 4, 1.5 m, pin, straight - socket, 90°, Shielded: No, LED: No, Sheath material: PUR, Halogen: No
12526 | 9457310200 | SAIL-M12GM12W-4-2.0U | Sensor/actuator line, Connecting line, M12 / M12, Number of poles : 4, 2 m, pin, straight - socket, 90°, Shielded: No, LED: No, Sheath material: PUR, Halogen: No
12527 | 9457310300 | SAIL-M12GM12W-4-3.0U | Sensor/actuator line, Connecting line, M12 / M12, Number of poles : 4, 3 m, pin, straight - socket, 90°, Shielded: No, LED: No, Sheath material: PUR, Halogen: No
12528 | 9457310400 | SAIL-M12GM12W-4-4.0U | Sensor/actuator line, Connecting line, M12 / M12, Number of poles : 4, 4 m, pin, straight - socket, 90°, Shielded: No, LED: No, Sheath material: PUR, Halogen: No
12529 | 9457310500 | SAIL-M12GM12W-4-5.0U | Sensor/actuator line, Connecting line, M12 / M12, Number of poles : 4, 5 m, pin, straight - socket, 90°, Shielded: No, LED: No, Sheath material: PUR, Halogen: No
12530 | 9457311000 | SAIL-M12GM12W-4-10U | Sensor/actuator line, Connecting line, M12 / M12, Number of poles : 4, 10 m, pin, straight - socket, 90°, Shielded: No, LED: No, Sheath material: PUR, Halogen: No
12531 | 9457320150 | SAIL-M12BW-3-1.5U | Sensor/actuator line, One end without connector, M12, Number of poles : 3, 1.5 m, Socket, angled, Shielded: No, LED: No, Sheath material: PUR, Halogen: No
12532 | 9457320300 | SAIL-M12BW-3-3.0U | Sensor/actuator line, One end without connector, M12, Number of poles : 3, 3 m, Socket, angled, Shielded: No, LED: No, Sheath material: PUR, Halogen: No
12533 | 9457320500 | SAIL-M12BW-3-5.0U | Sensor/actuator line, One end without connector, M12, Number of poles : 3, 5 m, Socket, angled, Shielded: No, LED: No, Sheath material: PUR, Halogen: No
12534 | 9457321000 | SAIL-M12BW-3-10U | Sensor/actuator line, One end without connector, M12, Number of poles : 3, 10 m, Socket, angled, Shielded: No, LED: No, Sheath material: PUR, Halogen: No
12535 | 9457321500 | SAIL-M12BW-3-15U | Sensor/actuator line, One end without connector, M12, Number of poles : 3, 15 m, Socket, angled, Shielded: No, LED: No, Sheath material: PUR, Halogen: No
12536 | 9457322000 | SAIL-M12BW-3-20U | Sensor/actuator line, One end without connector, M12, Number of poles : 3, 20 m, Socket, angled, Shielded: No, LED: No, Sheath material: PUR, Halogen: No
12537 | 9457340030 | SAIL-M12GM12G-5-0.3U | Sensor/actuator line, Connecting line, M12 / M12, Number of poles : 5, 0.3 m, pin, straight - socket, straight, Shielded: No, LED: No, Sheath material: PUR, Halogen: No
12538 | 9457340090 | SAIL-M12GM12G-5-0.9U | Sensor/actuator line, Connecting line, M12 / M12, Number of poles : 5, 0.9 m, pin, straight - socket, straight, Shielded: No, LED: No, Sheath material: PUR, Halogen: No
12539 | 9457340100 | SAIL-M12GM12G-5-1.0U | Sensor/actuator line, Connecting line, M12 / M12, Number of poles : 5, 1 m, pin, straight - socket, straight, Shielded: No, LED: No, Sheath material: PUR, Halogen: No
12540 | 9457340150 | SAIL-M12GM12G-5-1.5U | Sensor/actuator line, Connecting line, M12 / M12, Number of poles : 5, 1.5 m, pin, straight - socket, straight, Shielded: No, LED: No, Sheath material: PUR, Halogen: No
12541 | 9457340200 | SAIL-M12GM12G-5-2.0U | Sensor/actuator line, Connecting line, M12 / M12, Number of poles : 5, 2 m, pin, straight - socket, straight, Shielded: No, LED: No, Sheath material: PUR, Halogen: No
12542 | 9457340250 | SAIL-M12GM12G-5-2.5U | Sensor/actuator line, Connecting line, M12 / M12, Number of poles : 5, 2.5 m, pin, straight - socket, straight, Shielded: No, LED: No, Sheath material: PUR, Halogen: No
12543 | 9457340300 | SAIL-M12GM12G-5-3.0U | Sensor/actuator line, Connecting line, M12 / M12, Number of poles : 5, 3 m, pin, straight - socket, straight, Shielded: No, LED: No, Sheath material: PUR, Halogen: No
12544 | 9457340500 | SAIL-M12GM12G-5-5.0U | Sensor/actuator line, Connecting line, M12 / M12, Number of poles : 5, 5 m, pin, straight - socket, straight, Shielded: No, LED: No, Sheath material: PUR, Halogen: No
12545 | 9457341000 | SAIL-M12GM12G-5-10U | Sensor/actuator line, Connecting line, M12 / M12, Number of poles : 5, 10 m, pin, straight - socket, straight, Shielded: No, LED: No, Sheath material: PUR, Halogen: No
12546 | 9457341500 | SAIL-M12GM12G-5-15U | Sensor/actuator line, Connecting line, M12 / M12, Number of poles : 5, 15 m, pin, straight - socket, straight, Shielded: No, LED: No, Sheath material: PUR, Halogen: No
12547 | 9457342000 | SAIL-M12GM12G-5-20U | Sensor/actuator line, Connecting line, M12 / M12, Number of poles : 5, 20 m, pin, straight - socket, straight, Shielded: No, LED: No, Sheath material: PUR, Halogen: No
12548 | 9457380010 | SAIL-M8BW-3-0.1U | Sensor/actuator line, One end without connector, M8, Number of poles : 3, 0.1 m, Socket, angled, Shielded: No, LED: No, Sheath material: PUR, Halogen: No
12549 | 9457380150 | SAIL-M8BW-3-1.5U | Sensor/actuator line, One end without connector, M8, Number of poles : 3, 1.5 m, Socket, angled, Shielded: No, LED: No, Sheath material: PUR, Halogen: No
12550 | 9457380200 | SAIL-M8BW-3-2.0U | Sensor/actuator line, One end without connector, M8, Number of poles : 3, 2 m, Socket, angled, Shielded: No, LED: No, Sheath material: PUR, Halogen: No
12551 | 9457380300 | SAIL-M8BW-3-3.0U | Sensor/actuator line, One end without connector, M8, Number of poles : 3, 3 m, Socket, angled, Shielded: No, LED: No, Sheath material: PUR, Halogen: No
12552 | 9457380500 | SAIL-M8BW-3-5.0U | Sensor/actuator line, One end without connector, M8, Number of poles : 3, 5 m, Socket, angled, Shielded: No, LED: No, Sheath material: PUR, Halogen: No
12553 | 9457381000 | SAIL-M8BW-3-10U | Sensor/actuator line, One end without connector, M8, Number of poles : 3, 10 m, Socket, angled, Shielded: No, LED: No, Sheath material: PUR, Halogen: No
12554 | 9457390100 | SAIL-M12GM12W-3-1.0U | Sensor/actuator line, Connecting line, M12 / M12, Number of poles : 3, 1 m, pin, straight - socket, 90°, Shielded: No, LED: No, Sheath material: PUR, Halogen: No
12555 | 9457390150 | SAIL-M12GM12W-3-1.5U | Sensor/actuator line, Connecting line, M12 / M12, Number of poles : 3, 1.5 m, pin, straight - socket, 90°, Shielded: No, LED: No, Sheath material: PUR, Halogen: No
12556 | 9457390300 | SAIL-M12GM12W-3-3.0U | Sensor/actuator line, Connecting line, M12 / M12, Number of poles : 3, 3 m, pin, straight - socket, 90°, Shielded: No, LED: No, Sheath material: PUR, Halogen: No
12557 | 9457390500 | SAIL-M12GM12W-3-5.0U | Sensor/actuator line, Connecting line, M12 / M12, Number of poles : 3, 5 m, pin, straight - socket, 90°, Shielded: No, LED: No, Sheath material: PUR, Halogen: No
12558 | 9457391000 | SAIL-M12GM12W-3-10U | Sensor/actuator line, Connecting line, M12 / M12, Number of poles : 3, 10 m, pin, straight - socket, 90°, Shielded: No, LED: No, Sheath material: PUR, Halogen: No
12559 | 9457400060 | SAIL-VSC-M12G-0,6U | Valve plug, Straight plug - valve plug, C
12560 | 9457400150 | SAIL-VSC-M12G-1.5U | Valve plug, Straight plug - valve plug, C
12561 | 9457400300 | SAIL-VSC-M12G-3.0U | Valve plug, Straight plug - valve plug, C
12562 | 9457400500 | SAIL-VSC-M12G-5.0U | Valve plug, Straight plug - valve plug, C
12563 | 9457401000 | SAIL-VSC-M12G-10U | Valve plug, Straight plug - valve plug, C
12564 | 9457450150 | SAIL-M8BG-3-1.5U | Sensor/actuator line, One end without connector, M8, Number of poles : 3, 1.5 m, Female socket, straight, Shielded: No, LED: No, Sheath material: PUR, Halogen: No
12565 | 9457450200 | SAIL-M8BG-3-2.0U | Sensor/actuator line, One end without connector, M8, Number of poles : 3, 2 m, Female socket, straight, Shielded: No, LED: No, Sheath material: PUR, Halogen: No
12566 | 9457450300 | SAIL-M8BG-3-3.0U | Sensor/actuator line, One end without connector, M8, Number of poles : 3, 3 m, Female socket, straight, Shielded: No, LED: No, Sheath material: PUR, Halogen: No
12567 | 9457450350 | SAIL-M8BG-3-3.5U | Sensor/actuator line, One end without connector, M8, Number of poles : 3, 3.5 m, Female socket, straight, Shielded: No, LED: No, Sheath material: PUR, Halogen: No
12568 | 9457450500 | SAIL-M8BG-3-5.0U | Sensor/actuator line, One end without connector, M8, Number of poles : 3, 5 m, Female socket, straight, Shielded: No, LED: No, Sheath material: PUR, Halogen: No
12569 | 9457451000 | SAIL-M8BG-3-10U | Sensor/actuator line, One end without connector, M8, Number of poles : 3, 10 m, Female socket, straight, Shielded: No, LED: No, Sheath material: PUR, Halogen: No
12570 | 9457452000 | SAIL-M8BG-3-20U | Sensor/actuator line, One end without connector, M8, Number of poles : 3, 20 m, Female socket, straight, Shielded: No, LED: No, Sheath material: PUR, Halogen: No
12571 | 9457453000 | SAIL-M8BG-3-30U | Sensor/actuator line, One end without connector, M8, Number of poles : 3, 30 m, Female socket, straight, Shielded: No, LED: No, Sheath material: PUR, Halogen: No
12572 | 9457460150 | SAIL-M8BW-3L1.5U | Sensor/actuator line, One end without connector, M8, Number of poles : 3, 1.5 m, Socket, angled, Shielded: No, LED: Yes, Sheath material: PUR, Halogen: No
12573 | 9457460300 | SAIL-M8BW-3L3.0U | Sensor/actuator line, One end without connector, M8, Number of poles : 3, 3 m, Socket, angled, Shielded: No, LED: Yes, Sheath material: PUR, Halogen: No
12574 | 9457460500 | SAIL-M8BW-3L5.0U | Sensor/actuator line, One end without connector, M8, Number of poles : 3, 5 m, Socket, angled, Shielded: No, LED: Yes, Sheath material: PUR, Halogen: No
12575 | 9457461000 | SAIL-M8BW-3L10U | Sensor/actuator line, One end without connector, M8, Number of poles : 3, 10 m, Socket, angled, Shielded: No, LED: Yes, Sheath material: PUR, Halogen: No
12576 | 9457490150 | SAIL-ZW-M8BG-3-1.5U | Sensor/actuator line, Connecting line, M12 / M8, Number of poles : 3, 1.5 m, Twin cabling, pin, straight, 2x socket, straight, Shielded: No, LED: No, Sheath material: PUR, Halogen: No
12577 | 9457490300 | SAIL-ZW-M8BG-3-3.0U | Sensor/actuator line, Connecting line, M12 / M8, Number of poles : 3, 3 m, Twin cabling, pin, straight, 2x socket, straight, Shielded: No, LED: No, Sheath material: PUR, Halogen: No
12578 | 9457490500 | SAIL-ZW-M8BG-3-5.0U | Sensor/actuator line, Connecting line, M12 / M8, Number of poles : 3, 5 m, Twin cabling, pin, straight, 2x socket, straight, Shielded: No, LED: No, Sheath material: PUR, Halogen: No
12579 | 9457491000 | SAIL-ZW-M8BG-3-10U | Sensor/actuator line, Connecting line, M12 / M8, Number of poles : 3, 10 m, Twin cabling, pin, straight, 2x socket, straight, Shielded: No, LED: No, Sheath material: PUR, Halogen: No
12580 | 9457550000 | SAIS-4/7 | Plugs prefabricated to customer spec., M12, pin, straight
12581 | 9457570080 | SAIL-M12GM8WR-3-0.8U | Sensor/actuator line, Connecting line, M12 / M8, Number of poles : 3, 0.8 m, pin, straight - socket, 90°, Shielded: No, LED: No, Sheath material: PUR, Halogen: No
12582 | 9457570250 | SAIL-M12GM8WR-3-2.5U | Sensor/actuator line, Connecting line, M12 / M8, Number of poles : 3, 2.5 m, pin, straight - socket, 90°, Shielded: No, LED: No, Sheath material: PUR, Halogen: No
12583 | 9457570350 | SAIL-M12GM8WR-3-3.5U | Sensor/actuator line, Connecting line, M12 / M8, Number of poles : 3, 3.5 m, pin, straight - socket, 90°, Shielded: No, LED: No, Sheath material: PUR, Halogen: No
12584 | 9457570400 | SAIL-M12GM8WR-3-4.0U | Sensor/actuator line, Connecting line, M12 / M8, Number of poles : 3, 4 m, pin, straight - socket, 90°, Shielded: No, LED: No, Sheath material: PUR, Halogen: No
12585 | 9457610050 | SAIL-M12G-5-0.5U | Sensor/actuator line, One end without connector, M12, Number of poles : 5, 0.5 m, pin, straight, Shielded: No, LED: No, Sheath material: PUR, Halogen: No
12586 | 9457610100 | SAIL-M12G-5-1.0U | Sensor/actuator line, One end without connector, M12, Number of poles : 5, 1 m, pin, straight, Shielded: No, LED: No, Sheath material: PUR, Halogen: No
12587 | 9457610150 | SAIL-M12G-5-1.5U | Sensor/actuator line, One end without connector, M12, Number of poles : 5, 1.5 m, pin, straight, Shielded: No, LED: No, Sheath material: PUR, Halogen: No
12588 | 9457610300 | SAIL-M12G-5-3.0U | Sensor/actuator line, One end without connector, M12, Number of poles : 5, 3 m, pin, straight, Shielded: No, LED: No, Sheath material: PUR, Halogen: No
12589 | 9457610500 | SAIL-M12G-5-5.0U | Sensor/actuator line, One end without connector, M12, Number of poles : 5, 5 m, pin, straight, Shielded: No, LED: No, Sheath material: PUR, Halogen: No
12590 | 9457611000 | SAIL-M12G-5-10U | Sensor/actuator line, One end without connector, M12, Number of poles : 5, 10 m, pin, straight, Shielded: No, LED: No, Sheath material: PUR, Halogen: No
12591 | 9457611500 | SAIL-M12G-5-15U | Sensor/actuator line, One end without connector, M12, Number of poles : 5, 15 m, pin, straight, Shielded: No, LED: No, Sheath material: PUR, Halogen: No
12592 | 9457612000 | SAIL-M12G-5-20U | Sensor/actuator line, One end without connector, M12, Number of poles : 5, 20 m, pin, straight, Shielded: No, LED: No, Sheath material: PUR, Halogen: No
12593 | 9457613000 | SAIL-M12G-5-30U | Sensor/actuator line, One end without connector, M12, Number of poles : 5, 30 m, pin, straight, Shielded: No, LED: No, Sheath material: PUR, Halogen: No
12594 | 9457613500 | SAIL-M12G-5-35U | Sensor/actuator line, One end without connector, M12, Number of poles : 5, 35 m, pin, straight, Shielded: No, LED: No, Sheath material: PUR, Halogen: No
12595 | 9457650150 | SAIL-M12WM12W-2/4-1.5U | Sensor/actuator line, Connecting line, M12 / M12, Number of poles : 3, 1.5 m, pin, 90° - socket 90°, Shielded: No, LED: No, Sheath material: PUR, Halogen: No
12596 | 9457650300 | SAIL-M12WM12W-2/4-3.0U | Sensor/actuator line, Connecting line, M12 / M12, Number of poles : 3, 3 m, pin, 90° - socket 90°, Shielded: No, LED: No, Sheath material: PUR, Halogen: No
12597 | 9457650500 | SAIL-M12WM12W-2/4-5.0U | Sensor/actuator line, Connecting line, M12 / M12, Number of poles : 3, 5 m, pin, 90° - socket 90°, Shielded: No, LED: No, Sheath material: PUR, Halogen: No
12598 | 9457651000 | SAIL-M12WM12W-2/4-10U | Sensor/actuator line, Connecting line, M12 / M12, Number of poles : 3, 10 m, pin, 90° - socket 90°, Shielded: No, LED: No, Sheath material: PUR, Halogen: No
12599 | 9457670150 | SAIL-M12W-5-1.5U | Sensor/actuator line, One end without connector, M12, Number of poles : 5, 1.5 m, pin, 90°, Shielded: No, LED: No, Sheath material: PUR, Halogen: No
12600 | 9457670300 | SAIL-M12W-5-3.0U | Sensor/actuator line, One end without connector, M12, Number of poles : 5, 3 m, pin, 90°, Shielded: No, LED: No, Sheath material: PUR, Halogen: No
12601 | 9457670500 | SAIL-M12W-5-5.0U | Sensor/actuator line, One end without connector, M12, Number of poles : 5, 5 m, pin, 90°, Shielded: No, LED: No, Sheath material: PUR, Halogen: No
12602 | 9457671000 | SAIL-M12W-5-10U | Sensor/actuator line, One end without connector, M12, Number of poles : 5, 10 m, pin, 90°, Shielded: No, LED: No, Sheath material: PUR, Halogen: No
12603 | 9457680150 | SAIL-VSB-M12G-1.5U | Valve plug, Straight plug - valve plug, B
12604 | 9457680300 | SAIL-VSB-M12G-3.0U | Valve plug, Straight plug - valve plug, B
12605 | 9457680500 | SAIL-VSB-M12G-5.0U | Valve plug, Straight plug - valve plug, B
12606 | 9457681000 | SAIL-VSB-M12G-10U | Valve plug, Straight plug - valve plug, B
12607 | 9457690150 | SAIL-M12BW-5-1.5U | Sensor/actuator line, One end without connector, M12, Number of poles : 5, 1.5 m, Socket, angled, Shielded: No, LED: No, Sheath material: PUR, Halogen: No
12608 | 9457690200 | SAIL-M12BW-5-2.0U | Sensor/actuator line, One end without connector, M12, Number of poles : 5, 2 m, Socket, angled, Shielded: No, LED: No, Sheath material: PUR, Halogen: No
12609 | 9457690300 | SAIL-M12BW-5-3.0U | Sensor/actuator line, One end without connector, M12, Number of poles : 5, 3 m, Socket, angled, Shielded: No, LED: No, Sheath material: PUR, Halogen: No
12610 | 9457690500 | SAIL-M12BW-5-5.0U | Sensor/actuator line, One end without connector, M12, Number of poles : 5, 5 m, Socket, angled, Shielded: No, LED: No, Sheath material: PUR, Halogen: No
12611 | 9457691000 | SAIL-M12BW-5-10U | Sensor/actuator line, One end without connector, M12, Number of poles : 5, 10 m, Socket, angled, Shielded: No, LED: No, Sheath material: PUR, Halogen: No
12612 | 9457693000 | SAIL-M12BW-5-30U | Sensor/actuator line, One end without connector, M12, Number of poles : 5, 30 m, Socket, angled, Shielded: No, LED: No, Sheath material: PUR, Halogen: No
12613 | 9457710150 | SAIL-VSA-1.5U | Valve plug, One end without connector - valve plug, A
12614 | 9457710200 | SAIL-VSA-2.0U | Valve plug, One end without connector - valve plug, A
12615 | 9457710300 | SAIL-VSA-3.0U | Valve plug, One end without connector - valve plug, A
12616 | 9457710500 | SAIL-VSA-5.0U | Valve plug, One end without connector - valve plug, A
12617 | 9457711000 | SAIL-VSA-10U | Valve plug, One end without connector - valve plug, A
12618 | 9457730060 | SAIL-M12BG-4-0.6U | Sensor/actuator line, One end without connector, M12, Number of poles : 4, 0.6 m, Female socket, straight, Shielded: No, LED: No, Sheath material: PUR, Halogen: No
12619 | 9457730150 | SAIL-M12BG-4-1.5U | Sensor/actuator line, One end without connector, M12, Number of poles : 4, 1.5 m, Female socket, straight, Shielded: No, LED: No, Sheath material: PUR, Halogen: No
12620 | 9457730200 | SAIL-M12BG-4-2.0U | Sensor/actuator line, One end without connector, M12, Number of poles : 4, 2 m, Female socket, straight, Shielded: No, LED: No, Sheath material: PUR, Halogen: No
12621 | 9457730300 | SAIL-M12BG-4-3.0U | Sensor/actuator line, One end without connector, M12, Number of poles : 4, 3 m, Female socket, straight, Shielded: No, LED: No, Sheath material: PUR, Halogen: No
12622 | 9457730500 | SAIL-M12BG-4-5.0U | Sensor/actuator line, One end without connector, M12, Number of poles : 4, 5 m, Female socket, straight, Shielded: No, LED: No, Sheath material: PUR, Halogen: No
12623 | 9457731000 | SAIL-M12BG-4-10U | Sensor/actuator line, One end without connector, M12, Number of poles : 4, 10 m, Female socket, straight, Shielded: No, LED: No, Sheath material: PUR, Halogen: No
12624 | 9457731500 | SAIL-M12BG-4-15U | Sensor/actuator line, One end without connector, M12, Number of poles : 4, 15 m, Female socket, straight, Shielded: No, LED: No, Sheath material: PUR, Halogen: No
12625 | 9457732000 | SAIL-M12BG-4-20U | Sensor/actuator line, One end without connector, M12, Number of poles : 4, 20 m, Female socket, straight, Shielded: No, LED: No, Sheath material: PUR, Halogen: No
12626 | 9457732500 | SAIL-M12BG-4-25U | Sensor/actuator line, One end without connector, M12, Number of poles : 4, 25 m, Female socket, straight, Shielded: No, LED: No, Sheath material: PUR, Halogen: No
12627 | 9457733000 | SAIL-M12BG-4-30U | Sensor/actuator line, One end without connector, M12, Number of poles : 4, 30 m, Female socket, straight, Shielded: No, LED: No, Sheath material: PUR, Halogen: No
12628 | 9457735000 | SAIL-M12BG-4-50U | Sensor/actuator line, One end without connector, M12, Number of poles : 4, 50 m, Female socket, straight, Shielded: No, LED: No, Sheath material: PUR, Halogen: No
12629 | 9457740150 | SAIL-M12BW-4-1.5U | Sensor/actuator line, One end without connector, M12, Number of poles : 4, 1.5 m, Socket, angled, Shielded: No, LED: No, Sheath material: PUR, Halogen: No
12630 | 9457740200 | SAIL-M12BW-4-2.0U | Sensor/actuator line, One end without connector, M12, Number of poles : 4, 2 m, Socket, angled, Shielded: No, LED: No, Sheath material: PUR, Halogen: No
12631 | 9457740300 | SAIL-M12BW-4-3.0U | Sensor/actuator line, One end without connector, M12, Number of poles : 4, 3 m, Socket, angled, Shielded: No, LED: No, Sheath material: PUR, Halogen: No
12632 | 9457740500 | SAIL-M12BW-4-5.0U | Sensor/actuator line, One end without connector, M12, Number of poles : 4, 5 m, Socket, angled, Shielded: No, LED: No, Sheath material: PUR, Halogen: No
12633 | 9457741000 | SAIL-M12BW-4-10U | Sensor/actuator line, One end without connector, M12, Number of poles : 4, 10 m, Socket, angled, Shielded: No, LED: No, Sheath material: PUR, Halogen: No
12634 | 9457742000 | SAIL-M12BW-4-20U | Sensor/actuator line, One end without connector, M12, Number of poles : 4, 20 m, Socket, angled, Shielded: No, LED: No, Sheath material: PUR, Halogen: No
12635 | 9457742500 | SAIL-M12BW-4-25U | Sensor/actuator line, One end without connector, M12, Number of poles : 4, 25 m, Socket, angled, Shielded: No, LED: No, Sheath material: PUR, Halogen: No
12636 | 9457743000 | SAIL-M12BW-4-30U | Sensor/actuator line, One end without connector, M12, Number of poles : 4, 30 m, Socket, angled, Shielded: No, LED: No, Sheath material: PUR, Halogen: No
12637 | 9457760090 | SAIL-M12GM8W-3L0.9U | Sensor/actuator line, Connecting line, M12 / M8, Number of poles : 3, 0.9 m, pin, straight - socket, 90°, Shielded: No, LED: Yes, Sheath material: PUR, Halogen: No
12638 | 9457760100 | SAIL-M12GM8W-3L1.0U | Sensor/actuator line, Connecting line, M12 / M8, Number of poles : 3, 1 m, pin, straight - socket, 90°, Shielded: No, LED: Yes, Sheath material: PUR, Halogen: No
12639 | 9457760150 | SAIL-M12GM8W-3L1.5U | Sensor/actuator line, Connecting line, M12 / M8, Number of poles : 3, 1.5 m, pin, straight - socket, 90°, Shielded: No, LED: Yes, Sheath material: PUR, Halogen: No
12640 | 9457760300 | SAIL-M12GM8W-3L3.0U | Sensor/actuator line, Connecting line, M12 / M8, Number of poles : 3, 3 m, pin, straight - socket, 90°, Shielded: No, LED: Yes, Sheath material: PUR, Halogen: No
12641 | 9457760500 | SAIL-M12GM8W-3L5.0U | Sensor/actuator line, Connecting line, M12 / M8, Number of poles : 3, 5 m, pin, straight - socket, 90°, Shielded: No, LED: Yes, Sheath material: PUR, Halogen: No
12642 | 9457770050 | SAIL-M12GM8G-3-0.5U | Sensor/actuator line, Connecting line, M12 / M8, Number of poles : 3, 0.5 m, pin, straight - socket, straight, Shielded: No, LED: No, Sheath material: PUR, Halogen: No
12643 | 9457770150 | SAIL-M12GM8G-3-1.5U | Sensor/actuator line, Connecting line, M12 / M8, Number of poles : 3, 1.5 m, pin, straight - socket, straight, Shielded: No, LED: No, Sheath material: PUR, Halogen: No
12644 | 9457770300 | SAIL-M12GM8G-3-3.0U | Sensor/actuator line, Connecting line, M12 / M8, Number of poles : 3, 3 m, pin, straight - socket, straight, Shielded: No, LED: No, Sheath material: PUR, Halogen: No
12645 | 9457770500 | SAIL-M12GM8G-3-5.0U | Sensor/actuator line, Connecting line, M12 / M8, Number of poles : 3, 5 m, pin, straight - socket, straight, Shielded: No, LED: No, Sheath material: PUR, Halogen: No
12646 | 9457771000 | SAIL-M12GM8G-3-10U | Sensor/actuator line, Connecting line, M12 / M8, Number of poles : 3, 10 m, pin, straight - socket, straight, Shielded: No, LED: No, Sheath material: PUR, Halogen: No
12647 | 9457780150 | SAIL-VSBD-M12G-1.5U | Valve plug, Straight plug - valve plug, BD
12648 | 9457780300 | SAIL-VSBD-M12G-3.0U | Valve plug, Straight plug - valve plug, BD
12649 | 9457780500 | SAIL-VSBD-M12G-5.0U | Valve plug, Straight plug - valve plug, BD
12650 | 9457781000 | SAIL-VSBD-M12G-10U | Valve plug, Straight plug - valve plug, BD
12651 | 9457790100 | SAIL-M12GM12W-3L1.0U | Sensor/actuator line, Connecting line, M12 / M12, Number of poles : 3, 1 m, pin, straight - socket, 90°, Shielded: No, LED: Yes, Sheath material: PUR, Halogen: No
12652 | 9457790150 | SAIL-M12GM12W-3L1.5U | Sensor/actuator line, Connecting line, M12 / M12, Number of poles : 3, 1.5 m, pin, straight - socket, 90°, Shielded: No, LED: Yes, Sheath material: PUR, Halogen: No
12653 | 9457790300 | SAIL-M12GM12W-3L3.0U | Sensor/actuator line, Connecting line, M12 / M12, Number of poles : 3, 3 m, pin, straight - socket, 90°, Shielded: No, LED: Yes, Sheath material: PUR, Halogen: No
12654 | 9457790500 | SAIL-M12GM12W-3L5.0U | Sensor/actuator line, Connecting line, M12 / M12, Number of poles : 3, 5 m, pin, straight - socket, 90°, Shielded: No, LED: Yes, Sheath material: PUR, Halogen: No
12655 | 9457800150 | SAIL-M12BW-3L1.5U | Sensor/actuator line, One end without connector, M12, Number of poles : 3, 1.5 m, Socket, angled, Shielded: No, LED: Yes, Sheath material: PUR, Halogen: No
12656 | 9457800300 | SAIL-M12BW-3L3.0U | Sensor/actuator line, One end without connector, M12, Number of poles : 3, 3 m, Socket, angled, Shielded: No, LED: Yes, Sheath material: PUR, Halogen: No
12657 | 9457800500 | SAIL-M12BW-3L5.0U | Sensor/actuator line, One end without connector, M12, Number of poles : 3, 5 m, Socket, angled, Shielded: No, LED: Yes, Sheath material: PUR, Halogen: No
12658 | 9457801000 | SAIL-M12BW-3L10U | Sensor/actuator line, One end without connector, M12, Number of poles : 3, 10 m, Socket, angled, Shielded: No, LED: Yes, Sheath material: PUR, Halogen: No
12659 | 9457810100 | SAIL-M12G-3-1.0U | Sensor/actuator line, One end without connector, M12, Number of poles : 3, 1 m, pin, straight, Shielded: No, LED: No, Sheath material: PUR, Halogen: No
12660 | 9457810150 | SAIL-M12G-3-1.5U | Sensor/actuator line, One end without connector, M12, Number of poles : 3, 1.5 m, pin, straight, Shielded: No, LED: No, Sheath material: PUR, Halogen: No
12661 | 9457810300 | SAIL-M12G-3-3.0U | Sensor/actuator line, One end without connector, M12, Number of poles : 3, 3 m, pin, straight, Shielded: No, LED: No, Sheath material: PUR, Halogen: No
12662 | 9457810500 | SAIL-M12G-3-5.0U | Sensor/actuator line, One end without connector, M12, Number of poles : 3, 5 m, pin, straight, Shielded: No, LED: No, Sheath material: PUR, Halogen: No
12663 | 9457811000 | SAIL-M12G-3-10U | Sensor/actuator line, One end without connector, M12, Number of poles : 3, 10 m, pin, straight, Shielded: No, LED: No, Sheath material: PUR, Halogen: No
12664 | 9457811500 | SAIL-M12G-3-15U | Sensor/actuator line, One end without connector, M12, Number of poles : 3, 15 m, pin, straight, Shielded: No, LED: No, Sheath material: PUR, Halogen: No
12665 | 9457812000 | SAIL-M12G-3-20U | Sensor/actuator line, One end without connector, M12, Number of poles : 3, 20 m, pin, straight, Shielded: No, LED: No, Sheath material: PUR, Halogen: No
12666 | 9457820150 | SAIL-M12BG-3-1.5U | Sensor/actuator line, One end without connector, M12, Number of poles : 3, 1.5 m, Female socket, straight, Shielded: No, LED: No, Sheath material: PUR, Halogen: No
12667 | 9457820300 | SAIL-M12BG-3-3.0U | Sensor/actuator line, One end without connector, M12, Number of poles : 3, 3 m, Female socket, straight, Shielded: No, LED: No, Sheath material: PUR, Halogen: No
12668 | 9457820500 | SAIL-M12BG-3-5.0U | Sensor/actuator line, One end without connector, M12, Number of poles : 3, 5 m, Female socket, straight, Shielded: No, LED: No, Sheath material: PUR, Halogen: No
12669 | 9457821000 | SAIL-M12BG-3-10U | Sensor/actuator line, One end without connector, M12, Number of poles : 3, 10 m, Female socket, straight, Shielded: No, LED: No, Sheath material: PUR, Halogen: No
12670 | 9457830000 | SAIL-VSA-M12G-3.0U | Valve plug, Straight plug - valve plug, A
12671 | 9457850150 | SAIL-M8BG-4-1.5U | Sensor/actuator line, One end without connector, M8, Number of poles : 4, 1.5 m, Female socket, straight, Shielded: No, LED: No, Sheath material: PUR, Halogen: No
12672 | 9457850200 | SAIL-M8BG-4-2.0U | Sensor/actuator line, One end without connector, M8, Number of poles : 4, 2 m, Female socket, straight, Shielded: No, LED: No, Sheath material: PUR, Halogen: No
12673 | 9457850300 | SAIL-M8BG-4-3.0U | Sensor/actuator line, One end without connector, M8, Number of poles : 4, 3 m, Female socket, straight, Shielded: No, LED: No, Sheath material: PUR, Halogen: No
12674 | 9457850500 | SAIL-M8BG-4-5.0U | Sensor/actuator line, One end without connector, M8, Number of poles : 4, 5 m, Female socket, straight, Shielded: No, LED: No, Sheath material: PUR, Halogen: No
12675 | 9457851000 | SAIL-M8BG-4-10U | Sensor/actuator line, One end without connector, M8, Number of poles : 4, 10 m, Female socket, straight, Shielded: No, LED: No, Sheath material: PUR, Halogen: No
12676 | 9457851500 | SAIL-M8BG-4-15U | Sensor/actuator line, One end without connector, M8, Number of poles : 4, 15 m, Female socket, straight, Shielded: No, LED: No, Sheath material: PUR, Halogen: No
12677 | 9457852000 | SAIL-M8BG-4-20U | Sensor/actuator line, One end without connector, M8, Number of poles : 4, 20 m, Female socket, straight, Shielded: No, LED: No, Sheath material: PUR, Halogen: No
12678 | 9457852500 | SAIL-M8BG-4-25U | Sensor/actuator line, One end without connector, M8, Number of poles : 4, 25 m, Female socket, straight, Shielded: No, LED: No, Sheath material: PUR, Halogen: No
12679 | 9457890500 | SAIL-M12GM12W-2/4-5.0U | Sensor/actuator line, Connecting line, M12 / M12, Number of poles : 3, 5 m, pin, straight - socket, 90°, Shielded: No, LED: No, Sheath material: PUR, Halogen: No
12680 | 9457900060 | SAIL-M12WM12W-5-0.6U | Sensor/actuator line, Connecting line, M12 / M12, Number of poles : 5, 0.6 m, pin, 90° - socket 90°, Shielded: No, LED: No, Sheath material: PUR, Halogen: No
12681 | 9457900300 | SAIL-M12WM12W-5-3.0U | Sensor/actuator line, Connecting line, M12 / M12, Number of poles : 5, 3 m, pin, 90° - socket 90°, Shielded: No, LED: No, Sheath material: PUR, Halogen: No
12682 | 9457900500 | SAIL-M12WM12W-5-5.0U | Sensor/actuator line, Connecting line, M12 / M12, Number of poles : 5, 5 m, pin, 90° - socket 90°, Shielded: No, LED: No, Sheath material: PUR, Halogen: No
12683 | 9457910030 | SAIL-M12BG-5-0.3U | Sensor/actuator line, One end without connector, M12, Number of poles : 5, 0.3 m, Female socket, straight, Shielded: No, LED: No, Sheath material: PUR, Halogen: No
12684 | 9457910200 | SAIL-M12BG-5-2.0U | Sensor/actuator line, One end without connector, M12, Number of poles : 5, 2 m, Female socket, straight, Shielded: No, LED: No, Sheath material: PUR, Halogen: No
12685 | 9457910300 | SAIL-M12BG-5-3.0U | Sensor/actuator line, One end without connector, M12, Number of poles : 5, 3 m, Female socket, straight, Shielded: No, LED: No, Sheath material: PUR, Halogen: No
12686 | 9457910500 | SAIL-M12BG-5-5.0U | Sensor/actuator line, One end without connector, M12, Number of poles : 5, 5 m, Female socket, straight, Shielded: No, LED: No, Sheath material: PUR, Halogen: No
12687 | 9457911000 | SAIL-M12BG-5-10U | Sensor/actuator line, One end without connector, M12, Number of poles : 5, 10 m, Female socket, straight, Shielded: No, LED: No, Sheath material: PUR, Halogen: No
12688 | 9457911500 | SAIL-M12BG-5-15U | Sensor/actuator line, One end without connector, M12, Number of poles : 5, 15 m, Female socket, straight, Shielded: No, LED: No, Sheath material: PUR, Halogen: No
12689 | 9457912000 | SAIL-M12BG-5-20U | Sensor/actuator line, One end without connector, M12, Number of poles : 5, 20 m, Female socket, straight, Shielded: No, LED: No, Sheath material: PUR, Halogen: No
12690 | 9457913000 | SAIL-M12BG-5-30U | Sensor/actuator line, One end without connector, M12, Number of poles : 5, 30 m, Female socket, straight, Shielded: No, LED: No, Sheath material: PUR, Halogen: No
12691 | 9457914500 | SAIL-M12BG-5-45U | Sensor/actuator line, One end without connector, M12, Number of poles : 5, 45 m, Female socket, straight, Shielded: No, LED: No, Sheath material: PUR, Halogen: No
12692 | 9457920150 | SAIL-VSC-1.5U | Valve plug, One end without connector - valve plug, C
12693 | 9457920300 | SAIL-VSC-3.0U | Valve plug, One end without connector - valve plug, C
12694 | 9457920500 | SAIL-VSC-5.0U | Valve plug, One end without connector - valve plug, C
12695 | 9457921000 | SAIL-VSC-10U | Valve plug, One end without connector - valve plug, C
12696 | 9457930150 | SAIL-VSB-1.5U | Valve plug, One end without connector - valve plug, B
12697 | 9457930300 | SAIL-VSB-3.0U | Valve plug, One end without connector - valve plug, B
12698 | 9457930500 | SAIL-VSB-5.0U | Valve plug, One end without connector - valve plug, B
12699 | 9457931000 | SAIL-VSB-10U | Valve plug, One end without connector - valve plug, B
12700 | 9457950500 | SAIV-M12BG-4-5.0U | Sensor/actuator line, One end without connector, M12, Number of poles : 4, 5 m, Female socket, straight, Shielded: No, LED: No, Sheath material: PUR, Halogen: No
12701 | 9457951000 | SAIV-M12BG-4-10U | Sensor/actuator line, One end without connector, M12, Number of poles : 4, 10 m, Female socket, straight, Shielded: No, LED: No, Sheath material: PUR, Halogen: No
12702 | 9457960300 | SAIV-M12BW-4-3.0U | Sensor/actuator line, One end without connector, M12, Number of poles : 4, 3 m, Socket, angled, Shielded: No, LED: No, Sheath material: PUR, Halogen: No
12703 | 9457960500 | SAIV-M12BW-4-5.0U | Sensor/actuator line, One end without connector, M12, Number of poles : 4, 5 m, Socket, angled, Shielded: No, LED: No, Sheath material: PUR, Halogen: No
12704 | 9457961000 | SAIV-M12BW-4-10U | Sensor/actuator line, One end without connector, M12, Number of poles : 4, 10 m, Socket, angled, Shielded: No, LED: No, Sheath material: PUR, Halogen: No
12705 | 9457961500 | SAIV-M12BW-4-15U | Sensor/actuator line, One end without connector, M12, Number of poles : 4, 15 m, Socket, angled, Shielded: No, LED: No, Sheath material: PUR, Halogen: No
12706 | 9457980150 | SAIL-M12GM8W-3-1.5U | Sensor/actuator line, Connecting line, M12 / M8, Number of poles : 3, 1.5 m, pin, straight - socket, 90°, Shielded: No, LED: No, Sheath material: PUR, Halogen: No
12707 | 9457980500 | SAIL-M12GM8W-3-5.0U | Sensor/actuator line, Connecting line, M12 / M8, Number of poles : 3, 5 m, pin, straight - socket, 90°, Shielded: No, LED: No, Sheath material: PUR, Halogen: No
12708 | 9457981000 | SAIL-M12GM8W-3-10U | Sensor/actuator line, Connecting line, M12 / M8, Number of poles : 3, 10 m, pin, straight - socket, 90°, Shielded: No, LED: No, Sheath material: PUR, Halogen: No
12709 | 1073020060 | SAIL-M8WM8G-3-0.6U | Sensor/actuator line, Number of poles : 3, pin, angled - bush straight
12710 | 9456230000 | SAI-4-F 4P PUR 20M | Sensor-actuator passive distributor, M12, Fixed cable version, 20 m, Yes
12711 | 294700000 | VP 9-MS65 | VPMS (blanking plug in brass), Blanking plug, PG 9, 5 mm, Brass, nickel-plated
12712 | 294760000 | VP 9-K54 | VPK (blanking plug in plastic), Blanking plug, PG 9, 5 mm, IP65, Polyamid 6 (PA6 - GF30)
12713 | 294800000 | VP 11-MS65 | VPMS (blanking plug in brass), Blanking plug, PG 11, 5 mm, Brass, nickel-plated
12714 | 294860000 | VP 11-K54 | VPK (blanking plug in plastic), Blanking plug, PG 11, 6.5 mm, IP65, Polyamid 6 (PA6 - GF30)
12715 | 294900000 | VP 13,5-MS65 | VPMS (blanking plug in brass), Blanking plug, PG 13.5, 6 mm, Brass, nickel-plated
12716 | 294960000 | VP 13,5-K54 | VPK (blanking plug in plastic), Blanking plug, PG 13.5, 5 mm, IP65, Polyamid 6 (PA6 - GF30)
12717 | 295000000 | VP 16-MS65 | VPMS (blanking plug in brass), Blanking plug, PG 16, 6 mm, Brass, nickel-plated
12718 | 295060000 | VP 16-K54 | VPK (blanking plug in plastic), Blanking plug, PG 16, 5 mm, IP65, Polyamid 6 (PA6 - GF30)
12719 | 295100000 | VP 21-MS65 | VPMS (blanking plug in brass), Blanking plug, PG 21, 6 mm, Brass, nickel-plated
12720 | 295160000 | VP 21-K54 | VPK (blanking plug in plastic), Blanking plug, PG 21, 8 mm, IP65, Polyamid 6 (PA6 - GF30)
12721 | 501100000 | VP 29-MS65 | VPMS (blanking plug in brass), Blanking plug, PG 29, 8 mm, Brass, nickel-plated
12722 | 501160000 | VP 29-K54 | VPK (blanking plug in plastic), Blanking plug, PG 29, 8 mm, IP65, Polyamid 6 (PA6 - GF30)
12723 | 501200000 | VP 36-MS65 | VPMS (blanking plug in brass), Blanking plug, PG 36, 9 mm, Brass, nickel-plated
12724 | 501260000 | VP 36-K54 | VPK (blanking plug in plastic), Blanking plug, PG 36, 10 mm, IP65, Polyamid 6 (PA6 - GF30)
12725 | 501300000 | VP 42-MS65 | VPMS (blanking plug in brass), Blanking plug, PG 42, 10 mm, Brass, nickel-plated
12726 | 501360000 | VP 42-K54 | VPK (blanking plug in plastic), Blanking plug, PG 42, 10 mm, IP65, Polyamid 6 (PA6 - GF30)
12727 | 521600000 | VP 7-MS65 | VPMS (blanking plug in brass), Blanking plug, PG 7, 5 mm, Brass, nickel-plated
12728 | 1009170030 | SAIL-M12GM8G-3/4-0.3U | Sensor/actuator line, Connecting line, M12 / M8, Number of poles : 3, 0.3 m, pin, straight - socket, straight, Shielded: No, LED: No, Sheath material: PUR, Halogen: No
12729 | 1016080000 | VG 16 HQ K68 11.5-15.5 | Heavy-duty connectors, Accessories, Cable glands, Polycarbonate
12730 | 1029510000 | HDC FIXING SCREW M3X10 | Heavy-duty connectors, Accessories, Mounting screw
12731 | 1044540000 | HDC FLDG 32A | Accessories, flat gasket, Protection degree: Design of housing: Clamp version: Design: Approvals :
12732 | 1045780000 | IE-OP-V04P-1S | Wall-mounted junction box, IP67, Variant 4 to IEC 61076-3-106
12733 | 1045960000 | IE-CC-V04P | Coupling, IP67, Variant 4 to IEC 61076-3-106
12734 | 1047940000 | IE-BHD-V14M | Empty enclosure, Device flange
12735 | 1058100000 | IE-PH-V14M-FO | Empty enclosure
12736 | 1058120000 | IE-BSS-V14M-SCRJ-MM-C | Flange FO, IP67, Variant 14 standardized flange, SCRJ Duplex coupling, Multimode, POF
12737 | 1058130000 | IE-BSS-V14M-LCD-MM-C | Flange FO, IP67, Variant 14 standardized flange, LC Duplex coupling, Multimode
12738 | 1058140000 | IE-BSS-V14M-SCRJ-SM-C | Flange FO, IP67, Variant 14 standardized flange, SCRJ Duplex coupling, Singlemode
12739 | 1058150000 | IE-BSS-V14M-LCD-SM-C | Flange FO, IP67, Variant 14 standardized flange, LC Duplex coupling, Singlemode
12740 | 1059430000 | SAI-8-M-4P M12 DIP | Sensor-actuator passive distributor, M12, Hood version, Yes
12741 | 1059740150 | SAIL-M12WM12W-5S1.5U | Sensor/actuator line, Connecting line, M12 / M12, Number of poles : 5, 1.5 m, pin, 90° - socket 90°, Shielded: Yes, LED: No, Sheath material: PUR, Halogen: No
12742 | 1061820000 | IE-CC-V01P | Coupling, IP67, Variant 1 to IEC 61076-3-106
12743 | 1061830000 | IE-OP-V01P-1S | Wall-mounted junction box, IP67, Variant 1 to IEC 61076-3-106
12744 | 1062550000 | IE-FM5Z2VO0005MLD0LD0X | Pre-assembled patch cable, crossover, LC-Duplex IP 20, LC-Duplex IP 20, 50 µm, PVC, 5 m
12745 | 1062570000 | IE-FM5Z2VO0002MLD0LD0X | Pre-assembled patch cable, crossover, LC-Duplex IP 20, LC-Duplex IP 20, 50 µm, PVC, 2 m
12746 | 1062580000 | IE-FM5Z2VO0010MLD0LD0X | Pre-assembled patch cable, crossover, LC-Duplex IP 20, LC-Duplex IP 20, 50 µm, PVC, 10 m
12747 | 1062590000 | IE-BSC-V14M-SCRJ-MM-C | Flange FO, IP67, Variant 14 central cable gland, SCRJ Duplex coupling, Multimode, POF
12748 | 1062600000 | IE-BSC-V14M-SCRJ-SM-C | Flange FO, IP67, Variant 14 central cable gland, SCRJ Duplex coupling, Singlemode
12749 | 1062610000 | IE-BSC-V14M-LCD-MM-C | Flange FO, IP67, Variant 14 central cable gland, LC Duplex coupling, Multimode
12750 | 1062620000 | IE-BSC-V14M-LCD-SM-C | Flange FO, IP67, Variant 14 central cable gland, LC Duplex coupling, Singlemode
12751 | 1063310000 | IE-C5ES8UG0100A40A40-X | System cable, RJ45 IP 20, RJ45 IP 20, Cat.5 (ISO/IEC 11801) / Cat.5e (TIA T568-B), PUR, 10 m
12752 | 1142800000 | IE-C5ES8VG0150A40A40-E | System cable, RJ45 IP 20, RJ45 IP 20, Cat.5 (ISO/IEC 11801) / Cat.5e (TIA T568-B), PVC, 15 m
12753 | 1165900005 | IE-C6FP8LB0005M40M40-B | Patch cable, RJ45 IP 20, RJ45 IP 20, Cat.6A / Class EA (ISO/IEC 11801 2010), LSZH, 0.5 m
12754 | 1165900010 | IE-C6FP8LB0010M40M40-B | Patch cable, RJ45 IP 20, RJ45 IP 20, Cat.6A / Class EA (ISO/IEC 11801 2010), LSZH, 1 m
12755 | 1165900015 | IE-C6FP8LB0015M40M40-B | Patch cable, RJ45 IP 20, RJ45 IP 20, Cat.6A / Class EA (ISO/IEC 11801 2010), LSZH, 1.5 m
12756 | 1165900020 | IE-C6FP8LB0020M40M40-B | Patch cable, RJ45 IP 20, RJ45 IP 20, Cat.6A / Class EA (ISO/IEC 11801 2010), LSZH, 2 m
12757 | 1165900030 | IE-C6FP8LB0030M40M40-B | Patch cable, RJ45 IP 20, RJ45 IP 20, Cat.6A / Class EA (ISO/IEC 11801 2010), LSZH, 3 m
12758 | 1165900050 | IE-C6FP8LB0050M40M40-B | Patch cable, RJ45 IP 20, RJ45 IP 20, Cat.6A / Class EA (ISO/IEC 11801 2010), LSZH, 5 m
12759 | 1165900100 | IE-C6FP8LB0100M40M40-B | Patch cable, RJ45 IP 20, RJ45 IP 20, Cat.6A / Class EA (ISO/IEC 11801 2010), LSZH, 10 m
12760 | 1165900150 | IE-C6FP8LB0150M40M40-B | Patch cable, RJ45 IP 20, RJ45 IP 20, Cat.6A / Class EA (ISO/IEC 11801 2010), LSZH, 15 m
12761 | 1165900200 | IE-C6FP8LB0200M40M40-B | Patch cable, RJ45 IP 20, RJ45 IP 20, Cat.6A / Class EA (ISO/IEC 11801 2010), LSZH, 20 m
12762 | 1165940040 | IE-C6FP8LD0040M40M40-D | Patch cable, RJ45 IP 20, RJ45 IP 20, Cat.6A / Class EA (ISO/IEC 11801 2010), LSZH, 4 m
12763 | 1165940050 | IE-C6FP8LD0050M40M40-D | Patch cable, RJ45 IP 20, RJ45 IP 20, Cat.6A / Class EA (ISO/IEC 11801 2010), LSZH, 5 m
12764 | 1165940075 | IE-C6FP8LD0075M40M40-D | Patch cable, RJ45 IP 20, RJ45 IP 20, Cat.6A / Class EA (ISO/IEC 11801 2010), LSZH, 7.5 m
12765 | 1165940100 | IE-C6FP8LD0100M40M40-D | Patch cable, RJ45 IP 20, RJ45 IP 20, Cat.6A / Class EA (ISO/IEC 11801 2010), LSZH, 10 m
12766 | 1165940150 | IE-C6FP8LD0150M40M40-D | Patch cable, RJ45 IP 20, RJ45 IP 20, Cat.6A / Class EA (ISO/IEC 11801 2010), LSZH, 15 m
12767 | 1165940200 | IE-C6FP8LD0200M40M40-D | Patch cable, RJ45 IP 20, RJ45 IP 20, Cat.6A / Class EA (ISO/IEC 11801 2010), LSZH, 20 m
12768 | 1165940250 | IE-C6FP8LD0250M40M40-D | Patch cable, RJ45 IP 20, RJ45 IP 20, Cat.6A / Class EA (ISO/IEC 11801 2010), LSZH, 25 m
12769 | 1165940300 | IE-C6FP8LD0300M40M40-D | Patch cable, RJ45 IP 20, RJ45 IP 20, Cat.6A / Class EA (ISO/IEC 11801 2010), LSZH, 30 m
12770 | 1165940350 | IE-C6FP8LD0350M40M40-D | Patch cable, RJ45 IP 20, RJ45 IP 20, Cat.6A / Class EA (ISO/IEC 11801 2010), LSZH, 35 m
12771 | 1165940400 | IE-C6FP8LD0400M40M40-D | Patch cable, RJ45 IP 20, RJ45 IP 20, Cat.6A / Class EA (ISO/IEC 11801 2010), LSZH, 40 m
12772 | 1165940500 | IE-C6FP8LD0500M40M40-D | Patch cable, RJ45 IP 20, RJ45 IP 20, Cat.6A / Class EA (ISO/IEC 11801 2010), LSZH, 50 m
12773 | 1165940600 | IE-C6FP8LD0600M40M40-D | Patch cable, RJ45 IP 20, RJ45 IP 20, Cat.6A / Class EA (ISO/IEC 11801 2010), LSZH, 60 m
12774 | 1165940700 | IE-C6FP8LD0700M40M40-D | Patch cable, RJ45 IP 20, RJ45 IP 20, Cat.6A / Class EA (ISO/IEC 11801 2010), LSZH, 70 m
12775 | 1165940800 | IE-C6FP8LD0800M40M40-D | Patch cable, RJ45 IP 20, RJ45 IP 20, Cat.6A / Class EA (ISO/IEC 11801 2010), LSZH, 80 m
12776 | 1166000005 | IE-C5ES8UG0005M40M40-G | System cable, RJ45 IP 20, RJ45 IP 20, Cat.5 (ISO/IEC 11801), PUR, 0.5 m
12777 | 1166000010 | IE-C5ES8UG0010M40M40-G | System cable, RJ45 IP 20, RJ45 IP 20, Cat.5 (ISO/IEC 11801), PUR, 1 m
12778 | 1166000015 | IE-C5ES8UG0015M40M40-G | System cable, RJ45 IP 20, RJ45 IP 20, Cat.5 (ISO/IEC 11801), PUR, 1.5 m
12779 | 1166000020 | IE-C5ES8UG0020M40M40-G | System cable, RJ45 IP 20, RJ45 IP 20, Cat.5 (ISO/IEC 11801), PUR, 2 m
12780 | 1166000030 | IE-C5ES8UG0030M40M40-G | System cable, RJ45 IP 20, RJ45 IP 20, Cat.5 (ISO/IEC 11801), PUR, 3 m
12781 | 1166000050 | IE-C5ES8UG0050M40M40-G | System cable, RJ45 IP 20, RJ45 IP 20, Cat.5 (ISO/IEC 11801), PUR, 5 m
12782 | 1166000100 | IE-C5ES8UG0100M40M40-G | System cable, RJ45 IP 20, RJ45 IP 20, Cat.5 (ISO/IEC 11801), PUR, 10 m
12783 | 1166000150 | IE-C5ES8UG0150M40M40-G | System cable, RJ45 IP 20, RJ45 IP 20, Cat.5 (ISO/IEC 11801), PUR, 15 m
12784 | 1166000200 | IE-C5ES8UG0200M40M40-G | System cable, RJ45 IP 20, RJ45 IP 20, Cat.5 (ISO/IEC 11801), PUR, 20 m
12785 | 1166020005 | IE-C5ES8VG0005M40M40-G | System cable, RJ45 IP 20, RJ45 IP 20, Cat.5 (ISO/IEC 11801), PVC, 0.5 m
12786 | 1166020010 | IE-C5ES8VG0010M40M40-G | System cable, RJ45 IP 20, RJ45 IP 20, Cat.5 (ISO/IEC 11801), PVC, 1 m
12787 | 1166020015 | IE-C5ES8VG0015M40M40-G | System cable, RJ45 IP 20, RJ45 IP 20, Cat.5 (ISO/IEC 11801), PVC, 1.5 m
12788 | 1166020020 | IE-C5ES8VG0020M40M40-G | System cable, RJ45 IP 20, RJ45 IP 20, Cat.5 (ISO/IEC 11801), PVC, 2 m
12789 | 1166020030 | IE-C5ES8VG0030M40M40-G | System cable, RJ45 IP 20, RJ45 IP 20, Cat.5 (ISO/IEC 11801), PVC, 3 m
12790 | 1166020050 | IE-C5ES8VG0050M40M40-G | System cable, RJ45 IP 20, RJ45 IP 20, Cat.5 (ISO/IEC 11801), PVC, 5 m
12791 | 1166020100 | IE-C5ES8VG0100M40M40-G | System cable, RJ45 IP 20, RJ45 IP 20, Cat.5 (ISO/IEC 11801), PVC, 10 m
12792 | 1166020150 | IE-C5ES8VG0150M40M40-G | System cable, RJ45 IP 20, RJ45 IP 20, Cat.5 (ISO/IEC 11801), PVC, 15 m
12793 | 1166020200 | IE-C5ES8VG0200M40M40-G | System cable, RJ45 IP 20, RJ45 IP 20, Cat.5 (ISO/IEC 11801), PVC, 20 m
12794 | 1166030005 | IE-C6FP8LR0005M40M40-R | Patch cable, RJ45 IP 20, RJ45 IP 20, Cat.6A / Class EA (ISO/IEC 11801 2010), LSZH, 0.5 m
12795 | 1166030010 | IE-C6FP8LR0010M40M40-R | Patch cable, RJ45 IP 20, RJ45 IP 20, Cat.6A / Class EA (ISO/IEC 11801 2010), LSZH, 1 m
12796 | 1166030015 | IE-C6FP8LR0015M40M40-R | Patch cable, RJ45 IP 20, RJ45 IP 20, Cat.6A / Class EA (ISO/IEC 11801 2010), LSZH, 1.5 m
12797 | 1166030020 | IE-C6FP8LR0020M40M40-R | Patch cable, RJ45 IP 20, RJ45 IP 20, Cat.6A / Class EA (ISO/IEC 11801 2010), LSZH, 2 m
12798 | 1166030030 | IE-C6FP8LR0030M40M40-R | Patch cable, RJ45 IP 20, RJ45 IP 20, Cat.6A / Class EA (ISO/IEC 11801 2010), LSZH, 3 m
12799 | 1166030050 | IE-C6FP8LR0050M40M40-R | Patch cable, RJ45 IP 20, RJ45 IP 20, Cat.6A / Class EA (ISO/IEC 11801 2010), LSZH, 5 m
12800 | 1166030100 | IE-C6FP8LR0100M40M40-R | Patch cable, RJ45 IP 20, RJ45 IP 20, Cat.6A / Class EA (ISO/IEC 11801 2010), LSZH, 10 m
12801 | 1166030150 | IE-C6FP8LR0150M40M40-R | Patch cable, RJ45 IP 20, RJ45 IP 20, Cat.6A / Class EA (ISO/IEC 11801 2010), LSZH, 15 m
12802 | 1166030200 | IE-C6FP8LR0200M40M40-R | Patch cable, RJ45 IP 20, RJ45 IP 20, Cat.6A / Class EA (ISO/IEC 11801 2010), LSZH, 20 m
12803 | 1175000000 | IE-C5ES8UG0005A40A40-E | System cable, RJ45 IP 20, RJ45 IP 20, Cat.5 (ISO/IEC 11801) / Cat.5e (TIA T568-B), PUR, 0.5 m
12804 | 1177240000 | IE-C5ED8UG0050A40A40-E | Dragline cable, RJ45 IP 20, RJ45 IP 20, Cat.5 (ISO/IEC 11801) / Cat.5e (TIA T568-B), PUR, 5 m
12805 | 1177270000 | IE-C5ED8UG0020A40A40-E | Dragline cable, RJ45 IP 20, RJ45 IP 20, Cat.5 (ISO/IEC 11801) / Cat.5e (TIA T568-B), PUR, 2 m
12806 | 1191010005 | IE-C5DS4VG0005A20A20-E | System cable, RJ45 IP 20, RJ45 IP 20, Cat.5 (ISO/IEC 11801) / Cat.5e (TIA T568-B), PVC, 0.5 m
12807 | 1191010010 | IE-C5DS4VG0010A20A20-E | System cable, RJ45 IP 20, RJ45 IP 20, Cat.5 (ISO/IEC 11801) / Cat.5e (TIA T568-B), PVC, 1 m
12808 | 1191010015 | IE-C5DS4VG0015A20A20-E | System cable, RJ45 IP 20, RJ45 IP 20, Cat.5 (ISO/IEC 11801) / Cat.5e (TIA T568-B), PVC, 1.5 m
12809 | 1191010020 | IE-C5DS4VG0020A20A20-E | System cable, RJ45 IP 20, RJ45 IP 20, Cat.5 (ISO/IEC 11801) / Cat.5e (TIA T568-B), PVC, 2 m
12810 | 1191010050 | IE-C5DS4VG0050A20A20-E | System cable, RJ45 IP 20, RJ45 IP 20, Cat.5 (ISO/IEC 11801) / Cat.5e (TIA T568-B), PVC, 5 m
12811 | 1191010100 | IE-C5DS4VG0100A20A20-E | System cable, RJ45 IP 20, RJ45 IP 20, Cat.5 (ISO/IEC 11801) / Cat.5e (TIA T568-B), PVC, 10 m
12812 | 1191010150 | IE-C5DS4VG0150A20A20-E | System cable, RJ45 IP 20, RJ45 IP 20, Cat.5 (ISO/IEC 11801) / Cat.5e (TIA T568-B), PVC, 15 m
12813 | 1202100000 | HDC 06B ALU | HDC enclosures, Size: 3, Protection degree: IP65 (in plugged condition), Bulkhead housing, End-locking clamp, lower side, End-locking clamp not replaceable, Standard
12814 | 1205000000 | HDC 10B ABU | HDC enclosures, Size: 4, Protection degree: IP65 (in plugged condition), Bulkhead housing, Side-locking clamp on lower side, Side-locking clamp not replaceable, Standard
12815 | 1208600000 | HDC 16B ABU | HDC enclosures, Size: 6, Protection degree: IP65 (in plugged condition), Bulkhead housing, Side-locking clamp on lower side, Side-locking clamp not replaceable, Standard
12816 | 1210100000 | HDC 16B ADLU | HDC enclosures, Size: 6, Protection degree: IP65 (in plugged condition), Bulkhead housing, End-locking clamp, lower side, Standard, with cover
12817 | 1212400000 | HDC 24B ABU | HDC enclosures, Size: 8, Protection degree: IP65 (in plugged condition), Bulkhead housing, Side-locking clamp on lower side, Side-locking clamp not replaceable, Standard
12818 | 1213300000 | HDC 24B ADBO | HDC enclosures, Size: 8, Protection degree: IP65 (in plugged condition), Bulkhead housing, Side-locking clamp on upper side, Standard, with cover
12819 | 1220930000 | IE-FM6D2UE0005MLD0LD0X | Dragline cable, LC-Duplex IP 20, LC-Duplex IP 20, 62.5 µm, PUR, 5 m
12820 | 1222890000 | IE-C5ES8VG0450A40A40-E | System cable, RJ45 IP 20, RJ45 IP 20, Cat.5 (ISO/IEC 11801) / Cat.5e (TIA T568-B), PVC, 45 m
12821 | 1230410000 | IE-C5ES8UG0003A40A40-E | System cable, RJ45 IP 20, RJ45 IP 20, Cat.5 (ISO/IEC 11801) / Cat.5e (TIA T568-B), PUR, 0.3 m
12822 | 1230430000 | IE-C5ES8UG0500A40A40-E | System cable, RJ45 IP 20, RJ45 IP 20, Cat.5 (ISO/IEC 11801) / Cat.5e (TIA T568-B), PUR, 50 m
12823 | 1276880000 | IE-FM5Z2VO0001MLD0LD0X | Pre-assembled patch cable, crossover, LC-Duplex IP 20, LC-Duplex IP 20, 50 µm, PVC, 1 m
12824 | 1307490000 | IE-C5ED8UG0150A40A40-E | Dragline cable, RJ45 IP 20, RJ45 IP 20, Cat.5 (ISO/IEC 11801) / Cat.5e (TIA T568-B), PUR, 15 m
12825 | 1318000000 | IE-C5ES8VG0600A40A40-E | System cable, RJ45 IP 20, RJ45 IP 20, Cat.5 (ISO/IEC 11801) / Cat.5e (TIA T568-B), PVC, 60 m
12826 | 1355250000 | IE-C5ED8UG0300A40A40-E | Dragline cable, RJ45 IP 20, RJ45 IP 20, Cat.5 (ISO/IEC 11801) / Cat.5e (TIA T568-B), PUR, 30 m
12827 | 1355270000 | IE-C5ED8UG0400A40A40-E | Dragline cable, RJ45 IP 20, RJ45 IP 20, Cat.5 (ISO/IEC 11801) / Cat.5e (TIA T568-B), PUR, 40 m
12828 | 1568970000 | VG 7-K68 | VG K (standard plastic cable gland), Cable glands, PG 7, 8 mm, OD min. 3 - OD max. 6.5 mm, IP54, IP66, IP67, IP68 - 5 bar (30 min.), Polyamide 6
12829 | 1568980000 | VG 9-K68 | VG K (standard plastic cable gland), Cable glands, PG 9, 8 mm, OD min. 4 - OD max. 8 mm, IP54, IP66, IP67, IP68 - 5 bar (30 min.), Polyamide 6
12830 | 1568990000 | VG 11-K68 | VG K (standard plastic cable gland), Cable glands, PG 11, 8 mm, OD min. 5 - OD max. 10 mm, IP54, IP66, IP67, IP68 - 5 bar (30 min.), Polyamide 6
12831 | 1569000000 | VG 13.5-K68 | VG K (standard plastic cable gland), Cable glands, PG 13.5, 10 mm, OD min. 6 - OD max. 12 mm, IP54, IP66, IP67, IP68 - 5 bar (30 min.), Polyamide 6
12832 | 1569010000 | VG 16-K68 | VG K (standard plastic cable gland), Cable glands, PG 16, 10 mm, OD min. 10 - OD max. 14 mm, IP54, IP66, IP67, IP68 - 5 bar (30 min.), Polyamide 6
12833 | 1569020000 | VG 21-K68 | VG K (standard plastic cable gland), Cable glands, PG 21, 11 mm, OD min. 13 - OD max. 18 mm, IP54, IP66, IP67, IP68 - 5 bar (30 min.), Polyamide 6
12834 | 1569030000 | VG 29-K68 | VG K (standard plastic cable gland), Cable glands, PG 29, 11 mm, OD min. 18 - OD max. 25 mm, IP54, IP66, IP67, IP68 - 5 bar (30 min.), Polyamide 6
12835 | 1569040000 | VG 36-K68 | VG K (standard plastic cable gland), Cable glands, PG 36, 13 mm, OD min. 22 - OD max. 32 mm, IP54, IP66, IP67, IP68 - 5 bar (30 min.), Polyamide 6
12836 | 1569050000 | VG 42-K68 | VG K (standard plastic cable gland), Cable glands, PG 42, 13 mm, OD min. 30 - OD max. 38 mm, IP54, IP66, IP67, IP68 - 5 bar (30 min.), Polyamide 6
12837 | 1569060000 | VG 7-MS68 | VG MS (standard brass cable gland), Cable glands, PG 7, 6 mm, OD min. 3 - OD max. 6.5 mm, IP54, IP66, IP67, IP68 - 5 bar (30 min.), IP69K, Brass, nickel-plated
12838 | 1569070000 | VG 9-MS68 | VG MS (standard brass cable gland), Cable glands, PG 9, 6 mm, OD min. 4 - OD max. 8 mm, IP54, IP66, IP67, IP68 - 5 bar (30 min.), IP69K, Brass, nickel-plated
12839 | 1569080000 | VG 11-MS68 | VG MS (standard brass cable gland), Cable glands, PG 11, 6 mm, OD min. 5 - OD max. 10 mm, IP54, IP66, IP67, IP68 - 5 bar (30 min.), IP69K, Brass, nickel-plated
12840 | 1569090000 | VG 13,5-MS68 | VG MS (standard brass cable gland), Cable glands, PG 13.5, 6.5 mm, OD min. 6 - OD max. 12 mm, IP54, IP66, IP67, IP68 - 5 bar (30 min.), IP69K, Brass, nickel-plated
12841 | 1569100000 | VG 16-MS68 | VG MS (standard brass cable gland), Cable glands, PG 16, 6.5 mm, OD min. 10 - OD max. 14 mm, IP54, IP66, IP67, IP68 - 5 bar (30 min.), IP69K, Brass, nickel-plated
12842 | 1569110000 | VG 21-MS68 | VG MS (standard brass cable gland), Cable glands, PG 21, 7.2 mm, OD min. 13 - OD max. 18 mm, IP54, IP66, IP67, IP68 - 5 bar (30 min.), IP69K, Brass, nickel-plated
12843 | 1569120000 | VG 29-MS68 | VG MS (standard brass cable gland), Cable glands, PG 29, 8 mm, OD min. 18 - OD max. 25 mm, IP67, IP68 - 5 bar (30 min.), Brass, nickel-plated
12844 | 1569130000 | VG 36-MS68 | VG MS (standard brass cable gland), Cable glands, PG 36, 9 mm, OD min. 22 - OD max. 32 mm, IP67, IP68 - 5 bar (30 min.), Brass, nickel-plated
12845 | 1569140000 | VG 42-MS68 | VG MS (standard brass cable gland), Cable glands, PG 42, 12 mm, OD min. 30 - OD max. 38 mm, IP67, IP68 - 5 bar (30 min.), Brass, nickel-plated
12846 | 1569380000 | VP 11-EXE SW | VPK EX (Ex blanking plug in plastic), Blanking plug, PG 11, 10.5 mm, IP66, IP68, Polyamide
12847 | 1569390000 | VP 13,5-EXE SW | VPK EX (Ex blanking plug in plastic), Blanking plug, PG 13.5, 11 mm, IP66, IP68, Polyamide
12848 | 1569400000 | VP 16-EXE SW | VPK EX (Ex blanking plug in plastic), Blanking plug, PG 16, 12 mm, IP66, IP68, Polyamide
12849 | 1569410000 | VP 21-EXE SW | VPK EX (Ex blanking plug in plastic), Blanking plug, PG 21, 12.5 mm, IP66, IP68, Polyamide
12850 | 1694070000 | SKMU PG7-MS | SKMU MS (brass locknut), Locknut, PG 7, 2.8 mm, Brass, nickel-plated
12851 | 1694080000 | SKMU PG9-MS | SKMU MS (brass locknut), Locknut, PG 9, 2.8 mm, Brass, nickel-plated
12852 | 1694090000 | SKMU PG11-MS | SKMU MS (brass locknut), Locknut, PG 11, 3 mm, Brass, nickel-plated
12853 | 1694100000 | SKMU PG13,5-MS | SKMU MS (brass locknut), Locknut, PG 13.5, 3 mm, Brass, nickel-plated
12854 | 1694110000 | SKMU PG16-MS | SKMU MS (brass locknut), Locknut, PG 16, 3 mm, Brass, nickel-plated
12855 | 1697440000 | SKMU PG7-K GR | SKMU PA (plastic locknut), Locknut, PG 7, 5 mm, Polyamid 6 (PA6 - GF30)
12856 | 1697450000 | SKMU PG9-K GR | SKMU PA (plastic locknut), Locknut, PG 9, 5 mm, Polyamid 6 (PA6 - GF30)
12857 | 1697460000 | SKMU PG11-K GR | SKMU PA (plastic locknut), Locknut, PG 11, 5 mm, Polyamid 6 (PA6 - GF30)
12858 | 1697470000 | SKMU PG 13,5-K GR | SKMU PA (plastic locknut), Locknut, PG 13.5, 6 mm, Polyamid 6 (PA6 - GF30)
12859 | 1697480000 | SKMU PG16-K GR | SKMU PA (plastic locknut), Locknut, PG 16, 6 mm, Polyamid 6 (PA6 - GF30)
12860 | 1698220000 | SKMU PG21-K GR | SKMU PA (plastic locknut), Locknut, PG 21, 7 mm, Polyamid 6 (PA6 - GF30)
12861 | 1698230000 | SKMU PG29-K GR | SKMU PA (plastic locknut), Locknut, PG 29, 7 mm, Polyamid 6 (PA6 - GF30)
12862 | 1698240000 | SKMU PG36-K GR | SKMU PA (plastic locknut), Locknut, PG 36, 8 mm, Polyamid 6 (PA6 - GF30)
12863 | 1718770000 | VG 48-K68 | VG K (standard plastic cable gland), Cable glands, PG 48, 14 mm, OD min. 34 - OD max. 44 mm, IP54, IP66, IP67, IP68 - 5 bar (30 min.), Polyamide 6
12864 | 1718790000 | VG 48-MS68 | VG MS (standard brass cable gland), Cable glands, PG 48, 14 mm, OD min. 34 - OD max. 44 mm, IP67, IP68 - 5 bar (30 min.), Brass, nickel-plated
12865 | 1718800000 | VG 7-MS54-ZE | VG MS ZE (standard brass cable gland strain relief), Cable glands, PG 7, 5 mm, OD min. 5 - OD max. 7 mm, IP65, Brass, nickel-plated
12866 | 1718820000 | VG 11-MS54-ZE | VG MS ZE (standard brass cable gland strain relief), Cable glands, PG 11, 6 mm, OD min. 6.5 - OD max. 12.5 mm, IP65, Brass, nickel-plated
12867 | 1718830000 | VG 13,5-MS54-ZE | VG MS ZE (standard brass cable gland strain relief), Cable glands, PG 13.5, 6.5 mm, OD min. 6.5 - OD max. 12.5 mm, IP65, Brass, nickel-plated
12868 | 1718840000 | VG 16-MS54-ZE | VG MS ZE (standard brass cable gland strain relief), Cable glands, PG 16, 6.5 mm, OD min. 6.5 - OD max. 15 mm, IP65, Brass, nickel-plated
12869 | 1718850000 | VG 21-MS54-ZE | VG MS ZE (standard brass cable gland strain relief), Cable glands, PG 21, 7 mm, OD min. 9 - OD max. 19 mm, IP65, Brass, nickel-plated
12870 | 1718860000 | VG 29-MS54-ZE | VG MS ZE (standard brass cable gland strain relief), Cable glands, PG 29, 8 mm, OD min. 17 - OD max. 27 mm, IP65, Brass, nickel-plated
12871 | 1718870000 | VG 36-MS54-ZE | VG MS ZE (standard brass cable gland strain relief), Cable glands, PG 36, 9 mm, OD min. 23 - OD max. 33 mm, IP65, Brass, nickel-plated
12872 | 1718880000 | VG 42-MS54-ZE | VG MS ZE (standard brass cable gland strain relief), Cable glands, PG 42, 10 mm, OD min. 29 - OD max. 39 mm, IP65, Brass, nickel-plated
12873 | 1718890000 | VG 48-MS54-ZE | VG MS ZE (standard brass cable gland strain relief), Cable glands, PG 48, 10 mm, OD min. 35 - OD max. 45 mm, IP65, Brass, nickel-plated
12874 | 1718900000 | SKMU EMV PG7 | SKMU MS EMV (brass locknut - EMC), Locknut, PG 7, 4.7 mm, Brass, nickel-plated
12875 | 1718910000 | SKMU EMV PG9 | SKMU MS EMV (brass locknut - EMC), Locknut, PG 9, 4.7 mm, Brass, nickel-plated
12876 | 1718920000 | SKMU EMV PG11 | SKMU MS EMV (brass locknut - EMC), Locknut, PG 11, 4.7 mm, Brass, nickel-plated
12877 | 1718930000 | SKMU EMV PG13,5 | SKMU MS EMV (brass locknut - EMC), Locknut, PG 13.5, 4.7 mm, Brass, nickel-plated
12878 | 1718940000 | SKMU EMV PG16 | SKMU MS EMV (brass locknut - EMC), Locknut, PG 16, 4.7 mm, Brass, nickel-plated
12879 | 1718950000 | SKMU EMV PG21 | SKMU MS EMV (brass locknut - EMC), Locknut, PG 21, 5.2 mm, Brass, nickel-plated
12880 | 1718960000 | SKMU EMV PG29 | SKMU MS EMV (brass locknut - EMC), Locknut, PG 29, 5.7 mm, Brass, nickel-plated
12881 | 1719090000 | SKMU PG48-K GR | SKMU PA (plastic locknut), Locknut, PG 48, 8 mm, Polyamid 6 (PA6 - GF30)
12882 | 1719100000 | SKMU PG7-K SW | SKMU PA (plastic locknut), Locknut, PG 7, 5 mm, Polyamid 6 (PA6 - GF30)
12883 | 1719110000 | SKMU PG9-K SW | SKMU PA (plastic locknut), Locknut, PG 9, 5 mm, Polyamid 6 (PA6 - GF30)
12884 | 1719120000 | SKMU PG11-K SW | SKMU PA (plastic locknut), Locknut, PG 11, 5 mm, Polyamid 6 (PA6 - GF30)
12885 | 1719130000 | SKMU PG13,5-K SW | SKMU PA (plastic locknut), Locknut, PG 13.5, 6 mm, Polyamid 6 (PA6 - GF30)
12886 | 1719140000 | SKMU PG16-K SW | SKMU PA (plastic locknut), Locknut, PG 16, 6 mm, Polyamid 6 (PA6 - GF30)
12887 | 1719150000 | SKMU PG21-K SW | SKMU PA (plastic locknut), Locknut, PG 21, 7 mm, Polyamid 6 (PA6 - GF30)
12888 | 1719160000 | SKMU PG29-K SW | SKMU PA (plastic locknut), Locknut, PG 29, 7 mm, Polyamid 6 (PA6 - GF30)
12889 | 1719170000 | SKMU PG36-K SW | SKMU PA (plastic locknut), Locknut, PG 36, 8 mm, Polyamid 6 (PA6 - GF30)
12890 | 1719180000 | SKMU PG42-K SW | SKMU PA (plastic locknut), Locknut, PG 42, 8 mm, Polyamid 6 (PA6 - GF30)
12891 | 1719190000 | SKMU PG48-K SW | SKMU PA (plastic locknut), Locknut, PG 48, 8 mm, Polyamid 6 (PA6 - GF30)
12892 | 1719210000 | SKMU PG29-MS | SKMU MS (brass locknut), Locknut, PG 29, 4 mm, Brass, nickel-plated
12893 | 1719220000 | SKMU PG36-MS | SKMU MS (brass locknut), Locknut, PG 36, 5 mm, Brass, nickel-plated
12894 | 1719230000 | SKMU PG42-MS | SKMU MS (brass locknut), Locknut, PG 42, 5 mm, Brass, nickel-plated
12895 | 1719240000 | SKMU PG48-MS | SKMU MS (brass locknut), Locknut, PG 48, 5.5 mm, Brass, nickel-plated
12896 | 1719260000 | VP 48-K54 | VPK (blanking plug in plastic), Blanking plug, PG 48, 12 mm, IP65, Polyamid 6 (PA6 - GF30)
12897 | 1719270000 | VP 48-MS65 | VPMS (blanking plug in brass), Blanking plug, PG 48, 10 mm, Brass, nickel-plated
12898 | 1719280000 | VP 7-EXE SW | VPK EX (Ex blanking plug in plastic), Blanking plug, PG 7, 8 mm, IP66, IP68, Polyamide
12899 | 1719290000 | VP 9-EXE SW | VPK EX (Ex blanking plug in plastic), Blanking plug, PG 9, 10 mm, IP66, IP68, Polyamide
12900 | 1719300000 | VP 29-EXE SW | VPK EX (Ex blanking plug in plastic), Blanking plug, PG 29, 13.5 mm, IP66, IP68, Polyamide
12901 | 1719310000 | VP 36-EXE SW | VPK EX (Ex blanking plug in plastic), Blanking plug, PG 36, 15 mm, IP66, IP68, Polyamide
12902 | 1719330000 | VP 48-EXE SW | VPK EX (Ex blanking plug in plastic), Blanking plug, PG 48, 15.5 mm, IP66, IP68, Polyamide
12903 | 1719440000 | GWDR PG7-PO | GWDR PO (flat gasket - polyethylene), Sealing ring, PG 7, Polyethylene
12904 | 1719450000 | GWDR PG9-PO | GWDR PO (flat gasket - polyethylene), Sealing ring, PG 9, Polyethylene
12905 | 1719460000 | GWDR PG11-PO | GWDR PO (flat gasket - polyethylene), Sealing ring, PG 11, Polyethylene
12906 | 1719470000 | GWDR PG13,5-PO | GWDR PO (flat gasket - polyethylene), Sealing ring, PG 13.5, Polyethylene
12907 | 1719480000 | GWDR PG16-PO | GWDR PO (flat gasket - polyethylene), Sealing ring, PG 16, Polyethylene
12908 | 1719490000 | GWDR PG21-PO | GWDR PO (flat gasket - polyethylene), Sealing ring, PG 21, Polyethylene
12909 | 1719500000 | GWDR PG29-PO | GWDR PO (flat gasket - polyethylene), Sealing ring, PG 29, Polyethylene
12910 | 1719510000 | GWDR PG36-PO | GWDR PO (flat gasket - polyethylene), Sealing ring, PG 36, Polyethylene
12911 | 1719520000 | GWDR PG42-PO | GWDR PO (flat gasket - polyethylene), Sealing ring, PG 42, Polyethylene
12912 | 1719530000 | GWDR PG48-PO | GWDR PO (flat gasket - polyethylene), Sealing ring, PG 48, Polyethylene
12913 | 1719540000 | GWDR PG7-NP | GWDR NP (flat gasket - neoprene), Sealing ring, PG 7, Neoprene
12914 | 1719550000 | GWDR PG9-NP | GWDR NP (flat gasket - neoprene), Sealing ring, PG 9, Neoprene
12915 | 1719570000 | GWDR PG13,5-NP | GWDR NP (flat gasket - neoprene), Sealing ring, PG 13.5, Neoprene
12916 | 1719580000 | GWDR PG16-NP | GWDR NP (flat gasket - neoprene), Sealing ring, PG 16, Neoprene
12917 | 1719590000 | GWDR PG21-NP | GWDR NP (flat gasket - neoprene), Sealing ring, PG 21, Neoprene
12918 | 1719600000 | GWDR PG29-NP | GWDR NP (flat gasket - neoprene), Sealing ring, PG 29, Neoprene
12919 | 1719610000 | GWDR PG36-NP | GWDR NP (flat gasket - neoprene), Sealing ring, PG 36, Neoprene
12920 | 1719620000 | GWDR PG42-NP | GWDR NP (flat gasket - neoprene), Sealing ring, PG 42, Neoprene
12921 | 1719630000 | GWDR PG48-NP | GWDR NP (flat gasket - neoprene), Sealing ring, PG 48, Neoprene
12922 | 1719730000 | EWS PG16 | EWS (drainage device), Compensating element, PG 16, 5 mm, Polyamide
12923 | 1720480000 | VG 9-K68 SKS | VG K SZS (standard plastic cable gland with anti-kink coils), Cable glands, PG 9, 8 mm, OD min. 4 - OD max. 8 mm, Polyamide 6
12924 | 1720490000 | VG 11-K68 SKS | VG K SZS (standard plastic cable gland with anti-kink coils), Cable glands, PG 11, 8 mm, OD min. 5 - OD max. 10 mm, Polyamide 6
12925 | 1720500000 | VG 13.5-K68 SKS | VG K SZS (standard plastic cable gland with anti-kink coils), Cable glands, PG 13.5, 9 mm, OD min. 6 - OD max. 12 mm, Polyamide 6
12926 | 1720510000 | VG 16-K68 SKS | VG K SZS (standard plastic cable gland with anti-kink coils), Cable glands, PG 16, 10 mm, OD min. 10 - OD max. 14 mm, Polyamide 6
12927 | 1736230000 | GWDR M16-NP | GWDR NP (flat gasket - neoprene), Sealing ring, M 16, Neoprene
12928 | 1736240000 | GWDR M20-NP | GWDR NP (flat gasket - neoprene), Sealing ring, M 20, Neoprene
12929 | 1736260000 | GWDR M32-NP | GWDR NP (flat gasket - neoprene), Sealing ring, M 32, Neoprene
12930 | 1736270000 | GWDR M40-NP | GWDR NP (flat gasket - neoprene), Sealing ring, M 40, Neoprene
12931 | 1736280000 | GWDR M50-NP | GWDR NP (flat gasket - neoprene), Sealing ring, M 50, Neoprene
12932 | 1736290000 | GWDR M63-NP | GWDR NP (flat gasket - neoprene), Sealing ring, M 63, Neoprene
12933 | 1736920000 | SKMU M16 K SW | SKMU PA (plastic locknut), Locknut, M 16, 5 mm, Polyamid 6 (PA6 - GF30)
12934 | 1736930000 | SKMU M20 K SW | SKMU PA (plastic locknut), Locknut, M 20, 6 mm, Polyamid 6 (PA6 - GF30)
12935 | 1736940000 | SKMU M25 K SW | SKMU PA (plastic locknut), Locknut, M 25, 6 mm, Polyamid 6 (PA6 - GF30)
12936 | 1736950000 | SKMU M32 K SW | SKMU PA (plastic locknut), Locknut, M 32, 7 mm, Polyamid 6 (PA6 - GF30)
12937 | 1736960000 | SKMU M40 K SW | SKMU PA (plastic locknut), Locknut, M 40, 7 mm, Polyamid 6 (PA6 - GF30)
12938 | 1736970000 | SKMU M50 K SW | SKMU PA (plastic locknut), Locknut, M 50, 8 mm, Polyamid 6 (PA6 - GF30)
12939 | 1736980000 | SKMU M63 K SW | SKMU PA (plastic locknut), Locknut, M 63, 8 mm, Polyamid 6 (PA6 - GF30)
12940 | 1737070000 | VP M16-EXE SW | VPK EX (Ex blanking plug in plastic), Blanking plug, M 16, 15 mm, IP66, IP68, Polyamide
12941 | 1737080000 | VP M20-EXE SW | VPK EX (Ex blanking plug in plastic), Blanking plug, M 20, 15 mm, IP66, IP68, Polyamide
12942 | 1737090000 | VP M25-EXE SW | VPK EX (Ex blanking plug in plastic), Blanking plug, M 25, 15 mm, IP66, IP68, Polyamide
12943 | 1737100000 | VP M32-EXE SW | VPK EX (Ex blanking plug in plastic), Blanking plug, M 32, 15 mm, IP66, IP68, Polyamide
12944 | 1737110000 | VP M40-EXE SW | VPK EX (Ex blanking plug in plastic), Blanking plug, M 40, 15 mm, IP66, IP68, Polyamide
12945 | 1737120000 | VP M50-EXE SW | VPK EX (Ex blanking plug in plastic), Blanking plug, M 50, 15 mm, IP66, IP68, Polyamide
12946 | 1737130000 | VP M63-EXE SW | VPK EX (Ex blanking plug in plastic), Blanking plug, M 63, 15 mm, IP66, IP68, Polyamide
12947 | 1772210000 | VG M16 - MS 68 | VG MS (standard brass cable gland), Cable glands, M 16, 7 mm, OD min. 4 - OD max. 8 mm, IP54, IP66, IP67, IP68 - 5 bar (30 min.), IP69K, Brass, nickel-plated
12948 | 1772220000 | VG M20 - MS 68 | VG MS (standard brass cable gland), Cable glands, M 20, 8 mm, OD min. 6 - OD max. 12 mm, IP54, IP66, IP67, IP68 - 5 bar (30 min.), IP69K, Brass, nickel-plated
12949 | 1772230000 | VG M25 - MS 68 | VG MS (standard brass cable gland), Cable glands, M 25, 8 mm, OD min. 10 - OD max. 14 mm, IP54, IP66, IP67, IP68 - 5 bar (30 min.), IP69K, Brass, nickel-plated
12950 | 1772250000 | VG M40 - MS 68 | VG MS (standard brass cable gland), Cable glands, M 40, 9 mm, OD min. 18 - OD max. 25 mm, IP54, IP66, IP67, IP68 - 5 bar (30 min.), Brass, nickel-plated
12951 | 1772260000 | VG M50 - MS 68 | VG MS (standard brass cable gland), Cable glands, M 50, 9 mm, OD min. 22 - OD max. 32 mm, IP54, IP66, IP67, IP68 - 5 bar (30 min.), Brass, nickel-plated
12952 | 1772270000 | VG M63 - MS 68 | VG MS (standard brass cable gland), Cable glands, M 63, 14 mm, OD min. 34 - OD max. 44 mm, IP54, IP66, IP67, IP68 - 5 bar (30 min.), Brass, nickel-plated
12953 | 1772280000 | VG M12-1/K68 | VG K (standard plastic cable gland), Cable glands, M 12, 8 mm, OD min. 3 - OD max. 6.5 mm, IP54, IP66, IP67, IP68 - 5 bar (30 min.), Polyamide 6
12954 | 1772290000 | VG M16 - K 68 | VG K (standard plastic cable gland), Cable glands, M 16, 10 mm, OD min. 5 - OD max. 10 mm, IP54, IP66, IP67, IP68 - 5 bar (30 min.), Polyamide 6
12955 | 1772300000 | VG M20-1/K68 | VG K (standard plastic cable gland), Cable glands, M 20, 10 mm, OD min. 6 - OD max. 12 mm, IP54, IP66, IP67, IP68 - 5 bar (30 min.), Polyamide 6
12956 | 1772310000 | VG M25 - K 68 | VG K (standard plastic cable gland), Cable glands, M 25, 10 mm, OD min. 13 - OD max. 18 mm, IP54, IP66, IP67, IP68 - 5 bar (30 min.), Polyamide 6
12957 | 1772320000 | VG M32 - K 68 | VG K (standard plastic cable gland), Cable glands, M 32, 15 mm, OD min. 18 - OD max. 25 mm, IP54, IP66, IP67, IP68 - 5 bar (30 min.), Polyamide 6
12958 | 1772330000 | VG M40 - K 68 | VG K (standard plastic cable gland), Cable glands, M 40, 18 mm, OD min. 22 - OD max. 32 mm, IP54, IP66, IP67, IP68 - 5 bar (30 min.), Polyamide 6
12959 | 1772340000 | VG M50 - K 68 | VG K (standard plastic cable gland), Cable glands, M 50, 18 mm, OD min. 30 - OD max. 38 mm, IP54, IP66, IP67, IP68 - 5 bar (30 min.), Polyamide 6
12960 | 1772350000 | VG M63-1/K68 | VG K (standard plastic cable gland), Cable glands, M 63, 18 mm, OD min. 34 - OD max. 44 mm, IP54, IP66, IP67, IP68 - 5 bar (30 min.), Polyamide 6
12961 | 1772360000 | SKMU M12 MS | SKMU MS (brass locknut), Locknut, M 12, 2.8 mm, Brass, nickel-plated
12962 | 1772440000 | SKMU M12 - K GR | SKMU PA (plastic locknut), Locknut, M 12, 5 mm, Polyamid 6 (PA6 - GF30)
12963 | 1772450000 | SKMU M16 - K GR | SKMU PA (plastic locknut), Locknut, M 16, 5 mm, Polyamid 6 (PA6 - GF30)
12964 | 1772460000 | SKMU M20 - K GR | SKMU PA (plastic locknut), Locknut, M 20, 6 mm, Polyamid 6 (PA6 - GF30)
12965 | 1772470000 | SKMU M25 - K GR | SKMU PA (plastic locknut), Locknut, M 25, 6 mm, Polyamid 6 (PA6 - GF30)
12966 | 1772480000 | SKMU M32 - K GR | SKMU PA (plastic locknut), Locknut, M 32, 7 mm, Polyamid 6 (PA6 - GF30)
12967 | 1772490000 | SKMU M40 - K GR | SKMU PA (plastic locknut), Locknut, M 40, 7 mm, Polyamid 6 (PA6 - GF30)
12968 | 1772500000 | SKMU M50 - K GR | SKMU PA (plastic locknut), Locknut, M 50, 8 mm, Polyamid 6 (PA6 - GF30)
12969 | 1772510000 | SKMU M63 - K GR | SKMU PA (plastic locknut), Locknut, M 63, 8 mm, Polyamid 6 (PA6 - GF30)
12970 | 1776700000 | VG M12-K68 SKS | VG K SZS (standard plastic cable gland with anti-kink coils), Cable glands, M 12, 8 mm, OD min. 3 - OD max. 6.5 mm, Polyamide 6
12971 | 1776710000 | VG M16-K68 SKS | VG K SZS (standard plastic cable gland with anti-kink coils), Cable glands, M 16, 15 mm, OD min. 5 - OD max. 10 mm, Polyamide 6
12972 | 1776720000 | VG M20-K68 SKS 10-14 | VG K SZS (standard plastic cable gland with anti-kink coils), Cable glands, M 20, 15 mm, OD min. 10 - OD max. 14 mm, Polyamide 6
12973 | 1776730000 | VG M25-K68 SKS | VG K SZS (standard plastic cable gland with anti-kink coils), Cable glands, M 25, 15 mm, OD min. 13 - OD max. 18 mm, Polyamide 6
12974 | 1776900000 | VP M25 K54 | VPK (blanking plug in plastic), Blanking plug, M 25, 10 mm, IP65, Polyamid 6 (PA6 - GF30)
12975 | 1776910000 | VP M20 K54 | VPK (blanking plug in plastic), Blanking plug, M 20, 7 mm, IP65, Polyamid 6 (PA6 - GF30)
12976 | 1776920000 | VP M16 K54 | VPK (blanking plug in plastic), Blanking plug, M 16, 7 mm, IP65, Polyamid 6 (PA6 - GF30)
12977 | 1776930000 | VP M12 K54 | VPK (blanking plug in plastic), Blanking plug, M 12, 6 mm, IP65, Polyamid 6 (PA6 - GF30)
12978 | 1776940000 | VP M32 K54 | VPK (blanking plug in plastic), Blanking plug, M 32, 11 mm, IP65, Polyamid 6 (PA6 - GF30)
12979 | 1776950000 | VP M40 K54 | VPK (blanking plug in plastic), Blanking plug, M 40, 13 mm, IP65, Polyamid 6 (PA6 - GF30)
12980 | 1776960000 | VP M50 K54 | VPK (blanking plug in plastic), Blanking plug, M 50, 14 mm, IP65, Polyamid 6 (PA6 - GF30)
12981 | 1776970000 | VP M63 K54 | VPK (blanking plug in plastic), Blanking plug, M 63, 15 mm, IP65, Polyamid 6 (PA6 - GF30)
12982 | 1777620000 | SKMU EMV M16 | SKMU MS EMV (brass locknut - EMC), Locknut, M 16, 3.6 mm, Brass, nickel-plated
12983 | 1777630000 | SKMU EMV M20 | SKMU MS EMV (brass locknut - EMC), Locknut, M 20, 3.6 mm, Brass, nickel-plated
12984 | 1777640000 | SKMU EMV M25 | SKMU MS EMV (brass locknut - EMC), Locknut, M 25, 3.6 mm, Brass, nickel-plated
12985 | 1777650000 | SKMU EMV M32 | SKMU MS EMV (brass locknut - EMC), Locknut, M 32, 4.1 mm, Brass, nickel-plated
12986 | 1777660000 | SKMU EMV M40 | SKMU MS EMV (brass locknut - EMC), Locknut, M 40, 4.6 mm, Brass, nickel-plated
12987 | 1777670000 | SKMU EMV M50 | SKMU MS EMV (brass locknut - EMC), Locknut, M 50, 4.6 mm, Brass, nickel-plated
12988 | 1777680000 | SKMU EMV M63 | SKMU MS EMV (brass locknut - EMC), Locknut, M 63, 6.6 mm, Brass, nickel-plated
12989 | 1777710000 | SKMU EMV PG 36 | SKMU MS EMV (brass locknut - EMC), Locknut, PG 36, 4.6 mm, Brass, nickel-plated
12990 | 1777720000 | VP M12-MS65 | VPMS (blanking plug in brass), Blanking plug, M 12, 5 mm, Brass, nickel-plated
12991 | 1777730000 | VP M16-MS65 | VPMS (blanking plug in brass), Blanking plug, M 16, 5 mm, Brass, nickel-plated
12992 | 1777740000 | VP M20-MS65 | VPMS (blanking plug in brass), Blanking plug, M 20, 6 mm, Brass, nickel-plated
12993 | 1777750000 | VP M25-MS65 | VPMS (blanking plug in brass), Blanking plug, M 25, 7 mm, Brass, nickel-plated
12994 | 1777760000 | VP M32-MS65 | VPMS (blanking plug in brass), Blanking plug, M 32, 8 mm, Brass, nickel-plated
12995 | 1777770000 | VP M40-MS65 | VPMS (blanking plug in brass), Blanking plug, M 40, 8 mm, Brass, nickel-plated
12996 | 1777780000 | VP M50-MS65 | VPMS (blanking plug in brass), Blanking plug, M 50, 9 mm, Brass, nickel-plated
12997 | 1777790000 | VP M63-MS65 | VPMS (blanking plug in brass), Blanking plug, M 63, 10 mm, Brass, nickel-plated
12998 | 1777920000 | GWDR M12-PO | GWDR PO (flat gasket - polyethylene), Sealing ring, M 12, Polyethylene
12999 | 1777930000 | GWDR M16-PO | GWDR PO (flat gasket - polyethylene), Sealing ring, M 16, Polyethylene
13000 | 1777940000 | GWDR M20-PO | GWDR PO (flat gasket - polyethylene), Sealing ring, M 20, Polyethylene
13001 | 1777950000 | GWDR M25-PO | GWDR PO (flat gasket - polyethylene), Sealing ring, M 25, Polyethylene
13002 | 1777960000 | GWDR M32-PO | GWDR PO (flat gasket - polyethylene), Sealing ring, M 32, Polyethylene
13003 | 1777970000 | GWDR M40-PO | GWDR PO (flat gasket - polyethylene), Sealing ring, M 40, Polyethylene
13004 | 1777980000 | GWDR M50-PO | GWDR PO (flat gasket - polyethylene), Sealing ring, M 50, Polyethylene
13005 | 1777990000 | GWDR M63-PO | GWDR PO (flat gasket - polyethylene), Sealing ring, M 63, Polyethylene
13006 | 1778420000 | VGM12-MS54 ZE 5,0-7,0 | VG MS ZE (standard brass cable gland strain relief), Cable glands, M 12, 5 mm, OD min. 5 - OD max. 7 mm, IP65, Brass, nickel-plated
13007 | 1778440000 | VGM16-MS54 ZE | VG MS ZE (standard brass cable gland strain relief), Cable glands, M 16, 5 mm, OD min. 4 - OD max. 10 mm, IP65, Brass, nickel-plated
13008 | 1778450000 | VGM20-MS54 ZE | VG MS ZE (standard brass cable gland strain relief), Cable glands, M 20, 6 mm, OD min. 6.5 - OD max. 12.5 mm, IP65, Brass, nickel-plated
13009 | 1778460000 | VGM20-MS54 ZE 6,0-13,5 | VG MS ZE (standard brass cable gland strain relief), Cable glands, M 20, 6 mm, OD min. 6.5 - OD max. 12.5 mm, IP65, Brass, nickel-plated
13010 | 1778480000 | VGM25-MS54 ZE | VG MS ZE (standard brass cable gland strain relief), Cable glands, M 25, 7 mm, OD min. 9 - OD max. 19 mm, IP65, Brass, nickel-plated
13011 | 1778490000 | VGM32-MS54 ZE | VG MS ZE (standard brass cable gland strain relief), Cable glands, M 32, 8 mm, OD min. 17 - OD max. 27 mm, IP65, Brass, nickel-plated
13012 | 1778500000 | VGM40-MS54 ZE | VG MS ZE (standard brass cable gland strain relief), Cable glands, M 40, 8 mm, OD min. 23 - OD max. 33 mm, IP65, Brass, nickel-plated
13013 | 1778520000 | VGM50-MS54 ZE | VG MS ZE (standard brass cable gland strain relief), Cable glands, M 50, 9 mm, OD min. 29 - OD max. 39 mm, IP65, Brass, nickel-plated
13014 | 1778530000 | VGM63-MS54 ZE | VG MS ZE (standard brass cable gland strain relief), Cable glands, M 63, 10 mm, OD min. 35 - OD max. 45 mm, IP65, Brass, nickel-plated
13015 | 1778860000 | VG M20-K68 SKS 6-12 | VG K SZS (standard plastic cable gland with anti-kink coils), Cable glands, M 20, 11 mm, OD min. 6 - OD max. 12 mm, Polyamide 6
13016 | 1786770000 | HDC 64D TSBU 1M32G | HDC enclosures, Size: 8, Protection degree: IP65 (in plugged condition), Cable entry from side, Plug housing, Side-locking clamp on lower side, high, Size of cable entries: M 32
13017 | 1787000000 | HDC 40D TSBU 1M32G | HDC enclosures, Size: 6, Protection degree: IP65 (in plugged condition), Cable entry from side, Plug housing, Side-locking clamp on lower side, high, Size of cable entries: M 32
13018 | 1787040000 | HDC 40D TSLU 1M32G | HDC enclosures, Size: 6, Protection degree: IP65 (in plugged condition), Cable entry from side, Plug housing, End-locking clamp, lower side, high, Size of cable entries: M 32
13019 | 1787550000 | HDC 10B TSBU 1M25G | HDC enclosures, Size: 4, Protection degree: IP65 (in plugged condition), Cable entry from side, Plug housing, Side-locking clamp on lower side, Standard, Size of cable entries: M 25
13020 | 1787590000 | HDC 10B TOBU 1M25G | HDC enclosures, Size: 4, Protection degree: IP65 (in plugged condition), Cable entry from top, Plug housing, Side-locking clamp on lower side, Standard, Size of cable entries: M 25
13021 | 1787760000 | HDC 24B TSBU 1M25G | HDC enclosures, Size: 8, Protection degree: IP65 (in plugged condition), Cable entry from side, Plug housing, Side-locking clamp on lower side, Standard, Size of cable entries: M 25
13022 | 1787810000 | HDC 24B TOBU 1M32G | HDC enclosures, Size: 8, Protection degree: IP65 (in plugged condition), Cable entry from top, Plug housing, Side-locking clamp on lower side, Standard, Size of cable entries: M 32
13023 | 1788180000 | HDC 16B TSBU 1M25G | HDC enclosures, Size: 6, Protection degree: IP65 (in plugged condition), Cable entry from side, Plug housing, Side-locking clamp on lower side, Standard, Size of cable entries: M 25
13024 | 1788240000 | HDC 16B SBU 2M25G | HDC enclosures, Size: 6, Protection degree: IP65 (in plugged condition), Base housing, Side-locking clamp on lower side, Standard, Size of cable entries: M 25
13025 | 1788250000 | HDC 16B SLU 2M25G | HDC enclosures, Size: 6, Protection degree: IP65 (in plugged condition), Base housing, End-locking clamp, lower side, Standard, Size of cable entries: M 25
13026 | 1788270000 | HDC 16B SDLU 2M25G | HDC enclosures, Size: 6, Protection degree: IP65 (in plugged condition), Base housing, End-locking clamp, lower side, Standard, with cover, Size of cable entries: M 25
13027 | 1788340000 | HDC 48B TOLU 1M40G | HDC enclosures, Size: 12, Protection degree: IP65 (in plugged condition), Cable entry from top, Plug housing, End-locking clamp, lower side, Standard, Size of cable entries: M 40
13028 | 1806540000 | SKMU M12 K SW | SKMU PA (plastic locknut), Locknut, M 12, 5 mm, Polyamid 6 (PA6 - GF30)
13029 | 1877250030 | SAIL-M8GM8W-3L0.3U | Sensor/actuator line, Connecting line, M8 / M8, Number of poles : 3, 0.3 m, pin, straight - socket, 90°, Shielded: No, LED: Yes, Sheath material: PUR, Halogen: No
13030 | 1877250100 | SAIL-M8GM8W-3L1.0U | Sensor/actuator line, Connecting line, M8 / M8, Number of poles : 3, 1 m, pin, straight - socket, 90°, Shielded: No, LED: Yes, Sheath material: PUR, Halogen: No
13031 | 1877250150 | SAIL-M8GM8W-3L1.5U | Sensor/actuator line, Connecting line, M8 / M8, Number of poles : 3, 1.5 m, pin, straight - socket, 90°, Shielded: No, LED: Yes, Sheath material: PUR, Halogen: No
13032 | 1877250200 | SAIL-M8GM8W-3L2.0U | Sensor/actuator line, Connecting line, M8 / M8, Number of poles : 3, 2 m, pin, straight - socket, 90°, Shielded: No, LED: Yes, Sheath material: PUR, Halogen: No
13033 | 1877250300 | SAIL-M8GM8W-3L3.0U | Sensor/actuator line, Connecting line, M8 / M8, Number of poles : 3, 3 m, pin, straight - socket, 90°, Shielded: No, LED: Yes, Sheath material: PUR, Halogen: No
13034 | 1877250500 | SAIL-M8GM8W-3L5.0U | Sensor/actuator line, Connecting line, M8 / M8, Number of poles : 3, 5 m, pin, straight - socket, 90°, Shielded: No, LED: Yes, Sheath material: PUR, Halogen: No
13035 | 1877251000 | SAIL-M8GM8W-3L10U | Sensor/actuator line, Connecting line, M8 / M8, Number of poles : 3, 10 m, pin, straight - socket, 90°, Shielded: No, LED: Yes, Sheath material: PUR, Halogen: No
13036 | 1886440100 | SAIB-M23-12P-ST-1,0M | Sensor/actuator line, One end without connector, M23, Inner thread, Number of poles: 12, 1 m, Female socket, straight, Shielded: No, LED: No, Sheath material: PUR, Halogen: No
13037 | 1886441500 | SAIB-M23-12P-ST-15,0M | Sensor/actuator line, One end without connector, M23, Inner thread, Number of poles: 12, 15 m, Female socket, straight, Shielded: No, LED: No, Sheath material: PUR, Halogen: No
13038 | 1890520150 | SAIL-M12BG-8S1.5U | Sensor/actuator line, One end without connector, M12, Number of poles : 8, 1.5 m, Female socket, straight, Shielded: Yes, LED: No, Sheath material: PUR, Halogen: No
13039 | 1906310060 | SAIL-M12WM12W-4-0.6U | Sensor/actuator line, Connecting line, M12 / M12, Number of poles : 4, 0.6 m, pin, 90° - socket 90°, Shielded: No, LED: No, Sheath material: PUR, Halogen: No
13040 | 1906310100 | SAIL-M12WM12W-4-1.0U | Sensor/actuator line, Connecting line, M12 / M12, Number of poles : 4, 1 m, pin, 90° - socket 90°, Shielded: No, LED: No, Sheath material: PUR, Halogen: No
13041 | 1909340000 | KDSU M50 BN O SC 2 G50S | KDSU (Klippon double seal universal Ex cable gland), Cable glands, M 50, 16 mm, Single-wire armouring, Metal foil armouring, Braided armouring, 0.1 - 2.5 mm, OD min. 39.4 - OD max. 46.7 mm, ID min. 28.10 - ID max. 38.20 mm, IP66, IP68 - 2.5 bar, Brass
13042 | 1909350000 | KDSU M50 BN O SC 2 G50 | KDSU (Klippon double seal universal Ex cable gland), Cable glands, M 50, 16 mm, Single-wire armouring, Metal foil armouring, Braided armouring, 0.1 - 2.5 mm, OD min. 45.7 - OD max. 53.2 mm, ID min. 33.10 - ID max. 44.10 mm, IP66, IP68 - 2.5 bar, Brass
13043 | 1909360000 | KDSU M63 BN O SC 2 G63S | KDSU (Klippon double seal universal Ex cable gland), Cable glands, M 63, 19 mm, Single-wire armouring, Metal foil armouring, Braided armouring, 0.1 - 2.5 mm, OD min. 52.1 - OD max. 59.5 mm, ID min. 39.20 - ID max. 50.10 mm, IP66, IP68 - 2.5 bar, Brass
13044 | 1909370000 | KDSU M63 BN O SC 2 G63 | KDSU (Klippon double seal universal Ex cable gland), Cable glands, M 63, 19 mm, Single-wire armouring, Metal foil armouring, Braided armouring, 0.1 - 2.5 mm, OD min. 58.4 - OD max. 65.8 mm, ID min. 46.70 - ID max. 56.00 mm, IP66, IP68 - 2.5 bar, Brass
13045 | 1909450000 | KSG M50 BN O SC 2 G50S | KSG (Klippon standard Ex cable gland), Cable glands, M 50, 16 mm, OD min. 28.1 - OD max. 38.2 mm, IP66, IP68 - 2.5 bar, Brass
13046 | 1909460000 | KSG M50 BN O SC 2 G50 | KSG (Klippon standard Ex cable gland), Cable glands, M 50, 16 mm, OD min. 33.1 - OD max. 44.1 mm, IP66, IP68 - 2.5 bar, Brass
13047 | 1909470000 | KSG M63 BN O SC 2 G63S | KSG (Klippon standard Ex cable gland), Cable glands, M 63, 19 mm, OD min. 39.2 - OD max. 50.1 mm, IP66, IP68 - 2.5 bar, Brass
13048 | 1909480000 | KSG M63 BN O SC 2 G63 | KSG (Klippon standard Ex cable gland), Cable glands, M 63, 19 mm, OD min. 46.7 - OD max. 56 mm, IP66, IP68 - 2.5 bar, Brass
13049 | 1909490000 | VG M12 - MS 1/EMV | VG EMV GEN 1 (EMC cable gland with clamping cage), Cable glands, M 12, 6, OD min. 3 - OD max. 6.5 mm, IP68 - 5 bar (30 min.), IP69K, Brass, nickel-plated
13050 | 1909500000 | VG M16 - MS 1/EMV | VG EMV GEN 1 (EMC cable gland with clamping cage), Cable glands, M 16, 7, OD min. 5 - OD max. 10 mm, IP68 - 5 bar (30 min.), IP69K, Brass, nickel-plated
13051 | 1909510000 | VG M20 - MS 1/EMV | VG EMV GEN 1 (EMC cable gland with clamping cage), Cable glands, M 20, 8, OD min. 6 - OD max. 12 mm, IP68 - 5 bar (30 min.), IP69K, Brass, nickel-plated
13052 | 1909520000 | VG M25 - MS 1/EMV | VG EMV GEN 1 (EMC cable gland with clamping cage), Cable glands, M 25, 8, OD min. 11 - OD max. 17 mm, IP68 - 5 bar (30 min.), IP69K, Brass, nickel-plated
13053 | 1909530000 | VG M32 - MS 1/EMV | VG EMV GEN 1 (EMC cable gland with clamping cage), Cable glands, M 32, 8, OD min. 15 - OD max. 21 mm, IP68 - 5 bar (30 min.), IP69K, Brass, nickel-plated
13054 | 1909540000 | VG M40 - MS 1/EMV | VG EMV GEN 1 (EMC cable gland with clamping cage), Cable glands, M 40, 9, OD min. 19 - OD max. 28 mm, IP68 - 5 bar (30 min.), IP69K, Brass, nickel-plated
13055 | 1909550000 | VG M50 - MS 1/EMV | VG EMV GEN 1 (EMC cable gland with clamping cage), Cable glands, M 50, 9, OD min. 27 - OD max. 38 mm, IP68 - 5 bar (30 min.), IP69K, Brass, nickel-plated
13056 | 1909560000 | VG M63 - MS 1/EMV | VG EMV GEN 1 (EMC cable gland with clamping cage), Cable glands, M 63, 14, OD min. 34 - OD max. 44 mm, IP68 - 5 bar (30 min.), IP69K, Brass, nickel-plated
13057 | 1909660000 | VG M12-K67 | VG K (standard plastic cable gland), Cable glands, M 12, 8 mm, OD min. 3 - OD max. 6.5 mm, Polyamide 6
13058 | 1909670000 | VG M16-K67 4-8 | VG K (standard plastic cable gland), Cable glands, M 16, 8 mm, OD min. 4 - OD max. 8 mm, Polyamide 6
13059 | 1909680000 | VG M16-K67 5-10 | VG K (standard plastic cable gland), Cable glands, M 16, 10 mm, OD min. 5 - OD max. 10 mm, Polyamide 6
13060 | 1909690000 | VG M20-K67 6-12 | VG K (standard plastic cable gland), Cable glands, M 20, 10 mm, OD min. 6 - OD max. 12 mm, Polyamide 6
13061 | 1909700000 | VG M20-K67 10-14 | VG K (standard plastic cable gland), Cable glands, M 20, 10 mm, OD min. 10 - OD max. 14 mm, Polyamide 6
13062 | 1909710000 | VG M25-K67 | VG K (standard plastic cable gland), Cable glands, M 25, 10 mm, OD min. 13 - OD max. 18 mm, Polyamide 6
13063 | 1909720000 | VG M32-K67 | VG K (standard plastic cable gland), Cable glands, M 32, 15 mm, OD min. 18 - OD max. 25 mm, Polyamide 6
13064 | 1909730000 | VG M40-K67 | VG K (standard plastic cable gland), Cable glands, M 40, 18 mm, OD min. 22 - OD max. 32 mm, Polyamide 6
13065 | 1909740000 | VG M50-K67 | VG K (standard plastic cable gland), Cable glands, M 50, 18 mm, OD min. 30 - OD max. 38 mm, Polyamide 6
13066 | 1909750000 | VG M63-K67 | VG K (standard plastic cable gland), Cable glands, M 63, 18 mm, OD min. 34 - OD max. 44 mm, Polyamide 6
13067 | 1909760000 | VG PG7-K67 | VG K (standard plastic cable gland), Cable glands, PG 7, 8 mm, OD min. 3 - OD max. 6.5 mm, Polyamide 6
13068 | 1909770000 | VG PG9-K67 | VG K (standard plastic cable gland), Cable glands, PG 9, 8 mm, OD min. 4 - OD max. 8 mm, Polyamide 6
13069 | 1909780000 | VG PG11-K67 | VG K (standard plastic cable gland), Cable glands, PG 11, 8 mm, OD min. 5 - OD max. 10 mm, Polyamide 6
13070 | 1909790000 | VG PG13.5-K67 | VG K (standard plastic cable gland), Cable glands, PG 13.5, 10 mm, OD min. 6 - OD max. 12 mm, Polyamide 6
13071 | 1909800000 | VG PG16-K67 | VG K (standard plastic cable gland), Cable glands, PG 16, 10 mm, OD min. 10 - OD max. 14 mm, Polyamide 6
13072 | 1909810000 | VG PG21-K67 | VG K (standard plastic cable gland), Cable glands, PG 21, 11 mm, OD min. 13 - OD max. 18 mm, Polyamide 6
13073 | 1909820000 | VG PG29-K67 | VG K (standard plastic cable gland), Cable glands, PG 29, 11 mm, OD min. 18 - OD max. 25 mm, Polyamide 6
13074 | 1909830000 | VG PG36-K67 | VG K (standard plastic cable gland), Cable glands, PG 36, 13 mm, OD min. 22 - OD max. 32 mm, Polyamide 6
13075 | 1909840000 | VG PG42-K67 | VG K (standard plastic cable gland), Cable glands, PG 42, 13 mm, OD min. 30 - OD max. 38 mm, Polyamide 6
13076 | 1909850000 | VG PG48-K67 | VG K (standard plastic cable gland), Cable glands, PG 48, 14 mm, OD min. 34 - OD max. 44 mm, Polyamide 6
13077 | 1909860000 | VG M16-1/K68 | VG K (standard plastic cable gland), Cable glands, M 16, 8 mm, OD min. 4 - OD max. 8 mm, IP54, IP66, IP67, IP68 - 5 bar (30 min.), Polyamide 6
13078 | 1909870000 | VG M25-1/K68 | VG K (standard plastic cable gland), Cable glands, M 25, 8 mm, OD min. 11 - OD max. 17 mm, IP54, IP66, IP67, IP68 - 5 bar (30 min.), Polyamide 6
13079 | 1909880000 | VG M32-1/K68 | VG K (standard plastic cable gland), Cable glands, M 32, 10 mm, OD min. 15 - OD max. 21 mm, IP54, IP66, IP67, IP68 - 5 bar (30 min.), Polyamide 6
13080 | 1909890000 | VG M40-1/K68 | VG K (standard plastic cable gland), Cable glands, M 40, 10 mm, OD min. 19 - OD max. 28 mm, IP54, IP66, IP67, IP68 - 5 bar (30 min.), Polyamide 6
13081 | 1909910000 | VG M16-1/MS68 | VG MS (standard brass cable gland), Cable glands, M 16, 7 mm, OD min. 5 - OD max. 10 mm, IP54, IP66, IP67, IP68 - 5 bar (30 min.), Brass, nickel-plated
13082 | 1909920000 | VG M25-1/MS68 | VG MS (standard brass cable gland), Cable glands, M 25, 8 mm, OD min. 11 - OD max. 17 mm, IP54, IP66, IP67, IP68 - 5 bar (30 min.), Brass, nickel-plated
13083 | 1909930000 | VG M32-1/MS68 | VG MS (standard brass cable gland), Cable glands, M 32, 8 mm, OD min. 15 - OD max. 21 mm, IP54, IP66, IP67, IP68 - 5 bar (30 min.), Brass, nickel-plated
13084 | 1909940000 | VG M40-1/MS68 | VG MS (standard brass cable gland), Cable glands, M 40, 9 mm, OD min. 19 - OD max. 28 mm, IP54, IP66, IP67, IP68 - 5 bar (30 min.), Brass, nickel-plated
13085 | 1909950000 | VG M50-1/MS68 | VG MS (standard brass cable gland), Cable glands, M 50, 9 mm, OD min. 27 - OD max. 38 mm, IP54, IP66, IP67, IP68 - 5 bar (30 min.), Brass, nickel-plated
13086 | 1911450000 | KDSU M50 BN O NI 2 G50S | KDSU (Klippon double seal universal Ex cable gland), Cable glands, M 50, 16 mm, Single-wire armouring, Metal foil armouring, Braided armouring, 0.1 - 2.5 mm, OD min. 39.4 - OD max. 46.7 mm, ID min. 28.10 - ID max. 38.20 mm, IP66, IP68 - 2.5 bar, Brass, nickel-plated
13087 | 1911460000 | KDSU M50 BN O NI 2 G50 | KDSU (Klippon double seal universal Ex cable gland), Cable glands, M 50, 16 mm, Single-wire armouring, Metal foil armouring, Braided armouring, 0.1 - 2.5 mm, OD min. 45.7 - OD max. 53.2 mm, ID min. 33.10 - ID max. 44.10 mm, IP66, IP68 - 2.5 bar, Brass, nickel-plated
13088 | 1911480000 | KDSU M63 BN O NI 2 G63S | KDSU (Klippon double seal universal Ex cable gland), Cable glands, M 63, 19 mm, Single-wire armouring, Metal foil armouring, Braided armouring, 0.1 - 2.5 mm, OD min. 52.1 - OD max. 59.5 mm, ID min. 39.20 - ID max. 50.10 mm, IP66, IP68 - 2.5 bar, Brass, nickel-plated
13089 | 1911490000 | KDSU M63 BN O NI 2 G63 | KDSU (Klippon double seal universal Ex cable gland), Cable glands, M 63, 19 mm, Single-wire armouring, Metal foil armouring, Braided armouring, 0.1 - 2.5 mm, OD min. 58.4 - OD max. 65.8 mm, ID min. 46.70 - ID max. 56.00 mm, IP66, IP68 - 2.5 bar, Brass, nickel-plated
13090 | 1911600000 | KSG M50 BN O NI 2 G50S | KSG (Klippon standard Ex cable gland), Cable glands, M 50, 16 mm, OD min. 28.1 - OD max. 38.2 mm, IP66, IP68 - 2.5 bar, Brass, nickel-plated
13091 | 1911610000 | KSG M50 BN O NI 2 G50 | KSG (Klippon standard Ex cable gland), Cable glands, M 50, 16 mm, OD min. 33.1 - OD max. 44.1 mm, IP66, IP68 - 2.5 bar, Brass, nickel-plated
13092 | 1911620000 | KSG M63 BN O NI 2 G63S | KSG (Klippon standard Ex cable gland), Cable glands, M 63, 19 mm, OD min. 39.2 - OD max. 50.1 mm, IP66, IP68 - 2.5 bar, Brass, nickel-plated
13093 | 1911630000 | KSG M63 BN O NI 2 G63 | KSG (Klippon standard Ex cable gland), Cable glands, M 63, 19 mm, OD min. 46.7 - OD max. 56 mm, IP66, IP68 - 2.5 bar, Brass, nickel-plated
13094 | 1912110150 | SAIL-ZW-M12BW-3L1.5U | Sensor/actuator line, Connecting line, M12 / M12, Number of poles : 3, 1.5 m, Twin cabling, pin, straight, 2x socket, angled, Shielded: No, LED: Yes, Sheath material: PUR, Halogen: No
13095 | 1913320000 | GWDR M12-NP | GWDR NP (flat gasket - neoprene), Sealing ring, M 12, Neoprene
13096 | 1921760000 | VG H M32 MS | VG H (HDC halved cable gland), Cable glands, M 32, IP65, Brass, nickel-plated
13097 | 1921770000 | VG H M40 MS | VG H (HDC halved cable gland), Cable glands, M 40, IP65, Brass, nickel-plated
13098 | 1962540000 | IE-PH-V05M | Empty enclosure, Plug housing, Variant 5 to IEC 61076-3-106, IP67
13099 | 1962550000 | IE-PH-V01M | Empty enclosure, Plug housing, Variant 1 to IEC 61076-3-106, IP67
13100 | 1962560000 | IE-PH-V01M-BP | Empty enclosure, Plug housing, bending protection, Variant 1 to IEC 61076-3-106, IP67
13101 | 1962720000 | IE-PI-RJ45-TH | Plug insert RJ45 IDC, Plug insert RJ45, crimp
13102 | 1962730000 | IE-PI-RJ45-FH | Plug insert RJ45 IDC, Plug insert RJ45, no tools required, TIA-568A, EIA/TIA T568 B, PROFINET
13103 | 1962780000 | IE-PI-2LC-MM | LC insert, Plug insert 2 LC, multimode
13104 | 1962790000 | IE-PI-2LC-SM | LC insert, Plug insert 2 LC, singlemode
13105 | 1962840000 | IE-BI-RJ45-C | RJ45 insert socket, Bulkhead inserts coupler
13106 | 1962850000 | IE-BI-RJ45-FJ-A | RJ45 insert socket, Connector for base, TIA-568A
13107 | 1962870000 | IE-BI-SCRJ2SC-SM-C | SC insert, Bulkhead insert SCRJ to 2 SC, singlemode
13108 | 1962880000 | IE-BI-LCD-SM-C | LC insert, Bulkhead insert LC duplex, singlemode
13109 | 1962910000 | IE-PS-SC-MM | FO connector, Plug SC, multimode, IP20
13110 | 1962940000 | IE-PS-SCRJ-MM | FO connector, Plug SCRJ, multimode, IP20
13111 | 1962970000 | IE-PS-LCD-MM | FO connector, Plug LC duplex, multimode, IP20
13112 | 1962980000 | IE-PS-LCD-SM | FO connector, Plug LC duplex, singlemode, IP20
13113 | 1963110000 | IE-PS-V05M-RJ45-TH | RJ45 crimp plug, Variant 5, Cat.6A / Class EA (ISO/IEC 11801 2010)
13114 | 1963120000 | IE-PS-V01M-RJ45-FH | RJ45 plug, no tools required, Variant 1 metal, Cat.6A / Class EA (ISO/IEC 11801 2010)
13115 | 1963130000 | IE-PS-V01M-RJ45-FH-BP | RJ45 plug, no tools required, Variant 1 metal, with kink prevention, Cat.6A / Class EA (ISO/IEC 11801 2010)
13116 | 1963140000 | IE-PS-V01M-RJ45-TH | RJ45 crimp plug, Variant 1 metal, Cat.6A / Class EA (ISO/IEC 11801 2010)
13117 | 1963150000 | IE-PS-V01M-RJ45-TH-BP | RJ45 crimp plug, Variant 1 metal, with kink prevention, Cat.6A / Class EA (ISO/IEC 11801 2010)
13118 | 1963200000 | IE-PS-V05M-RJ45-FH | RJ45 plug, no tools required, Variant 5, Cat.6A / Class EA (ISO/IEC 11801 2010)
13119 | 1963220000 | IE-PS-V01M-2LC-MM | FO connector, Variant 1, LC-Duplex multi-mode, IP67
13120 | 1963230000 | IE-PS-V01M-2LC-MM-BP | FO connector, Variant 1, LC-Duplex multi-mode, with kink prevention, IP67
13121 | 1963240000 | IE-PS-V01M-2LC-SM | FO connector, Variant 1, LC-Duplex single-mode, IP67
13122 | 1963250000 | IE-PS-V01M-2LC-SM-BP | FO connector, Variant 1, LC-Duplex single-mode, with kink prevention, IP67
13123 | 1963260000 | IE-PS-V01M-2SC-MM | FO connector, Variant 1, SC-Duplex multi-mode, IP67
13124 | 1963270000 | IE-PS-V01M-2SC-MM-BP | FO connector, Variant 1, SC-Duplex multi-mode, with kink prevention, IP67
13125 | 1963280000 | IE-PS-V01M-2SC-POF | FO connector, Version 1, SC-RJ POF, IP67
13126 | 1963290000 | IE-PS-V01M-2SC-POF-BP | FO connector, Variant 1, SC-RJ POF, with kink protection, IP67
13127 | 1963300000 | IE-PS-V01M-2SC-SM | FO connector, Variant 1, SC-Duplex single-mode, IP67
13128 | 1963310000 | IE-PS-V01M-2SC-SM-BP | FO connector, Variant 1, SC-Duplex single-mode, with kink prevention, IP67
13129 | 1963420000 | IE-BS-V04P-SCRJ2SC-SM-C | Flange FO, IP67, Version 4, coupling from SCRJ on 2*SC, Singlemode
13130 | 1963430000 | IE-BS-V01M-LCD-SM-C | Flange FO, IP67, Version 1, LC Duplex coupling, Singlemode
13131 | 1963440000 | IE-BS-V01M-SCRJ2SC-SM-C | Flange FO, IP67, Version 1, coupling from SCRJ on 2*SC, Singlemode
13132 | 1963450000 | IE-BS-V04P-LCD-SM-C | Flange FO, IP67, Version 4, LC Duplex coupling, Singlemode
13133 | 1963460000 | IE-BS-V05M-RJ45-FJ-A | Flange RJ45, IP67, Variant 5, IDC, EIA/TIA 586 A, Cat.6A / Class EA (ISO/IEC 11801 2010)
13134 | 1963470000 | IE-BS-V01M-RJ45-C | Flange RJ45, IP67, Variant 1 metal, RJ45 / RJ45 coupling, Cat.6A / Class EA (ISO/IEC 11801 2010)
13135 | 1963480000 | IE-BS-V01M-RJ45-FJ-A | Flange RJ45, IP67, Variant 1 metal, IDC, EIA/TIA 586 A, Cat.6A / Class EA (ISO/IEC 11801 2010)
13136 | 1963490000 | IE-BS-V04P-RJ45-C | Flange RJ45, IP67, Variant 4, RJ45 / RJ45 coupling, Cat.6A / Class EA (ISO/IEC 11801 2010)
13137 | 1963500000 | IE-BS-V04P-RJ45-FJ-A | Flange RJ45, IP67, Variant 4, IDC, EIA/TIA 586 A, Cat.6A / Class EA (ISO/IEC 11801 2010)
13138 | 1963510000 | IE-BS-V05M-RJ45-C | Flange RJ45, IP67, Variant 5, RJ45 / RJ45 coupling, Cat.6A / Class EA (ISO/IEC 11801 2010)
13139 | 1963520000 | IE-BH-V04P | Empty enclosure, Flange-mounted housing, Variant 4 to IEC 61076-3-106, IP67
13140 | 1963530000 | IE-BH-V05M | Empty enclosure, Flange-mounted housing, Variant 5 to IEC 61076-3-106, IP67
13141 | 1963540000 | IE-BH-V01M | Empty enclosure, Flange-mounted housing, Variant 1 to IEC 61076-3-106, IP67
13142 | 1963600000 | IE-PS-RJ45-FH-BK | RJ45 IDC plug, Cat.6A / Class EA (ISO/IEC 11801 2010), 8-core, 4-core, EIA/TIA T568 A, EIA/TIA T568 B, PROFINET
13143 | 1963700000 | IE-BS-V05M-RJ45-FJ-P | Flange RJ45, IP67, Variant 5, IDC, PROFINET, Cat.5 (ISO/IEC 11801)
13144 | 1963730000 | IE-BS-V04P-RJ45-FJ-B | Flange RJ45, IP67, Variant 4, IDC, PROFINET, Cat.6A / Class EA (ISO/IEC 11801 2010)
13145 | 1963830000 | IE-BI-RJ45-FJ-P | RJ45 insert socket, Connector for base, PROFINET
13146 | 1963840000 | IE-BI-RJ45-FJ-B | RJ45 insert socket, Connector for base, TIA-568B
13147 | 1963890000 | IE-PP-V04P | Plug housing protective cap
13148 | 1964410000 | IE-PS-SCD-SM | FO connector, Plug SC duplex, singlemode, IP20
13149 | 1964420000 | IE-BI-LCD-MM-C | LC insert, Bulkhead insert LC duplex, multimode
13150 | 1964430000 | IE-BI-SCRJ2SC-MM-C | SC insert, Bulkhead insert SCRJ to 2 SC, multimode
13151 | 1964440000 | IE-BS-V01M-LCD-MM-C | Flange FO, IP67, Version 1, LC Duplex coupling, Multimode
13152 | 1964450000 | IE-BS-V01M-SCRJ2SC-MM-C | Flange FO, IP67, Version 1, coupling from SCRJ on 2*SC, Multimode
13153 | 1964460000 | IE-BS-V04P-LCD-MM-C | Flange FO, IP67, Version 4, LC Duplex coupling, Multimode
13154 | 1964470000 | IE-BS-V04P-SCRJ2SC-MM-C | Flange FO, IP67, Version 4, coupling from SCRJ on 2*SC, Multimode, POF
13155 | 1964480000 | IE-PS-SCD-MM | FO connector, Plug SC duplex, multimode, IP20
13156 | 1966220000 | IE-OM-V04P-K11-1S | Junction box, IP67, Variant 4, 1 port, straight
13157 | 1966250000 | IE-OM-V04P-K21-2S | Junction box, IP67, Variant 4, 2 ports, straight
13158 | 1966290000 | IE-OM-V05M-K21-2S | Junction box, IP67, Variant 5, 2 ports, straight
13159 | 1966300000 | IE-OM-V01M-K11-1S | Junction box, IP67, Variant 1, 1 port, straight
13160 | 1968150000 | IE-PS-ST-MM | FO connector, Plug ST, multimode, IP20
13161 | 8808330000 | IE-XRJ45/IDC | Flange insert, Cat.6A / Class EA (ISO/IEC 11801 2010), IP20
13162 | 8808340000 | IE-XM-ST/ST | Mounting rail outlet, fibre-optic, ST-ST coupler, IP20
13163 | 8808360000 | IE-XM-RJ45/IDC | Mounting rail outlet, RJ45, RJ45 module, IP20, Cat.6A / Class EA (ISO/IEC 11801 2010)
13164 | 8808370000 | IE-S-IP67 | Connecting plug, Junction box, IP67, Cat.6A / Class EA (ISO/IEC 11801 2010), Variant 6 to IEC 61076-3-106
13165 | 8808380000 | IE-P-IP67 | Connecting plug, Plug, IP67, Cat.6A / Class EA (ISO/IEC 11801 2010), Variant 6 to IEC 61076-3-106
13166 | 8808400000 | IE-CSM 1 SET | Cable splitter module, Cat.5 (ISO/IEC 11801), IP20
13167 | 8808410000 | IE-CCM | Connecting module, Cat.7 (ISO/IEC 11801), IP20
13168 | 8808420000 | IE-CT | Continuity tester for data cables
13169 | 8808440000 | IE-XM-RJ45/IDC-IP67 | Mounting flange, RJ45 module flange, straight, Cat.6 (ISO/IEC 11801), IP67
13170 | 8808450000 | IE-XM-RJ45/RJ45-IP67 | Mounting flange, Coupling flange, straight, Cat. 6A, IP67
13171 | 8813090000 | IE-C-IP67 | Connecting plug, Cable coupling, IP67, Cat.6A / Class EA (ISO/IEC 11801 2010), Variant 6 to IEC 61076-3-106
13172 | 8813130000 | IE-C7BS8VG-100 | Installation cable, Cat.7 (ISO/IEC 11801), PVC, 100 m
13173 | 8813140000 | IE-C7BS8UG-100 | Installation cable, Cat.7 (ISO/IEC 11801), PUR, 100 m
13174 | 8813150000 | IE-C5CS8VG-100 | Installation cable, Cat.5 (ISO/IEC 11801) / Cat.5e (TIA T568-B), PVC, 100 m
13175 | 8813160000 | IE-C5CS8UG-100 | Installation cable, Cat.5 (ISO/IEC 11801) / Cat.5e (TIA T568-B), PUR, 100 m
13176 | 8813170000 | IE-C7ES8VG-100 | System cable, Cat.7 (ISO/IEC 11801), PVC, 100 m
13177 | 8813180000 | IE-C7ES8UG-100 | System cable, Cat.7 (ISO/IEC 11801), PUR, 100 m
13178 | 8813190000 | IE-C5ES8VG-100 | System cable, Cat.5 (ISO/IEC 11801) / Cat.5e (TIA T568-B), PVC, 100 m
13179 | 8813200000 | IE-C5ES8UG-100 | System cable, Cat.5 (ISO/IEC 11801) / Cat.5e (TIA T568-B), PUR, 100 m
13180 | 8813210000 | IE-C5ED8UG-100 | Dragline cable, Cat.5 (ISO/IEC 11801) / Cat.5e (TIA T568-B), PUR, 100 m
13181 | 8813270000 | IE-FM6Z2VO0001MST0ST0X | Patch cable, ST, ST IP 20, 62.5 µm, PVC, 1 m
13182 | 8813280000 | IE-FM6Z2VO0002MST0ST0X | Patch cable, ST, ST IP 20, 62.5 µm, PVC, 2 m
13183 | 8813290000 | IE-FM6Z2VO0003MST0ST0X | Patch cable, ST, ST IP 20, 62.5 µm, PVC, 3 m
13184 | 8813300000 | IE-FM5Z2VO0001MSD0SD0X | Pre-assembled patch cable, crossover, SC duplex IP 20, SC duplex IP 20, 50 µm, PVC, 1 m
13185 | 8813310000 | IE-FM5Z2VO0002MSD0SD0X | Pre-assembled patch cable, crossover, SC duplex IP 20, SC duplex IP 20, 50 µm, PVC, 2 m
13186 | 8813320000 | IE-FM5Z2VO0003MSD0SD0X | Pre-assembled patch cable, crossover, SC duplex IP 20, SC duplex IP 20, 50 µm, PVC, 3 m
13187 | 8813330000 | IE-FM6Z2VO0001MSD0SD0X | Pre-assembled patch cable, crossover, SC duplex IP 20, SC duplex IP 20, 62.5 µm, PVC, 1 m
13188 | 8813340000 | IE-FM6Z2VO0002MSD0SD0X | Pre-assembled patch cable, crossover, SC duplex IP 20, SC duplex IP 20, 62.5 µm, PVC, 2 m
13189 | 8813350000 | IE-FM6Z2VO0003MSD0SD0X | Pre-assembled patch cable, crossover, SC duplex IP 20, SC duplex IP 20, 62.5 µm, PVC, 3 m
13190 | 8813390000 | IE-FM5Z2VO0002MST0SD0X | Pre-assembled patch cable, crossover, SC duplex IP 20, ST IP 20, 50 µm, PVC, 2 m
13191 | 8813400000 | IE-FM6Z2VO0002MST0SD0X | Pre-assembled patch cable, crossover, SC duplex IP 20, ST IP 20, 62.5 µm, PVC, 2 m
13192 | 8815100000 | IE-C6ES8UG0050A46A46-X | System cable, RJ45 IP 67 snap-in V06 plastic, RJ45 IP 67 V 06, Cat.6A / Class EA (ISO/IEC 11801 2010), PUR, 5 m
13193 | 8829440000 | IE-XM-6U-RJ45/RJ45-IP67 | Mounting flange, Coupling flange, 90° up, Cat.6 (ISO/IEC 11801), IP67
13194 | 8829450000 | IE-XM-6D-RJ45/RJ45-IP67 | Mounting flange, Coupling flange, 90° down, Cat.6 (ISO/IEC 11801), IP67
13195 | 8829560000 | IE-C5ES8UG0010A40A40-E | System cable, RJ45 IP 20, RJ45 IP 20, Cat.5 (ISO/IEC 11801) / Cat.5e (TIA T568-B), PUR, 1 m
13196 | 8829590000 | IE-C5ES8UG0020A40A40-E | System cable, RJ45 IP 20, RJ45 IP 20, Cat.5 (ISO/IEC 11801) / Cat.5e (TIA T568-B), PUR, 2 m
13197 | 8829620000 | IE-C5ES8UG0050A40A40-E | System cable, RJ45 IP 20, RJ45 IP 20, Cat.5 (ISO/IEC 11801) / Cat.5e (TIA T568-B), PUR, 5 m
13198 | 8829650000 | IE-C5ES8UG0100A40A40-E | System cable, RJ45 IP 20, RJ45 IP 20, Cat.5 (ISO/IEC 11801) / Cat.5e (TIA T568-B), PUR, 10 m
13199 | 8829680000 | IE-C5ES8UG0150A40A40-E | System cable, RJ45 IP 20, RJ45 IP 20, Cat.5 (ISO/IEC 11801) / Cat.5e (TIA T568-B), PUR, 15 m
13200 | 8876350050 | IE-FM5Z2VO0005MSD0SD0X | Pre-assembled patch cable, crossover, SC duplex IP 20, SC duplex IP 20, 50 µm, PVC, 5 m
13201 | 8876350100 | IE-FM5Z2VO0010MSD0SD0X | Pre-assembled patch cable, crossover, SC duplex IP 20, SC duplex IP 20, 50 µm, PVC, 10 m
13202 | 8876360050 | IE-FM6Z2VO0005MSD0SD0X | Pre-assembled patch cable, crossover, SC duplex IP 20, SC duplex IP 20, 62.5 µm, PVC, 5 m
13203 | 8876360100 | IE-FM6Z2VO0010MSD0SD0X | Pre-assembled patch cable, crossover, SC duplex IP 20, SC duplex IP 20, 62.5 µm, PVC, 10 m
13204 | 8876360200 | IE-FM6Z2VO0020MSD0SD0X | Pre-assembled patch cable, crossover, SC duplex IP 20, SC duplex IP 20, 62.5 µm, PVC, 20 m
13205 | 8876370050 | IE-FM5Z2VO0005MST0ST0X | Patch cable, ST IP 20, ST IP 20, 50 µm, PVC, 5 m
13206 | 8876370100 | IE-FM5Z2VO0010MST0ST0X | Patch cable, ST IP 20, ST IP 20, 50 µm, PVC, 10 m
13207 | 8876370200 | IE-FM5Z2VO0020MST0ST0X | Patch cable, ST IP 20, ST IP 20, 50 µm, PVC, 20 m
13208 | 8876380050 | IE-FM6Z2VO0005MST0ST0X | Patch cable, ST, ST IP 20, 62.5 µm, PVC, 5 m
13209 | 8876380100 | IE-FM6Z2VO0010MST0ST0X | Patch cable, ST, ST IP 20, 62.5 µm, PVC, 10 m
13210 | 8876430010 | IE-FM5D2UE0001MSD0SD0X | Dragline cable, SC duplex IP 20, SC duplex IP 20, 50 µm, PUR, 1 m
13211 | 8876430030 | IE-FM5D2UE0003MSD0SD0X | Dragline cable, SC duplex IP 20, SC duplex IP 20, 50 µm, PUR, 3 m
13212 | 8876430050 | IE-FM5D2UE0005MSD0SD0X | Dragline cable, SC duplex IP 20, SC duplex IP 20, 50 µm, PUR, 5 m
13213 | 8876430100 | IE-FM5D2UE0010MSD0SD0X | Dragline cable, SC duplex IP 20, SC duplex IP 20, 50 µm, PUR, 10 m
13214 | 8876440010 | IE-FM6D2UE0001MSD0SD0X | Dragline cable, SC duplex IP 20, SC duplex IP 20, 62.5 µm, PUR, 1 m
13215 | 8876440030 | IE-FM6D2UE0003MSD0SD0X | Dragline cable, SC duplex IP 20, SC duplex IP 20, 62.5 µm, PUR, 3 m
13216 | 8876440050 | IE-FM6D2UE0005MSD0SD0X | Dragline cable, SC duplex IP 20, SC duplex IP 20, 62.5 µm, PUR, 5 m
13217 | 8876440100 | IE-FM6D2UE0010MSD0SD0X | Dragline cable, SC duplex IP 20, SC duplex IP 20, 62.5 µm, PUR, 10 m
13218 | 8876450010 | IE-FM5D2UE0001MST0ST0X | Dragline cable, ST, ST IP 20, 50 µm, PUR, 1 m
13219 | 8876450030 | IE-FM5D2UE0003MST0ST0X | Dragline cable, ST, ST IP 20, 50 µm, PUR, 3 m
13220 | 8876450050 | IE-FM5D2UE0005MST0ST0X | Dragline cable, ST, ST IP 20, 50 µm, PUR, 5 m
13221 | 8876450100 | IE-FM5D2UE0010MST0ST0X | Dragline cable, ST, ST IP 20, 50 µm, PUR, 10 m
13222 | 8876460010 | IE-FM6D2UE0001MST0ST0X | Dragline cable, ST, ST IP 20, 62.5 µm, PUR, 1 m
13223 | 8876460030 | IE-FM6D2UE0003MST0ST0X | Dragline cable, ST, ST IP 20, 62.5 µm, PUR, 3 m
13224 | 8876460050 | IE-FM6D2UE0005MST0ST0X | Dragline cable, ST, ST IP 20, 62.5 µm, PUR, 5 m
13225 | 8876460100 | IE-FM6D2UE0010MST0ST0X | Dragline cable, ST, ST IP 20, 62.5 µm, PUR, 10 m
13226 | 8879050000 | IE-XM-RJ45/RJ45 | Mounting rail outlet, RJ45, RJ45-RJ45 coupler, IP20, Cat.6 (ISO/IEC 11801)
13227 | 8892670000 | IE-XM-USB/USB-IP67 | Mounting flange, USB flange, Cat.6 (ISO/IEC 11801), IP67
13228 | 8896340100 | IE-FM5Z2VO0010MST0SD0X | Pre-assembled patch cable, crossover, SC duplex IP 20, ST IP 20, 50 µm, PVC, 10 m
13229 | 8898990000 | IE-C5DS4VG-100 | System cable, Cat.5 (ISO/IEC 11801) / Cat.5e (TIA T568-B), PVC, 100 m
13230 | 8899000000 | IE-C5AS4VG-100 | Installation cable, PROFINET, Cat.5 (ISO/IEC 11801) / Cat.5e (TIA T568-B), PVC
13231 | 8899010000 | IE-C5DD4UG-100 | Dragline cable, PROFINET, Cat.5 (ISO/IEC 11801) / Cat.5e (TIA T568-B), PUR
13232 | 8901620000 | IE-M12-ADAP S | Adapter, straight, RJ45, M12, Cat.5 (ISO/IEC 11801), IP67
13233 | 8901630000 | IE-M12-ADAP A | Adapter, angled, RJ45 90°, M12, Cat.5 (ISO/IEC 11801), IP67
13234 | 8901640000 | IE-M12-COUP | Coupling, M12, M12, Cat.5 (ISO/IEC 11801), IP67
13235 | 8903620200 | IE-C6ES8VG0200A40A40-E | System cable, RJ45 IP 20, RJ45 IP 20, Cat.6A / Class EA (ISO/IEC 11801 2010), PVC, 20 m
13236 | 8903620250 | IE-C6ES8VG0250A40A40-E | System cable, RJ45 IP 20, RJ45 IP 20, Cat.6A / Class EA (ISO/IEC 11801 2010), PVC, 25 m
13237 | 8903620500 | IE-C6ES8VG0500A40A40-E | System cable, RJ45 IP 20, RJ45 IP 20, Cat.6A / Class EA (ISO/IEC 11801 2010), PVC, 50 m
13238 | 8909650200 | IE-C6ES8UG0200A40A40-E | System cable, RJ45 IP 20, RJ45 IP 20, Cat.6A / Class EA (ISO/IEC 11801 2010), PUR, 20 m
13239 | 8909650250 | IE-C6ES8UG0250A40A40-E | System cable, RJ45 IP 20, RJ45 IP 20, Cat.6A / Class EA (ISO/IEC 11801 2010), PUR, 25 m
13240 | 8909650300 | IE-C6ES8UG0300A40A40-E | System cable, RJ45 IP 20, RJ45 IP 20, Cat.6A / Class EA (ISO/IEC 11801 2010), PUR, 30 m
13241 | 8909650350 | IE-C6ES8UG0350A40A40-E | System cable, RJ45 IP 20, RJ45 IP 20, Cat.6A / Class EA (ISO/IEC 11801 2010), PUR, 35 m
13242 | 8909650400 | IE-C6ES8UG0400A40A40-E | System cable, RJ45 IP 20, RJ45 IP 20, Cat.6A / Class EA (ISO/IEC 11801 2010), PUR, 40 m
13243 | 8910980000 | IE-X-USB/USB | USB, Type A, socket - socket
13244 | 8941350005 | IE-C6FS8UG0005A40A40-G | System cable, RJ45 IP 20, RJ45 IP 20, Cat.6A / Class EA (ISO/IEC 11801 2010), PUR, 0.5 m
13245 | 8941350010 | IE-C6FS8UG0010A40A40-G | System cable, RJ45 IP 20, RJ45 IP 20, Cat.6A / Class EA (ISO/IEC 11801 2010), PUR, 1 m
13246 | 8941350030 | IE-C6FS8UG0030A40A40-G | System cable, RJ45 IP 20, RJ45 IP 20, Cat.6A / Class EA (ISO/IEC 11801 2010), PUR, 3 m
13247 | 8941350100 | IE-C6FS8UG0100A40A40-G | System cable, RJ45 IP 20, RJ45 IP 20, Cat.6A / Class EA (ISO/IEC 11801 2010), PUR, 10 m
13248 | 8941350200 | IE-C6FS8UG0200A40A40-G | System cable, RJ45 IP 20, RJ45 IP 20, Cat.6A / Class EA (ISO/IEC 11801 2010), PUR, 20 m
13249 | 8941350300 | IE-C6FS8UG0300A40A40-G | System cable, RJ45 IP 20, RJ45 IP 20, Cat.6A / Class EA (ISO/IEC 11801 2010), PUR, 30 m
13250 | 8941350500 | IE-C6FS8UG0500A40A40-G | System cable, RJ45 IP 20, RJ45 IP 20, Cat.6A / Class EA (ISO/IEC 11801 2010), PUR, 50 m
13251 | 8944460100 | IE-C5ED8UG0100A40A40-E | Dragline cable, RJ45 IP 20, RJ45 IP 20, Cat.5 (ISO/IEC 11801) / Cat.5e (TIA T568-B), PUR, 10 m
13252 | 8946920000 | IE-TO-RJ45-C | Mounting rail outlet, RJ45, Coupling, IP20, Cat.6A / Class EA (ISO/IEC 11801 2010)
13253 | 8946930000 | IE-TO-RJ45-FJ-A | Mounting rail outlet, RJ45, EIA/TIA T568 A, IP20, Cat.6A / Class EA (ISO/IEC 11801 2010)
13254 | 8946940000 | IE-TO-RJ45-FJ-B | Mounting rail outlet, RJ45, EIA/TIA T568 B, IP20, Cat.6A / Class EA (ISO/IEC 11801 2010)
13255 | 8946950000 | IE-TO-RJ45-FJ-P | Mounting rail outlet, RJ45, PROFINET, IP20, Cat.5 (ISO/IEC 11801)
13256 | 8946960000 | IE-TO-USB | Terminal rail outlet, USB, IP20
13257 | 8946970000 | IE-TO-SCD-MM | Mounting rail outlet, fibre-optic, SC duplex, Multimode, POF, IP20
13258 | 8946980000 | IE-TO-SCD-SM | Mounting rail outlet, fibre-optic, SC duplex, Singlemode, IP20
13259 | 8946990000 | IE-TO-SCRJ-MM | Mounting rail outlet, fibre-optic, SCRJ, Multimode, POF, IP20
13260 | 8947000000 | IE-TO-SCRJ-SM | Mounting rail outlet, fibre-optic, SCRJ, Singlemode, IP20
13261 | 8947010000 | IE-TO-LCD-MM | Mounting rail outlet, fibre-optic, LC Duplex, Multimode, IP20
13262 | 8947020000 | IE-TO-LCD-SM | Mounting rail outlet, fibre-optic, LC Duplex, Singlemode, IP20
13263 | 8960670000 | IE-C5ED8UB-100 | Dragline cable, Cat.5 (ISO/IEC 11801) / Cat.5e (TIA T568-B), PUR, 100 m
13264 | 8961100000 | IE-FSMZ2FY0002MST0ST0X | Pre-assembled patch cable, crossover, ST IP 20, ST IP 20, 9 µm, LSZH, 2 m
13265 | 8979020000 | IE-FM5D2UE0010MLD0LD0X | Dragline cable, LC-Duplex IP 20, LC-Duplex IP 20, 50 µm, PUR, 10 m
13266 | 8979030000 | IE-FM5D2UE0100MLD0LD0X | Dragline cable, LC-Duplex IP 20, LC-Duplex IP 20, 50 µm, PUR, 100 m
13267 | 8979040000 | IE-FM5D2UE0050MLD0LD0X | Dragline cable, LC-Duplex IP 20, LC-Duplex IP 20, 50 µm, PUR, 50 m
13268 | 8993220000 | IE-FM6D2UE0050MLD0LD0X | Dragline cable, LC-Duplex IP 20, LC-Duplex IP 20, 62.5 µm, PUR, 50 m
13269 | 8993250000 | IE-C5ES8VG0200A40A40-E | System cable, RJ45 IP 20, RJ45 IP 20, Cat.5 (ISO/IEC 11801) / Cat.5e (TIA T568-B), PVC, 20 m
13270 | 9456010001 | SAI-6-S 5P M12 | Sensor-actuator passive distributor, M12, with M23 outlet, 19-pole, Yes
13271 | 9456150200 | SAIL-M8BW-4-2.0U | Sensor/actuator line, One end without connector, M8, Number of poles : 4, 2 m, Socket, angled, Shielded: No, LED: No, Sheath material: PUR, Halogen: No
13272 | 9456150300 | SAIL-M8BW-4-3.0U | Sensor/actuator line, One end without connector, M8, Number of poles : 4, 3 m, Socket, angled, Shielded: No, LED: No, Sheath material: PUR, Halogen: No
13273 | 9456180000 | SAI-4-F 4P PUR 3M | Sensor-actuator passive distributor, M12, Fixed cable version, 3 m, Yes
13274 | 9456190000 | SAI-4-F 4P PUR 5M | Sensor-actuator passive distributor, M12, Fixed cable version, 5 m, Yes
13275 | 9456190002 | SAI-4-FMM-4P M12 5M | SAI Passive, Sensor-actuator passive distributor, M12, Fixed cable version, 5 m, No
13276 | 9456200000 | SAI-4-F 4P PUR 10M | Sensor-actuator passive distributor, M12, Fixed cable version, 10 m, Yes
13277 | 9456200002 | SAI-4-FMM-4P M12 10M | SAI Passive, Sensor-actuator passive distributor, M12, Fixed cable version, 10 m, No
13278 | 9456210000 | SAI-4-F 4P PUR 15M | Sensor-actuator passive distributor, M12, Fixed cable version, 15 m, Yes
13279 | 9456320000 | SAI-4-F 5P PUR 3M | Sensor-actuator passive distributor, M12, Fixed cable version, 3 m, Yes
13280 | 9456330000 | SAI-4-F 5P PUR 5M | Sensor-actuator passive distributor, M12, Fixed cable version, 5 m, Yes
13281 | 9456340000 | SAI-4-F 5P PUR 10M | Sensor-actuator passive distributor, M12, Fixed cable version, 10 m, Yes
13282 | 9456350000 | SAI-4-F 5P PUR 15M | Sensor-actuator passive distributor, M12, Fixed cable version, 15 m, Yes
13283 | 9456370000 | SAI-4-F 5P PUR 20M | Sensor-actuator passive distributor, M12, Fixed cable version, 20 m, Yes
13284 | 9456380150 | SAIL-M12BW-4-2L1.5U | Sensor/actuator line, One end without connector, M12, Number of poles : 4, 1.5 m, Socket, angled, Shielded: No, LED: Yes, Sheath material: PUR, Halogen: No
13285 | 9456380300 | SAIL-M12BW-4-2L3.0U | Sensor/actuator line, One end without connector, M12, Number of poles : 4, 3 m, Socket, angled, Shielded: No, LED: Yes, Sheath material: PUR, Halogen: No
13286 | 9456381000 | SAIL-M12BW-4-2L10U | Sensor/actuator line, One end without connector, M12, Number of poles : 4, 10 m, Socket, angled, Shielded: No, LED: Yes, Sheath material: PUR, Halogen: No
13287 | 9456460000 | SAI-6-F 4P PUR 3M | Sensor-actuator passive distributor, M12, Fixed cable version, 3 m, Yes
13288 | 9456470000 | SAI-6-F 4P PUR 5M | Sensor-actuator passive distributor, M12, Fixed cable version, 5 m, Yes
13289 | 9456480000 | SAI-6-F 4P PUR 10M | Sensor-actuator passive distributor, M12, Fixed cable version, 10 m, Yes
13290 | 9456490000 | SAI-6-F 4P PUR 15M | Sensor-actuator passive distributor, M12, Fixed cable version, 15 m, Yes
13291 | 9456500300 | SAIL-M12WM12G-5-3.0U | Sensor/actuator line, Connecting line, M12 / M12, Number of poles : 5, 3 m, pin, angled - bush straight, Shielded: No, LED: No, Sheath material: PUR, Halogen: No
13292 | 9456500500 | SAIL-M12WM12G-5-5.0U | Sensor/actuator line, Connecting line, M12 / M12, Number of poles : 5, 5 m, pin, angled - bush straight, Shielded: No, LED: No, Sheath material: PUR, Halogen: No
13293 | 9456510000 | SAI-6-F 4P PUR 20M | Sensor-actuator passive distributor, M12, Fixed cable version, 20 m, Yes
13294 | 9456610000 | SAI-6-F 5P PUR 5M | Sensor-actuator passive distributor, M12, Fixed cable version, 5 m, Yes
13295 | 9456620000 | SAI-6-F 5P PUR 10M | Sensor-actuator passive distributor, M12, Fixed cable version, 10 m, Yes
13296 | 9456630000 | SAI-6-F 5P PUR 15M | Sensor-actuator passive distributor, M12, Fixed cable version, 15 m, Yes
13297 | 9456650000 | SAI-6-F 5P PUR 20M | Sensor-actuator passive distributor, M12, Fixed cable version, 20 m, Yes
13298 | 9456740000 | SAI-8-F 4P PUR 3M | Sensor-actuator passive distributor, M12, Fixed cable version, 3 m, Yes
13299 | 9456750002 | SAI-8-FMM-4P M12 5M | SAI Passive, Sensor-actuator passive distributor, M12, Fixed cable version, 5 m, No
13300 | 9456760000 | SAI-8-F 4P PUR 10M | Sensor-actuator passive distributor, M12, Fixed cable version, 10 m, Yes
13301 | 9456770000 | SAI-8-F 4P PUR 15M | Sensor-actuator passive distributor, M12, Fixed cable version, 15 m, Yes
13302 | 9456790000 | SAI-8-F 4P PUR 20M | Sensor-actuator passive distributor, M12, Fixed cable version, 20 m, Yes
13303 | 9456880000 | SAI-8-F 5P PUR 3M | Sensor-actuator passive distributor, M12, Fixed cable version, 3 m, Yes
13304 | 9456890000 | SAI-8-F 5P PUR 5M | Sensor-actuator passive distributor, M12, Fixed cable version, 5 m, Yes
13305 | 9456900000 | SAI-8-F 5P PUR 10M | Sensor-actuator passive distributor, M12, Fixed cable version, 10 m, Yes
13306 | 9456910000 | SAI-8-F 5P PUR 15M | Sensor-actuator passive distributor, M12, Fixed cable version, 15 m, Yes
13307 | 9456930000 | SAI-8-F 5P PUR 20M | Sensor-actuator passive distributor, M12, Fixed cable version, 20 m, Yes
13308 | 9457590000 | SAI-8-F 5P 5M 0.5/1.0U | Sensor-actuator passive distributor, M12, Fixed cable version, 5 m, Yes
13309 | 9457600000 | SAI-8-F 5P 10M 0.5/1.0U | Sensor-actuator passive distributor, M12, Fixed cable version, 10 m, Yes
13310 | 9457802000 | SAIL-M12BW-3L20U | Sensor/actuator line, One end without connector, M12, Number of poles : 3, 20 m, Socket, angled, Shielded: No, LED: Yes, Sheath material: PUR, Halogen: No
13311 | 9457910150 | SAIL-M12BG-5-1.5U | Sensor/actuator line, One end without connector, M12, Number of poles : 5, 1.5 m, Female socket, straight, Shielded: No, LED: No, Sheath material: PUR, Halogen: No
13312 | 1191010003 | IE-C5DS4VG0003A20A20-E | System cable, RJ45 IP 20, RJ45 IP 20, Cat.5 (ISO/IEC 11801) / Cat.5e (TIA T568-B), PVC, 0.3 m
13313 | 2703730000 | IE-PS-RJ45-FH-BK-120 | RJ45 IDC plug, Cat.6A / Class EA (ISO/IEC 11801 2010), 8-core, 4-core, EIA/TIA T568 A, EIA/TIA T568 B, PROFINET
13314 | 2715990000 | VG 16 HQ K68 4-6.5 | Heavy-duty connectors, Accessories, Cable glands, Polycarbonate
13315 | 2782300000 | IE-KEY-RJ45/IDC-1 | Flange insert, Cat.6A / Class EA (ISO/IEC 11801 2010), IP20
13316 | 2735920000 | IE-PCB-SPM-P-180-THR | Built-in plugs, M8 PCB insert, Socket connector, Solder connection, Male contact, IP67 with housing, THT/THR solder connection, 180°, Number of poles: 2
13317 | 2726010000 | IE-PCB-SP0-P-90V-THR | PCB plug-in connector, male header, Clip-on flange, THT/THR solder connection, 1.80 mm, Number of poles: 2, 90°, Solder pin length (l): 2.1 mm, Ni/Au, silver, black, Tape
13318 | 2726020000 | IE-BHD-SPE-M8-OT-FP | PCB, M8 socket housing, IP67, Frontpanel mounting
13319 | 2726030000 | IE-BHD-SPE-M8-OT-BP | PCB, M8 socket housing, IP67, Backpanel mounting
13320 | 2739640000 | IE-BHD-SPE-FP-CN-M10X0.75 | Locknut, PCB, M8 socket housing
13321 | 2819260000 | IE-TO-RJ45-C-ZP-C5 | Mounting rail outlet, RJ45, IP20, Cat. 5
13322 | 1000920001 | HDC HB 24 TEK TSS1XM40G | HDC enclosures, Size: 8, Protection degree: IP66 (in plugged condition), IP68 (in plugged condition), Plug housing, Clamping yoke connection, high, Size of cable entries: M 40
13323 | 1000950001 | SHIELD LEVER 8 MOD 35MM | Heavy-duty connectors, Accessories, Shield clamp
13324 | 1002790000 | HDC SCHRAUBADAPTER | Heavy-duty connectors, Accessories
13325 | 1003040000 | HDC HQP ALU | HDC enclosures, Size: HQ, Protection degree: IP65 (in plugged condition), Bulkhead housing, Side-locking clamp on lower side, Standard
13326 | 1003050000 | HDC HQM ALU | HDC enclosures, Size: HQ, Protection degree: IP65 (in plugged condition), Bulkhead housing, Side-locking clamp on lower side, Standard
13327 | 1003060000 | HDC HQP AWLU | HDC enclosures, Size: HQ, Protection degree: IP65 (in plugged condition), Bulkhead housing, Side-locking clamp on lower side, Standard
13328 | 1003070000 | HDC HQP TOLU 1PG16 | HDC enclosures, Size: HQ, Protection degree: IP65 (in plugged condition), Cable entry from top, Plug housing, Side-locking clamp on lower side, Standard, Size of cable entries: PG 16
13329 | 1003080000 | HDC HQM TOLU 1PG21 | HDC enclosures, Size: HQ, Protection degree: IP65 (in plugged condition), Cable entry from top, Plug housing, Side-locking clamp on lower side, Standard, Size of cable entries: PG 21
13330 | 1003090000 | HDC HQP TSLU 1PG16 | HDC enclosures, Size: HQ, Protection degree: IP65 (in plugged condition), Cable entry from side, Plug housing, Side-locking clamp on lower side, Standard, Size of cable entries: PG 16
13331 | 1003100000 | HDC HQM TSLU 1PG21 | HDC enclosures, Size: HQ, Protection degree: IP65 (in plugged condition), Cable entry from side, Plug housing, Side-locking clamp on lower side, Standard, Size of cable entries: PG 21
13332 | 1003110000 | HDC HQP SLU 1PG16 | HDC enclosures, Size: HQ, Protection degree: IP65 (in plugged condition), Base housing, Side-locking clamp on lower side, Standard, Size of cable entries: PG 16
13333 | 1003120000 | HDC HQP KOLU 1PG16 | HDC enclosures, Size: HQ, Protection degree: IP65 (in plugged condition), Coupling housing, Side-locking clamp on lower side, Standard, Size of cable entries: PG 16
13334 | 1003130000 | HDC HQP DMD 2BO | HDC enclosures, Size: HQ, Protection degree: IP65 (in plugged condition), Cover for lower part of housing, Side-locking clamp on lower side, Standard
13335 | 1003140000 | HDC HQP DOD 2BO | HDC enclosures, Size: HQ, Protection degree: IP65 (in plugged condition), Cover for lower part of housing, Side-locking clamp on lower side, Standard
13336 | 1003160000 | HDC HQ 4/2 FC | HDC insert, Female, 690 V, 40 A, Number of poles: 6, Crimp connection, Size: HQ
13337 | 1003170000 | HDC HQ 4/2 MC | HDC insert, Pin, 690 V, 40 A, Number of poles: 6, Crimp connection, Size: HQ
13338 | 1003180000 | HDC HQ 7 FC | HDC insert, Female, 400 V, 10 A, Number of poles: 7, Crimp connection, Size: 1
13339 | 1003190000 | HDC HQ 7 MC | HDC insert, Male, 400 V, 10 A, Number of poles: 7, Crimp connection, Size: 1
13340 | 1003200000 | HDC HQ 17 FC | HDC insert, Female, 250 V, 10 A, Number of poles: 17, Crimp connection, Size: HQ
13341 | 1003210000 | HDC HQ 17 MC | HDC insert, Male, 250 V, 10 A, Number of poles: 17, Crimp connection, Size: HQ
13342 | 1003470000 | HDC 24B XXL MOUNT FRAME | HDC enclosures, Size: 8, Protection degree: IP66 (in plugged condition), IP68 (in plugged condition), , Clamping yoke connection, Standard
13343 | 1009310000 | SHIELD LEVER 8 MOD HIGH | Heavy-duty connectors, Accessories, Shield clamp
13344 | 1009710000 | HDC 64D TOBU 2M32G | HDC enclosures, Size: 8, Protection degree: IP65 (in plugged condition), Cable entry from top, Plug housing, Side-locking clamp on lower side, high, Size of cable entries: M 32
13345 | 1011380000 | HDC SHIELD LEVER 8 LL | Heavy-duty connectors, Accessories, Shield clamp
13346 | 1014080000 | HDC CM BUS SV GCA M | Heavy-duty connectors, HDC insert, ConCept module
13347 | 1016070000 | VG 16 HQ K68 9-13 | Heavy-duty connectors, Accessories, Cable glands, Polycarbonate
13348 | 1016090000 | VG 21 HQ MS68 9-13 | Heavy-duty connectors, Accessories, Cable glands, Brass, nickel-plated
13349 | 1016100000 | VG 21 HQ MS68 11.5-15.5 | Heavy-duty connectors, Accessories, Cable glands, Brass, nickel-plated
13350 | 1016110000 | VG 21 HQ MS68 14-18 | Heavy-duty connectors, Accessories, Cable glands, Brass, nickel-plated
13351 | 1016120000 | VG 21 HQ EMV68 11-15.5 | Heavy-duty connectors, Accessories, Cable glands, Brass, nickel-plated
13352 | 1016130000 | VG 21 HQ EMV68 14-18 | Heavy-duty connectors, Accessories, Cable glands, Brass, nickel-plated
13353 | 1017010000 | HDC ADAPTER W. SCREW | Heavy-duty connectors, Accessories
13354 | 1017040000 | SHIELD LEVER 3 CSB 45° | Heavy-duty connectors, Accessories, Shield clamp
13355 | 1017050000 | SHIELD LEVER 4 CSB 45° | Heavy-duty connectors, Accessories, Shield clamp
13356 | 1017060000 | SHIELD LEVER 6 CSB 45° | Heavy-duty connectors, Accessories, Shield clamp
13357 | 1017070000 | SHIELD LEVER 8 CSB 45° | Heavy-duty connectors, Accessories, Shield clamp
13358 | 1018760000 | SHIELD LEVER 8 CSB 45°L | Heavy-duty connectors, Accessories, Shield clamp
13359 | 1018950000 | HDC HEE 32 MC 33-64 | HDC insert, Male, 500 V, 16 A, Number of poles: 32, Crimp connection, Size: 6
13360 | 1018960000 | HDC HEE 32 FC 33-64 | HDC insert, Female, 500 V, 16 A, Number of poles: 32, Crimp connection, Size: 6
13361 | 1019870000 | HDC 06B ALU O-RING | HDC enclosures, Size: 3, Protection degree: IP65 (in plugged condition), Bulkhead housing, End-locking clamp, lower side, End-locking clamp not replaceable, Standard
13362 | 1021250000 | HDC 10B KBU 1M25G | HDC enclosures, Size: 4, Protection degree: IP65 (in plugged condition), Coupling housing, Side-locking clamp on lower side, Standard, Size of cable entries: M 25
13363 | 1021330000 | HDC 06B KLU 1M25G | HDC enclosures, Size: 3, Protection degree: IP65 (in plugged condition), Coupling housing, End-locking clamp, lower side, Standard, Size of cable entries: M 25
13364 | 1028030000 | HDC SCREW ADAPTER W/O T | Heavy-duty connectors, Accessories
13365 | 1029440000 | HDC PE HD/ HDD/CF SCREW M4X6 | Heavy-duty connectors, Accessories, PE screw
13366 | 1029470000 | HDC PE HSB/S SCREW M5X8 | Heavy-duty connectors, Accessories, PE screw
13367 | 1029520000 | HDC PE S6/6 SCREW M4X8 | Heavy-duty connectors, Accessories, PE screw
13368 | 1041760000 | HDC 16A TSLU 1M20G | HDC enclosures, Size: 5, Protection degree: IP65 (in plugged condition), Cable entry from side, Plug housing, End-locking clamp, lower side, Standard, Size of cable entries: M 20
13369 | 1044480000 | HDC FLDG 04A | Accessories, flat gasket, Protection degree: Design of housing: Clamp version: Design: Approvals :
13370 | 1044490000 | HDC FLDG 10A | Accessories, flat gasket, Protection degree: Design of housing: Clamp version: Design: Approvals :
13371 | 1044500000 | HDC FLDG 06B | Accessories, flat gasket, Protection degree: Design of housing: Clamp version: Design: Approvals :
13372 | 1044510000 | HDC FLDG 10B | Accessories, flat gasket, Protection degree: Design of housing: Clamp version: Design: Approvals :
13373 | 1044520000 | HDC FLDG 16A | Accessories, flat gasket, Protection degree: Design of housing: Clamp version: Design: Approvals :
13374 | 1044530000 | HDC FLDG 16B | Accessories, flat gasket, Protection degree: Design of housing: Clamp version: Design: Approvals :
13375 | 1044550000 | HDC FLDG 24B | Accessories, flat gasket, Protection degree: Design of housing: Clamp version: Design: Approvals :
13376 | 1044560000 | HDC FLDG 32B | Accessories, flat gasket, Protection degree: Design of housing: Clamp version: Design: Approvals :
13377 | 1044570000 | HDC FLDG 48B | Accessories, flat gasket, Protection degree: Design of housing: Clamp version: Design: Approvals :
13378 | 1044580000 | HDC DG 07A | Accessories, Moulded gasket seal, Protection degree: Design of housing: Clamp version: Design: Approvals :
13379 | 1044590000 | HDC DG 10A | Accessories, Moulded gasket seal, Protection degree: Design of housing: Clamp version: Design: Approvals :
13380 | 1044600000 | HDC DG 16A | Accessories, Moulded gasket seal, Protection degree: Design of housing: Clamp version: Design: Approvals :
13381 | 1044610000 | HDC DG 06B | Accessories, Moulded gasket seal, Protection degree: Design of housing: Clamp version: Design: Approvals :
13382 | 1044620000 | HDC DG 10B | Accessories, Moulded gasket seal, Protection degree: Design of housing: Clamp version: Design: Approvals :
13383 | 1044630000 | HDC DG 16B | Accessories, Moulded gasket seal, Protection degree: Design of housing: Clamp version: Design: Approvals :
13384 | 1044640000 | HDC DG 32A | Accessories, Moulded gasket seal, Protection degree: Design of housing: Clamp version: Design: Approvals :
13385 | 1044650000 | HDC DG 24B | Accessories, Moulded gasket seal, Protection degree: Design of housing: Clamp version: Design: Approvals :
13386 | 1044660000 | HDC DG 48A 32B | Accessories, Moulded gasket seal, Protection degree: Design of housing: Clamp version: Design: Approvals :
13387 | 1044670000 | HDC DG 48B | Accessories, Moulded gasket seal, Protection degree: Design of housing: Clamp version: Design: Approvals :
13388 | 1045560000 | HDC 64D TOBU 1M40G | HDC enclosures, Size: 8, Protection degree: IP65 (in plugged condition), Cable entry from top, Plug housing, Side-locking clamp on lower side, high, Size of cable entries: M 40
13389 | 1052430000 | HDC 10B ABO | HDC enclosures, Size: 4, Protection degree: IP65 (in plugged condition), Bulkhead housing, Side-locking clamp on upper side, Standard
13390 | 1202500000 | HDC 06B ADLU | HDC enclosures, Size: 3, Protection degree: IP65 (in plugged condition), Bulkhead housing, End-locking clamp, lower side, End-locking clamp not replaceable, Standard, with cover
13391 | 1205600000 | HDC 10B ADBO | HDC enclosures, Size: 4, Protection degree: IP65 (in plugged condition), Bulkhead housing, Side-locking clamp on upper side, Standard, with cover
13392 | 1206100000 | HDC 10B ALU | HDC enclosures, Size: 4, Protection degree: IP65 (in plugged condition), Bulkhead housing, End-locking clamp, lower side, Standard
13393 | 1206500000 | HDC 10B ADLU | HDC enclosures, Size: 4, Protection degree: IP65 (in plugged condition), Bulkhead housing, End-locking clamp, lower side, Standard, with cover
13394 | 1209200000 | HDC 16B ADBO | HDC enclosures, Size: 6, Protection degree: IP65 (in plugged condition), Bulkhead housing, Side-locking clamp on upper side, Standard, with cover
13395 | 1209700000 | HDC 16B ALU | HDC enclosures, Size: 6, Protection degree: IP65 (in plugged condition), Bulkhead housing, End-locking clamp, lower side, Standard
13396 | 1213900000 | HDC 24B ALU | HDC enclosures, Size: 8, Protection degree: IP65 (in plugged condition), Bulkhead housing, End-locking clamp, lower side, Standard
13397 | 1214300000 | HDC 24B ADLU | HDC enclosures, Size: 8, Protection degree: IP65 (in plugged condition), Bulkhead housing, End-locking clamp, lower side, Standard, with cover
13398 | 1214500000 | HDC 24B SDLU 2PG21G | HDC enclosures, Size: 8, Protection degree: IP65 (in plugged condition), Base housing, End-locking clamp, lower side, Standard, with cover, Size of cable entries: PG 21
13399 | 1217800000 | HDC 32B ABU | HDC enclosures, Size: 10, Protection degree: IP65 (in plugged condition), Bulkhead housing, Side-locking clamp on lower side, Standard
13400 | 1218800000 | HDC 32B ADBO | HDC enclosures, Size: 10, Protection degree: IP65 (in plugged condition), Bulkhead housing, Side-locking clamp on upper side, Standard, with cover
13401 | 1219300000 | HDC 32B TOLU 1PG29G | HDC enclosures, Size: 10, Protection degree: IP65 (in plugged condition), Cable entry from top, Plug housing, End-locking clamp, lower side, Standard, Size of cable entries: PG 29
13402 | 1219500000 | HDC 32B ALU | HDC enclosures, Size: 10, Protection degree: IP65 (in plugged condition), Bulkhead housing, End-locking clamp, lower side, Standard
13403 | 1219800000 | HDC 32B ADLU | HDC enclosures, Size: 10, Protection degree: IP65 (in plugged condition), Bulkhead housing, End-locking clamp, lower side, Standard, with cover
13404 | 1222900000 | HDC 48B ADLU | HDC enclosures, Size: 12, Protection degree: IP65 (in plugged condition), Bulkhead housing, End-locking clamp, lower side, Standard, with cover
13405 | 1611350000 | HDC 24B AZO | HDC enclosures, Size: 8, Protection degree: IP65 (in plugged condition), Bulkhead housing, Central locking at the top, Standard
13406 | 1650850000 | HDC 48B TSLU 1PG29G | HDC enclosures, Size: 12, Protection degree: IP65 (in plugged condition), Cable entry from side, Plug housing, End-locking clamp, lower side, Standard, Size of cable entries: PG 29
13407 | 1650860000 | HDC 48B TSLU 1PG36G | HDC enclosures, Size: 12, Protection degree: IP65 (in plugged condition), Cable entry from side, Plug housing, End-locking clamp, lower side, Standard, Size of cable entries: PG 36
13408 | 1650980000 | HDC 48B TOLU 1PG29G | HDC enclosures, Size: 12, Protection degree: IP65 (in plugged condition), Cable entry from top, Plug housing, End-locking clamp, lower side, Standard, Size of cable entries: PG 29
13409 | 1651000000 | HDC 48B TOLU 1PG36G | HDC enclosures, Size: 12, Protection degree: IP65 (in plugged condition), Cable entry from top, Plug housing, End-locking clamp, lower side, Standard, Size of cable entries: PG 36
13410 | 1651100000 | HDC 48B SLU 1PG29G | HDC enclosures, Size: 12, Protection degree: IP65 (in plugged condition), Base housing, End-locking clamp, lower side, Standard, Size of cable entries: PG 29
13411 | 1652520000 | HDC 06B TSLU 1PG16G | HDC enclosures, Size: 3, Protection degree: IP65 (in plugged condition), Cable entry from side, Plug housing, End-locking clamp, lower side, Standard, Size of cable entries: PG 16
13412 | 1652560000 | HDC 16D TSLU 1PG21G | HDC enclosures, Size: 3, Protection degree: IP65 (in plugged condition), Cable entry from side, Plug housing, End-locking clamp, lower side, high, Size of cable entries: PG 21
13413 | 1652580000 | HDC 16D TSLU 1PG29G | HDC enclosures, Size: 3, Protection degree: IP65 (in plugged condition), Cable entry from side, Plug housing, End-locking clamp, lower side, high, Size of cable entries: PG 29
13414 | 1652640000 | HDC 06B TOLU 1PG16G | HDC enclosures, Size: 3, Protection degree: IP65 (in plugged condition), Cable entry from top, Plug housing, End-locking clamp, lower side, Standard, Size of cable entries: PG 16
13415 | 1652680000 | HDC 16D TOLU 1PG21G | HDC enclosures, Size: 3, Protection degree: IP65 (in plugged condition), Cable entry from top, Plug housing, End-locking clamp, lower side, high, Size of cable entries: PG 21
13416 | 1652700000 | HDC 16D TOLU 1PG29G | HDC enclosures, Size: 3, Protection degree: IP65 (in plugged condition), Cable entry from top, Plug housing, End-locking clamp, lower side, high, Size of cable entries: PG 29
13417 | 1652750000 | HDC 06B SLU 1PG16G | HDC enclosures, Size: 3, Protection degree: IP65 (in plugged condition), Base housing, End-locking clamp, lower side, Standard, Size of cable entries: PG 16
13418 | 1652760000 | HDC 06B SLU 2PG16G | HDC enclosures, Size: 3, Protection degree: IP65 (in plugged condition), Base housing, End-locking clamp, lower side, Standard, Size of cable entries: PG 16
13419 | 1652840000 | HDC 16D SLU 2PG21G | HDC enclosures, Size: 3, Protection degree: IP65 (in plugged condition), Base housing, End-locking clamp, lower side, high, Size of cable entries: PG 21
13420 | 1652980000 | HDC 06B SDLU 1PG16G | HDC enclosures, Size: 3, Protection degree: IP65 (in plugged condition), Base housing, End-locking clamp, lower side, Standard, with cover, Size of cable entries: PG 16
13421 | 1652990000 | HDC 06B SDLU 2PG16G | HDC enclosures, Size: 3, Protection degree: IP65 (in plugged condition), Base housing, End-locking clamp, lower side, Standard, with cover, Size of cable entries: PG 16
13422 | 1653200000 | HDC 06B KLU 1PG16G | HDC enclosures, Size: 3, Protection degree: IP65 (in plugged condition), Coupling housing, End-locking clamp, lower side, Standard, Size of cable entries: PG 16
13423 | 1653230000 | HDC 16D KLU 1PG21G | HDC enclosures, Size: 3, Protection degree: IP65 (in plugged condition), Coupling housing, End-locking clamp, lower side, high, Size of cable entries: PG 21
13424 | 1654070000 | HDC 10B TSBU 1PG16G | HDC enclosures, Size: 4, Protection degree: IP65 (in plugged condition), Cable entry from side, Plug housing, Side-locking clamp on lower side, Standard, Size of cable entries: PG 16
13425 | 1654090000 | HDC 10B TSBU 1PG21G | HDC enclosures, Size: 4, Protection degree: IP65 (in plugged condition), Cable entry from side, Plug housing, Side-locking clamp on lower side, Standard, Size of cable entries: PG 21
13426 | 1654150000 | HDC 24D TSBU 1PG21G | HDC enclosures, Size: 4, Protection degree: IP65 (in plugged condition), Cable entry from side, Plug housing, Side-locking clamp on lower side, high, Size of cable entries: PG 21
13427 | 1654170000 | HDC 24D TSBU 1PG29G | HDC enclosures, Size: 4, Protection degree: IP65 (in plugged condition), Cable entry from side, Plug housing, Side-locking clamp on lower side, high, Size of cable entries: PG 29
13428 | 1654220000 | HDC 10B TOBU 1PG16G | HDC enclosures, Size: 4, Protection degree: IP65 (in plugged condition), Cable entry from top, Plug housing, Side-locking clamp on lower side, Standard, Size of cable entries: PG 16
13429 | 1654240000 | HDC 10B TOBU 1PG21G | HDC enclosures, Size: 4, Protection degree: IP65 (in plugged condition), Cable entry from top, Plug housing, Side-locking clamp on lower side, Standard, Size of cable entries: PG 21
13430 | 1654320000 | HDC 24D TOBU 1PG29G | HDC enclosures, Size: 4, Protection degree: IP65 (in plugged condition), Cable entry from top, Plug housing, Side-locking clamp on lower side, high, Size of cable entries: PG 29
13431 | 1654370000 | HDC 10B SBU 1PG16G | HDC enclosures, Size: 4, Protection degree: IP65 (in plugged condition), Base housing, Side-locking clamp on lower side, Standard, Size of cable entries: PG 16
13432 | 1654380000 | HDC 10B SBU 2PG16G | HDC enclosures, Size: 4, Protection degree: IP65 (in plugged condition), Base housing, Side-locking clamp on lower side, Standard, Size of cable entries: PG 16
13433 | 1654450000 | HDC 24D SBU 2PG21G | HDC enclosures, Size: 4, Protection degree: IP65 (in plugged condition), Base housing, Side-locking clamp on lower side, high, Size of cable entries: PG 21
13434 | 1654470000 | HDC 24D SBU 1PG29G | HDC enclosures, Size: 4, Protection degree: IP65 (in plugged condition), Base housing, Side-locking clamp on lower side, high, Size of cable entries: PG 29
13435 | 1654580000 | HDC 10B KBU 1PG16G | HDC enclosures, Size: 4, Protection degree: IP65 (in plugged condition), Coupling housing, Side-locking clamp on lower side, Standard, Size of cable entries: PG 16
13436 | 1654750000 | HDC 10B TSBO 1PG16G | HDC enclosures, Size: 4, Protection degree: IP65 (in plugged condition), Cable entry from side, Plug housing, Side-locking clamp on upper side, Standard, Size of cable entries: PG 16
13437 | 1654790000 | HDC 24D TSBO 1PG21G | HDC enclosures, Size: 4, Protection degree: IP65 (in plugged condition), Cable entry from side, Plug housing, Side-locking clamp on upper side, high, Size of cable entries: PG 21
13438 | 1654810000 | HDC 24D TSBO 1PG16G | HDC enclosures, Size: 4, Protection degree: IP65 (in plugged condition), Cable entry from side, Plug housing, Side-locking clamp on upper side, high, Size of cable entries: PG 16
13439 | 1654860000 | HDC 10B TOBO 1PG16G | HDC enclosures, Size: 4, Protection degree: IP65 (in plugged condition), Cable entry from top, Plug housing, Side-locking clamp on upper side, Standard, Size of cable entries: PG 16
13440 | 1654920000 | HDC 24D TOBO 1PG29G | HDC enclosures, Size: 4, Protection degree: IP65 (in plugged condition), Cable entry from top, Plug housing, Side-locking clamp on upper side, high, Size of cable entries: PG 29
13441 | 1655000000 | HDC 10B SDBO 2PG16G | HDC enclosures, Size: 4, Protection degree: IP65 (in plugged condition), Base housing, Side-locking clamp on upper side, Standard, with cover, Size of cable entries: PG 16
13442 | 1655210000 | HDC 10B TSLU 1PG16G | HDC enclosures, Size: 4, Protection degree: IP65 (in plugged condition), Cable entry from side, Plug housing, End-locking clamp, lower side, Standard, Size of cable entries: PG 16
13443 | 1655250000 | HDC 24D TSLU 1PG21G | HDC enclosures, Size: 4, Protection degree: IP65 (in plugged condition), Cable entry from side, Plug housing, End-locking clamp, lower side, high, Size of cable entries: PG 21
13444 | 1655270000 | HDC 24D TSLU 1PG29G | HDC enclosures, Size: 4, Protection degree: IP65 (in plugged condition), Cable entry from side, Plug housing, End-locking clamp, lower side, high, Size of cable entries: PG 29
13445 | 1655320000 | HDC 10B TOLU 1PG16G | HDC enclosures, Size: 4, Protection degree: IP65 (in plugged condition), Cable entry from top, Plug housing, End-locking clamp, lower side, Standard, Size of cable entries: PG 16
13446 | 1655360000 | HDC 24D TOLU 1PG21G | HDC enclosures, Size: 4, Protection degree: IP65 (in plugged condition), Cable entry from top, Plug housing, End-locking clamp, lower side, high, Size of cable entries: PG 21
13447 | 1655380000 | HDC 24D TOLU 1PG29G | HDC enclosures, Size: 4, Protection degree: IP65 (in plugged condition), Cable entry from top, Plug housing, End-locking clamp, lower side, high, Size of cable entries: PG 29
13448 | 1655470000 | HDC 10B SLU 2PG16G | HDC enclosures, Size: 4, Protection degree: IP65 (in plugged condition), Base housing, End-locking clamp, lower side, Standard, Size of cable entries: PG 16
13449 | 1655680000 | HDC 10B SDLU 2PG16G | HDC enclosures, Size: 4, Protection degree: IP65 (in plugged condition), Base housing, End-locking clamp, lower side, Standard, with cover, Size of cable entries: PG 16
13450 | 1655890000 | HDC 10B KLU 1PG16G | HDC enclosures, Size: 4, Protection degree: IP65 (in plugged condition), Coupling housing, End-locking clamp, lower side, Standard, Size of cable entries: PG 16
13451 | 1656480000 | HDC 16B TSBU 1PG21G | HDC enclosures, Size: 6, Protection degree: IP65 (in plugged condition), Cable entry from side, Plug housing, Side-locking clamp on lower side, Standard, Size of cable entries: PG 21
13452 | 1656520000 | HDC 40D TSBU 1PG21G | HDC enclosures, Size: 6, Protection degree: IP65 (in plugged condition), Cable entry from side, Plug housing, Side-locking clamp on lower side, high, Size of cable entries: PG 21
13453 | 1656540000 | HDC 40D TSBU 1PG29G | HDC enclosures, Size: 6, Protection degree: IP65 (in plugged condition), Cable entry from side, Plug housing, Side-locking clamp on lower side, high, Size of cable entries: PG 29
13454 | 1656590000 | HDC 16B TOBU 1PG21G | HDC enclosures, Size: 6, Protection degree: IP65 (in plugged condition), Cable entry from top, Plug housing, Side-locking clamp on lower side, Standard, Size of cable entries: PG 21
13455 | 1656630000 | HDC 40D TOBU 1PG21G | HDC enclosures, Size: 6, Protection degree: IP65 (in plugged condition), Cable entry from top, Plug housing, Side-locking clamp on lower side, high, Size of cable entries: PG 21
13456 | 1656650000 | HDC 40D TOBU 1PG29G | HDC enclosures, Size: 6, Protection degree: IP65 (in plugged condition), Cable entry from top, Plug housing, Side-locking clamp on lower side, high, Size of cable entries: PG 29
13457 | 1656720000 | HDC 16B SBU 1PG21G | HDC enclosures, Size: 6, Protection degree: IP65 (in plugged condition), Base housing, Side-locking clamp on lower side, Standard, Size of cable entries: PG 21
13458 | 1656730000 | HDC 16B SBU 2PG21G | HDC enclosures, Size: 6, Protection degree: IP65 (in plugged condition), Base housing, Side-locking clamp on lower side, Standard, Size of cable entries: PG 21
13459 | 1656810000 | HDC 40D SBU 2PG21G | HDC enclosures, Size: 6, Protection degree: IP65 (in plugged condition), Base housing, Side-locking clamp on lower side, high, Size of cable entries: PG 21
13460 | 1656830000 | HDC 40D SBU 1PG29G | HDC enclosures, Size: 6, Protection degree: IP65 (in plugged condition), Base housing, Side-locking clamp on lower side, high, Size of cable entries: PG 29
13461 | 1656840000 | HDC 40D SBU 2PG29G | HDC enclosures, Size: 6, Protection degree: IP65 (in plugged condition), Base housing, Side-locking clamp on lower side, high, Size of cable entries: PG 29
13462 | 1657270000 | HDC 16B KBU 1PG21G | HDC enclosures, Size: 6, Protection degree: IP65 (in plugged condition), Coupling housing, Side-locking clamp on lower side, Standard, Size of cable entries: PG 21
13463 | 1657310000 | HDC 40D KBU 1PG21G | HDC enclosures, Size: 6, Protection degree: IP65 (in plugged condition), Coupling housing, Side-locking clamp on lower side, high, Size of cable entries: PG 21
13464 | 1657380000 | HDC 16B TSBO 1PG21G | HDC enclosures, Size: 6, Protection degree: IP65 (in plugged condition), Cable entry from side, Plug housing, Side-locking clamp on upper side, Standard, Size of cable entries: PG 21
13465 | 1657420000 | HDC 40D TSBO 1PG21G | HDC enclosures, Size: 6, Protection degree: IP65 (in plugged condition), Cable entry from side, Plug housing, Side-locking clamp on upper side, high, Size of cable entries: PG 21
13466 | 1657490000 | HDC 16B TOBO 1PG21G | HDC enclosures, Size: 6, Protection degree: IP65 (in plugged condition), Cable entry from top, Plug housing, Side-locking clamp on upper side, Standard, Size of cable entries: PG 21
13467 | 1657550000 | HDC 40D TOBO 1PG29G | HDC enclosures, Size: 6, Protection degree: IP65 (in plugged condition), Cable entry from top, Plug housing, Side-locking clamp on upper side, high, Size of cable entries: PG 29
13468 | 1657640000 | HDC 16B SDBO 2PG21G | HDC enclosures, Size: 6, Protection degree: IP65 (in plugged condition), Base housing, Side-locking clamp on upper side, Standard, with cover, Size of cable entries: PG 21
13469 | 1657850000 | HDC 16B TSLU 1PG21G | HDC enclosures, Size: 6, Protection degree: IP65 (in plugged condition), Cable entry from side, Plug housing, End-locking clamp, lower side, Standard, Size of cable entries: PG 21
13470 | 1657890000 | HDC 40D TSLU 1PG21G | HDC enclosures, Size: 6, Protection degree: IP65 (in plugged condition), Cable entry from side, Plug housing, End-locking clamp, lower side, high, Size of cable entries: PG 21
13471 | 1657910000 | HDC 40D TSLU 1PG29G | HDC enclosures, Size: 6, Protection degree: IP65 (in plugged condition), Cable entry from side, Plug housing, End-locking clamp, lower side, high, Size of cable entries: PG 29
13472 | 1657960000 | HDC 16B TOLU 1PG21G | HDC enclosures, Size: 6, Protection degree: IP65 (in plugged condition), Cable entry from top, Plug housing, End-locking clamp, lower side, Standard, Size of cable entries: PG 21
13473 | 1658020000 | HDC 40D TOLU 1PG29G | HDC enclosures, Size: 6, Protection degree: IP65 (in plugged condition), Cable entry from top, Plug housing, End-locking clamp, lower side, high, Size of cable entries: PG 29
13474 | 1658110000 | HDC 16B SLU 1PG21G | HDC enclosures, Size: 6, Protection degree: IP65 (in plugged condition), Base housing, End-locking clamp, lower side, Standard, Size of cable entries: PG 21
13475 | 1658120000 | HDC 16B SLU 2PG21G | HDC enclosures, Size: 6, Protection degree: IP65 (in plugged condition), Base housing, End-locking clamp, lower side, Standard, Size of cable entries: PG 21
13476 | 1658320000 | HDC 16B SDLU 1PG21G | HDC enclosures, Size: 6, Protection degree: IP65 (in plugged condition), Base housing, End-locking clamp, lower side, Standard, with cover, Size of cable entries: PG 21
13477 | 1658330000 | HDC 16B SDLU 2PG21G | HDC enclosures, Size: 6, Protection degree: IP65 (in plugged condition), Base housing, End-locking clamp, lower side, Standard, with cover, Size of cable entries: PG 21
13478 | 1658410000 | HDC 40D SDLU 1PG29G | HDC enclosures, Size: 6, Protection degree: IP65 (in plugged condition), Base housing, End-locking clamp, lower side, high, with cover, Size of cable entries: PG 29
13479 | 1661230000 | HDC 24B TSBU 1PG21G | HDC enclosures, Size: 8, Protection degree: IP65 (in plugged condition), Cable entry from side, Plug housing, Side-locking clamp on lower side, Standard, Size of cable entries: PG 21
13480 | 1661240000 | HDC 24B TSBU 1PG29G | HDC enclosures, Size: 8, Protection degree: IP65 (in plugged condition), Cable entry from side, Plug housing, Side-locking clamp on lower side, Standard, Size of cable entries: PG 29
13481 | 1661300000 | HDC 64D TSBU 1PG21G | HDC enclosures, Size: 8, Protection degree: IP65 (in plugged condition), Cable entry from side, Plug housing, Side-locking clamp on lower side, high, Size of cable entries: PG 21
13482 | 1661320000 | HDC 64D TSBU 1PG29G | HDC enclosures, Size: 8, Protection degree: IP65 (in plugged condition), Cable entry from side, Plug housing, Side-locking clamp on lower side, high, Size of cable entries: PG 29
13483 | 1661370000 | HDC 24B TOBU 1PG21G | HDC enclosures, Size: 8, Protection degree: IP65 (in plugged condition), Cable entry from top, Plug housing, Side-locking clamp on lower side, Standard, Size of cable entries: PG 21
13484 | 1661380000 | HDC 24B TOBU 1PG29G | HDC enclosures, Size: 8, Protection degree: IP65 (in plugged condition), Cable entry from top, Plug housing, Side-locking clamp on lower side, Standard, Size of cable entries: PG 29
13485 | 1661440000 | HDC 64D TOBU 1PG21G | HDC enclosures, Size: 8, Protection degree: IP65 (in plugged condition), Cable entry from top, Plug housing, Side-locking clamp on lower side, high, Size of cable entries: PG 21
13486 | 1661460000 | HDC 64D TOBU 1PG29G | HDC enclosures, Size: 8, Protection degree: IP65 (in plugged condition), Cable entry from top, Plug housing, Side-locking clamp on lower side, high, Size of cable entries: PG 29
13487 | 1661510000 | HDC 24B SBU 1PG21G | HDC enclosures, Size: 8, Protection degree: IP65 (in plugged condition), Base housing, Side-locking clamp on lower side, Standard, Size of cable entries: PG 21
13488 | 1661520000 | HDC 24B SBU 2PG21G | HDC enclosures, Size: 8, Protection degree: IP65 (in plugged condition), Base housing, Side-locking clamp on lower side, Standard, Size of cable entries: PG 21
13489 | 1661590000 | HDC 64D SBU 2PG21G | HDC enclosures, Size: 8, Protection degree: IP65 (in plugged condition), Base housing, Side-locking clamp on lower side, high, Size of cable entries: PG 21
13490 | 1661630000 | HDC 64D SBU 2PG29G | HDC enclosures, Size: 8, Protection degree: IP65 (in plugged condition), Base housing, Side-locking clamp on lower side, high, Size of cable entries: PG 29
13491 | 1661720000 | HDC 24B KBU 1PG21G | HDC enclosures, Size: 8, Protection degree: IP65 (in plugged condition), Coupling housing, Side-locking clamp on lower side, Standard, Size of cable entries: PG 21
13492 | 1661730000 | HDC 24B KBU 1PG29G | HDC enclosures, Size: 8, Protection degree: IP65 (in plugged condition), Coupling housing, Side-locking clamp on lower side, Standard, Size of cable entries: PG 29
13493 | 1661810000 | HDC 64D KBU 1PG29G | HDC enclosures, Size: 8, Protection degree: IP65 (in plugged condition), Coupling housing, Side-locking clamp on lower side, high, Size of cable entries: PG 29
13494 | 1661860000 | HDC 24B TSBO 1PG21G | HDC enclosures, Size: 8, Protection degree: IP65 (in plugged condition), Cable entry from side, Plug housing, Side-locking clamp on upper side, Standard, Size of cable entries: PG 21
13495 | 1661880000 | HDC 24B TSBO 1PG29G | HDC enclosures, Size: 8, Protection degree: IP65 (in plugged condition), Cable entry from side, Plug housing, Side-locking clamp on upper side, Standard, Size of cable entries: PG 29
13496 | 1661940000 | HDC 64D TSBO 1PG21G | HDC enclosures, Size: 8, Protection degree: IP65 (in plugged condition), Cable entry from side, Plug housing, Side-locking clamp on upper side, high, Size of cable entries: PG 21
13497 | 1661960000 | HDC 64D TSBO 1PG29G | HDC enclosures, Size: 8, Protection degree: IP65 (in plugged condition), Cable entry from side, Plug housing, Side-locking clamp on upper side, high, Size of cable entries: PG 29
13498 | 1662020000 | HDC 24B TOBO 1PG29G | HDC enclosures, Size: 8, Protection degree: IP65 (in plugged condition), Cable entry from top, Plug housing, Side-locking clamp on upper side, Standard, Size of cable entries: PG 29
13499 | 1662080000 | HDC 64D TOBO 1PG21G | HDC enclosures, Size: 8, Protection degree: IP65 (in plugged condition), Cable entry from top, Plug housing, Side-locking clamp on upper side, high, Size of cable entries: PG 21
13500 | 1662100000 | HDC 64D TOBO 1PG29G | HDC enclosures, Size: 8, Protection degree: IP65 (in plugged condition), Cable entry from top, Plug housing, Side-locking clamp on upper side, high, Size of cable entries: PG 29
13501 | 1662180000 | HDC 24B SDBO 2PG21G | HDC enclosures, Size: 8, Protection degree: IP65 (in plugged condition), Base housing, Side-locking clamp on upper side, Standard, with cover, Size of cable entries: PG 21
13502 | 1662280000 | HDC 64D SDBO 1PG29G | HDC enclosures, Size: 8, Protection degree: IP65 (in plugged condition), Base housing, Side-locking clamp on upper side, high, with cover, Size of cable entries: PG 29
13503 | 1662390000 | HDC 24B TSLU 1PG21G | HDC enclosures, Size: 8, Protection degree: IP65 (in plugged condition), Cable entry from side, Plug housing, End-locking clamp, lower side, Standard, Size of cable entries: PG 21
13504 | 1662410000 | HDC 24B TSLU 1PG29G | HDC enclosures, Size: 8, Protection degree: IP65 (in plugged condition), Cable entry from side, Plug housing, End-locking clamp, lower side, Standard, Size of cable entries: PG 29
13505 | 1662470000 | HDC 64D TSLU 1PG21G | HDC enclosures, Size: 8, Protection degree: IP65 (in plugged condition), Cable entry from side, Plug housing, End-locking clamp, lower side, high, Size of cable entries: PG 21
13506 | 1662490000 | HDC 64D TSLU 1PG29G | HDC enclosures, Size: 8, Protection degree: IP65 (in plugged condition), Cable entry from side, Plug housing, End-locking clamp, lower side, high, Size of cable entries: PG 29
13507 | 1662540000 | HDC 24B TOLU 1PG21G | HDC enclosures, Size: 8, Protection degree: IP65 (in plugged condition), Cable entry from top, Plug housing, End-locking clamp, lower side, Standard, Size of cable entries: PG 21
13508 | 1662550000 | HDC 24B TOLU 1PG29G | HDC enclosures, Size: 8, Protection degree: IP65 (in plugged condition), Cable entry from top, Plug housing, End-locking clamp, lower side, Standard, Size of cable entries: PG 29
13509 | 1662610000 | HDC 64D TOLU 1PG21G | HDC enclosures, Size: 8, Protection degree: IP65 (in plugged condition), Cable entry from top, Plug housing, End-locking clamp, lower side, high, Size of cable entries: PG 21
13510 | 1662630000 | HDC 64D TOLU 1PG29G | HDC enclosures, Size: 8, Protection degree: IP65 (in plugged condition), Cable entry from top, Plug housing, End-locking clamp, lower side, high, Size of cable entries: PG 29
13511 | 1662720000 | HDC 24B SLU 2PG21G | HDC enclosures, Size: 8, Protection degree: IP65 (in plugged condition), Base housing, End-locking clamp, lower side, Standard, Size of cable entries: PG 21
13512 | 1663040000 | HDC 64D SDLU 2PG29G | HDC enclosures, Size: 8, Protection degree: IP65 (in plugged condition), Base housing, End-locking clamp, lower side, high, with cover, Size of cable entries: PG 29
13513 | 1663370000 | HDC 64D TSZO 1PG21G | HDC enclosures, Size: 8, Protection degree: IP65 (in plugged condition), Cable entry from side, Plug housing, Central locking at the top, high, Size of cable entries: PG 21
13514 | 1663390000 | HDC 64D TSZO 1PG29G | HDC enclosures, Size: 8, Protection degree: IP65 (in plugged condition), Cable entry from side, Plug housing, Central locking at the top, high, Size of cable entries: PG 29
13515 | 1666840000 | HDC 32B TSBU 1PG29G | HDC enclosures, Size: 10, Protection degree: IP65 (in plugged condition), Cable entry from side, Plug housing, Side-locking clamp on lower side, Standard, Size of cable entries: PG 29
13516 | 1666870000 | HDC 32B TOBU 1PG29G | HDC enclosures, Size: 10, Protection degree: IP65 (in plugged condition), Cable entry from top, Plug housing, Side-locking clamp on lower side, Standard, Size of cable entries: PG 29
13517 | 1666920000 | HDC 32B SBU 2PG29G | HDC enclosures, Size: 10, Protection degree: IP65 (in plugged condition), Base housing, Side-locking clamp on lower side, Standard, Size of cable entries: PG 29
13518 | 1667120000 | HDC 32B TSLU 1PG29G | HDC enclosures, Size: 10, Protection degree: IP65 (in plugged condition), Cable entry from side, Plug housing, End-locking clamp, lower side, Standard, Size of cable entries: PG 29
13519 | 1667560000 | HDC 48B SDLU 2PG29G | HDC enclosures, Size: 12, Protection degree: IP65 (in plugged condition), Base housing, End-locking clamp, lower side, Standard, with cover, Size of cable entries: PG 29
13520 | 1670470000 | HDC 48B TSLU 1PG42G | HDC enclosures, Size: 12, Protection degree: IP65 (in plugged condition), Cable entry from side, Plug housing, End-locking clamp, lower side, Standard, Size of cable entries: PG 42
13521 | 1670500000 | HDC 06B TOLU 1PG13G | HDC enclosures, Size: 3, Protection degree: IP65 (in plugged condition), Cable entry from top, Plug housing, End-locking clamp, lower side, Standard, Size of cable entries: PG 13.5
13522 | 1670530000 | HDC 06B TSLU 1PG13G | HDC enclosures, Size: 3, Protection degree: IP65 (in plugged condition), Cable entry from side, Plug housing, End-locking clamp, lower side, Standard, Size of cable entries: PG 13.5
13523 | 1752970000 | MODUFLEX C-MH/ZE | Heavy-duty connectors, MODUFLEX C, Modulflex C frame
13524 | 1786780000 | HDC 64D TSBU 1M25G | HDC enclosures, Size: 8, Protection degree: IP65 (in plugged condition), Cable entry from side, Plug housing, Side-locking clamp on lower side, high, Size of cable entries: M 25
13525 | 1786790000 | HDC 64D TSBO 1M32G | HDC enclosures, Size: 8, Protection degree: IP65 (in plugged condition), Cable entry from side, Plug housing, Side-locking clamp on upper side, high, Size of cable entries: M 32
13526 | 1786800000 | HDC 64D TSBO 1M25G | HDC enclosures, Size: 8, Protection degree: IP65 (in plugged condition), Cable entry from side, Plug housing, Side-locking clamp on upper side, high, Size of cable entries: M 25
13527 | 1786810000 | HDC 64D TSLU 1M32G | HDC enclosures, Size: 8, Protection degree: IP65 (in plugged condition), Cable entry from side, Plug housing, End-locking clamp, lower side, high, Size of cable entries: M 32
13528 | 1786830000 | HDC 64D TOBU 1M32G | HDC enclosures, Size: 8, Protection degree: IP65 (in plugged condition), Cable entry from top, Plug housing, Side-locking clamp on lower side, high, Size of cable entries: M 32
13529 | 1786860000 | HDC 64D TOLU 1M32G | HDC enclosures, Size: 8, Protection degree: IP65 (in plugged condition), Cable entry from top, Plug housing, End-locking clamp, lower side, high, Size of cable entries: M 32
13530 | 1786870000 | HDC 64D TOLU 1M25G | HDC enclosures, Size: 8, Protection degree: IP65 (in plugged condition), Cable entry from top, Plug housing, End-locking clamp, lower side, high, Size of cable entries: M 25
13531 | 1786880000 | HDC 64D SBU 2M32G | HDC enclosures, Size: 8, Protection degree: IP65 (in plugged condition), Base housing, Side-locking clamp on lower side, high, Size of cable entries: M 32
13532 | 1786890000 | HDC 64D SBU 2M25G | HDC enclosures, Size: 8, Protection degree: IP65 (in plugged condition), Base housing, Side-locking clamp on lower side, high, Size of cable entries: M 25
13533 | 1786900000 | HDC 64D SLU 2M32G | HDC enclosures, Size: 8, Protection degree: IP65 (in plugged condition), Base housing, End-locking clamp, lower side, high, Size of cable entries: M 32
13534 | 1786910000 | HDC 64D SLU 2M25G | HDC enclosures, Size: 8, Protection degree: IP65 (in plugged condition), Base housing, End-locking clamp, lower side, high, Size of cable entries: M 25
13535 | 1786920000 | HDC 64D SDBO 2M32G | HDC enclosures, Size: 8, Protection degree: IP65 (in plugged condition), Base housing, Side-locking clamp on upper side, high, with cover, Size of cable entries: M 32
13536 | 1786940000 | HDC 64D SDLU 2M32G | HDC enclosures, Size: 8, Protection degree: IP65 (in plugged condition), Base housing, End-locking clamp, lower side, high, with cover, Size of cable entries: M 32
13537 | 1786950000 | HDC 64D SDLU 2M25G | HDC enclosures, Size: 8, Protection degree: IP65 (in plugged condition), Base housing, End-locking clamp, lower side, high, with cover, Size of cable entries: M 25
13538 | 1786960000 | HDC 64D KBU 1M32G | HDC enclosures, Size: 8, Protection degree: IP65 (in plugged condition), Coupling housing, Side-locking clamp on lower side, high, Size of cable entries: M 32
13539 | 1787010000 | HDC 40D TSBU 1M25G | HDC enclosures, Size: 6, Protection degree: IP65 (in plugged condition), Cable entry from side, Plug housing, Side-locking clamp on lower side, high, Size of cable entries: M 25
13540 | 1787020000 | HDC 40D TSBO 1M32G | HDC enclosures, Size: 6, Protection degree: IP65 (in plugged condition), Cable entry from side, Plug housing, Side-locking clamp on upper side, high, Size of cable entries: M 32
13541 | 1787030000 | HDC 40D TSBO 1M25G | HDC enclosures, Size: 6, Protection degree: IP65 (in plugged condition), Cable entry from side, Plug housing, Side-locking clamp on upper side, high, Size of cable entries: M 25
13542 | 1787050000 | HDC 40D TSLU 1M25G | HDC enclosures, Size: 6, Protection degree: IP65 (in plugged condition), Cable entry from side, Plug housing, End-locking clamp, lower side, high, Size of cable entries: M 25
13543 | 1787060000 | HDC 40D TOBU 1M32G | HDC enclosures, Size: 6, Protection degree: IP65 (in plugged condition), Cable entry from top, Plug housing, Side-locking clamp on lower side, high, Size of cable entries: M 32
13544 | 1787070000 | HDC 40D TOBU 1M25G | HDC enclosures, Size: 6, Protection degree: IP65 (in plugged condition), Cable entry from top, Plug housing, Side-locking clamp on lower side, high, Size of cable entries: M 25
13545 | 1787100000 | HDC 40D TOLU 1M32G | HDC enclosures, Size: 6, Protection degree: IP65 (in plugged condition), Cable entry from top, Plug housing, End-locking clamp, lower side, high, Size of cable entries: M 32
13546 | 1787110000 | HDC 40D SBU 2M32G | HDC enclosures, Size: 6, Protection degree: IP65 (in plugged condition), Base housing, Side-locking clamp on lower side, high, Size of cable entries: M 32
13547 | 1787120000 | HDC 40D SBU 2M25G | HDC enclosures, Size: 6, Protection degree: IP65 (in plugged condition), Base housing, Side-locking clamp on lower side, high, Size of cable entries: M 25
13548 | 1787170000 | HDC 40D SDLU 2M32G | HDC enclosures, Size: 6, Protection degree: IP65 (in plugged condition), Base housing, End-locking clamp, lower side, high, with cover, Size of cable entries: M 32
13549 | 1787180000 | HDC 40D SDLU 2M25G | HDC enclosures, Size: 6, Protection degree: IP65 (in plugged condition), Base housing, End-locking clamp, lower side, high, with cover, Size of cable entries: M 25
13550 | 1787190000 | HDC 40D KBU 1M32G | HDC enclosures, Size: 6, Protection degree: IP65 (in plugged condition), Coupling housing, Side-locking clamp on lower side, high, Size of cable entries: M 32
13551 | 1787200000 | HDC 40D KBU 1M25G | HDC enclosures, Size: 6, Protection degree: IP65 (in plugged condition), Coupling housing, Side-locking clamp on lower side, high, Size of cable entries: M 25
13552 | 1787220000 | HDC 40D KLU 1M25G | HDC enclosures, Size: 6, Protection degree: IP65 (in plugged condition), Coupling housing, End-locking clamp, lower side, high, Size of cable entries: M 25
13553 | 1787230000 | HDC 24D TSBU 1M32G | HDC enclosures, Size: 4, Protection degree: IP65 (in plugged condition), Cable entry from side, Plug housing, Side-locking clamp on lower side, high, Size of cable entries: M 32
13554 | 1787240000 | HDC 24D TSBU 1M25G | HDC enclosures, Size: 4, Protection degree: IP65 (in plugged condition), Cable entry from side, Plug housing, Side-locking clamp on lower side, high, Size of cable entries: M 25
13555 | 1787250000 | HDC 24D TSBO 1M32G | HDC enclosures, Size: 4, Protection degree: IP65 (in plugged condition), Cable entry from side, Plug housing, Side-locking clamp on upper side, high, Size of cable entries: M 32
13556 | 1787260000 | HDC 24D TSBO 1M25G | HDC enclosures, Size: 4, Protection degree: IP65 (in plugged condition), Cable entry from side, Plug housing, Side-locking clamp on upper side, high, Size of cable entries: M 25
13557 | 1787270000 | HDC 24D TSLU 1M32G | HDC enclosures, Size: 4, Protection degree: IP65 (in plugged condition), Cable entry from side, Plug housing, End-locking clamp, lower side, high, Size of cable entries: M 32
13558 | 1787280000 | HDC 24D TSLU 1M25G | HDC enclosures, Size: 4, Protection degree: IP65 (in plugged condition), Cable entry from side, Plug housing, End-locking clamp, lower side, high, Size of cable entries: M 25
13559 | 1787290000 | HDC 24D TOBU 1M32G | HDC enclosures, Size: 4, Protection degree: IP65 (in plugged condition), Cable entry from top, Plug housing, Side-locking clamp on lower side, high, Size of cable entries: M 32
13560 | 1787300000 | HDC 24D TOBU 1M25G | HDC enclosures, Size: 4, Protection degree: IP65 (in plugged condition), Cable entry from top, Plug housing, Side-locking clamp on lower side, high, Size of cable entries: M 25
13561 | 1787330000 | HDC 24D TOLU 1M32G | HDC enclosures, Size: 4, Protection degree: IP65 (in plugged condition), Cable entry from top, Plug housing, End-locking clamp, lower side, high, Size of cable entries: M 32
13562 | 1787340000 | HDC 24D TOLU 1M25G | HDC enclosures, Size: 4, Protection degree: IP65 (in plugged condition), Cable entry from top, Plug housing, End-locking clamp, lower side, high, Size of cable entries: M 25
13563 | 1787350000 | HDC 24D SBU 2M25G | HDC enclosures, Size: 4, Protection degree: IP65 (in plugged condition), Base housing, Side-locking clamp on lower side, high, Size of cable entries: M 25
13564 | 1787360000 | HDC 24D SBU 2M32G | HDC enclosures, Size: 4, Protection degree: IP65 (in plugged condition), Base housing, Side-locking clamp on lower side, high, Size of cable entries: M 32
13565 | 1787370000 | HDC 24D SLU 2M32G | HDC enclosures, Size: 4, Protection degree: IP65 (in plugged condition), Base housing, End-locking clamp, lower side, high, Size of cable entries: M 32
13566 | 1787400000 | HDC 24D SDBO 2M25G | HDC enclosures, Size: 4, Protection degree: IP65 (in plugged condition), Base housing, Side-locking clamp on upper side, high, with cover, Size of cable entries: M 25
13567 | 1787410000 | HDC 24D SDLU 2M32G | HDC enclosures, Size: 4, Protection degree: IP65 (in plugged condition), Base housing, End-locking clamp, lower side, high, with cover, Size of cable entries: M 32
13568 | 1787420000 | HDC 24D SDLU 2M25G | HDC enclosures, Size: 4, Protection degree: IP65 (in plugged condition), Base housing, End-locking clamp, lower side, high, with cover, Size of cable entries: M 25
13569 | 1787450000 | HDC 24D KLU 1M32G | HDC enclosures, Size: 4, Protection degree: IP65 (in plugged condition), Coupling housing, End-locking clamp, lower side, high, Size of cable entries: M 32
13570 | 1787460000 | HDC 24D KLU 1M25G | HDC enclosures, Size: 4, Protection degree: IP65 (in plugged condition), Coupling housing, End-locking clamp, lower side, high, Size of cable entries: M 25
13571 | 1787470000 | HDC 16D TSLU 1M32G | HDC enclosures, Size: 3, Protection degree: IP65 (in plugged condition), Cable entry from side, Plug housing, End-locking clamp, lower side, high, Size of cable entries: M 32
13572 | 1787480000 | HDC 16D TSLU 1M25G | HDC enclosures, Size: 3, Protection degree: IP65 (in plugged condition), Cable entry from side, Plug housing, End-locking clamp, lower side, high, Size of cable entries: M 25
13573 | 1787490000 | HDC 16D TOLU 1M32G | HDC enclosures, Size: 3, Protection degree: IP65 (in plugged condition), Cable entry from top, Plug housing, End-locking clamp, lower side, high, Size of cable entries: M 32
13574 | 1787500000 | HDC 16D TOLU 1M25G | HDC enclosures, Size: 3, Protection degree: IP65 (in plugged condition), Cable entry from top, Plug housing, End-locking clamp, lower side, high, Size of cable entries: M 25
13575 | 1787510000 | HDC 16D SLU 2M32G | HDC enclosures, Size: 3, Protection degree: IP65 (in plugged condition), Base housing, End-locking clamp, lower side, high, Size of cable entries: M 32
13576 | 1787520000 | HDC 16D SLU 2M25G | HDC enclosures, Size: 3, Protection degree: IP65 (in plugged condition), Base housing, End-locking clamp, lower side, high, Size of cable entries: M 25
13577 | 1787540000 | HDC 16D SDLU 2M25G | HDC enclosures, Size: 3, Protection degree: IP65 (in plugged condition), Base housing, End-locking clamp, lower side, high, with cover, Size of cable entries: M 25
13578 | 1787560000 | HDC 10B TSBU 1M20G | HDC enclosures, Size: 4, Protection degree: IP65 (in plugged condition), Cable entry from side, Plug housing, Side-locking clamp on lower side, Standard, Size of cable entries: M 20
13579 | 1787570000 | HDC 10B TSBO 1M25G | HDC enclosures, Size: 4, Protection degree: IP65 (in plugged condition), Cable entry from side, Plug housing, Side-locking clamp on upper side, Standard, Size of cable entries: M 25
13580 | 1787580000 | HDC 10B TSLU 1M25G | HDC enclosures, Size: 4, Protection degree: IP65 (in plugged condition), Cable entry from side, Plug housing, End-locking clamp, lower side, Standard, Size of cable entries: M 25
13581 | 1787600000 | HDC 10B TOBU 1M20G | HDC enclosures, Size: 4, Protection degree: IP65 (in plugged condition), Cable entry from top, Plug housing, Side-locking clamp on lower side, Standard, Size of cable entries: M 20
13582 | 1787610000 | HDC 10B TOBO 1M25G | HDC enclosures, Size: 4, Protection degree: IP65 (in plugged condition), Cable entry from top, Plug housing, Side-locking clamp on upper side, Standard, Size of cable entries: M 25
13583 | 1787620000 | HDC 10B TOLU 1M25G | HDC enclosures, Size: 4, Protection degree: IP65 (in plugged condition), Cable entry from top, Plug housing, End-locking clamp, lower side, Standard, Size of cable entries: M 25
13584 | 1787630000 | HDC 10B SBU 2M25G | HDC enclosures, Size: 4, Protection degree: IP65 (in plugged condition), Base housing, Side-locking clamp on lower side, Standard, Size of cable entries: M 25
13585 | 1787640000 | HDC 10B SBU 2M20G | HDC enclosures, Size: 4, Protection degree: IP65 (in plugged condition), Base housing, Side-locking clamp on lower side, Standard, Size of cable entries: M 20
13586 | 1787650000 | HDC 10B SLU 2M25G | HDC enclosures, Size: 4, Protection degree: IP65 (in plugged condition), Base housing, End-locking clamp, lower side, Standard, Size of cable entries: M 25
13587 | 1787660000 | HDC 10B SLU 2M20G | HDC enclosures, Size: 4, Protection degree: IP65 (in plugged condition), Base housing, End-locking clamp, lower side, Standard, Size of cable entries: M 20
13588 | 1787670000 | HDC 10B SDBO 2M25G | HDC enclosures, Size: 4, Protection degree: IP65 (in plugged condition), Base housing, Side-locking clamp on upper side, Standard, with cover, Size of cable entries: M 25
13589 | 1787680000 | HDC 10B SDBO 2M20G | HDC enclosures, Size: 4, Protection degree: IP65 (in plugged condition), Base housing, Side-locking clamp on upper side, Standard, with cover, Size of cable entries: M 20
13590 | 1787700000 | HDC 10B SDLU 2M20G | HDC enclosures, Size: 4, Protection degree: IP65 (in plugged condition), Base housing, End-locking clamp, lower side, Standard, with cover, Size of cable entries: M 20
13591 | 1787720000 | HDC 10B KBU 1M20G | HDC enclosures, Size: 4, Protection degree: IP65 (in plugged condition), Coupling housing, Side-locking clamp on lower side, Standard, Size of cable entries: M 20
13592 | 1787730000 | HDC 10B KLU 1M25G | HDC enclosures, Size: 4, Protection degree: IP65 (in plugged condition), Coupling housing, End-locking clamp, lower side, Standard, Size of cable entries: M 25
13593 | 1787740000 | HDC 10B KLU 1M20G | HDC enclosures, Size: 4, Protection degree: IP65 (in plugged condition), Coupling housing, End-locking clamp, lower side, Standard, Size of cable entries: M 20
13594 | 1787750000 | HDC 24B TSBU 1M32G | HDC enclosures, Size: 8, Protection degree: IP65 (in plugged condition), Cable entry from side, Plug housing, Side-locking clamp on lower side, Standard, Size of cable entries: M 32
13595 | 1787770000 | HDC 24B TSBO 1M32G | HDC enclosures, Size: 8, Protection degree: IP65 (in plugged condition), Cable entry from side, Plug housing, Side-locking clamp on upper side, Standard, Size of cable entries: M 32
13596 | 1787780000 | HDC 24B TSBO 1M25G | HDC enclosures, Size: 8, Protection degree: IP65 (in plugged condition), Cable entry from side, Plug housing, Side-locking clamp on upper side, Standard, Size of cable entries: M 25
13597 | 1787790000 | HDC 24B TSLU 1M32G | HDC enclosures, Size: 8, Protection degree: IP65 (in plugged condition), Cable entry from side, Plug housing, End-locking clamp, lower side, Standard, Size of cable entries: M 32
13598 | 1787800000 | HDC 24B TSLU 1M25G | HDC enclosures, Size: 8, Protection degree: IP65 (in plugged condition), Cable entry from side, Plug housing, End-locking clamp, lower side, Standard, Size of cable entries: M 25
13599 | 1787820000 | HDC 24B TOBU 1M25G | HDC enclosures, Size: 8, Protection degree: IP65 (in plugged condition), Cable entry from top, Plug housing, Side-locking clamp on lower side, Standard, Size of cable entries: M 25
13600 | 1787830000 | HDC 24B TOBO 1M32G | HDC enclosures, Size: 8, Protection degree: IP65 (in plugged condition), Cable entry from top, Plug housing, Side-locking clamp on upper side, Standard, Size of cable entries: M 32
13601 | 1787850000 | HDC 24B TOLU 1M32G | HDC enclosures, Size: 8, Protection degree: IP65 (in plugged condition), Cable entry from top, Plug housing, End-locking clamp, lower side, Standard, Size of cable entries: M 32
13602 | 1787860000 | HDC 24B TOLU 1M25G | HDC enclosures, Size: 8, Protection degree: IP65 (in plugged condition), Cable entry from top, Plug housing, End-locking clamp, lower side, Standard, Size of cable entries: M 25
13603 | 1787870000 | HDC 24B SBU 2M25G | HDC enclosures, Size: 8, Protection degree: IP65 (in plugged condition), Base housing, Side-locking clamp on lower side, Standard, Size of cable entries: M 25
13604 | 1787880000 | HDC 24B SLU 2M25G | HDC enclosures, Size: 8, Protection degree: IP65 (in plugged condition), Base housing, End-locking clamp, lower side, Standard, Size of cable entries: M 25
13605 | 1787900000 | HDC 24B SDLU 2M25G | HDC enclosures, Size: 8, Protection degree: IP65 (in plugged condition), Base housing, End-locking clamp, lower side, Standard, with cover, Size of cable entries: M 25
13606 | 1787920000 | HDC 24B KBU 1M25G | HDC enclosures, Size: 8, Protection degree: IP65 (in plugged condition), Coupling housing, Side-locking clamp on lower side, Standard, Size of cable entries: M 25
13607 | 1787950000 | HDC 32A TSBU 1M32G | HDC enclosures, Size: 7, Protection degree: IP65 (in plugged condition), Cable entry from side, Plug housing, Side-locking clamp on lower side, Standard, Size of cable entries: M 32
13608 | 1787960000 | HDC 32A TSBU 1M25G | HDC enclosures, Size: 7, Protection degree: IP65 (in plugged condition), Cable entry from side, Plug housing, Side-locking clamp on lower side, Standard, Size of cable entries: M 25
13609 | 1787970000 | HDC 32A TSBO 1M32G | HDC enclosures, Size: 7, Protection degree: IP65 (in plugged condition), Cable entry from side, Plug housing, Side-locking clamp on upper side, Standard, Size of cable entries: M 32
13610 | 1787980000 | HDC 32A TSBO 1M25G | HDC enclosures, Size: 7, Protection degree: IP65 (in plugged condition), Cable entry from side, Plug housing, Side-locking clamp on upper side, Standard, Size of cable entries: M 25
13611 | 1787990000 | HDC 32A TOBU 1M32G | HDC enclosures, Size: 7, Protection degree: IP65 (in plugged condition), Cable entry from top, Plug housing, Side-locking clamp on lower side, Standard, Size of cable entries: M 32
13612 | 1788010000 | HDC 32A TOBO 1M32G | HDC enclosures, Size: 7, Protection degree: IP65 (in plugged condition), Cable entry from top, Plug housing, Side-locking clamp on upper side, Standard, Size of cable entries: M 32
13613 | 1788040000 | HDC 32A SBU 2M25G | HDC enclosures, Size: 7, Protection degree: IP65 (in plugged condition), Base housing, Side-locking clamp on lower side, Standard, Size of cable entries: M 25
13614 | 1788050000 | HDC 32A SDBO 2M32G | HDC enclosures, Size: 7, Protection degree: IP65 (in plugged condition), Base housing, Side-locking clamp on upper side, Standard, with cover, Size of cable entries: M 32
13615 | 1788060000 | HDC 32A SDBO 2M25G | HDC enclosures, Size: 7, Protection degree: IP65 (in plugged condition), Base housing, Side-locking clamp on upper side, Standard, with cover, Size of cable entries: M 25
13616 | 1788070000 | HDC 32A KBU 1M32G | HDC enclosures, Size: 7, Protection degree: IP65 (in plugged condition), Coupling housing, Side-locking clamp on lower side, Standard, Size of cable entries: M 32
13617 | 1788080000 | HDC 32A KBU 1M25G | HDC enclosures, Size: 7, Protection degree: IP65 (in plugged condition), Coupling housing, Side-locking clamp on lower side, Standard, Size of cable entries: M 25
13618 | 1788090000 | HDC 06B TSLU 1M25G | HDC enclosures, Size: 3, Protection degree: IP65 (in plugged condition), Cable entry from side, Plug housing, End-locking clamp, lower side, Standard, Size of cable entries: M 25
13619 | 1788100000 | HDC 06B TSLU 1M20G | HDC enclosures, Size: 3, Protection degree: IP65 (in plugged condition), Cable entry from side, Plug housing, End-locking clamp, lower side, Standard, Size of cable entries: M 20
13620 | 1788110000 | HDC 06B TOLU 1M25G | HDC enclosures, Size: 3, Protection degree: IP65 (in plugged condition), Cable entry from top, Plug housing, End-locking clamp, lower side, Standard, Size of cable entries: M 25
13621 | 1788120000 | HDC 06B TOLU 1M20G | HDC enclosures, Size: 3, Protection degree: IP65 (in plugged condition), Cable entry from top, Plug housing, End-locking clamp, lower side, Standard, Size of cable entries: M 20
13622 | 1788130000 | HDC 06B SLU 2M25G | HDC enclosures, Size: 3, Protection degree: IP65 (in plugged condition), Base housing, End-locking clamp, lower side, Standard, Size of cable entries: M 25
13623 | 1788140000 | HDC 06B SLU 2M20G | HDC enclosures, Size: 3, Protection degree: IP65 (in plugged condition), Base housing, End-locking clamp, lower side, Standard, Size of cable entries: M 20
13624 | 1788160000 | HDC 06B SDLU 2M25G | HDC enclosures, Size: 3, Protection degree: IP65 (in plugged condition), Base housing, End-locking clamp, lower side, Standard, with cover, Size of cable entries: M 25
13625 | 1788170000 | HDC 06B SDLU 2M20G | HDC enclosures, Size: 3, Protection degree: IP65 (in plugged condition), Base housing, End-locking clamp, lower side, Standard, with cover, Size of cable entries: M 20
13626 | 1788190000 | HDC 16B TSBO 1M25G | HDC enclosures, Size: 6, Protection degree: IP65 (in plugged condition), Cable entry from side, Plug housing, Side-locking clamp on upper side, Standard, Size of cable entries: M 25
13627 | 1788200000 | HDC 16B TSLU 1M25G | HDC enclosures, Size: 6, Protection degree: IP65 (in plugged condition), Cable entry from side, Plug housing, End-locking clamp, lower side, Standard, Size of cable entries: M 25
13628 | 1788210000 | HDC 16B TOBU 1M25G | HDC enclosures, Size: 6, Protection degree: IP65 (in plugged condition), Cable entry from top, Plug housing, Side-locking clamp on lower side, Standard, Size of cable entries: M 25
13629 | 1788220000 | HDC 16B TOBO 1M25G | HDC enclosures, Size: 6, Protection degree: IP65 (in plugged condition), Cable entry from top, Plug housing, Side-locking clamp on upper side, Standard, Size of cable entries: M 25
13630 | 1788230000 | HDC 16B TOLU 1M25G | HDC enclosures, Size: 6, Protection degree: IP65 (in plugged condition), Cable entry from top, Plug housing, End-locking clamp, lower side, Standard, Size of cable entries: M 25
13631 | 1788260000 | HDC 16B SDBO 2M25G | HDC enclosures, Size: 6, Protection degree: IP65 (in plugged condition), Base housing, Side-locking clamp on upper side, Standard, with cover, Size of cable entries: M 25
13632 | 1788290000 | HDC 16B KLU 1M25G | HDC enclosures, Size: 6, Protection degree: IP65 (in plugged condition), Coupling housing, End-locking clamp, lower side, Standard, Size of cable entries: M 25
13633 | 1788300000 | HDC 48B TSLU 1M50G | HDC enclosures, Size: 12, Protection degree: IP65 (in plugged condition), Cable entry from side, Plug housing, End-locking clamp, lower side, Standard, Size of cable entries: M 50
13634 | 1788310000 | HDC 48B TSLU 1M40G | HDC enclosures, Size: 12, Protection degree: IP65 (in plugged condition), Cable entry from side, Plug housing, End-locking clamp, lower side, Standard, Size of cable entries: M 40
13635 | 1788320000 | HDC 48B TSLU 1M32G | HDC enclosures, Size: 12, Protection degree: IP65 (in plugged condition), Cable entry from side, Plug housing, End-locking clamp, lower side, Standard, Size of cable entries: M 32
13636 | 1788330000 | HDC 48B TOLU 1M50G | HDC enclosures, Size: 12, Protection degree: IP65 (in plugged condition), Cable entry from top, Plug housing, End-locking clamp, lower side, Standard, Size of cable entries: M 50
13637 | 1788350000 | HDC 48B TOLU 1M32G | HDC enclosures, Size: 12, Protection degree: IP65 (in plugged condition), Cable entry from top, Plug housing, End-locking clamp, lower side, Standard, Size of cable entries: M 32
13638 | 1788360000 | HDC 48B SLU 2M40G | HDC enclosures, Size: 12, Protection degree: IP65 (in plugged condition), Base housing, End-locking clamp, lower side, Standard, Size of cable entries: M 40
13639 | 1788370000 | HDC 48B SLU 2M32G | HDC enclosures, Size: 12, Protection degree: IP65 (in plugged condition), Base housing, End-locking clamp, lower side, Standard, Size of cable entries: M 32
13640 | 1788390000 | HDC 48B SDLU 2M32G | HDC enclosures, Size: 12, Protection degree: IP65 (in plugged condition), Base housing, End-locking clamp, lower side, Standard, with cover, Size of cable entries: M 32
13641 | 1788400000 | HDC 32B TSBU 1M32G | HDC enclosures, Size: 10, Protection degree: IP65 (in plugged condition), Cable entry from side, Plug housing, Side-locking clamp on lower side, Standard, Size of cable entries: M 32
13642 | 1788410000 | HDC 32B TSBO 1M32G | HDC enclosures, Size: 10, Protection degree: IP65 (in plugged condition), Cable entry from side, Plug housing, Side-locking clamp on upper side, Standard, Size of cable entries: M 32
13643 | 1788420000 | HDC 32B TSLU 1M32G | HDC enclosures, Size: 10, Protection degree: IP65 (in plugged condition), Cable entry from side, Plug housing, End-locking clamp, lower side, Standard, Size of cable entries: M 32
13644 | 1788430000 | HDC 32B TOBU 1M32G | HDC enclosures, Size: 10, Protection degree: IP65 (in plugged condition), Cable entry from top, Plug housing, Side-locking clamp on lower side, Standard, Size of cable entries: M 32
13645 | 1788450000 | HDC 32B TOLU 1M32G | HDC enclosures, Size: 10, Protection degree: IP65 (in plugged condition), Cable entry from top, Plug housing, End-locking clamp, lower side, Standard, Size of cable entries: M 32
13646 | 1788460000 | HDC 32B SBU 2M32G | HDC enclosures, Size: 10, Protection degree: IP65 (in plugged condition), Base housing, Side-locking clamp on lower side, Standard, Size of cable entries: M 32
13647 | 1788470000 | HDC 32B SLU 2M32G | HDC enclosures, Size: 10, Protection degree: IP65 (in plugged condition), Base housing, End-locking clamp, lower side, Standard, Size of cable entries: M 32
13648 | 1788490000 | HDC 32B SDLU 2M32G | HDC enclosures, Size: 10, Protection degree: IP65 (in plugged condition), Base housing, End-locking clamp, lower side, Standard, with cover, Size of cable entries: M 32
13649 | 1788500000 | HDC 32B KLU 1M32G | HDC enclosures, Size: 10, Protection degree: IP65 (in plugged condition), Coupling housing, End-locking clamp, lower side, Standard, Size of cable entries: M 32
13650 | 1799810000 | HDC 48B SDLU 1PG29G | HDC enclosures, Size: 12, Protection degree: IP65 (in plugged condition), Base housing, End-locking clamp, lower side, Standard, with cover, Size of cable entries: PG 29
13651 | 1804610000 | HDC 64D TSLU 1M40G | HDC enclosures, Size: 8, Protection degree: IP65 (in plugged condition), Cable entry from side, Plug housing, End-locking clamp, lower side, high, Size of cable entries: M 40
13652 | 1804630000 | HDC 16B TOLU 1M32G | HDC enclosures, Size: 6, Protection degree: IP65 (in plugged condition), Cable entry from top, Plug housing, End-locking clamp, lower side, Standard, Size of cable entries: M 32
13653 | 1804640000 | HDC 16B TSLU 1M32G | HDC enclosures, Size: 6, Protection degree: IP65 (in plugged condition), Cable entry from side, Plug housing, End-locking clamp, lower side, Standard, Size of cable entries: M 32
13654 | 1804650000 | HDC 40D TSLU 1M40G | HDC enclosures, Size: 6, Protection degree: IP65 (in plugged condition), Cable entry from side, Plug housing, End-locking clamp, lower side, high, Size of cable entries: M 40
13655 | 1804660000 | HDC 40D SLU 2M32G | HDC enclosures, Size: 6, Protection degree: IP65 (in plugged condition), Base housing, End-locking clamp, lower side, high, Size of cable entries: M 32
13656 | 1809620000 | HDC 16B TSBU 1M40G | HDC enclosures, Size: 6, Protection degree: IP65 (in plugged condition), Cable entry from side, Plug housing, Side-locking clamp on lower side, Standard, Size of cable entries: M 40
13657 | 1809630000 | HDC 64D TSBU 1M40G | HDC enclosures, Size: 8, Protection degree: IP65 (in plugged condition), Cable entry from side, Plug housing, Side-locking clamp on lower side, high, Size of cable entries: M 40
13658 | 1812470000 | SAIBW-4/9-7/8 | Sockets prefabricated to customer spec., 7/8", Socket, angled
13659 | 1812480000 | SAIB-4/9-7/8 | Sockets prefabricated to customer spec., 7/8", Female socket, straight
13660 | 1826770000 | HDC HEE 46 MC | HDC insert, Male, 500 V, 16 A, Number of poles: 46, Crimp connection, Size: 8
13661 | 1826780000 | HDC HEE 46 FC | HDC insert, Female, 500 V, 16 A, Number of poles: 46, Crimp connection, Size: 8
13662 | 1826790000 | HDC HEE 32 MC | HDC insert, Male, 500 V, 16 A, Number of poles: 32, Crimp connection, Size: 6
13663 | 1826800000 | HDC HEE 32 FC | HDC insert, Female, 500 V, 16 A, Number of poles: 32, Crimp connection, Size: 6
13664 | 1826810000 | HDC HEE 18 MC | HDC insert, Male, 500 V, 16 A, Number of poles: 18, Crimp connection, Size: 4
13665 | 1826820000 | HDC HEE 18 FC | HDC insert, Female, 500 V, 16 A, Number of poles: 18, Crimp connection, Size: 4
13666 | 1826830000 | HDC HEE 10 MC | HDC insert, Male, 500 V, 16 A, Number of poles: 10, Crimp connection, Size: 3
13667 | 1826840000 | HDC HEE 10 FC | HDC insert, Female, 500 V, 16 A, Number of poles: 10, Crimp connection, Size: 3
13668 | 1827160000 | HDC HB 24 TEK TSS1XM50G | HDC enclosures, Size: 8, Protection degree: IP66 (in plugged condition), IP68 (in plugged condition), Plug housing, Clamping yoke connection, high, Size of cable entries: M 50
13669 | 1827170000 | HDC HB 24 TEK TOS1XM50G | HDC enclosures, Size: 8, Protection degree: IP66 (in plugged condition), IP68 (in plugged condition), Plug housing, Clamping yoke connection, high, Size of cable entries: M 50
13670 | 1827470000 | HDC HB 24 TEK AS M4 | HDC enclosures, Size: 8, Protection degree: IP66 (in plugged condition), IP68 (in plugged condition), Bulkhead housing, Clamping yoke connection, Standard
13671 | 1848570000 | DSTV HE BL10 S | HDC insert, Female, 500 V, 16 A, Number of poles: 10, Screw connection, Size: 4
13672 | 1848580000 | DSTV HE BL16 S | HDC insert, Female, 500 V, 16 A, Number of poles: 16, Screw connection, Size: 6
13673 | 1848590000 | DSTV HE BL24 S | HDC insert, Female, 500 V, 16 A, Number of poles: 24, Screw connection, Size: 8
13674 | 1848600000 | DSTV HE BR6 S | HDC insert, Female, 500 V, 16 A, Number of poles: 6, Screw connection, Size: 3
13675 | 1848610000 | DSTV HE BR10 S | HDC insert, Female, 500 V, 16 A, Number of poles: 10, Screw connection, Size: 4
13676 | 1848620000 | DSTV HE BR16 S | HDC insert, Female, 500 V, 16 A, Number of poles: 16, Screw connection, Size: 6
13677 | 1848630000 | DSTV HE BR24 S | HDC insert, Female, 500 V, 16 A, Number of poles: 24, Screw connection, Size: 8
13678 | 1848680000 | DSTV HE SL10 S | HDC insert, Pin, 500 V, 16 A, Number of poles: 10, Screw connection, Size: 4
13679 | 1848700000 | DSTV HE SL16 S | HDC insert, Pin, 500 V, 16 A, Number of poles: 16, Screw connection, Size: 6
13680 | 1848730000 | DSTV HE SL24 S | HDC insert, Pin, 500 V, 16 A, Number of poles: 24, Screw connection, Size: 8
13681 | 1848750000 | DSTV HE SR10 S | HDC insert, Pin, 500 V, 16 A, Number of poles: 10, Screw connection, Size: 4
13682 | 1848760000 | DSTV HE SR16 S | HDC insert, Pin, 500 V, 16 A, Number of poles: 16, Screw connection, Size: 6
13683 | 1848770000 | DSTV HE SR24 S | HDC insert, Pin, 500 V, 16 A, Number of poles: 24, Screw connection, Size: 8
13684 | 1862060000 | HDC CM HV 3 FC | Heavy-duty connectors, HDC insert, ConCept module
13685 | 1862080000 | HDC CM HV 3 MC | Heavy-duty connectors, HDC insert, ConCept module
13686 | 1867360000 | HDC SHIELD LEVER 8 SC | Heavy-duty connectors, Accessories, Shield clamp
13687 | 1867370000 | HDC SHIELD LEVER 4 SC | Heavy-duty connectors, Accessories, Shield clamp
13688 | 1867380000 | HDC SHIELD LEVER 6 SC | Heavy-duty connectors, Accessories, Shield clamp
13689 | 1867390000 | HDC SHIELD LEVER 3 SC | Heavy-duty connectors, Accessories, Shield clamp
13690 | 1873890000 | HDC HA 16 MC | HDC insert, Male, 250 V, 16 A, Number of poles: 16, Crimp connection, Size: 5
13691 | 1894710000 | HDC-CM-2SPN4.0 | Heavy-duty connectors, HDC insert, ConCept module
13692 | 1894720000 | HDC-CM-1BPN4.0 | Heavy-duty connectors, HDC insert, ConCept module
13693 | 1894730000 | HDC-CM-1SPN2.5 | Heavy-duty connectors, HDC insert, ConCept module
13694 | 1894740000 | HDC-CM-1SPN4.0 | Heavy-duty connectors, HDC insert, ConCept module
13695 | 1894750000 | HDC-CM-2BPN2.5 | Heavy-duty connectors, HDC insert, ConCept module
13696 | 1894760000 | HDC-CM-2BPN4.0 | Heavy-duty connectors, HDC insert, ConCept module
13697 | 1894770000 | HDC-CM-2SPN2.5 | Heavy-duty connectors, HDC insert, ConCept module
13698 | 1894780000 | HDC-CM-1BPN2.5 | Heavy-duty connectors, HDC insert, ConCept module
13699 | 1899980000 | HDC 16B SBU 1M25G | HDC enclosures, Size: 6, Protection degree: IP65 (in plugged condition), Base housing, Side-locking clamp on lower side, Standard, Size of cable entries: M 25
13700 | 1900080000 | HDC 16B SDBO 1M25G | HDC enclosures, Size: 6, Protection degree: IP65 (in plugged condition), Base housing, Side-locking clamp on upper side, Standard, with cover, Size of cable entries: M 25
13701 | 1900170000 | HDC 16B SLU 1M25G | HDC enclosures, Size: 6, Protection degree: IP65 (in plugged condition), Base housing, End-locking clamp, lower side, Standard, Size of cable entries: M 25
13702 | 1900320000 | HDC 04A ELU 1M20G | HDC enclosures, Size: 1, Protection degree: IP65 (in plugged condition), Screw mounting housing, Side-locking clamp on lower side, Standard, Size of cable entries: M 20
13703 | 1900330000 | HDC 04A ELU 1PG13S | HDC enclosures, Size: 1, Protection degree: IP65 (in plugged condition), Screw mounting housing, Side-locking clamp on lower side, Standard, Size of cable entries: PG 13.5
13704 | 1900360000 | HDC 06B SDLU 1M20G | HDC enclosures, Size: 3, Protection degree: IP65 (in plugged condition), Base housing, End-locking clamp, lower side, Standard, with cover, Size of cable entries: M 20
13705 | 1900380000 | HDC 06B SDLU 1M25G | HDC enclosures, Size: 3, Protection degree: IP65 (in plugged condition), Base housing, End-locking clamp, lower side, Standard, with cover, Size of cable entries: M 25
13706 | 1900460000 | HDC 06B SLU 1M20G | HDC enclosures, Size: 3, Protection degree: IP65 (in plugged condition), Base housing, End-locking clamp, lower side, Standard, Size of cable entries: M 20
13707 | 1900480000 | HDC 06B SLU 1M25G | HDC enclosures, Size: 3, Protection degree: IP65 (in plugged condition), Base housing, End-locking clamp, lower side, Standard, Size of cable entries: M 25
13708 | 1900820000 | HDC 16D SDLU 1M25G | HDC enclosures, Size: 3, Protection degree: IP65 (in plugged condition), Base housing, End-locking clamp, lower side, high, with cover, Size of cable entries: M 25
13709 | 1900880000 | HDC 16D SLU 1M25G | HDC enclosures, Size: 3, Protection degree: IP65 (in plugged condition), Base housing, End-locking clamp, lower side, high, Size of cable entries: M 25
13710 | 1900900000 | HDC 16D SLU 1M32G | HDC enclosures, Size: 3, Protection degree: IP65 (in plugged condition), Base housing, End-locking clamp, lower side, high, Size of cable entries: M 32
13711 | 1900990000 | HDC 07A ELU 1PG13G | HDC enclosures, Size: 1, Protection degree: IP65 (in plugged condition), Screw mounting housing, Side-locking clamp on lower side, Standard, Size of cable entries: PG 13.5
13712 | 1901010000 | HDC 10A SDLU 1M20G | HDC enclosures, Size: 2, Protection degree: IP65 (in plugged condition), Base housing, End-locking clamp, lower side, Standard, with cover, Size of cable entries: M 20
13713 | 1901040000 | HDC 10A SDLU 1M25G | HDC enclosures, Size: 2, Protection degree: IP65 (in plugged condition), Base housing, End-locking clamp, lower side, Standard, with cover, Size of cable entries: M 25
13714 | 1901100000 | HDC 10A SLU 1M20G | HDC enclosures, Size: 2, Protection degree: IP65 (in plugged condition), Base housing, End-locking clamp, lower side, Standard, Size of cable entries: M 20
13715 | 1901150000 | HDC 24B SBU 1M25G | HDC enclosures, Size: 8, Protection degree: IP65 (in plugged condition), Base housing, Side-locking clamp on lower side, Standard, Size of cable entries: M 25
13716 | 1901160000 | HDC 10A SLU 1M25G | HDC enclosures, Size: 2, Protection degree: IP65 (in plugged condition), Base housing, End-locking clamp, lower side, Standard, Size of cable entries: M 25
13717 | 1901360000 | HDC 10B SBU 1M20G | HDC enclosures, Size: 4, Protection degree: IP65 (in plugged condition), Base housing, Side-locking clamp on lower side, Standard, Size of cable entries: M 20
13718 | 1901370000 | HDC 10B SBU 1M25G | HDC enclosures, Size: 4, Protection degree: IP65 (in plugged condition), Base housing, Side-locking clamp on lower side, Standard, Size of cable entries: M 25
13719 | 1901480000 | HDC 24B SDLU 1M25G | HDC enclosures, Size: 8, Protection degree: IP65 (in plugged condition), Base housing, End-locking clamp, lower side, Standard, with cover, Size of cable entries: M 25
13720 | 1901490000 | HDC 10B SDBO 1M20G | HDC enclosures, Size: 4, Protection degree: IP65 (in plugged condition), Base housing, Side-locking clamp on upper side, Standard, with cover, Size of cable entries: M 20
13721 | 1901510000 | HDC 10B SDBO 1M25G | HDC enclosures, Size: 4, Protection degree: IP65 (in plugged condition), Base housing, Side-locking clamp on upper side, Standard, with cover, Size of cable entries: M 25
13722 | 1901560000 | HDC 24B SLU 1M25G | HDC enclosures, Size: 8, Protection degree: IP65 (in plugged condition), Base housing, End-locking clamp, lower side, Standard, Size of cable entries: M 25
13723 | 1901570000 | HDC 10B SDLU 1M20G | HDC enclosures, Size: 4, Protection degree: IP65 (in plugged condition), Base housing, End-locking clamp, lower side, Standard, with cover, Size of cable entries: M 20
13724 | 1901620000 | HDC 10B SLU 1M20G | HDC enclosures, Size: 4, Protection degree: IP65 (in plugged condition), Base housing, End-locking clamp, lower side, Standard, Size of cable entries: M 20
13725 | 1901640000 | HDC 10B SLU 1M25G | HDC enclosures, Size: 4, Protection degree: IP65 (in plugged condition), Base housing, End-locking clamp, lower side, Standard, Size of cable entries: M 25
13726 | 1901700000 | HDC 10B AZO | HDC enclosures, Size: 4, Protection degree: IP65 (in plugged condition), Bulkhead housing, Side-locking clamp on lower side, Standard
13727 | 1902480000 | HDC 24B TSBU 1M40G | HDC enclosures, Size: 8, Protection degree: IP65 (in plugged condition), Cable entry from side, Plug housing, Side-locking clamp on lower side, Standard, Size of cable entries: M 40
13728 | 1902600000 | HDC 32B SBU 1M32G | HDC enclosures, Size: 10, Protection degree: IP65 (in plugged condition), Base housing, Side-locking clamp on lower side, Standard, Size of cable entries: M 32
13729 | 1902610000 | HDC 32B SBU 1PG36G | HDC enclosures, Size: 10, Protection degree: IP65 (in plugged condition), Base housing, Side-locking clamp on lower side, Standard, Size of cable entries: PG 36
13730 | 1902640000 | HDC 32B SBU 2PG36G | HDC enclosures, Size: 10, Protection degree: IP65 (in plugged condition), Base housing, Side-locking clamp on lower side, Standard, Size of cable entries: PG 36
13731 | 1902650000 | HDC 32B SDLU 1M32G | HDC enclosures, Size: 10, Protection degree: IP65 (in plugged condition), Base housing, End-locking clamp, lower side, Standard, with cover, Size of cable entries: M 32
13732 | 1902670000 | HDC 32B SLU 1M32G | HDC enclosures, Size: 10, Protection degree: IP65 (in plugged condition), Base housing, End-locking clamp, lower side, Standard, Size of cable entries: M 32
13733 | 1902730000 | HDC 32B KBU 1M40G | HDC enclosures, Size: 10, Protection degree: IP65 (in plugged condition), Coupling housing, Side-locking clamp on lower side, Standard, Size of cable entries: M 40
13734 | 1902740000 | HDC 32B KBU 1PG29G | HDC enclosures, Size: 10, Protection degree: IP65 (in plugged condition), Coupling housing, Side-locking clamp on lower side, Standard, Size of cable entries: PG 29
13735 | 1902750000 | HDC 32B KBU 1PG36G | HDC enclosures, Size: 10, Protection degree: IP65 (in plugged condition), Coupling housing, Side-locking clamp on lower side, Standard, Size of cable entries: PG 36
13736 | 1902970000 | HDC 40D SBU 1M25G | HDC enclosures, Size: 6, Protection degree: IP65 (in plugged condition), Base housing, Side-locking clamp on lower side, high, Size of cable entries: M 25
13737 | 1902980000 | HDC 24B TOBU 1M40G | HDC enclosures, Size: 8, Protection degree: IP65 (in plugged condition), Cable entry from top, Plug housing, Side-locking clamp on lower side, Standard, Size of cable entries: M 40
13738 | 1902990000 | HDC 40D SBU 1M32G | HDC enclosures, Size: 6, Protection degree: IP65 (in plugged condition), Base housing, Side-locking clamp on lower side, high, Size of cable entries: M 32
13739 | 1903070000 | HDC 40D SDLU 1M25G | HDC enclosures, Size: 6, Protection degree: IP65 (in plugged condition), Base housing, End-locking clamp, lower side, high, with cover, Size of cable entries: M 25
13740 | 1903080000 | HDC 40D SDLU 1M32G | HDC enclosures, Size: 6, Protection degree: IP65 (in plugged condition), Base housing, End-locking clamp, lower side, high, with cover, Size of cable entries: M 32
13741 | 1903110000 | HDC 40D SLU 1M32G | HDC enclosures, Size: 6, Protection degree: IP65 (in plugged condition), Base housing, End-locking clamp, lower side, high, Size of cable entries: M 32
13742 | 1903210000 | HDC 24D SBU 1M25G | HDC enclosures, Size: 4, Protection degree: IP65 (in plugged condition), Base housing, Side-locking clamp on lower side, high, Size of cable entries: M 25
13743 | 1903220000 | HDC 24D SBU 1M32G | HDC enclosures, Size: 4, Protection degree: IP65 (in plugged condition), Base housing, Side-locking clamp on lower side, high, Size of cable entries: M 32
13744 | 1903370000 | HDC 24D SDBO 1M25G | HDC enclosures, Size: 4, Protection degree: IP65 (in plugged condition), Base housing, Side-locking clamp on upper side, high, with cover, Size of cable entries: M 25
13745 | 1903410000 | HDC 24D SDLU 1M25G | HDC enclosures, Size: 4, Protection degree: IP65 (in plugged condition), Base housing, End-locking clamp, lower side, high, with cover, Size of cable entries: M 25
13746 | 1903510000 | HDC 24D SDLU 1M32G | HDC enclosures, Size: 4, Protection degree: IP65 (in plugged condition), Base housing, End-locking clamp, lower side, high, with cover, Size of cable entries: M 32
13747 | 1903560000 | HDC 24D SLU 1M32G | HDC enclosures, Size: 4, Protection degree: IP65 (in plugged condition), Base housing, End-locking clamp, lower side, high, Size of cable entries: M 32
13748 | 1903610000 | HDC 24D TSZO 1M25G | HDC enclosures, Size: 4, Protection degree: IP65 (in plugged condition), Cable entry from side, Plug housing, Central locking at the top, high, Size of cable entries: M 25
13749 | 1903870000 | HDC 32A SBU 1M25G | HDC enclosures, Size: 7, Protection degree: IP65 (in plugged condition), Base housing, Side-locking clamp on lower side, Standard, Size of cable entries: M 25
13750 | 1903900000 | HDC 32A SDBO 1M25G | HDC enclosures, Size: 7, Protection degree: IP65 (in plugged condition), Base housing, Side-locking clamp on upper side, Standard, with cover, Size of cable entries: M 25
13751 | 1903910000 | HDC 32A SDBO 1M32G | HDC enclosures, Size: 7, Protection degree: IP65 (in plugged condition), Base housing, Side-locking clamp on upper side, Standard, with cover, Size of cable entries: M 32
13752 | 1904150000 | HDC 48B SDLU 1M32G | HDC enclosures, Size: 12, Protection degree: IP65 (in plugged condition), Base housing, End-locking clamp, lower side, Standard, with cover, Size of cable entries: M 32
13753 | 1904190000 | HDC 48B SLU 1M32G | HDC enclosures, Size: 12, Protection degree: IP65 (in plugged condition), Base housing, End-locking clamp, lower side, Standard, Size of cable entries: M 32
13754 | 1904340000 | HDC 64D SBU 1M25G | HDC enclosures, Size: 8, Protection degree: IP65 (in plugged condition), Base housing, Side-locking clamp on lower side, high, Size of cable entries: M 25
13755 | 1904350000 | HDC 64D SBU 1M32G | HDC enclosures, Size: 8, Protection degree: IP65 (in plugged condition), Base housing, Side-locking clamp on lower side, high, Size of cable entries: M 32
13756 | 1904400000 | HDC 64D SDBO 1M32G | HDC enclosures, Size: 8, Protection degree: IP65 (in plugged condition), Base housing, Side-locking clamp on upper side, high, with cover, Size of cable entries: M 32
13757 | 1904430000 | HDC 64D SDLU 1M25G | HDC enclosures, Size: 8, Protection degree: IP65 (in plugged condition), Base housing, End-locking clamp, lower side, high, with cover, Size of cable entries: M 25
13758 | 1904440000 | HDC 64D SDLU 1M32G | HDC enclosures, Size: 8, Protection degree: IP65 (in plugged condition), Base housing, End-locking clamp, lower side, high, with cover, Size of cable entries: M 32
13759 | 1904480000 | HDC 64D SLU 1M25G | HDC enclosures, Size: 8, Protection degree: IP65 (in plugged condition), Base housing, End-locking clamp, lower side, high, Size of cable entries: M 25
13760 | 1904490000 | HDC 64D SLU 1M32G | HDC enclosures, Size: 8, Protection degree: IP65 (in plugged condition), Base housing, End-locking clamp, lower side, high, Size of cable entries: M 32
13761 | 1904690000 | HDC 64D TSZO 1M40G | HDC enclosures, Size: 8, Protection degree: IP65 (in plugged condition), Cable entry from side, Plug housing, Central locking at the top, high, Size of cable entries: M 40
13762 | 1904800000 | HDC 40D TSBU 1M40G | HDC enclosures, Size: 6, Protection degree: IP65 (in plugged condition), Cable entry from side, Plug housing, Side-locking clamp on lower side, high, Size of cable entries: M 40
13763 | 1908480000 | HDC CM BUS M4 CT | Heavy-duty connectors, HDC insert, ConCept module
13764 | 1908490000 | HDC CM BUS F2 | Heavy-duty connectors, HDC insert, ConCept module
13765 | 1908520000 | HDC CM BUS M1 CT | Heavy-duty connectors, HDC insert, ConCept module
13766 | 1908530000 | HDC CM BUS M2 | Heavy-duty connectors, HDC insert, ConCept module
13767 | 1908540000 | HDC CM BUS F1 CT | Heavy-duty connectors, HDC insert, ConCept module
13768 | 1912290000 | HDC SHIELD LEVER 8 S | Heavy-duty connectors, Accessories, Shield clamp
13769 | 1912440000 | HDC HQ 5 MC | HDC insert, Male, 250 V, 16 A, Number of poles: 5, Crimp connection, Size: 1
13770 | 1912460000 | HDC HQ 5 FC | HDC insert, Female, 250 V, 16 A, Number of poles: 5, Crimp connection, Size: 1
13771 | 1919970000 | HDC HQ 8 MC | HDC insert, Male, 500 V, 16 A, Number of poles: 8, Crimp connection, Size: HQ
13772 | 1919980000 | HDC HQ 8 FC | HDC insert, Female, 500 V, 16 A, Number of poles: 8, Crimp connection, Size: HQ
13773 | 1928060000 | TS15 68 KLIPPON POK1 CSS | Rail, TS 15, Width: 68 mm, without slot, Steel, galvanized, chromium-plated
13774 | 1928070000 | TS15 98 KLIPPON POK2 CSS | Rail, TS 15, Width: 98 mm, without slot, Steel, galvanized, chromium-plated
13775 | 1928080000 | TS15 147 KLIPPON POK3 CSS | Rail, TS 15, Width: 147 mm, without slot, Steel, galvanized, chromium-plated
13776 | 1928110000 | TS35 POK4 SET | Rail, TS 35, TS 35 x 7.5, Width: 105 mm, without slot, Steel
13777 | 1967670000 | HDC 40D KBU 1PG29G | HDC enclosures, Size: 6, Protection degree: IP65 (in plugged condition), Coupling housing, Side-locking clamp on lower side, high, Size of cable entries: PG 29
13778 | 1967910000 | HDC 24B ABO | HDC enclosures, Size: 8, Protection degree: IP65 (in plugged condition), Bulkhead housing, Side-locking clamp on upper side, Standard
13779 | 1983470000 | HDC 64D TOLU 1M40G | HDC enclosures, Size: 8, Protection degree: IP65 (in plugged condition), Cable entry from top, Plug housing, End-locking clamp, lower side, high, Size of cable entries: M 40
13780 | 1983500000 | HDC 48B SDLU 2M40G | HDC enclosures, Size: 12, Protection degree: IP65 (in plugged condition), Base housing, End-locking clamp, lower side, Standard, with cover, Size of cable entries: M 40
13781 | 1983510000 | HDC 48B SDLU 2M50G | HDC enclosures, Size: 12, Protection degree: IP65 (in plugged condition), Base housing, End-locking clamp, lower side, Standard, with cover, Size of cable entries: M 50
13782 | 1983720000 | HDC CM BUS SV F2 | Heavy-duty connectors, HDC insert, ConCept module
13783 | 1983750000 | HDC CM BUS SV M2 | Heavy-duty connectors, HDC insert, ConCept module
13784 | 1983770000 | HDC CM BUS SV F4 CT | Heavy-duty connectors, HDC insert, ConCept module
13785 | 1983790000 | HDC CM BUS SV M4 CT | Heavy-duty connectors, HDC insert, ConCept module
13786 | 1983800000 | HDC CM BUS SV F1 CT | Heavy-duty connectors, HDC insert, ConCept module
13787 | 1983810000 | HDC CM BUS SV M1 CT | Heavy-duty connectors, HDC insert, ConCept module
13788 | 1983820000 | HDC CM BUS SV GCA F | Heavy-duty connectors, HDC insert, ConCept module
13789 | 1983830000 | HDC CFM 6 2M | Heavy-duty connectors, HDC insert, ConCept frame
13790 | 1983840000 | HDC CFM 6 2F | Heavy-duty connectors, HDC insert, ConCept frame
13791 | 1983850000 | HDC CFM 10 3M | Heavy-duty connectors, HDC insert, ConCept frame
13792 | 1983860000 | HDC CFM 10 3F | Heavy-duty connectors, HDC insert, ConCept frame
13793 | 1983870000 | HDC CFM 16 5M | Heavy-duty connectors, HDC insert, ConCept frame
13794 | 1983880000 | HDC CFM 16 5F | Heavy-duty connectors, HDC insert, ConCept frame
13795 | 1983890000 | HDC CFM 24 7M | Heavy-duty connectors, HDC insert, ConCept frame
13796 | 1983900000 | HDC CFM 24 7F | Heavy-duty connectors, HDC insert, ConCept frame
13797 | 1983910000 | SHIELD LEVER 3 MOD | Heavy-duty connectors, Accessories, Shield clamp
13798 | 1983920000 | SHIELD LEVER 4 MOD | Heavy-duty connectors, Accessories, Shield clamp
13799 | 1983930000 | SHIELD LEVER 6 MOD | Heavy-duty connectors, Accessories, Shield clamp
13800 | 1983940000 | SHIELD LEVER 8 MOD | Heavy-duty connectors, Accessories, Shield clamp
13801 | 8000003909 | TS35X7.5 ST POK 1626 | Rail, TS 35, TS 35 x 7.5, Width: 243 mm, without slot, Steel, galvanic zinc plated and passivated
13802 | 8000032382 | TS15X5 ST POK 0823 | Rail, TS 15, Width: 217 mm, without slot, Steel, galvanic zinc plated and passivated
13803 | 133400000 | DRR270220L | D-SERIES DRR, Relay, Number of contacts: 2, CO contact AgCdO, Rated control voltage: 220 V DC, Continuous current: 10 A, Plug-in connection, Test button available: No
13804 | 134000000 | QB 25/6.5/11.5 SAKR | SAK Series, Cross-connector, for cross-connection link, Number of poles: 25
13805 | 180400000 | PS 2.3 RT | Accessories, Test plug
13806 | 191400000 | QL 2 SAKS1 | SAK Series, Cross-connector, for cross-connection link, Number of poles: 2
13807 | 191500000 | QL 3 SAKS1 | SAK Series, Cross-connector, for cross-connection link, Number of poles: 3
13808 | 191600000 | QL 4 SAKS1 | SAK Series, Cross-connector, for cross-connection link, Number of poles: 4
13809 | 249600000 | ZS 2.3/4 | Accessories, Adapter plug
13810 | 267200000 | STB 25 IH/GE | SAK Series, Socket
13811 | 267600000 | QL 4 RSF1+2 | SAK Series, Cross-connector, for cross-connection link, Number of poles: 4
13812 | 271200000 | STB 25 IH/GN | SAK Series, Socket
13813 | 271400000 | STB 25 IH/GR | SAK Series, Socket
13814 | 271500000 | STB 25 IH/SW | SAK Series, Socket
13815 | 299600000 | PS 4 F.STB 4 | Accessories, Test plug
13816 | 300800000 | VH 12.5/5/3.5 SAK10-2.5 | SAK Series, Connecting sleeve, for cross-connection link, Number of poles:
13817 | 307300000 | QVS 2 SAKT1+2 | SAK Series, Cross-connector, Cross-connector, Number of poles: 2
13818 | 307400000 | QVS 4 SAKT1+2 | SAK Series, Cross-connector, Cross-connector, Number of poles: 4
13819 | 329300000 | QVS 3 SAKT1+2 | SAK Series, Cross-connector, Cross-connector, Number of poles: 3
13820 | 335200000 | BS 25 IH/SW SAKT1 | SAK Series, Set of fixings
13821 | 335300000 | BS 25 IH/GR SAKT1 | SAK Series, Set of fixings
13822 | 335400000 | BS 25 IH/BL SAKT1 | SAK Series, Set of fixings
13823 | 335500000 | BS 25 IH/RT SAKT1 | SAK Series, Set of fixings
13824 | 335600000 | BS 25 IH/GN SAKT1 | SAK Series, Set of fixings
13825 | 335700000 | BS 25 IH/GE SAKT1 | SAK Series, Set of fixings
13826 | 335800000 | BS 25 IH/VI SAKT1 | SAK Series, Set of fixings
13827 | 338600000 | QL 10 SAK35 | SAK Series, Cross-connector, for cross-connection link, Number of poles: 10
13828 | 338800000 | QL 10 SAKS1 | SAK Series, Cross-connector, for cross-connection link, Number of poles: 10
13829 | 342000000 | KLIPPON K1 | Klippon K (aluminium empty enclosure), Empty enclosure, Aluminium enclosure, Height: 70 mm, Width: 70 mm, Depth: 45 mm, Material: Aluminium AlSi12, untreated, silver
13830 | 342100000 | KLIPPON K2 | Klippon K (aluminium empty enclosure), Empty enclosure, Aluminium enclosure, Height: 70 mm, Width: 100 mm, Depth: 45 mm, Material: Aluminium AlSi12, untreated, silver
13831 | 342200000 | KLIPPON K3 | Klippon K (aluminium empty enclosure), Empty enclosure, Aluminium enclosure, Height: 70 mm, Width: 165 mm, Depth: 45 mm, Material: Aluminium AlSi12, untreated, silver
13832 | 342300000 | KLIPPON K4 | Klippon K (aluminium empty enclosure), Empty enclosure, Aluminium enclosure, Height: 82 mm, Width: 130 mm, Depth: 72 mm, Material: Aluminium AlSi12, untreated, silver
13833 | 342400000 | KLIPPON K5 | Klippon K (aluminium empty enclosure), Empty enclosure, Aluminium enclosure, Height: 130 mm, Width: 170 mm, Depth: 90 mm, Material: Aluminium AlSi12, untreated, silver
13834 | 342500000 | KLIPPON K6 | Klippon K (aluminium empty enclosure), Empty enclosure, Aluminium enclosure, Height: 160 mm, Width: 200 mm, Depth: 100 mm, Material: Aluminium AlSi12, untreated, silver
13835 | 342600000 | KLIPPON K7 | Klippon K (aluminium empty enclosure), Empty enclosure, Aluminium enclosure, Height: 160 mm, Width: 350 mm, Depth: 100 mm, Material: Aluminium AlSi12, untreated, silver
13836 | 343300000 | STB 25 IH/RT | SAK Series, Socket
13837 | 343400000 | STB 25 IH/BL | SAK Series, Socket
13838 | 358460000 | QVS 2/S SAKT1+2 | SAK Series, Cross-connector, Cross-connector, Number of poles: 2
13839 | 360800000 | MF TBF | TBF (polyester empty enclosure), Mounting foot, Fixing lugs, Material: Polyamide, Deep black
13840 | 446200000 | RSV1,6 LB36 GR 3,2 AU | PCB plug-in connector, female header, closed side, THT solder connection, 5.00 mm, Number of poles: 36, 180°, Solder pin length (l): 3.2 mm, Gold-plated, Pebble grey, Box
13841 | 457000000 | Q 10 SAK6N | SAK Series, Cross-connector, for cross-connection link, Number of poles: 10
13842 | 457100000 | Q 2 SAK10 | SAK Series, Cross-connector, for cross-connection link, Number of poles: 2
13843 | 457300000 | Q 4 SAK10 | SAK Series, Cross-connector, for cross-connection link, Number of poles: 4
13844 | 526400000 | QB 75/6.2/9/WI | SAK Series, Cross-connector, for cross-connection link, Number of poles: 75
13845 | 535200000 | QB 75/6.2/15 | SAK Series, Cross-connector, for cross-connection link, Number of poles: 75
13846 | 545300000 | QB 58/8/9/WI | SAK Series, Cross-connector, for cross-connection link, Number of poles: 58
13847 | 545400000 | QB 58/8/15 | SAK Series, Cross-connector, for cross-connection link, Number of poles: 58
13848 | 565200000 | QL 10 SAK35N | SAK Series, Cross-connector, for cross-connection link, Number of poles: 10
13849 | 573200000 | KLIPPON K0 | Klippon K (aluminium empty enclosure), Empty enclosure, Aluminium enclosure, Height: 45 mm, Width: 50 mm, Depth: 30 mm, Material: Aluminium AlSi12, untreated, silver
13850 | 573300000 | KLIPPON K11 | Klippon K (aluminium empty enclosure), Empty enclosure, Aluminium enclosure, Height: 80 mm, Width: 75 mm, Depth: 57 mm, Material: Aluminium AlSi12, untreated, silver
13851 | 573400000 | KLIPPON K21 | Klippon K (aluminium empty enclosure), Empty enclosure, Aluminium enclosure, Height: 80 mm, Width: 125 mm, Depth: 57 mm, Material: Aluminium AlSi12, untreated, silver
13852 | 573500000 | KLIPPON K31 | Klippon K (aluminium empty enclosure), Empty enclosure, Aluminium enclosure, Height: 80 mm, Width: 175 mm, Depth: 57 mm, Material: Aluminium AlSi12, untreated, silver
13853 | 573600000 | KLIPPON K61 | Klippon K (aluminium empty enclosure), Empty enclosure, Aluminium enclosure, Height: 160 mm, Width: 260 mm, Depth: 91 mm, Material: Aluminium AlSi12, untreated, silver
13854 | 573700000 | KLIPPON K71 | Klippon K (aluminium empty enclosure), Empty enclosure, Aluminium enclosure, Height: 230 mm, Width: 280 mm, Depth: 111 mm, Material: Aluminium AlSi12, untreated, silver
13855 | 1009990000 | PTDS 4 DC | FieldPower®, Field Power® plug-in connector, PUSH IN, 0.5 mm² - 4 mm²
13856 | 1016870000 | WQL 5 WF10 | Bolt-type screw terminals, Cross-connector, Number of poles: 5
13857 | 1021450000 | HDC 10A ALU SL | HDC enclosures, Size: 2, Protection degree: IP65 (in plugged condition), Bulkhead housing, End-locking clamp, lower side, Standard
13858 | 1027640000 | HDC KIT HE-P 16.120 | RockStar® HDC kits-Heavy-duty connectors, Kit, HE, Size: 6, Poles: 16, PUSH IN, 500 V, 16 A, diecast aluminium, PG 21
13859 | 1027650000 | HDC KIT HE-P 06.10 M | RockStar® HDC kits-Heavy-duty connectors, Kit, HE, Size: 3, Poles: 6, PUSH IN, 500 V, 24 A, diecast aluminium, M 20
13860 | 1027660000 | HDC KIT HE-P 06.10 | RockStar® HDC kits-Heavy-duty connectors, Kit, HE, Size: 3, Poles: 6, PUSH IN, 500 V, 24 A, diecast aluminium, PG 16
13861 | 1027670000 | HDC KIT HE-P 10.110 M | RockStar® HDC kits-Heavy-duty connectors, Kit, HE, Size: 4, Poles: 10, PUSH IN, 500 V, 16 A, diecast aluminium, M 25
13862 | 1027680000 | HDC KIT HE-P 10.110 | RockStar® HDC kits-Heavy-duty connectors, Kit, HE, Size: 4, Poles: 10, PUSH IN, 500 V, 16 A, diecast aluminium, PG 16
13863 | 1027690000 | HDC KIT HE-P 16.120 M | RockStar® HDC kits-Heavy-duty connectors, Kit, HE, Size: 6, Poles: 16, PUSH IN, 500 V, 16 A, diecast aluminium, M 25
13864 | 1027840000 | WQL 4 WF10 | Bolt-type screw terminals, Cross-connector, Number of poles: 4
13865 | 1056500000 | VH 12.2/4/2.6 WDU2.5 | W-Series, Connecting sleeve
13866 | 1058460000 | WSD 2.5/D+/- WTR2.5 | W-Series, Component plug, Rated cross-section: Plug-in connection, dark beige
13867 | 1058560000 | WSD 2.5/D-/+ WTR2.5 | W-Series, Component plug, Rated cross-section: Plug-in connection, dark beige
13868 | 1058760000 | WSD 2.5/SCAN WTR2.5 | W-Series, Component plug, Rated cross-section: Plug-in connection, dark beige
13869 | 1061700000 | HDC KIT HE-P 24.131 M | RockStar® HDC kits-Heavy-duty connectors, Kit, HE, Size: 8, Poles: 24, PUSH IN, 500 V, 16 A, diecast aluminium, M 32
13870 | 1061710000 | HDC KIT HE-P 06.11 | RockStar® HDC kits-Heavy-duty connectors, Kit, HE, Size: 3, Poles: 6, PUSH IN, 500 V, 24 A, diecast aluminium, PG 16
13871 | 1061720000 | HDC KIT HE-P 06.11 M | RockStar® HDC kits-Heavy-duty connectors, Kit, HE, Size: 3, Poles: 6, PUSH IN, 500 V, 24 A, diecast aluminium, M 20
13872 | 1061730000 | HDC KIT HE-P 10.111 | RockStar® HDC kits-Heavy-duty connectors, Kit, HE, Size: 4, Poles: 10, PUSH IN, 500 V, 16 A, diecast aluminium, PG 16
13873 | 1061740000 | HDC KIT HE-P 10.111 M | RockStar® HDC kits-Heavy-duty connectors, Kit, HE, Size: 4, Poles: 10, PUSH IN, 500 V, 16 A, diecast aluminium, M 25
13874 | 1061750000 | HDC KIT HE-P 16.121 | RockStar® HDC kits-Heavy-duty connectors, Kit, HE, Size: 6, Poles: 16, PUSH IN, 500 V, 16 A, diecast aluminium, PG 21
13875 | 1061770000 | HDC KIT HE-P 16.121 M | RockStar® HDC kits-Heavy-duty connectors, Kit, HE, Size: 6, Poles: 16, PUSH IN, 500 V, 16 A, diecast aluminium, M 25
13876 | 1061780000 | HDC KIT HE-P 24.130 | RockStar® HDC kits-Heavy-duty connectors, Kit, HE, Size: 8, Poles: 24, PUSH IN, 500 V, 16 A, diecast aluminium, PG 21
13877 | 1061790000 | HDC KIT HE-P 24.130 M | RockStar® HDC kits-Heavy-duty connectors, Kit, HE, Size: 8, Poles: 24, PUSH IN, 500 V, 16 A, diecast aluminium, M 32
13878 | 1061800000 | HDC KIT HE-P 24.131 | RockStar® HDC kits-Heavy-duty connectors, Kit, HE, Size: 8, Poles: 24, PUSH IN, 500 V, 16 A, diecast aluminium, PG 21
13879 | 1064900000 | WQL 2 WFF35 | Bolt-type screw terminals, Cross-connector, Number of poles: 2
13880 | 1065000000 | WQL 2 WFF70 | Bolt-type screw terminals, Cross-connector, Number of poles: 2
13881 | 1065100000 | WQL 2 WFF120 | Bolt-type screw terminals, Cross-connector, Number of poles: 2
13882 | 1065200000 | WQL 2 WFF185 | Bolt-type screw terminals, Cross-connector, Number of poles: 2
13883 | 1065300000 | WQL 2 WFF300 | Bolt-type screw terminals, Cross-connector, Number of poles: 2
13884 | 1065400000 | WQL 3 WFF35 | Bolt-type screw terminals, Cross-connector, Number of poles: 3
13885 | 1065500000 | WQL 3 WFF70 | Bolt-type screw terminals, Cross-connector, Number of poles: 3
13886 | 1065600000 | WQL 3 WFF120 | Bolt-type screw terminals, Cross-connector, Number of poles: 3
13887 | 1065700000 | WQL 3 WFF185 | Bolt-type screw terminals, Cross-connector, Number of poles: 3
13888 | 1065800000 | WQL 3 WFF300 | Bolt-type screw terminals, Cross-connector, Number of poles: 3
13889 | 1066100000 | WZAD120 | W-Series, Additional connection
13890 | 1066200000 | WZAF 70 | W-Series, Additional connection
13891 | 1066400000 | WZAF 185 | W-Series, Additional connection
13892 | 1066500000 | WZAF 300 | W-Series, Additional connection
13893 | 1070500000 | WZAF 35 | W-Series, Additional connection
13894 | 1073100000 | WQV 16N-2.5 | W-Series, Cross-connector, For the terminals, Number of poles: 2
13895 | 1276300000 | FZS 2/4 RT/80 SAKT4 | Accessories, Adapter plug
13896 | 1497600000 | HDC 04A ALU | HDC enclosures, Size: 1, Protection degree: IP65 (in plugged condition), Bulkhead housing, Side-locking clamp on lower side, Standard
13897 | 1497700000 | HDC 04A AWLU | HDC enclosures, Size: 1, Protection degree: IP65 (in plugged condition), Bulkhead housing, Side-locking clamp on lower side, Standard
13898 | 1565240000 | KLIPPON K01 | Klippon K (aluminium empty enclosure), Empty enclosure, Aluminium enclosure, Height: 64 mm, Width: 58 mm, Depth: 34 mm, Material: Aluminium AlSi12, untreated, silver
13899 | 1565250000 | KLIPPON K02 | Klippon K (aluminium empty enclosure), Empty enclosure, Aluminium enclosure, Height: 64 mm, Width: 98 mm, Depth: 34 mm, Material: Aluminium AlSi12, untreated, silver
13900 | 1565260000 | KLIPPON K32 | Klippon K (aluminium empty enclosure), Empty enclosure, Aluminium enclosure, Height: 80 mm, Width: 250 mm, Depth: 55 mm, Material: Aluminium AlSi12, untreated, silver
13901 | 1565270000 | KLIPPON K41 | Klippon K (aluminium empty enclosure), Empty enclosure, Aluminium enclosure, Height: 120 mm, Width: 122 mm, Depth: 81 mm, Material: Aluminium AlSi12, untreated, silver
13902 | 1565280000 | KLIPPON K51 | Klippon K (aluminium empty enclosure), Empty enclosure, Aluminium enclosure, Height: 120 mm, Width: 220 mm, Depth: 81 mm, Material: Aluminium AlSi12, untreated, silver
13903 | 1565290000 | KLIPPON K52 | Klippon K (aluminium empty enclosure), Empty enclosure, Aluminium enclosure, Height: 160 mm, Width: 160 mm, Depth: 91 mm, Material: Aluminium AlSi12, untreated, silver
13904 | 1578950000 | WQB A/2 | W-Series, Cross-connector, For the terminals, Number of poles: 2
13905 | 1578960000 | WQB A/3 | W-Series, Cross-connector, For the terminals, Number of poles: 3
13906 | 1578970000 | WQB A/4 | W-Series, Cross-connector, For the terminals, Number of poles: 4
13907 | 1578990000 | WQB A/10 | W-Series, Cross-connector, For the terminals, Number of poles: 10
13908 | 1579000000 | WQB A/24 | W-Series, Cross-connector, For the terminals, Number of poles: 24
13909 | 1579020000 | WQB B/3 | W-Series, Cross-connector, For the terminals, Number of poles: 3
13910 | 1579030000 | WQB B/4 | W-Series, Cross-connector, For the terminals, Number of poles: 4
13911 | 1579040000 | WQB B/6 | W-Series, Cross-connector, For the terminals, Number of poles: 6
13912 | 1579050000 | WQB B/10 | W-Series, Cross-connector, For the terminals, Number of poles: 10
13913 | 1633280000 | VQB 1.5/50 BL | SAK Series, Cross-connector bridge, for cross-connection link, Number of poles: 50
13914 | 1633290000 | VQB 1.5/50 RT | SAK Series, Cross-connector bridge, for cross-connection link, Number of poles: 50
13915 | 1652380000 | HDC 07A TOLU 1PG11G | HDC enclosures, Size: 1, Protection degree: IP65 (in plugged condition), Cable entry from top, Plug housing, Side-locking clamp on lower side, Standard, Size of cable entries: PG 11
13916 | 1652400000 | HDC 07A TWLU 1PG11G | HDC enclosures, Size: 1, Protection degree: IP65 (in plugged condition), Cable entry from side, Plug housing, Side-locking clamp on lower side, Standard, Size of cable entries: PG 11
13917 | 1652410000 | HDC 07A ALU | HDC enclosures, Size: 1, Protection degree: IP65 (in plugged condition), Bulkhead housing, Side-locking clamp on lower side, Standard
13918 | 1652420000 | HDC 07A AWLU | HDC enclosures, Size: 1, Protection degree: IP65 (in plugged condition), Bulkhead housing, Side-locking clamp on lower side, Standard
13919 | 1652440000 | HDC 07A SLU 1PG11S | HDC enclosures, Size: 1, Protection degree: IP65 (in plugged condition), Base housing, Side-locking clamp on lower side, Standard, Size of cable entries: PG 11
13920 | 1652460000 | HDC 07A KOLU 1PG11G | HDC enclosures, Size: 1, Protection degree: IP65 (in plugged condition), Coupling housing, Side-locking clamp on lower side, Standard, Size of cable entries: PG 11
13921 | 1652470000 | HDC 04A TOLU 1PG11G | HDC enclosures, Size: 1, Protection degree: IP65 (in plugged condition), Cable entry from top, Plug housing, Side-locking clamp on lower side, Standard, Size of cable entries: PG 11
13922 | 1652480000 | HDC 04A TWLU 1PG11G | HDC enclosures, Size: 1, Protection degree: IP65 (in plugged condition), Cable entry from side, Plug housing, Side-locking clamp on lower side, Standard, Size of cable entries: PG 11
13923 | 1652490000 | HDC 04A SLU 1PG11G | HDC enclosures, Size: 1, Protection degree: IP65 (in plugged condition), Base housing, Side-locking clamp on lower side, Standard, Size of cable entries: PG 11
13924 | 1652500000 | HDC 04A KOLU 1PG11G | HDC enclosures, Size: 1, Protection degree: IP65 (in plugged condition), Coupling housing, Side-locking clamp on lower side, Standard, Size of cable entries: PG 11
13925 | 1663810000 | HDC 10A TSLU 1PG16G | HDC enclosures, Size: 2, Protection degree: IP65 (in plugged condition), Cable entry from side, Plug housing, End-locking clamp, lower side, Standard, Size of cable entries: PG 16
13926 | 1663850000 | HDC 15A TSLU 1PG16G | HDC enclosures, Size: 2, Protection degree: IP65 (in plugged condition), Cable entry from side, Plug housing, End-locking clamp, lower side, high, Size of cable entries: PG 16
13927 | 1663870000 | HDC 15A TSLU 1PG21G | HDC enclosures, Size: 2, Protection degree: IP65 (in plugged condition), Cable entry from side, Plug housing, End-locking clamp, lower side, high, Size of cable entries: PG 21
13928 | 1663930000 | HDC 10A TOLU 1PG16G | HDC enclosures, Size: 2, Protection degree: IP65 (in plugged condition), Cable entry from top, Plug housing, End-locking clamp, lower side, Standard, Size of cable entries: PG 16
13929 | 1663990000 | HDC 15A TOLU 1PG21G | HDC enclosures, Size: 2, Protection degree: IP65 (in plugged condition), Cable entry from top, Plug housing, End-locking clamp, lower side, high, Size of cable entries: PG 21
13930 | 1664040000 | HDC 10A ALU | HDC enclosures, Size: 2, Protection degree: IP65 (in plugged condition), Bulkhead housing, End-locking clamp, lower side, Standard
13931 | 1664060000 | HDC 10A ADLU | HDC enclosures, Size: 2, Protection degree: IP65 (in plugged condition), Bulkhead housing, End-locking clamp, lower side, Standard, with cover
13932 | 1664170000 | HDC 10A SLU 1PG16G | HDC enclosures, Size: 2, Protection degree: IP65 (in plugged condition), Base housing, End-locking clamp, lower side, Standard, Size of cable entries: PG 16
13933 | 1664190000 | HDC 10A SLU 2PG16G | HDC enclosures, Size: 2, Protection degree: IP65 (in plugged condition), Base housing, End-locking clamp, lower side, Standard, Size of cable entries: PG 16
13934 | 1664210000 | HDC 10A SLU 1PG21G | HDC enclosures, Size: 2, Protection degree: IP65 (in plugged condition), Base housing, End-locking clamp, lower side, Standard, Size of cable entries: PG 21
13935 | 1664410000 | HDC 10A SDLU 1PG16G | HDC enclosures, Size: 2, Protection degree: IP65 (in plugged condition), Base housing, End-locking clamp, lower side, Standard, with cover, Size of cable entries: PG 16
13936 | 1664420000 | HDC 10A SDLU 2PG16G | HDC enclosures, Size: 2, Protection degree: IP65 (in plugged condition), Base housing, End-locking clamp, lower side, Standard, with cover, Size of cable entries: PG 16
13937 | 1664560000 | HDC 10A KLU 1PG16G | HDC enclosures, Size: 2, Protection degree: IP65 (in plugged condition), Coupling housing, End-locking clamp, lower side, Standard, Size of cable entries: PG 16
13938 | 1664630000 | HDC 15A KLU 1PG21G | HDC enclosures, Size: 2, Protection degree: IP65 (in plugged condition), Coupling housing, End-locking clamp, lower side, high, Size of cable entries: PG 21
13939 | 1664690000 | HDC 16A TSLU 1PG16G | HDC enclosures, Size: 5, Protection degree: IP65 (in plugged condition), Cable entry from side, Plug housing, End-locking clamp, lower side, Standard, Size of cable entries: PG 16
13940 | 1664730000 | HDC 25A TSLU 1PG16G | HDC enclosures, Size: 5, Protection degree: IP65 (in plugged condition), Cable entry from side, Plug housing, End-locking clamp, lower side, high, Size of cable entries: PG 16
13941 | 1664750000 | HDC 25A TSLU 1PG21G | HDC enclosures, Size: 5, Protection degree: IP65 (in plugged condition), Cable entry from side, Plug housing, End-locking clamp, lower side, high, Size of cable entries: PG 21
13942 | 1664810000 | HDC 16A TOLU 1PG16G | HDC enclosures, Size: 5, Protection degree: IP65 (in plugged condition), Cable entry from top, Plug housing, End-locking clamp, lower side, Standard, Size of cable entries: PG 16
13943 | 1664870000 | HDC 25A TOLU 1PG21G | HDC enclosures, Size: 5, Protection degree: IP65 (in plugged condition), Cable entry from top, Plug housing, End-locking clamp, lower side, high, Size of cable entries: PG 21
13944 | 1664920000 | HDC 16A ALU | HDC enclosures, Size: 5, Protection degree: IP65 (in plugged condition), Bulkhead housing, End-locking clamp, lower side, Standard
13945 | 1664940000 | HDC 16A ADLU | HDC enclosures, Size: 5, Protection degree: IP65 (in plugged condition), Bulkhead housing, End-locking clamp, lower side, Standard, with cover
13946 | 1665070000 | HDC 16A SLU 2PG16G | HDC enclosures, Size: 5, Protection degree: IP65 (in plugged condition), Base housing, End-locking clamp, lower side, Standard, Size of cable entries: PG 16
13947 | 1665090000 | HDC 16A SLU 1PG21G | HDC enclosures, Size: 5, Protection degree: IP65 (in plugged condition), Base housing, End-locking clamp, lower side, Standard, Size of cable entries: PG 21
13948 | 1665300000 | HDC 16A SDLU 2PG16G | HDC enclosures, Size: 5, Protection degree: IP65 (in plugged condition), Base housing, End-locking clamp, lower side, Standard, with cover, Size of cable entries: PG 16
13949 | 1665450000 | HDC 16A KLU 1PG16G | HDC enclosures, Size: 5, Protection degree: IP65 (in plugged condition), Coupling housing, End-locking clamp, lower side, Standard, Size of cable entries: PG 16
13950 | 1665670000 | HDC 32A TSBU 1PG21G | HDC enclosures, Size: 7, Protection degree: IP65 (in plugged condition), Cable entry from side, Plug housing, Side-locking clamp on lower side, Standard, Size of cable entries: PG 21
13951 | 1665690000 | HDC 32A TSBU 1PG29G | HDC enclosures, Size: 7, Protection degree: IP65 (in plugged condition), Cable entry from side, Plug housing, Side-locking clamp on lower side, Standard, Size of cable entries: PG 29
13952 | 1665790000 | HDC 32A TOBU 1PG21G | HDC enclosures, Size: 7, Protection degree: IP65 (in plugged condition), Cable entry from top, Plug housing, Side-locking clamp on lower side, Standard, Size of cable entries: PG 21
13953 | 1665810000 | HDC 32A TOBU 1PG29G | HDC enclosures, Size: 7, Protection degree: IP65 (in plugged condition), Cable entry from top, Plug housing, Side-locking clamp on lower side, Standard, Size of cable entries: PG 29
13954 | 1665860000 | HDC 32A ABU | HDC enclosures, Size: 7, Protection degree: IP65 (in plugged condition), Bulkhead housing, Side-locking clamp on lower side, Standard
13955 | 1665980000 | HDC 32A SBU 2PG21G | HDC enclosures, Size: 7, Protection degree: IP65 (in plugged condition), Base housing, Side-locking clamp on lower side, Standard, Size of cable entries: PG 21
13956 | 1666010000 | HDC 32A SBU 1PG29G | HDC enclosures, Size: 7, Protection degree: IP65 (in plugged condition), Base housing, Side-locking clamp on lower side, Standard, Size of cable entries: PG 29
13957 | 1666270000 | HDC 32A TSBO 1PG29G | HDC enclosures, Size: 7, Protection degree: IP65 (in plugged condition), Cable entry from side, Plug housing, Side-locking clamp on upper side, Standard, Size of cable entries: PG 29
13958 | 1666440000 | HDC 32A ADBO | HDC enclosures, Size: 7, Protection degree: IP65 (in plugged condition), Bulkhead housing, Side-locking clamp on upper side, Standard, with cover
13959 | 1666550000 | HDC 32A SDBO 1PG21G | HDC enclosures, Size: 7, Protection degree: IP65 (in plugged condition), Base housing, Side-locking clamp on upper side, Standard, with cover, Size of cable entries: PG 21
13960 | 1666590000 | HDC 32A SDBO 1PG29G | HDC enclosures, Size: 7, Protection degree: IP65 (in plugged condition), Base housing, Side-locking clamp on upper side, Standard, with cover, Size of cable entries: PG 29
13961 | 1666710000 | HDC 48A TSLU 1PG29G | HDC enclosures, Size: 9, Protection degree: IP65 (in plugged condition), Cable entry from side, Plug housing, End-locking clamp, lower side, Standard, Size of cable entries: PG 29
13962 | 1666730000 | HDC 48A TOLU 1PG29G | HDC enclosures, Size: 9, Protection degree: IP65 (in plugged condition), Cable entry from top, Plug housing, End-locking clamp, lower side, Standard, Size of cable entries: PG 29
13963 | 1666740000 | HDC 48A ALU | HDC enclosures, Size: 9, Protection degree: IP65 (in plugged condition), Bulkhead housing, End-locking clamp, lower side, Standard
13964 | 1666750000 | HDC 48A ADLU | HDC enclosures, Size: 9, Protection degree: IP65 (in plugged condition), Bulkhead housing, End-locking clamp, lower side, Standard, with cover
13965 | 1666770000 | HDC 48A SLU 1PG29G | HDC enclosures, Size: 9, Protection degree: IP65 (in plugged condition), Base housing, End-locking clamp, lower side, Standard, Size of cable entries: PG 29
13966 | 1666810000 | HDC 48A SDLU 1PG29G | HDC enclosures, Size: 9, Protection degree: IP65 (in plugged condition), Base housing, End-locking clamp, lower side, Standard, with cover, Size of cable entries: PG 29
13967 | 1712460000 | HDC-KIT-HE 06.100 | RockStar® HDC kits-Heavy-duty connectors, Kit, HE, Size: 3, Poles: 6, Screw connection, 500 V, 24 A, diecast aluminium, PG 16
13968 | 1712510000 | HDC-KIT-HE 10.110 | RockStar® HDC kits-Heavy-duty connectors, Kit, HE, Size: 4, Poles: 10, Screw connection, 500 V, 16 A, diecast aluminium, PG 16
13969 | 1712520000 | HDC-KIT-HE 16.120 | RockStar® HDC kits-Heavy-duty connectors, Kit, HE, Size: 6, Poles: 16, Screw connection, 500 V, 16 A, diecast aluminium, PG 21
13970 | 1712530000 | HDC-KIT-HE 24.130 | RockStar® HDC kits-Heavy-duty connectors, Kit, HE, Size: 8, Poles: 24, Screw connection, 500 V, 16 A, diecast aluminium, PG 21
13971 | 1712540000 | HDC-KIT-HE 32.140 | RockStar® HDC kits-Heavy-duty connectors, Kit, HE, Size: 10, Poles: 32, Screw connection, 500 V, 16 A, diecast aluminium, PG 29
13972 | 1712550000 | HDC-KIT-HE 48.150 | RockStar® HDC kits-Heavy-duty connectors, Kit, HE, Size: 12, Poles: 48, Screw connection, 500 V, 16 A, diecast aluminium, PG
13973 | 1712560000 | HDC-KIT-HA 03.300 | RockStar® HDC kits-Heavy-duty connectors, Kit, HA, Size: 1, Poles: 3, Screw connection, 400 V, 16 A, PG 11
13974 | 1712570000 | HDC-KIT-HA 03.301 | RockStar® HDC kits-Heavy-duty connectors, Kit, HA, Size: 1, Poles: 3, Screw connection, 400 V, 16 A, PG 11
13975 | 1712580000 | HDC-KIT-HA 03.302 | RockStar® HDC kits-Heavy-duty connectors, Kit, HA, Size: 1, Poles: 3, Screw connection, 400 V, 16 A, PG 11
13976 | 1712590000 | HDC-KIT-HA 04.400 | RockStar® HDC kits-Heavy-duty connectors, Kit, HA, Size: 1, Poles: 4, Screw connection, 400 V, 16 A, PG 11
13977 | 1712600000 | HDC-KIT-HA 04.401 | RockStar® HDC kits-Heavy-duty connectors, Kit, HA, Size: 1, Poles: 4, Screw connection, 400 V, 16 A, PG 11
13978 | 1712610000 | HDC-KIT-HA 04.402 | RockStar® HDC kits-Heavy-duty connectors, Kit, HA, Size: 1, Poles: 4, Screw connection, 400 V, 16 A, PG 11
13979 | 1712630000 | HDC-KIT-HA 03.404 | RockStar® HDC kits-Heavy-duty connectors, Kit, HA, Size: 1, Poles: 3, Screw connection, 400 V, 16 A, PG 11
13980 | 1712650000 | HDC-KIT-HA 04.406 | RockStar® HDC kits-Heavy-duty connectors, Kit, HA, Size: 1, Poles: 4, Screw connection, 400 V, 16 A, PG 11
13981 | 1712660000 | HDC-KIT-HE 06.101 | RockStar® HDC kits-Heavy-duty connectors, Kit, HE, Size: 3, Poles: 6, Screw connection, 500 V, 24 A, diecast aluminium, PG 16
13982 | 1712670000 | HDC-KIT-HE 10.111 | RockStar® HDC kits-Heavy-duty connectors, Kit, HE, Size: 4, Poles: 10, Screw connection, 500 V, 16 A, diecast aluminium, PG 16
13983 | 1712680000 | HDC-KIT-HE 16.121 | RockStar® HDC kits-Heavy-duty connectors, Kit, HE, Size: 6, Poles: 16, Screw connection, 500 V, 16 A, diecast aluminium, PG 21
13984 | 1712690000 | HDC-KIT-HE 24.131 | RockStar® HDC kits-Heavy-duty connectors, Kit, HE, Size: 8, Poles: 24, Screw connection, 500 V, 16 A, diecast aluminium, PG 21
13985 | 1724000000 | HDC-KIT-HSB 06.500 | RockStar® HDC kits-Heavy-duty connectors, Kit, HSB, Size: 6, Poles: 6, Screw connection, 400 V, 35 A, PG 21
13986 | 1746170000 | HDC 10A TOLU 2PG11G | HDC enclosures, Size: 2, Protection degree: IP65 (in plugged condition), Cable entry from top, Plug housing, End-locking clamp, lower side, Standard, Size of cable entries: PG 11
13987 | 1780980000 | WQL 3 WF6 | Bolt-type screw terminals, Cross-connector, Number of poles: 3
13988 | 1780990000 | WQL 2 WF8 | Bolt-type screw terminals, Cross-connector, Number of poles: 2
13989 | 1781010000 | WQL 2 WF10 | Bolt-type screw terminals, Cross-connector, Number of poles: 2
13990 | 1781040000 | WQL 3 WF12 | Bolt-type screw terminals, Cross-connector, Number of poles: 3
13991 | 1783250000 | HDC 10A KLU 2PG09G | HDC enclosures, Size: 2, Protection degree: IP65 (in plugged condition), Coupling housing, End-locking clamp, lower side, Standard, Size of cable entries: PG 9
13992 | 1788510000 | HDC 07A TWLU 1M20G | HDC enclosures, Size: 1, Protection degree: IP65 (in plugged condition), Cable entry from side, Plug housing, Side-locking clamp on lower side, Standard, Size of cable entries: M 20
13993 | 1788520000 | HDC 07A TOLU 1M20G | HDC enclosures, Size: 1, Protection degree: IP65 (in plugged condition), Cable entry from top, Plug housing, Side-locking clamp on lower side, Standard, Size of cable entries: M 20
13994 | 1788530000 | HDC 07A SLU 1M20G | HDC enclosures, Size: 1, Protection degree: IP65 (in plugged condition), Base housing, Side-locking clamp on lower side, Standard, Size of cable entries: M 20
13995 | 1788540000 | HDC 07A KOLU 1M20G | HDC enclosures, Size: 1, Protection degree: IP65 (in plugged condition), Coupling housing, Side-locking clamp on lower side, Standard, Size of cable entries: M 20
13996 | 1788550000 | HDC 48A TSLU 1M32G | HDC enclosures, Size: 9, Protection degree: IP65 (in plugged condition), Cable entry from side, Plug housing, End-locking clamp, lower side, Standard, Size of cable entries: M 32
13997 | 1788560000 | HDC 48A TOLU 1M32G | HDC enclosures, Size: 9, Protection degree: IP65 (in plugged condition), Cable entry from top, Plug housing, End-locking clamp, lower side, Standard, Size of cable entries: M 32
13998 | 1788570000 | HDC 48A SLU 2M32G | HDC enclosures, Size: 9, Protection degree: IP65 (in plugged condition), Base housing, End-locking clamp, lower side, Standard, Size of cable entries: M 32
13999 | 1788610000 | HDC 10A TOLU 1M25G | HDC enclosures, Size: 2, Protection degree: IP65 (in plugged condition), Cable entry from top, Plug housing, End-locking clamp, lower side, Standard, Size of cable entries: M 25
14000 | 1788620000 | HDC 10A TOLU 1M20G | HDC enclosures, Size: 2, Protection degree: IP65 (in plugged condition), Cable entry from top, Plug housing, End-locking clamp, lower side, Standard, Size of cable entries: M 20
14001 | 1788630000 | HDC 10A SLU 2M25G | HDC enclosures, Size: 2, Protection degree: IP65 (in plugged condition), Base housing, End-locking clamp, lower side, Standard, Size of cable entries: M 25
14002 | 1788640000 | HDC 10A SLU 2M20G | HDC enclosures, Size: 2, Protection degree: IP65 (in plugged condition), Base housing, End-locking clamp, lower side, Standard, Size of cable entries: M 20
14003 | 1788650000 | HDC 10A SDLU 2M25G | HDC enclosures, Size: 2, Protection degree: IP65 (in plugged condition), Base housing, End-locking clamp, lower side, Standard, with cover, Size of cable entries: M 25
14004 | 1788660000 | HDC 10A SDLU 2M20G | HDC enclosures, Size: 2, Protection degree: IP65 (in plugged condition), Base housing, End-locking clamp, lower side, Standard, with cover, Size of cable entries: M 20
14005 | 1788670000 | HDC 10A KLU 1M25G | HDC enclosures, Size: 2, Protection degree: IP65 (in plugged condition), Coupling housing, End-locking clamp, lower side, Standard, Size of cable entries: M 25
14006 | 1788680000 | HDC 25A TSLU 1M20G | HDC enclosures, Size: 5, Protection degree: IP65 (in plugged condition), Cable entry from side, Plug housing, End-locking clamp, lower side, high, Size of cable entries: M 20
14007 | 1788690000 | HDC 25A TSLU 1M25G | HDC enclosures, Size: 5, Protection degree: IP65 (in plugged condition), Cable entry from side, Plug housing, End-locking clamp, lower side, high, Size of cable entries: M 25
14008 | 1788700000 | HDC 25A TOLU 1M25G | HDC enclosures, Size: 5, Protection degree: IP65 (in plugged condition), Cable entry from top, Plug housing, End-locking clamp, lower side, high, Size of cable entries: M 25
14009 | 1788710000 | HDC 25A TOLU 1M20G | HDC enclosures, Size: 5, Protection degree: IP65 (in plugged condition), Cable entry from top, Plug housing, End-locking clamp, lower side, high, Size of cable entries: M 20
14010 | 1788740000 | HDC 16A TSLU 1M25G | HDC enclosures, Size: 5, Protection degree: IP65 (in plugged condition), Cable entry from side, Plug housing, End-locking clamp, lower side, Standard, Size of cable entries: M 25
14011 | 1788750000 | HDC 16A TOLU 1M25G | HDC enclosures, Size: 5, Protection degree: IP65 (in plugged condition), Cable entry from top, Plug housing, End-locking clamp, lower side, Standard, Size of cable entries: M 25
14012 | 1788760000 | HDC 16A SLU 2M25G | HDC enclosures, Size: 5, Protection degree: IP65 (in plugged condition), Base housing, End-locking clamp, lower side, Standard, Size of cable entries: M 25
14013 | 1788770000 | HDC 16A SLU 2M20G | HDC enclosures, Size: 5, Protection degree: IP65 (in plugged condition), Base housing, End-locking clamp, lower side, Standard, Size of cable entries: M 20
14014 | 1788780000 | HDC 16A SDLU 2M25G | HDC enclosures, Size: 5, Protection degree: IP65 (in plugged condition), Base housing, End-locking clamp, lower side, Standard, with cover, Size of cable entries: M 25
14015 | 1788790000 | HDC 16A SDLU 2M20G | HDC enclosures, Size: 5, Protection degree: IP65 (in plugged condition), Base housing, End-locking clamp, lower side, Standard, with cover, Size of cable entries: M 20
14016 | 1788800000 | HDC 16A KLU 1M25G | HDC enclosures, Size: 5, Protection degree: IP65 (in plugged condition), Coupling housing, End-locking clamp, lower side, Standard, Size of cable entries: M 25
14017 | 1788810000 | HDC 04A TWLU 1M20G | HDC enclosures, Size: 1, Protection degree: IP65 (in plugged condition), Cable entry from side, Plug housing, Side-locking clamp on lower side, Standard, Size of cable entries: M 20
14018 | 1788820000 | HDC 04A TOLU 1M20G | HDC enclosures, Size: 1, Protection degree: IP65 (in plugged condition), Cable entry from top, Plug housing, Side-locking clamp on lower side, Standard, Size of cable entries: M 20
14019 | 1788830000 | HDC 04A SLU 1M20G | HDC enclosures, Size: 1, Protection degree: IP65 (in plugged condition), Base housing, Side-locking clamp on lower side, Standard, Size of cable entries: M 20
14020 | 1788840000 | HDC 04A KOLU 1M20G | HDC enclosures, Size: 1, Protection degree: IP65 (in plugged condition), Coupling housing, Side-locking clamp on lower side, Standard, Size of cable entries: M 20
14021 | 1788850000 | HDC 15A TSLU 1M25G | HDC enclosures, Size: 2, Protection degree: IP65 (in plugged condition), Cable entry from side, Plug housing, End-locking clamp, lower side, high, Size of cable entries: M 25
14022 | 1788860000 | HDC 15A TSLU 1M20G | HDC enclosures, Size: 2, Protection degree: IP65 (in plugged condition), Cable entry from side, Plug housing, End-locking clamp, lower side, high, Size of cable entries: M 20
14023 | 1802360000 | HDC-KIT-HE 48.150 M | RockStar® HDC kits-Heavy-duty connectors, Kit, HE, Size: 12, Poles: 48, Screw connection, 500 V, 16 A, diecast aluminium, M 40
14024 | 1802370000 | HDC-KIT-HE 32.140 M | RockStar® HDC kits-Heavy-duty connectors, Kit, HE, Size: 10, Poles: 32, Screw connection, 500 V, 16 A, diecast aluminium, M 32
14025 | 1802380000 | HDC-KIT-HE 24.130 M | RockStar® HDC kits-Heavy-duty connectors, Kit, HE, Size: 8, Poles: 24, Screw connection, 500 V, 16 A, diecast aluminium, M 32
14026 | 1802390000 | HDC-KIT-HE 16.121 M | RockStar® HDC kits-Heavy-duty connectors, Kit, HE, Size: 6, Poles: 16, Screw connection, 500 V, 16 A, diecast aluminium, M 25
14027 | 1802400000 | HDC-KIT-HE 16.120 M | RockStar® HDC kits-Heavy-duty connectors, Kit, HE, Size: 6, Poles: 16, Screw connection, 500 V, 16 A, diecast aluminium, M 25
14028 | 1802410000 | HDC-KIT-HE 10.111 M | RockStar® HDC kits-Heavy-duty connectors, Kit, HE, Size: 4, Poles: 10, Screw connection, 500 V, 16 A, diecast aluminium, M 25
14029 | 1802420000 | HDC-KIT-HE 10.110 M | RockStar® HDC kits-Heavy-duty connectors, Kit, HE, Size: 4, Poles: 10, Screw connection, 500 V, 16 A, diecast aluminium, M 25
14030 | 1802430000 | HDC-KIT-HA 04.401 M | RockStar® HDC kits-Heavy-duty connectors, Kit, HA, Size: 1, Poles: 4, Screw connection, 400 V, 16 A, M 20
14031 | 1802440000 | HDC-KIT-HA 04.400 M | RockStar® HDC kits-Heavy-duty connectors, Kit, HA, Size: 1, Poles: 4, Screw connection, 400 V, 16 A, M 20
14032 | 1802450000 | HDC-KIT-HA 03.302 M | RockStar® HDC kits-Heavy-duty connectors, Kit, HA, Size: 1, Poles: 3, Screw connection, 400 V, 16 A, M 20
14033 | 1802460000 | HDC-KIT-HA 03.301 M | RockStar® HDC kits-Heavy-duty connectors, Kit, HA, Size: 1, Poles: 3, Screw connection, 400 V, 16 A, M 20
14034 | 1802470000 | HDC-KIT-HA 03.300 M | RockStar® HDC kits-Heavy-duty connectors, Kit, HA, Size: 1, Poles: 3, Screw connection, 400 V, 16 A, M 20
14035 | 1802480000 | HDC-KIT-HE 24.131 M | RockStar® HDC kits-Heavy-duty connectors, Kit, HE, Size: 8, Poles: 24, Screw connection, 500 V, 16 A, diecast aluminium, M 32
14036 | 1802700000 | HDC KIT HA 04.402 M | RockStar® HDC kits-Heavy-duty connectors, Kit, HA, Size: 1, Poles: 4, Screw connection, 400 V, 16 A, M 20
14037 | 1802720000 | HDC KIT HA 04.406 M | RockStar® HDC kits-Heavy-duty connectors, Kit, HA, Size: 1, Poles: 4, Screw connection, 400 V, 16 A, M 20
14038 | 1802730000 | HDC KIT HE 06.100 M | RockStar® HDC kits-Heavy-duty connectors, Kit, HE, Size: 3, Poles: 6, Screw connection, 500 V, 24 A, diecast aluminium, M 20
14039 | 1802740000 | HDC KIT HE 06.101 M | RockStar® HDC kits-Heavy-duty connectors, Kit, HE, Size: 3, Poles: 6, Screw connection, 500 V, 24 A, diecast aluminium, M 20
14040 | 1806640000 | WQL 3 WF6-10/2 | Bolt-type screw terminals, Cross-connector, Number of poles: 3
14041 | 1808980000 | WQL 2 WF6-8 | Bolt-type screw terminals, Cross-connector, Number of poles: 2
14042 | 1812710000 | WQL 2 WF5 | Bolt-type screw terminals, Cross-connector, Number of poles: 2
14043 | 1812740000 | WQL 3 WF5 | Bolt-type screw terminals, Cross-connector, Number of poles: 3
14044 | 1847740000 | STB 36.8/IH/DB WTL6/1 | Accessories, Socket
14045 | 1847760000 | STB 36.8/IH/GE WTL6/1 | Accessories, Socket
14046 | 1847770000 | STB 36.8/IH/GN WTL6/1 | Accessories, Socket
14047 | 1847780000 | STB 36.8/IH/VI WTL6/1 | Accessories, Socket
14048 | 1847790000 | STB 36.8/IH/BL WTL6/1 | Accessories, Socket
14049 | 1859600000 | Q WDU6-2.5 SET | W-Series, Cross-connector, For the terminals, Number of poles: 2
14050 | 1859610000 | Q WDU10-4 SET | Cross-connector, Number of poles: 2
14051 | 1859620000 | Q WDU10-2.5 SET | W-Series, Cross-connector, For the terminals, Number of poles: 2
14052 | 1868560000 | DAE M12 PA SHORT | DAE (ventilation element), Compensating element, M 12, 6 mm, IP66, IP68, IP69K, Polyamide 6
14053 | 1868570000 | DAE M12 PA LONG | DAE (ventilation element), Compensating element, M 12, 10 mm, IP66, IP68, IP69K, Polyamide 6
14054 | 1884300000 | HDC-KIT-HA 16.120 | RockStar® HDC kits-Heavy-duty connectors, Kit, HA, Size: 5, Poles: 16, Screw connection, 250 V, 16 A, diecast aluminium, PG 16
14055 | 1884310000 | HDC-KIT-HA 10.110 | RockStar® HDC kits-Heavy-duty connectors, Kit, HA, Size: 2, Poles: 10, Screw connection, 250 V, 16 A, PG 16
14056 | 1898210000 | MOPL K3 N FE | Klippon K (aluminium empty enclosure), Mounting plate, Mounting plate, Height: 44 mm, Width: 156 mm, Depth: 3 mm, Material: Sheet steel, galvanized, galvanized, silver
14057 | 1899630000 | MOPL K3 NT FE | Klippon K (aluminium empty enclosure), Mounting plate, Mounting plate, Height: 44 mm, Width: 156 mm, Depth: 3 mm, Material: Sheet steel, galvanized, galvanized, silver
14058 | 1904960000 | WQL 4 WF8-6/3 | Bolt-type screw terminals, Cross-connector, For the terminals, Number of poles: 4
14059 | 1905270000 | MOPL K2 N FE | Klippon K (aluminium empty enclosure), Mounting plate, Mounting plate, Height: 52 mm, Width: 91 mm, Depth: 3 mm, Material: Sheet steel, galvanized, galvanized, silver
14060 | 1905280000 | MOPL K1 N FE | Klippon K (aluminium empty enclosure), Mounting plate, Mounting plate, Height: 52 mm, Width: 61 mm, Depth: 3 mm, Material: Sheet steel, galvanized, galvanized, silver
14061 | 1936240000 | STB 21.6/45 GE | Accessories, Socket
14062 | 1936250000 | STB 21.6/45 GN | Accessories, Socket
14063 | 1936260000 | STB 21.6/45 VI | Accessories, Socket
14064 | 1936270000 | STB 21.6/45 SW | Accessories, Socket
14065 | 1936280000 | STB 21.6/45 GR | Accessories, Socket
14066 | 1936290000 | STB 21.6/45 BL | Accessories, Socket
14067 | 1936300000 | STB 21.6/45 RT | Accessories, Socket
14068 | 1937630000 | KLIPPON K1 VMQ RAL7001 | Klippon K (aluminium empty enclosure), Empty enclosure, Aluminium enclosure, Height: 70 mm, Width: 70 mm, Depth: 45 mm, Material: Aluminium AlSi12, Powder-coated, textured, Silver grey
14069 | 1937720000 | KLIPPON K71 VMQ RAL7001 | Klippon K (aluminium empty enclosure), Empty enclosure, Aluminium enclosure, Height: 230 mm, Width: 280 mm, Depth: 111 mm, Material: Aluminium AlSi12, Powder-coated, textured, Silver grey
14070 | 1937730000 | KLIPPON K61 VMQ RAL7001 | Klippon K (aluminium empty enclosure), Empty enclosure, Aluminium enclosure, Height: 160 mm, Width: 260 mm, Depth: 91 mm, Material: Aluminium AlSi12, Powder-coated, textured, Silver grey
14071 | 1937740000 | KLIPPON K52 VMQ RAL7001 | Klippon K (aluminium empty enclosure), Empty enclosure, Aluminium enclosure, Height: 160 mm, Width: 160 mm, Depth: 91 mm, Material: Aluminium AlSi12, Powder-coated, textured, Silver grey
14072 | 1937750000 | KLIPPON K51 VMQ RAL7001 | Klippon K (aluminium empty enclosure), Empty enclosure, Aluminium enclosure, Height: 120 mm, Width: 220 mm, Depth: 81 mm, Material: Aluminium AlSi12, Powder-coated, textured, Silver grey
14073 | 1937800000 | KLIPPON K41 VMQ RAL7001 | Klippon K (aluminium empty enclosure), Empty enclosure, Aluminium enclosure, Height: 120 mm, Width: 122 mm, Depth: 81 mm, Material: Aluminium AlSi12, Powder-coated, textured, Silver grey
14074 | 1937820000 | KLIPPON K31 VMQ RAL7001 | Klippon K (aluminium empty enclosure), Empty enclosure, Aluminium enclosure, Height: 80 mm, Width: 175 mm, Depth: 57 mm, Material: Aluminium AlSi12, Powder-coated, textured, Silver grey
14075 | 1937830000 | KLIPPON K21 VMQ RAL7001 | Klippon K (aluminium empty enclosure), Empty enclosure, Aluminium enclosure, Height: 80 mm, Width: 125 mm, Depth: 57 mm, Material: Aluminium AlSi12, Powder-coated, textured, Silver grey
14076 | 1937850000 | KLIPPON K01 VMQ RAL7001 | Klippon K (aluminium empty enclosure), Empty enclosure, Aluminium enclosure, Height: 64 mm, Width: 58 mm, Depth: 34 mm, Material: Aluminium AlSi12, Powder-coated, textured, Silver grey
14077 | 1937860000 | KLIPPON K5 VMQ RAL7001 | Klippon K (aluminium empty enclosure), Empty enclosure, Aluminium enclosure, Height: 130 mm, Width: 170 mm, Depth: 90 mm, Material: Aluminium AlSi12, Powder-coated, textured, Silver grey
14078 | 1937870000 | KLIPPON K6 VMQ RAL7001 | Klippon K (aluminium empty enclosure), Empty enclosure, Aluminium enclosure, Height: 160 mm, Width: 200 mm, Depth: 100 mm, Material: Aluminium AlSi12, Powder-coated, textured, Silver grey
14079 | 1937880000 | KLIPPON K7 VMQ RAL7001 | Klippon K (aluminium empty enclosure), Empty enclosure, Aluminium enclosure, Height: 160 mm, Width: 350 mm, Depth: 100 mm, Material: Aluminium AlSi12, Powder-coated, textured, Silver grey
14080 | 1937890000 | KLIPPON K4 VMQ RAL7001 | Klippon K (aluminium empty enclosure), Empty enclosure, Aluminium enclosure, Height: 82 mm, Width: 130 mm, Depth: 72 mm, Material: Aluminium AlSi12, Powder-coated, textured, Silver grey
14081 | 1937900000 | KLIPPON K3 VMQ RAL7001 | Klippon K (aluminium empty enclosure), Empty enclosure, Aluminium enclosure, Height: 70 mm, Width: 165 mm, Depth: 45 mm, Material: Aluminium AlSi12, Powder-coated, textured, Silver grey
14082 | 1937910000 | KLIPPON K11 VMQ RAL7001 | Klippon K (aluminium empty enclosure), Empty enclosure, Aluminium enclosure, Height: 80 mm, Width: 75 mm, Depth: 57 mm, Material: Aluminium AlSi12, Powder-coated, textured, Silver grey
14083 | 1937920000 | KLIPPON K0 VMQ RAL7001 | Klippon K (aluminium empty enclosure), Empty enclosure, Aluminium enclosure, Height: 45 mm, Width: 50 mm, Depth: 30 mm, Material: Aluminium AlSi12, Powder-coated, textured, Silver grey
14084 | 1937930000 | KLIPPON K2 VMQ RAL7001 | Klippon K (aluminium empty enclosure), Empty enclosure, Aluminium enclosure, Height: 70 mm, Width: 100 mm, Depth: 45 mm, Material: Aluminium AlSi12, Powder-coated, textured, Silver grey
14085 | 1938790000 | STB 21.6/45 DB | Accessories, Socket
14086 | 1939540000 | KLIPPON K01 VMQ | Klippon K (aluminium empty enclosure), Empty enclosure, Aluminium enclosure, Height: 64 mm, Width: 58 mm, Depth: 34 mm, Material: Aluminium AlSi12, untreated, silver
14087 | 1939560000 | KLIPPON K1 VMQ | Klippon K (aluminium empty enclosure), Empty enclosure, Aluminium enclosure, Height: 70 mm, Width: 70 mm, Depth: 45 mm, Material: Aluminium AlSi12, untreated, silver
14088 | 1939570000 | KLIPPON K11 VMQ | Klippon K (aluminium empty enclosure), Empty enclosure, Aluminium enclosure, Height: 80 mm, Width: 75 mm, Depth: 57 mm, Material: Aluminium AlSi12, untreated, silver
14089 | 1939580000 | KLIPPON K2 VMQ | Klippon K (aluminium empty enclosure), Empty enclosure, Aluminium enclosure, Height: 70 mm, Width: 100 mm, Depth: 45 mm, Material: Aluminium AlSi12, untreated, silver
14090 | 1939590000 | KLIPPON K21 VMQ | Klippon K (aluminium empty enclosure), Empty enclosure, Aluminium enclosure, Height: 80 mm, Width: 125 mm, Depth: 57 mm, Material: Aluminium AlSi12, untreated, silver
14091 | 1939610000 | KLIPPON K31 VMQ | Klippon K (aluminium empty enclosure), Empty enclosure, Aluminium enclosure, Height: 80 mm, Width: 175 mm, Depth: 57 mm, Material: Aluminium AlSi12, untreated, silver
14092 | 1939620000 | KLIPPON K32 VMQ | Klippon K (aluminium empty enclosure), Empty enclosure, Aluminium enclosure, Height: 80 mm, Width: 250 mm, Depth: 55 mm, Material: Aluminium AlSi12, untreated, silver
14093 | 1939630000 | KLIPPON K4 VMQ | Klippon K (aluminium empty enclosure), Empty enclosure, Aluminium enclosure, Height: 82 mm, Width: 130 mm, Depth: 72 mm, Material: Aluminium AlSi12, untreated, silver
14094 | 1939640000 | KLIPPON K41 VMQ | Klippon K (aluminium empty enclosure), Empty enclosure, Aluminium enclosure, Height: 120 mm, Width: 122 mm, Depth: 81 mm, Material: Aluminium AlSi12, untreated, silver
14095 | 1939650000 | KLIPPON K5 VMQ | Klippon K (aluminium empty enclosure), Empty enclosure, Aluminium enclosure, Height: 130 mm, Width: 170 mm, Depth: 90 mm, Material: Aluminium AlSi12, untreated, silver
14096 | 1939660000 | KLIPPON K51 VMQ | Klippon K (aluminium empty enclosure), Empty enclosure, Aluminium enclosure, Height: 120 mm, Width: 220 mm, Depth: 81 mm, Material: Aluminium AlSi12, untreated, silver
14097 | 1939670000 | KLIPPON K52 VMQ | Klippon K (aluminium empty enclosure), Empty enclosure, Aluminium enclosure, Height: 160 mm, Width: 160 mm, Depth: 91 mm, Material: Aluminium AlSi12, untreated, silver
14098 | 1939700000 | KLIPPON K61 VMQ | Klippon K (aluminium empty enclosure), Empty enclosure, Aluminium enclosure, Height: 160 mm, Width: 260 mm, Depth: 91 mm, Material: Aluminium AlSi12, untreated, silver
14099 | 1939710000 | KLIPPON K7 VMQ | Klippon K (aluminium empty enclosure), Empty enclosure, Aluminium enclosure, Height: 160 mm, Width: 350 mm, Depth: 100 mm, Material: Aluminium AlSi12, untreated, silver
14100 | 1939730000 | KLIPPON K71 VMQ | Klippon K (aluminium empty enclosure), Empty enclosure, Aluminium enclosure, Height: 230 mm, Width: 280 mm, Depth: 100 mm, Material: Aluminium AlSi12, untreated, silver
14101 | 1952120000 | PTS 4 | FieldPower®, Field Power® plug-in connector, PUSH IN, 0.5 mm² - 4 mm²
14102 | 1952130000 | PTDS 4 | FieldPower®, Field Power® plug-in connector, PUSH IN, 0.5 mm² - 4 mm²
14103 | 1961770000 | PTSI 4/LD 400V AC | FieldPower®, Field Power® plug-in connector, PUSH IN, 0.5 mm² - 4 mm²
14104 | 1967660000 | HDC 10A TSLU 1M20G | HDC enclosures, Size: 2, Protection degree: IP65 (in plugged condition), Cable entry from side, Plug housing, End-locking clamp, lower side, Standard, Size of cable entries: M 20
14105 | 2091130000 | WQV 10/5 | W-Series, Cross-connector, For the terminals, Number of poles: 5
14106 | 3018950000 | MP TBF 30/19 | TBF (polyester empty enclosure), Mounting plate, Mounting plate, Height: 249 mm, Width: 134 mm, Depth: 2 mm, Material: Sheet steel, galvanized, silver
14107 | 3073000000 | MOPL K11 STAHL | Klippon K (aluminium empty enclosure), Mounting plate, Mounting plate, Height: 67 mm, Width: 64 mm, Depth: 2 mm, Material: Sheet steel, galvanized, galvanized, silver
14108 | 3073020000 | MOPL K21 STAHL | Klippon K (aluminium empty enclosure), Mounting plate, Mounting plate, Height: 67 mm, Width: 114 mm, Depth: 2 mm, Material: Sheet steel, galvanized, galvanized, silver
14109 | 3073040000 | MOPL K31 STAHL | Klippon K (aluminium empty enclosure), Mounting plate, Mounting plate, Height: 67 mm, Width: 164 mm, Depth: 2 mm, Material: Sheet steel, galvanized, galvanized, silver
14110 | 3073050000 | MOPL K32 STAHL | Klippon K (aluminium empty enclosure), Mounting plate, Mounting plate, Height: 67 mm, Width: 239 mm, Depth: 2 mm, Material: Sheet steel, galvanized, galvanized, silver
14111 | 3073060000 | MOPL K4 STAHL | Klippon K (aluminium empty enclosure), Mounting plate, Mounting plate, Height: 68 mm, Width: 116 mm, Depth: 2 mm, Material: Sheet steel, galvanized, galvanized, silver
14112 | 3073140000 | MOPL K71 STAHL | Klippon K (aluminium empty enclosure), Mounting plate, Mounting plate, Height: 213 mm, Width: 264 mm, Depth: 2 mm, Material: Sheet steel, galvanized, galvanized, silver
14113 | 7940010163 | LPD350 4-20MA/0-100.0 | Signal converter/insulator
14114 | 7940010185 | DI350 4-20MA/0-100.0 | Signal converter/insulator, 4...20 mA
14115 | 7940010202 | P275 | OMNIMATE Signal - series PM, Calibration device
14116 | 7940010218 | PM450 4-20MA/0-100.00 | Display, 0(4)...20 mA/ 0...10 mA, 4...20 mA
14117 | 7940010236 | LPD450F 4-20MA | Signal converter/insulator
14118 | 7940010243 | PTX800A 4-20MA | Signal converter/insulator, -24...+24 mA / -11...+11 V, RO/AO version with 1 analogue output and 2 alarm outputs
14119 | 7940010525 | PMX420 | Display, -22...+22 mA (preset to 4...20 mA), -22...+22 mA / -11...+11 V
14120 | 7940011133 | PTX800D | Signal converter/insulator, 0...10 Hz, RO/AO version with 1 analogue output and 2 alarm outputs
14121 | 7940011323 | PMX420PLUS | Display, -22...+22 mA (preset to 4...20 mA), -22...+22 mA / -11...+11 V
14122 | 7940011570 | DI350 0-10V/0-100.0 | Signal converter/insulator, 0...10 V
14123 | 7940011979 | PMX400HZX RO/AO | Signal converter/insulator, 0...10 kHz, RO/AO version with 1 analogue output and alarm outputs
14124 | 7940012323 | PTX800D RO/AO | Signal converter/insulator, 0...10 Hz, RO/AO version with 1 analogue output and 2 alarm outputs
14125 | 7940014374 | PTX800A 4-20MA/RO/AO | Signal converter/insulator, -24...+24 mA / -11...+11 V, RO/AO version with 1 analogue output and 2 alarm outputs
14126 | 7940015595 | PMX400HZX | Display, 0...10 kHz
14127 | 7940018956 | PMX420 | Display, -22...+22 mA / -11...+11 V
14128 | 7940018957 | PMX420PLUS | Display, -22...+22 mA / -11...+11 V, Adjustable output for current or voltage
14129 | 8432130000 | WTZ4 PT100/3 V 0-10V | RTD transformer, PT100, 2-/3-wire connection technology, Configurable, Input : Temperature, PT100 (3- wire), Output : 0-10 V
14130 | 8432150000 | WTS4 PT100/3 C 0/4-20MA | RTD transformer, PT100, 2-/3-wire connection technology, Configurable, Output : 0(4)-20 mA
14131 | 8432160000 | WTZ4 PT100/3 C 0/4-20MA | RTD transformer, PT100, 2-/3-wire connection technology, Configurable, Input : Temperature, PT100 (3- wire), Output : 0(4)-20 mA
14132 | 8432190000 | WTZ4 PT100/2 V 0-10V | RTD transformer, PT100, 2-conductor connection, Configurable, Input : Temperature, PT100 (2- wire), Output : 0-10 V
14133 | 8432220000 | WTZ4 PT100/2 C 0/4-20MA | RTD transformer, PT100, 2-conductor connection, Configurable, Input : Temperature, PT100 (2- wire), Output : 0(4)-20 mA
14134 | 8432250000 | WTZ4 PT100/4 V 0-10V | RTD transformer, PT100, 2-/3-/4-wire connection technology, Configurable, Input : Temperature, PT100 (4- wire), Output : 0-10 V
14135 | 8432270000 | WTS4 PT100/4 C 0/4-20MA | RTD transformer, PT100, 2-/3-/4-wire connection technology, Configurable, Output : 0(4)-20 mA
14136 | 8432280000 | WTZ4 PT100/4 C 0/4-20MA | RTD transformer, PT100, 2-/3-/4-wire connection technology, Configurable, Input : Temperature, PT100 (4- wire), Output : 0(4)-20 mA
14137 | 8445010000 | WAS4 CCC DC 4-20/0-20MA | Signal converter/insulator, Input : 4-20 mA, Output : 0-20 mA
14138 | 8445050000 | WAZ4 CVC DC 4-20/0-10V | Signal converter/insulator, Input : 4-20 mA, Output : 0-10 V
14139 | 8447130000 | WAS4 VVC DC 0-10/0-10V | Signal converter/insulator, Input : 0-10 V, Output : 0-10 V
14140 | 8447140000 | WAZ4 VVC DC 0-10/0-10V | Signal converter/insulator, Input : 0-10 V, Output : 0-10 V
14141 | 8560700000 | WAS5 PRO RTD | RTD isolating transformer, 2-/3-/4- wire RTD, Configurable, Input : Temperature, PT100, Output : 0(4)-20 mA, 0-10 V
14142 | 8638950000 | WAS5 PRO RTD CU | RTD isolating transformer, 2-/3-/4- wire RTD, Configurable, Input : Temperature, CU, Output : 0(4)-20 mA, 0-10 V
14143 | 8705630000 | WAS2 VMR 3PH | WAVESERIES, Voltage monitoring, 1 x three-phase (R, S, T, N), 250 V, Screw connection
14144 | 8924200000 | VSPC 4SL 5VDC | Surge protection for instrumentation and control, without warning function / function indicator, UP(L/N-PE) < 200 V
14145 | 8924210000 | VSPC 2SL 5VDC | Surge protection for instrumentation and control, without warning function / function indicator, UP(L/N-PE) < 200 V
14146 | 8924220000 | VSPC 4SL 12VDC | Surge protection for instrumentation and control, without warning function / function indicator, UP(L/N-PE) < 200 V
14147 | 8924230000 | VSPC 2SL 12VDC | Surge protection for instrumentation and control, without warning function / function indicator, UP(L/N-PE) < 200 V
14148 | 8924260000 | VSPC BASE 4SL FG | Surge protection, Flange-mounted housing, Flange-mounted housing
14149 | 8924270000 | VSPC BASE 2CL FG | Surge protection, Flange-mounted housing, Flange-mounted housing
14150 | 8924280000 | VSPC BASE 2SL FG | Surge protection, Flange-mounted housing, Flange-mounted housing
14151 | 8924290000 | VSPC BASE 1CL FG | Surge protection, Flange-mounted housing, Flange-mounted housing
14152 | 8924300000 | VSPC BASE 2/4CH FG | Surge protection, Flange-mounted housing, Flange-mounted housing
14153 | 8924320000 | VSPC 4SL 24VDC | Surge protection for instrumentation and control, without warning function / function indicator, UP(L/N-PE) 250 V
14154 | 8924330000 | VSPC 2SL 24VDC | Surge protection for instrumentation and control, without warning function / function indicator, UP(L/N-PE) 250 V
14155 | 8924340000 | VSPC 4SL 24VAC | Surge protection for instrumentation and control, without warning function / function indicator, UP(L/N-PE) 250 V
14156 | 8924350000 | VSPC 2SL 24VAC | Surge protection for instrumentation and control, without warning function / function indicator, UP(L/N-PE) 250 V
14157 | 8924360000 | VSPC 4SL 48VAC | Surge protection for instrumentation and control, without warning function / function indicator, UP(L/N-PE) ? 300 V
14158 | 8924370000 | VSPC 2SL 48VAC | Surge protection for instrumentation and control, without warning function / function indicator, UP(L/N-PE) ? 300 V
14159 | 8924380000 | VSPC 4SL 60VAC | Surge protection for instrumentation and control, without warning function / function indicator, UP(L/N-PE) 350 V
14160 | 8924400000 | VSPC 2CL 5VDC | Surge protection for instrumentation and control, without warning function / function indicator, UP(L/N-PE) < 800 V
14161 | 8924420000 | VSPC 1CL 5VDC | Surge protection for instrumentation and control, without warning function / function indicator, UP(L/N-PE) < 800 V
14162 | 8924430000 | VSPC 2CL HF 5VDC | Surge protection for instrumentation and control, without warning function / function indicator, UP(L/N-PE) < 800 V
14163 | 8924440000 | VSPC 2CL 12VDC | Surge protection for instrumentation and control, without warning function / function indicator, UP(L/N-PE) < 800 V
14164 | 8924450000 | VSPC 1CL 12VDC | Surge protection for instrumentation and control, without warning function / function indicator, UP(L/N-PE) < 800 V
14165 | 8924460000 | VSPC 2CL HF 12VDC | Surge protection for instrumentation and control, without warning function / function indicator, UP(L/N-PE) < 800 V
14166 | 8924470000 | VSPC 2CL 24VDC | Surge protection for instrumentation and control, without warning function / function indicator, UP(L/N-PE) < 800 V
14167 | 8924480000 | VSPC 1CL 24VDC | Surge protection for instrumentation and control, without warning function / function indicator, UP(L/N-PE) < 800 V
14168 | 8924490000 | VSPC 2CL 24VAC | Surge protection for instrumentation and control, without warning function / function indicator, UP(L/N-PE) < 800 V
14169 | 8924500000 | VSPC 1CL 24VAC | Surge protection for instrumentation and control, without warning function / function indicator, UP(L/N-PE) < 800 V
14170 | 8924510000 | VSPC 2CL HF 24VDC | Surge protection for instrumentation and control, without warning function / function indicator, UP(L/N-PE) < 800 V
14171 | 8924520000 | VSPC 1CL 48VAC | Surge protection for instrumentation and control, without warning function / function indicator, UP(L/N-PE) < 800 V
14172 | 8924530000 | VSPC 1CL 60VAC | Surge protection for instrumentation and control, without warning function / function indicator, UP(L/N-PE) < 800 V
14173 | 8924540000 | VSPC 3/4WIRE 5VDC | Surge protection for instrumentation and control, without warning function / function indicator, UP(L/N-PE) < 800 V
14174 | 8924550000 | VSPC 3/4WIRE 24VDC | Surge protection for instrumentation and control, without warning function / function indicator, UP(L/N-PE) < 800 V
14175 | 8924570000 | VSPC GDT 2CH 90V | Surge protection for instrumentation and control, without warning function / function indicator, UP(L/N-PE) < 1000 V
14176 | 8924590000 | VSPC GDT 2CH 150VAC/230VDC | Surge protection for instrumentation and control, without warning function / function indicator, UP(L/N-PE) < 1000 V
14177 | 8924600000 | VSPC MOV 2CH 24V | Surge protection for instrumentation and control, without warning function / function indicator
14178 | 8924610000 | VSPC MOV 2CH 230V | Surge protection for instrumentation and control, without warning function / function indicator
14179 | 8924650000 | VSPC TAZ 4CH 24V | Surge protection for instrumentation and control, without warning function / function indicator, UP(L/N-PE) 65 V
14180 | 8924660000 | VSPC TELE UK0 2WIRE | Surge protection for instrumentation and control, without warning function / function indicator, UP(L/N-PE) < 800 V
14181 | 8924670000 | VSPC RS485 2CH | Surge protection for instrumentation and control, without warning function / function indicator, UP(L/N-PE) 250 V
14182 | 8924680000 | VSPC GROUND | Adapter, without warning function / function indicator
14183 | 8924700000 | VSPC BASE 4SL | Surge protection, Flange-mounted housing, Flange-mounted housing
14184 | 8924710000 | VSPC BASE 2CL | Surge protection, Flange-mounted housing, Flange-mounted housing
14185 | 8924720000 | VSPC BASE 2SL | Surge protection, Flange-mounted housing, Flange-mounted housing
14186 | 8924730000 | VSPC BASE 1CL | Surge protection, Flange-mounted housing, Flange-mounted housing
14187 | 8924740000 | VSPC BASE 2/4CH | Surge protection, Flange-mounted housing, Flange-mounted housing
14188 | 8939670000 | WAS6 TTA | Input : universal U, I, R,?, Output : I/U universal, 2 x relays
14189 | 8939680000 | WAZ6 TTA | Input : universal U, I, R,?, Output : I/U universal, 2 x relays
14190 | 8951460000 | VSPC 2CL 5VDC R | Surge protection for instrumentation and control, with warning function / function indicator, UP(L/N-PE) < 800 V
14191 | 8951470000 | VSPC 2CL 12VDC R | Surge protection for instrumentation and control, with warning function / function indicator, UP(L/N-PE) < 800 V
14192 | 8951480000 | VSPC 2CL 24VDC R | Surge protection for instrumentation and control, with warning function / function indicator, UP(L/N-PE) < 800 V
14193 | 8951490000 | VSPC 2CL 48VAC | Surge protection for instrumentation and control, without warning function / function indicator, UP(L/N-PE) < 800 V
14194 | 8951510000 | VSPC 1CL PW 24V | Surge protection for instrumentation and control, without warning function / function indicator, UP(L/N-PE) ? 0.8 kV
14195 | 8951530000 | VSPC 1CL 5VDC R | Surge protection for instrumentation and control, with warning function / function indicator, UP(L/N-PE) < 800 V
14196 | 8951540000 | VSPC 1CL 12VDC R | Surge protection for instrumentation and control, with warning function / function indicator, UP(L/N-PE) < 800 V
14197 | 8951550000 | VSPC 1CL 24VDC R | Surge protection for instrumentation and control, with warning function / function indicator, UP(L/N-PE) < 800 V
14198 | 8951560000 | VSPC 1CL 24VAC R | Surge protection for instrumentation and control, with warning function / function indicator, UP(L/N-PE) < 800 V
14199 | 8951570000 | VSPC 4SL 5VDC R | Surge protection for instrumentation and control, with warning function / function indicator, UP(L/N-PE) < 200 V
14200 | 8951580000 | VSPC 4SL 12VDC R | Surge protection for instrumentation and control, with warning function / function indicator, UP(L/N-PE) < 200 V
14201 | 8951590000 | VSPC 4SL 24VDC R | Surge protection for instrumentation and control, with warning function / function indicator, UP(L/N-PE) < 200 V
14202 | 8951600000 | VSPC 4SL 24VAC R | Surge protection for instrumentation and control, with warning function / function indicator, UP(L/N-PE) 250 V
14203 | 8951610000 | VSPC 2SL 5VDC R | Surge protection for instrumentation and control, with warning function / function indicator, UP(L/N-PE) < 200 V
14204 | 8951620000 | VSPC 2SL 12VDC R | Surge protection for instrumentation and control, with warning function / function indicator, UP(L/N-PE) < 200 V
14205 | 8951630000 | VSPC 2SL 24VDC R | Surge protection for instrumentation and control, with warning function / function indicator, UP(L/N-PE) < 200 V
14206 | 8951640000 | VSPC 2SL 24VAC R | Surge protection for instrumentation and control, with warning function / function indicator, UP(L/N-PE) 250 V
14207 | 8951650000 | VSPC MOV 2CH 24V R | Surge protection for instrumentation and control, with warning function / function indicator
14208 | 8951660000 | VSPC MOV 2CH 230V R | Surge protection for instrumentation and control, with warning function / function indicator
14209 | 8951670000 | VSPC RS485 2CH R | Surge protection for instrumentation and control, with warning function / function indicator, UP(L/N-PE) 250 V
14210 | 8951680000 | VSPC 2CL HF 5VDC R | Surge protection for instrumentation and control, with warning function / function indicator, UP(L/N-PE) < 800 V
14211 | 8951690000 | VSPC 2CL HF 12VDC R | Surge protection for instrumentation and control, with warning function / function indicator, UP(L/N-PE) < 800 V
14212 | 8951700000 | VSPC 2CL HF 24VDC R | Surge protection for instrumentation and control, with warning function / function indicator, UP(L/N-PE) < 800 V
14213 | 8951710000 | VSPC BASE 2CL R | Surge protection, Flange-mounted housing, Flange-mounted housing
14214 | 8951720000 | VSPC BASE 2CL FG R | Surge protection, Flange-mounted housing, Flange-mounted housing
14215 | 8951730000 | VSPC BASE 1CL R | Surge protection, Flange-mounted housing, Flange-mounted housing
14216 | 8951740000 | VSPC BASE 1CL FG R | Surge protection, Flange-mounted housing, Flange-mounted housing
14217 | 8951750000 | VSPC BASE 4SL R | Surge protection, Flange-mounted housing, Flange-mounted housing
14218 | 8951760000 | VSPC BASE 4SL FG R | Surge protection, Flange-mounted housing, Flange-mounted housing
14219 | 8951770000 | VSPC BASE 2SL R | Surge protection, Flange-mounted housing, Flange-mounted housing
14220 | 8951780000 | VSPC BASE 2SL FG R | Surge protection, Flange-mounted housing, Flange-mounted housing
14221 | 8951790000 | VSPC BASE 2/4CH R | Surge protection, Flange-mounted housing, Flange-mounted housing
14222 | 8951800000 | VSPC BASE 2/4CH FG R | Surge protection, Flange-mounted housing, Flange-mounted housing
14223 | 8951810000 | VSPC BASE 1CL FG EX | Surge protection, Flange-mounted housing, Flange-mounted housing
14224 | 8951820000 | VSPC BASE 2CL FG EX | Surge protection, Flange-mounted housing, Flange-mounted housing
14225 | 8951830000 | VSPC BASE 2SL FG EX | Surge protection, Flange-mounted housing, Flange-mounted housing
14226 | 8951840000 | VSPC BASE 4SL FG EX | Surge protection, Flange-mounted housing, Flange-mounted housing
14227 | 8951850000 | VSPC BASE 2/4CH FG EX | Surge protection, Flange-mounted housing, Flange-mounted housing
14228 | 8953590000 | VSPC 1CL 12VDC EX | Surge protection for instrumentation and control, without warning function / function indicator, UP(L/N-PE) < 800 V
14229 | 8953600000 | VSPC 1CL 24VDC EX | Surge protection for instrumentation and control, without warning function / function indicator, UP(L/N-PE) < 800 V
14230 | 8953610000 | VSPC 1CL PW 24V EX | Surge protection for instrumentation and control, without warning function / function indicator, UP(L/N-PE) ? 0.9 kV
14231 | 8953620000 | VSPC 2SL 12VDC EX | Surge protection for instrumentation and control, without warning function / function indicator, UP(L/N-PE) < 200 V
14232 | 8953630000 | VSPC 2SL 12VAC EX | Surge protection for instrumentation and control, without warning function / function indicator, UP(L/N-PE) 250 V
14233 | 8953640000 | VSPC 2SL 48VAC EX | Surge protection for instrumentation and control, without warning function / function indicator, UP(L/N-PE) ? 300 V
14234 | 8953650000 | VSPC 3/4WIRE 5VDC EX | Surge protection for instrumentation and control, without warning function / function indicator, UP(L/N-PE) < 800 V
14235 | 8953660000 | VSPC 1CL 5VDC EX | Surge protection for instrumentation and control, without warning function / function indicator, UP(L/N-PE) < 800 V
14236 | 8953670000 | VSPC 2SL 24VDC EX | Surge protection for instrumentation and control, without warning function / function indicator, UP(L/N-PE) 250 V
14237 | 8953720000 | VSPC 2CL 24VDC EX | Surge protection for instrumentation and control, without warning function / function indicator, UP(L/N-PE) < 800 V
14238 | 8964310000 | WAS6 TTA EX | Input : EX, universal U, I, R,?, Output : I/U universal, 2 x relays
14239 | 8964320000 | WAZ6 TTA EX | Input : EX, universal U, I, R,?, Output : I/U universal, 2 x relays
14240 | 8965340000 | ACT20X-HDI-SDO-RNO-S | EX signal isolating converter, Ex-input: NAMUR sensor/switch, Safe-output: relay, NO contact, 1-channel
14241 | 8965350000 | ACT20X-HDI-SDO-RNC-S | EX signal isolating converter, Ex-input: NAMUR sensor/switch, Safe-output: relay, NC contact, 1-channel
14242 | 8965400000 | ACT20X-SDI-HDO-L-S | EX signal isolating converter, Safe-input: relay, Ex-output: Opto module, 1-channel, Output current : max. 35 mA
14243 | 8965410000 | ACT20X-SDI-HDO-H-S | EX signal isolating converter, Safe-input: relay, Ex-output: Opto module, 1-channel, Output current : max. 60 mA
14244 | 8965420000 | ACT20X-2SDI-2HDO-S | EX signal isolating converter, Safe-input: relay, Ex-output: Opto module, 2-channel, Output current : max. 35 mA
14245 | 8965450000 | ACT20X-SAI-HAO-S | EX signal isolating converter, Safe-input: 4-20mA, Ex output: 4 - 20 mA, 1-channel
14246 | 8965460000 | ACT20X-2SAI-2HAO-S | EX signal isolating converter, Safe-input: 4-20mA, Ex output: 4 - 20 mA, 2-channel
14247 | 8965480000 | ACT20X-2HTI-2SAO-S | EX signal isolating converter, Ex-input: I,?, Safe-output: 4-20mA, 2-channel
14248 | 8965500000 | ACT20-FEED-IN-PRO-S | Supply module, Distributes supply voltage to rail bus, Optional connection of backup supply
14249 | 8972270000 | VSPC CONTROL UNIT 24VDC | Surge protection for instrumentation and control, with warning function / function indicator
14250 | 9201610000 | WQV PEN 50N | W-Series, Cross-connector, For the terminals, Number of poles: 2
14251 | 9201630000 | WQV PEN 95N/120N | W-Series, Cross-connector, For the terminals, Number of poles: 2
14252 | 9441500000 | RS 16IO 1W R S | Interface, RS, 1-wire, Screw connection
14253 | 9441510000 | RS 32IO 1W R S | Interface, RS, 1-wire, Screw connection
14254 | 9441560000 | RS 16IO 2W F R S | Interface, RS, Fuse, 2-wire, Screw connection
14255 | 9441570000 | RS 32IO 2W F R S | Interface, RS, Fuse, 2-wire, Screw connection
14256 | 9441700000 | RS 16IO 2W R S | Interface, RS, 2-wire, Screw connection
14257 | 9441710000 | RS 32IO 2W R S | Interface, RS, 2-wire, Screw connection
14258 | 9441860000 | RS 16IO 1W I R S | Interface, RS, Spacer, 1-wire, Screw connection
14259 | 9441870000 | RS 32IO 1W I R S | Interface, RS, Spacer, 1-wire, Screw connection
14260 | 9444660000 | RSM-16 24V(-/+) 1CO Z | Interface, RSM, 16, RCL, Tension-clamp connection
14261 | 9445000000 | RSM-8 C 1CO S | Interface, RSM, 8 compact, RCL, Screw connection
14262 | 9445060000 | RSM-12 C 1CO S | Interface, RSM, 12 compact, RCL, Screw connection
14263 | 9445120000 | RSM-16 FUS 1CO S | Interface, RSM, 16 with fuse, RCL, Screw connection
14264 | 9445140000 | RSM-16 FOR 1CO S | Interface, RSM, 16 with switch, RCL, Screw connection
14265 | 9445160000 | RSM-16 2CO S | Interface, RSM, 16 2CO, RCL, Screw connection
14266 | 9445180000 | RSM16 1T/CDE-EV 24V-H/V | Interface, RSM, 16 with fuse, RCL, Screw connection
14267 | 9445200000 | RSM-32 C 1CO S | Interface, RSM, 32 compact, RCL, Screw connection
14268 | 9445220000 | RSM-32 FUS 1CO S | Interface, RSM, 32 with fuse, RCL, Screw connection
14269 | 9445530000 | RS 8IO 2W L H S | Interface, RS, LED, 2-wire, Screw connection
14270 | 9445630000 | RS 12IO 2W L H S | Interface, RS, LED, 2-wire, Screw connection
14271 | 9445700000 | RS 16IO 1W H S | Interface, RS, 1-wire, Screw connection
14272 | 9445710000 | RS 16IO 1W L H S | Interface, RS, LED, 1-wire, Screw connection
14273 | 9445730000 | RS 16IO 2W L H S | Interface, RS, LED, 2-wire, Screw connection
14274 | 9445750000 | RS 16IO 2W I-L H S | Interface, RS, Spacer, LED, 2-wire, Screw connection
14275 | 9445760000 | RS 16IO 3W H S | Interface, RS, 3-wire, Screw connection
14276 | 9445770000 | RS 16IO 3W L H S | Interface, RS, LED, 3-wire, Screw connection
14277 | 9445810000 | RS 16IO 1W I-L H S | Interface, RS, Spacer, LED, 1-wire, Screw connection
14278 | 9445820000 | RS 16IO 2W F H S | Interface, RS, Fuse, 2-wire, Screw connection
14279 | 9445870000 | RS 32IO 1W I-L H S | Interface, RS, Spacer, LED, 1-wire, Screw connection
14280 | 9445900000 | RS 32IO 1W H S | Interface, RS, 1-wire, Screw connection
14281 | 9445930000 | RS 32IO 2W L H S | Interface, RS, LED, 2-wire, Screw connection
14282 | 9445950000 | RS 32IO 2W I-L H S | Interface, RS, Spacer, LED, 2-wire, Screw connection
14283 | 9445960000 | RS 32IO 3W H S | Interface, RS, 3-wire, Screw connection
14284 | 9445970000 | RS 32IO 3W L H S | Interface, RS, LED, 3-wire, Screw connection
14285 | 9445980000 | RS 32IO 2W F H S | Interface, RS, Fuse, 2-wire, Screw connection
14286 | 9447000000 | RSM-8 C 1CO Z | Interface, RSM, 8 compact, RCL, Tension-clamp connection
14287 | 9447100000 | RSM-16 C 1CO Z | Interface, RSM, 16 compact, RCL, Tension-clamp connection
14288 | 9447120000 | RSM-16 FUS 1CO Z | Interface, RSM, 16 with fuse, RCL, Tension-clamp connection
14289 | 9447160000 | RSM-16 2CO Z | Interface, RSM, 16 2CO, RCL, Tension-clamp connection
14290 | 9447200000 | RSM-32 C 1CO Z | Interface, RSM, 32 compact, RCL, Tension-clamp connection
14291 | 9447770000 | RS16ES-T-L H/Z | Interface, RS, LED, 3-wire, Tension-clamp connection
14292 | 9447910000 | RS 32IO 1W L H Z | Interface, RS, LED, 1-wire, Tension-clamp connection
14293 | 9447930000 | RS 32IO 2W L H Z | Interface, RS, LED, 2-wire, Tension-clamp connection
14294 | 9447970000 | RS 32IO 3W L H Z | Interface, RS, LED, 3-wire, Tension-clamp connection
14295 | 9448000000 | RS 4AIO DP SD S | Interface, RS, 2-wire, Screw connection
14296 | 9448010000 | RS 8AIO DP SD S | Interface, RS, 2-wire, Screw connection
14297 | 9448020000 | RS 16AIO DP SD S | Interface, RS, 2-wire, Screw connection
14298 | 9448030000 | RS 8AI PREM/APR SD S | Interface, RS, 2-wire, Screw connection
14299 | 9448040000 | RS 8AI1AO MICRO SD S | Interface, RS, 1-wire, Screw connection
14300 | 9448110000 | RS 8AIO I-M-DP SD S | Interface, RS, Spacer, 2-wire, Screw connection
14301 | 9448120000 | RS 16AIO I-M-DP SD S | Interface, RS, Spacer, 2-wire, Screw connection
14302 | 9449110000 | RS 8AIO I-M-DP SD Z | Interface, RS, Spacer, 2-wire, Tension-clamp connection
14303 | 9502660000 | QL 3 SAKK10 | SAK Series, Cross-connector, for cross-connection link, Number of poles: 3
14304 | 9502720000 | MP TBF 19/15 | TBF (polyester empty enclosure), Mounting plate, Mounting plate, Height: 134 mm, Width: 99 mm, Depth: 2 mm, Material: Sheet steel, galvanized, silver
14305 | 9502730000 | MP TBF 30/30 | TBF (polyester empty enclosure), Mounting plate, Mounting plate, Height: 249 mm, Width: 249 mm, Depth: 2 mm, Material: Sheet steel, galvanized, silver
14306 | 9502920000 | MP TBF 60/60 | TBF (polyester empty enclosure), Mounting plate, Mounting plate, Height: 550 mm, Width: 555 mm, Depth: 2 mm, Material: Sheet steel, galvanized, silver
14307 | 9510570000 | POK MOPL 0808 | Klippon POK (polyester empty enclosure), Mounting plate, Height: 64 mm, Width: 69 mm, Depth: 1.5 mm, Material: Sheet steel, galvanized, galvanized, silver
14308 | 9510580000 | POK MOPL 0811 | Klippon POK (polyester empty enclosure), Mounting plate, Height: 64 mm, Width: 99 mm, Depth: 1.5 mm, Material: Sheet steel, galvanized, Miscellaneous, silver
14309 | 9510590000 | POK MOPL 1212 | Klippon POK (polyester empty enclosure), Mounting plate, Height: 107 mm, Width: 109 mm, Depth: 1.5 mm, Material: Sheet steel, galvanized, Miscellaneous, silver
14310 | 9510600000 | POK MOPL 1222 | Klippon POK (polyester empty enclosure), Mounting plate, Height: 107 mm, Width: 207 mm, Depth: 1.5 mm, Material: Sheet steel, galvanized, Miscellaneous, silver
14311 | 9510610000 | POK MOPL 1616 | Klippon POK (polyester empty enclosure), Mounting plate, Height: 143 mm, Width: 145 mm, Depth: 1.5 mm, Material: Sheet steel, galvanized, Miscellaneous, silver
14312 | 9510620000 | POK MOPL 1626 | Klippon POK (polyester empty enclosure), Mounting plate, Height: 143 mm, Width: 245 mm, Depth: 1.5 mm, Material: Sheet steel, galvanized, Miscellaneous, silver
14313 | 9510630000 | POK MOPL 1636 | Klippon POK (polyester empty enclosure), Mounting plate, Height: 143 mm, Width: 345 mm, Depth: 1.5 mm, Material: Sheet steel, galvanized, Miscellaneous, silver
14314 | 9510640000 | POK MOPL 2525 | Klippon POK (polyester empty enclosure), Mounting plate, Height: 233 mm, Width: 238 mm, Depth: 1.5 mm, Material: Sheet steel, galvanized, Miscellaneous, silver
14315 | 9510650000 | POK MOPL 2540 | Klippon POK (polyester empty enclosure), Mounting plate, Height: 234 mm, Width: 384 mm, Depth: 1.5 mm, Material: Sheet steel, galvanized, Miscellaneous, silver
14316 | 9510660000 | POK MOPL 2560 | Klippon POK (polyester empty enclosure), Mounting plate, Height: 233 mm, Width: 583 mm, Depth: 1.5 mm, Material: Sheet steel, galvanized, Miscellaneous, silver
14317 | 9510670000 | POK MOPL 4040 | Klippon POK (polyester empty enclosure), Mounting plate, Height: 389 mm, Width: 383 mm, Depth: 1.5 mm, Material: Sheet steel, galvanized, Miscellaneous, silver
14318 | 9510680000 | POK MOPL 0816 | Klippon POK (polyester empty enclosure), Mounting plate, Height: 64 mm, Width: 148.5 mm, Depth: 1.5 mm, Material: Sheet steel, galvanized, Miscellaneous, silver
14319 | 9510690000 | POK MOPL 0819 | Klippon POK (polyester empty enclosure), Mounting plate, Height: 64 mm, Width: 179 mm, Depth: 1.5 mm, Material: Sheet steel, galvanized, Miscellaneous, silver
14320 | 9510710000 | POK MOPL 1656 | Klippon POK (polyester empty enclosure), Mounting plate, Height: 143 mm, Width: 545 mm, Depth: 1.5 mm, Material: Sheet steel, galvanized, Miscellaneous, silver
14321 | 9512240000 | WQV 70N/2 | W-Series, Cross-connector, For the terminals, Number of poles: 2
14322 | 9512250000 | WQV 70N/3 | W-Series, Cross-connector, For the terminals, Number of poles: 3
14323 | 9525840000 | WQV 70N-PEN | W-Series, Cross-connector, For the terminals, Number of poles: 2
14324 | 9526840000 | KLIPPON K1 EX | Klippon K (aluminium empty enclosure), Empty enclosure, Aluminium enclosure, Height: 70 mm, Width: 70 mm, Depth: 45 mm, Material: Aluminium AlSi12, untreated, silver
14325 | 9526850000 | KLIPPON K11 EX | Klippon K (aluminium empty enclosure), Empty enclosure, Aluminium enclosure, Height: 80 mm, Width: 75 mm, Depth: 57 mm, Material: Aluminium AlSi12, untreated, silver
14326 | 9526860000 | KLIPPON K2 EX | Klippon K (aluminium empty enclosure), Empty enclosure, Aluminium enclosure, Height: 70 mm, Width: 100 mm, Depth: 45 mm, Material: Aluminium AlSi12, untreated, silver
14327 | 9526870000 | KLIPPON K21 EX | Klippon K (aluminium empty enclosure), Empty enclosure, Aluminium enclosure, Height: 80 mm, Width: 125 mm, Depth: 57 mm, Material: Aluminium AlSi12, untreated, silver
14328 | 9526880000 | KLIPPON K3 EX | Klippon K (aluminium empty enclosure), Empty enclosure, Aluminium enclosure, Height: 70 mm, Width: 165 mm, Depth: 45 mm, Material: Aluminium AlSi12, untreated, silver
14329 | 9526890000 | KLIPPON K31 EX | Klippon K (aluminium empty enclosure), Empty enclosure, Aluminium enclosure, Height: 80 mm, Width: 175 mm, Depth: 57 mm, Material: Aluminium AlSi12, untreated, silver
14330 | 9526900000 | KLIPPON K32 EX | Klippon K (aluminium empty enclosure), Empty enclosure, Aluminium enclosure, Height: 80 mm, Width: 250 mm, Depth: 55 mm, Material: Aluminium AlSi12, untreated, silver
14331 | 9526910000 | KLIPPON K4 EX | Klippon K (aluminium empty enclosure), Empty enclosure, Aluminium enclosure, Height: 82 mm, Width: 130 mm, Depth: 72 mm, Material: Aluminium AlSi12, untreated, silver
14332 | 9526920000 | KLIPPON K41 EX | Klippon K (aluminium empty enclosure), Empty enclosure, Aluminium enclosure, Height: 120 mm, Width: 122 mm, Depth: 81 mm, Material: Aluminium AlSi12, untreated, silver
14333 | 9526930000 | KLIPPON K5 EX | Klippon K (aluminium empty enclosure), Empty enclosure, Aluminium enclosure, Height: 130 mm, Width: 170 mm, Depth: 90 mm, Material: Aluminium AlSi12, untreated, silver
14334 | 9526940000 | KLIPPON K51 EX | Klippon K (aluminium empty enclosure), Empty enclosure, Aluminium enclosure, Height: 120 mm, Width: 220 mm, Depth: 81 mm, Material: Aluminium AlSi12, untreated, silver
14335 | 9526950000 | KLIPPON K52 EX | Klippon K (aluminium empty enclosure), Empty enclosure, Aluminium enclosure, Height: 160 mm, Width: 160 mm, Depth: 91 mm, Material: Aluminium AlSi12, untreated, silver
14336 | 9526960000 | KLIPPON K6 EX | Klippon K (aluminium empty enclosure), Empty enclosure, Aluminium enclosure, Height: 160 mm, Width: 200 mm, Depth: 100 mm, Material: Aluminium AlSi12, untreated, silver
14337 | 9526970000 | KLIPPON K61 EX | Klippon K (aluminium empty enclosure), Empty enclosure, Aluminium enclosure, Height: 160 mm, Width: 260 mm, Depth: 91 mm, Material: Aluminium AlSi12, untreated, silver
14338 | 9526980000 | KLIPPON K7 EX | Klippon K (aluminium empty enclosure), Empty enclosure, Aluminium enclosure, Height: 160 mm, Width: 350 mm, Depth: 91 mm, Material: Aluminium AlSi12, untreated, silver
14339 | 9526990000 | KLIPPON K71 EX | Klippon K (aluminium empty enclosure), Empty enclosure, Aluminium enclosure, Height: 230 mm, Width: 280 mm, Depth: 111 mm, Material: Aluminium AlSi12, untreated, silver
14340 | 9529090000 | KLIPPON K0 RAL7001 | Klippon K (aluminium empty enclosure), Empty enclosure, Aluminium enclosure, Height: 45 mm, Width: 50 mm, Depth: 30 mm, Material: Aluminium AlSi12, Powder-coated, textured, Silver grey
14341 | 9529100000 | KLIPPON K01 RAL7001 | Klippon K (aluminium empty enclosure), Empty enclosure, Aluminium enclosure, Height: 64 mm, Width: 58 mm, Depth: 34 mm, Material: Aluminium AlSi12, Powder-coated, textured, Silver grey
14342 | 9529110000 | KLIPPON K02 RAL7001 | Klippon K (aluminium empty enclosure), Empty enclosure, Aluminium enclosure, Height: 64 mm, Width: 98 mm, Depth: 34 mm, Material: Aluminium AlSi12, Powder-coated, textured, Silver grey
14343 | 9529120000 | KLIPPON K1 RAL7001 | Klippon K (aluminium empty enclosure), Empty enclosure, Aluminium enclosure, Height: 70 mm, Width: 70 mm, Depth: 45 mm, Material: Aluminium AlSi12, Powder-coated, textured, Silver grey
14344 | 9529130000 | KLIPPON K11 RAL7001 | Klippon K (aluminium empty enclosure), Empty enclosure, Aluminium enclosure, Height: 80 mm, Width: 75 mm, Depth: 57 mm, Material: Aluminium AlSi12, Powder-coated, textured, Silver grey
14345 | 9529140000 | KLIPPON K2 RAL7001 | Klippon K (aluminium empty enclosure), Empty enclosure, Aluminium enclosure, Height: 70 mm, Width: 100 mm, Depth: 45 mm, Material: Aluminium AlSi12, Powder-coated, textured, Silver grey
14346 | 9529150000 | KLIPPON K21 RAL7001 | Klippon K (aluminium empty enclosure), Empty enclosure, Aluminium enclosure, Height: 80 mm, Width: 125 mm, Depth: 57 mm, Material: Aluminium AlSi12, Powder-coated, textured, Silver grey
14347 | 9529160000 | KLIPPON K3 RAL7001 | Klippon K (aluminium empty enclosure), Empty enclosure, Aluminium enclosure, Height: 70 mm, Width: 165 mm, Depth: 45 mm, Material: Aluminium AlSi12, Powder-coated, textured, Silver grey
14348 | 9529170000 | KLIPPON K31 RAL7001 | Klippon K (aluminium empty enclosure), Empty enclosure, Aluminium enclosure, Height: 80 mm, Width: 175 mm, Depth: 57 mm, Material: Aluminium AlSi12, Powder-coated, textured, Silver grey
14349 | 9529180000 | KLIPPON K32 RAL7001 | Klippon K (aluminium empty enclosure), Empty enclosure, Aluminium enclosure, Height: 80 mm, Width: 250 mm, Depth: 55 mm, Material: Aluminium AlSi12, Powder-coated, textured, Silver grey
14350 | 9529190000 | KLIPPON K4 RAL7001 | Klippon K (aluminium empty enclosure), Empty enclosure, Aluminium enclosure, Height: 82 mm, Width: 130 mm, Depth: 72 mm, Material: Aluminium AlSi12, Powder-coated, textured, Silver grey
14351 | 9529200000 | KLIPPON K41 RAL7001 | Klippon K (aluminium empty enclosure), Empty enclosure, Aluminium enclosure, Height: 120 mm, Width: 122 mm, Depth: 81 mm, Material: Aluminium AlSi12, Powder-coated, textured, Silver grey
14352 | 9529210000 | KLIPPON K5 RAL7001 | Klippon K (aluminium empty enclosure), Empty enclosure, Aluminium enclosure, Height: 130 mm, Width: 170 mm, Depth: 90 mm, Material: Aluminium AlSi12, Powder-coated, textured, Silver grey
14353 | 9529220000 | KLIPPON K51 RAL7001 | Klippon K (aluminium empty enclosure), Empty enclosure, Aluminium enclosure, Height: 120 mm, Width: 220 mm, Depth: 81 mm, Material: Aluminium AlSi12, Powder-coated, textured, Silver grey
14354 | 9529230000 | KLIPPON K52 RAL7001 | Klippon K (aluminium empty enclosure), Empty enclosure, Aluminium enclosure, Height: 160 mm, Width: 160 mm, Depth: 91 mm, Material: Aluminium AlSi12, Powder-coated, textured, Silver grey
14355 | 9529240000 | KLIPPON K6 RAL7001 | Klippon K (aluminium empty enclosure), Empty enclosure, Aluminium enclosure, Height: 160 mm, Width: 200 mm, Depth: 100 mm, Material: Aluminium AlSi12, Powder-coated, textured, Silver grey
14356 | 9529250000 | KLIPPON K61 RAL7001 | Klippon K (aluminium empty enclosure), Empty enclosure, Aluminium enclosure, Height: 160 mm, Width: 260 mm, Depth: 91 mm, Material: Aluminium AlSi12, Powder-coated, textured, Silver grey
14357 | 9529260000 | KLIPPON K7 RAL7001 | Klippon K (aluminium empty enclosure), Empty enclosure, Aluminium enclosure, Height: 160 mm, Width: 350 mm, Depth: 100 mm, Material: Aluminium AlSi12, Powder-coated, textured, Silver grey
14358 | 9529270000 | KLIPPON K71 RAL7001 | Klippon K (aluminium empty enclosure), Empty enclosure, Aluminium enclosure, Height: 230 mm, Width: 280 mm, Depth: 111 mm, Material: Aluminium AlSi12, Powder-coated, textured, Silver grey
14359 | 9531290000 | WQV 70N/4 | W-Series, Cross-connector, For the terminals, Number of poles: 4
14360 | 8965370000 | ACT20X-2HDI-2SDO-RNO-S | EX signal isolating converter, Ex-input: NAMUR sensor/switch, Safe-output: relay, NO contact, 2-channel
14361 | 8965360000 | ACT20X-HDI-SDO-S | EX signal isolating converter, Ex-input: NAMUR sensor/switch, Safe-output: Optocoupler, 1-channel
14362 | 8965390000 | ACT20X-2HDI-2SDO-S | EX signal isolating converter, Ex-input: NAMUR sensor/switch, Safe-output: Optocoupler, 2-channel
14363 | 8965490000 | ACT20X-HUI-SAO-S | EX signal isolating converter, Ex-output: U, I, R,?, Safe-output: 4-20mA/ relay, 1-channel
14364 | 8965430000 | ACT20X-HAI-SAO-S | EX signal isolating converter, Ex-input: 4 - 20 mA, Safe-output: 4-20mA, 1-channel
14365 | 8965440000 | ACT20X-2HAI-2SAO-S | EX signal isolating converter, Ex-input: 4 - 20 mA, Safe-output: 4-20mA, 2-channel
14366 | 8965470000 | ACT20X-HTI-SAO-S | EX signal isolating converter, Ex-input: I,?, Safe-output: 4-20mA, 1-channel
14367 | 8965380000 | ACT20X-2HDI-2SDO-RNC-S | EX signal isolating converter, Ex-input: NAMUR sensor/switch, Safe-output: relay, NC contact, 2-channel
14368 | 178600000 | AD 4 SAK10 | SAK Series, cover plate, yellow, 25 mm
14369 | 178700000 | AD 4 SAK35 | SAK Series, cover plate, yellow, 71.6 mm
14370 | 179900000 | TW SAKG46 HP/TF/GE/2 | SAK Series, Partition plate, yellow, 2 mm
14371 | 180600000 | EP 1 SAKG32/35 HP/TF/GE | SAK Series, End plate, yellow, 2 mm
14372 | 180700000 | EP 2 SAKG46/35 HP/DBR | SAK Series, End plate, dark brown, 2 mm
14373 | 180800000 | EP 2 SAKG46/35 HP/TF/GE | SAK Series, End plate, yellow, 2 mm
14374 | 199360000 | EWK 2 | Accessories, End bracket
14375 | 205200000 | EP 1 SAKG28/32 HP/TF/GE | SAK Series, End plate, yellow, 2 mm
14376 | 205400000 | EP 2 SAKG46/32 HP/TF/GE | SAK Series, End plate, yellow, 2 mm
14377 | 211360000 | AP SAKR BE | SAK Series, End plate, 1.5 mm, beige, Direct mounting
14378 | 211380000 | AP SAKR BL | SAK Series, End plate, 1.5 mm, blue, Direct mounting
14379 | 240600000 | ZU 1 | Accessories, Strain relief
14380 | 244060000 | WGK 16/Z BK BX | OMNIMATE Power - series WGK, Feed-through terminal, Rated cross-section: 16 mm², Wemid (PA)
14381 | 258660000 | EW 35/SCHA/M3 | Accessories, End bracket
14382 | 270460000 | AP RSF3 | SAK Series, End plate, 3 mm, beige, Direct mounting
14383 | 273400000 | AD 3 SAK35 | SAK Series, cover plate, yellow, 48 mm
14384 | 285300000 | AD 4 SAK4 | SAK Series, cover plate, yellow, 25.6 mm
14385 | 294460000 | AP AKZ4 | SAK Series, End plate, 1.5 mm, beige, Direct mounting
14386 | 303400000 | AD 4 AKZ4 | SAK Series, cover plate, yellow, 20 mm
14387 | 318560000 | TW AKZ2.5 | SAK Series, Partition plate, 1.5 mm, beige, Direct mounting
14388 | 348260000 | TW AKZ4 | SAK Series, Partition plate, 0.6 mm, dark beige, Used between terminals
14389 | 428910000 | AAP21 10 LO RD | Supply terminal, PUSH IN, 10 mm², 250 V, 57 A, dark beige
14390 | 447260000 | AP ST5 | SAK Series, End plate, 1.5 mm, beige, Direct mounting
14391 | 477660000 | TW ST5 PA/BE | SAK Series, Partition plate, 1.5 mm, beige, Direct mounting
14392 | 569660000 | ZB 16/6K GE/GN | Accessories, Clamping yoke for busbar, Rated cross-section: Clamping yoke, PA, Green/yellow, Feed-through (bushing)
14393 | 697360000 | AP AKZ2.5 | SAK Series, End plate, 2.5 mm, beige, Direct mounting
14394 | 1002690000 | KLIPPON STB 1 SS | Klippon STB (Small Terminal Box), Empty enclosure, stainless steel enclosure, Height: 120 mm, Width: 120 mm, Depth: 80 mm, Material: Stainless steel 1.4404 (316L), Mirror polished, silver
14395 | 1002700000 | KLIPPON STB 5 SS | Klippon STB (Small Terminal Box), Empty enclosure, stainless steel enclosure, Height: 160 mm, Width: 380 mm, Depth: 120 mm, Material: Stainless steel 1.4404 (316L), Mirror polished, silver
14396 | 1002710000 | KLIPPON STB 4 SS | Klippon STB (Small Terminal Box), Empty enclosure, stainless steel enclosure, Height: 250 mm, Width: 250 mm, Depth: 120 mm, Material: Stainless steel 1.4404 (316L), Mirror polished, silver
14397 | 1002720000 | KLIPPON STB 3 SS | Klippon STB (Small Terminal Box), Empty enclosure, stainless steel enclosure, Height: 190 mm, Width: 190 mm, Depth: 100 mm, Material: Stainless steel 1.4404 (316L), Mirror polished, silver
14398 | 1002730000 | KLIPPON STB 2.1 SS | Klippon STB (Small Terminal Box), Empty enclosure, stainless steel enclosure, Height: 190 mm, Width: 150 mm, Depth: 90 mm, Material: Stainless steel 1.4404 (316L), Mirror polished, silver
14399 | 1002740000 | KLIPPON STB 2 SS | Klippon STB (Small Terminal Box), Empty enclosure, stainless steel enclosure, Height: 150 mm, Width: 150 mm, Depth: 90 mm, Material: Stainless steel 1.4404 (316L), Mirror polished, silver
14400 | 1002750000 | KLIPPON STB 1.1 SS | Klippon STB (Small Terminal Box), Empty enclosure, stainless steel enclosure, Height: 150 mm, Width: 120 mm, Depth: 80 mm, Material: Stainless steel 1.4404 (316L), Mirror polished, silver
14401 | 1002760000 | KLIPPON STB 6 SS | Klippon STB (Small Terminal Box), Empty enclosure, stainless steel enclosure, Height: 250 mm, Width: 400 mm, Depth: 130 mm, Material: Stainless steel 1.4404 (316L), Mirror polished, silver
14402 | 1009090000 | HDC 16B DODQ 2QB | HDC enclosures, Size: 6, Protection degree: IP65 (in plugged condition), Cover for lower part of housing, Side-locking clamp on upper side, Standard
14403 | 1009100000 | HDC 24B DODQ 2QB | HDC enclosures, Size: 8, Protection degree: IP65 (in plugged condition), Cover for lower part of housing, Side-locking clamp on upper side, Standard
14404 | 1009740000 | VG 7-SS 68 KB 3-6.5 | VG S (standard stainless steel cable gland), Cable glands, PG 7, 6 mm, OD min. 3 - OD max. 6.5 mm, Stainless steel 1.4305 (303)
14405 | 1009750000 | VG 9-SS 68 KB 4-8 | VG S (standard stainless steel cable gland), Cable glands, PG 9, 6 mm, OD min. 4 - OD max. 8 mm, Stainless steel 1.4305 (303)
14406 | 1009760000 | VG 11-SS 68 KB 5-10 | VG S (standard stainless steel cable gland), Cable glands, PG 11, 6 mm, OD min. 5 - OD max. 10 mm, Stainless steel 1.4305 (303)
14407 | 1009780000 | VG 16-SS 68 KB 10-14 | VG S (standard stainless steel cable gland), Cable glands, PG 16, 6.5 mm, OD min. 10 - OD max. 14 mm, Stainless steel 1.4305 (303)
14408 | 1009790000 | VG 21-SS 68 KB 13-18 | VG S (standard stainless steel cable gland), Cable glands, PG 21, 7.2 mm, OD min. 13 - OD max. 18 mm, Stainless steel 1.4305 (303)
14409 | 1009800000 | VG 29-SS 68 KB 18-25 | VG S (standard stainless steel cable gland), Cable glands, PG 29, 8 mm, OD min. 18 - OD max. 25 mm, Stainless steel 1.4305 (303)
14410 | 1009810000 | VG 36-SS 68 KB 22-32 | VG S (standard stainless steel cable gland), Cable glands, PG 36, 9 mm, OD min. 22 - OD max. 32 mm, Stainless steel 1.4305 (303)
14411 | 1009840000 | VGM12-SS 68 KB 3-6.5 | VG S (standard stainless steel cable gland), Cable glands, M 12, 6 mm, OD min. 3 - OD max. 6.5 mm, Stainless steel 1.4305 (303)
14412 | 1009850000 | VGM16-SS 68 KB 4-8 | VG S (standard stainless steel cable gland), Cable glands, M 16, 7 mm, OD min. 4 - OD max. 8 mm, Stainless steel 1.4305 (303)
14413 | 1009860000 | VGM20-SS 68 KB 6-12 | VG S (standard stainless steel cable gland), Cable glands, M 20, 8 mm, OD min. 6 - OD max. 12 mm, Stainless steel 1.4305 (303)
14414 | 1009870000 | VGM25-SS 68 KB 10-14 | VG S (standard stainless steel cable gland), Cable glands, M 25, 8 mm, OD min. 10 - OD max. 14 mm, Stainless steel 1.4305 (303)
14415 | 1009880000 | VGM32-SS 68 KB 13-18 | VG S (standard stainless steel cable gland), Cable glands, M 32, 9 mm, OD min. 13 - OD max. 18 mm, Stainless steel 1.4305 (303)
14416 | 1009890000 | VGM40-SS 68 KB 18-25 | VG S (standard stainless steel cable gland), Cable glands, M 40, 9 mm, OD min. 18 - OD max. 25 mm, Stainless steel 1.4305 (303)
14417 | 1009900000 | VGM50-SS 68 KB 22-32 | VG S (standard stainless steel cable gland), Cable glands, M 50, 9 mm, OD min. 22 - OD max. 32 mm, Stainless steel 1.4305 (303)
14418 | 1009910000 | VGM63-SS 68 KB 34-44 | VG S (standard stainless steel cable gland), Cable glands, M 63, 14 mm, OD min. 34 - OD max. 44 mm, Stainless steel 1.4305 (303)
14419 | 1023040000 | HDC HD 25 MC Z | HDC insert, Pin, 250 V, 10 A, Number of poles: 25, Crimp connection, Size: 5, 7
14420 | 1023050000 | HDC HD 25 FC Z | HDC insert, Female, 250 V, 10 A, Number of poles: 25, Crimp connection, Size: 5, 7
14421 | 1023210000 | HDC S4/0 FS | HDC insert, Female, 830 V, 80 A, Number of poles: 4, Screw connection, Size: 6
14422 | 1023220000 | HDC S4/0 MS | HDC insert, Male, 830 V, 80 A, Number of poles: 4, Screw connection, Size: 6
14423 | 1023230000 | HDC S4/2 FS | HDC insert, Female, 830 V, 80 A, Number of poles: 6, Screw connection, Size: 6
14424 | 1023240000 | HDC S4/2 MS | HDC insert, Male, 830 V, 80 A, Number of poles: 6, Screw connection, Size: 6
14425 | 1023250000 | HDC S4/8 FS | HDC insert, Female, 400 V, 80 A, Number of poles: 12, Screw connection, Size: 8
14426 | 1023260000 | HDC S4/8 MS | HDC insert, Male, 400 V, 80 A, Number of poles: 12, Screw connection, Size: 8
14427 | 1023270000 | HDC S8/24 FC | HDC insert, Female, 400 V, 16 A, Number of poles: 32, Crimp connection, Size: 4
14428 | 1023290000 | HDC S8/24 MC | HDC insert, Pin, 400 V, 16 A, Number of poles: 32, Crimp connection, Size: 4
14429 | 1023310000 | HDC S6/36 FC | HDC insert, Female, 690 V, 40 A, Number of poles: 42, Crimp connection, Size: 6
14430 | 1023320000 | HDC S6/36 MC | HDC insert, Pin, 690 V, 40 A, Number of poles: 42, Crimp connection, Size: 6
14431 | 1023330000 | HDC S12/2 FC | HDC insert, Female, 690 V, 40 A, Number of poles: 14, Crimp connection, Size: 6
14432 | 1023340000 | HDC S12/2 MC | HDC insert, Pin, 690 V, 40 A, Number of poles: 14, Crimp connection, Size: 6
14433 | 1023350000 | HDC S8/0 FAS | HDC insert, Female, 690 V, 110 A, Number of poles: 8, Axial screw connection, Size: 8
14434 | 1023360000 | HDC S8/0 MAS | HDC insert, Male, 690 V, 110 A, Number of poles: 8, Axial screw connection, Size: 8
14435 | 1024970000 | KLIPPON STB 1 MS HT | Klippon STB (Small Terminal Box), Empty enclosure, Sheet steel enclosure, Height: 120 mm, Width: 120 mm, Depth: 80 mm, Material: Sheet steel, Powder-coated, Pebble grey
14436 | 1024980000 | KLIPPON STB 1.1 MS HT | Klippon STB (Small Terminal Box), Empty enclosure, Sheet steel enclosure, Height: 150 mm, Width: 120 mm, Depth: 80 mm, Material: Sheet steel, Powder-coated, Pebble grey
14437 | 1024990000 | KLIPPON STB 2 MS HT | Klippon STB (Small Terminal Box), Empty enclosure, Sheet steel enclosure, Height: 150 mm, Width: 150 mm, Depth: 90 mm, Material: Sheet steel, Powder-coated, Pebble grey
14438 | 1025010000 | KLIPPON STB 2.1 MS HT | Klippon STB (Small Terminal Box), Empty enclosure, Sheet steel enclosure, Height: 190 mm, Width: 150 mm, Depth: 90 mm, Material: Sheet steel, Powder-coated, Pebble grey
14439 | 1025020000 | KLIPPON STB 3 MS HT | Klippon STB (Small Terminal Box), Empty enclosure, Sheet steel enclosure, Height: 190 mm, Width: 190 mm, Depth: 100 mm, Material: Sheet steel, Powder-coated, Pebble grey
14440 | 1025030000 | KLIPPON STB 4 MS HT | Klippon STB (Small Terminal Box), Empty enclosure, Sheet steel enclosure, Height: 250 mm, Width: 250 mm, Depth: 120 mm, Material: Sheet steel, Powder-coated, Pebble grey
14441 | 1025040000 | KLIPPON STB 5 MS HT | Klippon STB (Small Terminal Box), Empty enclosure, Sheet steel enclosure, Height: 160 mm, Width: 380 mm, Depth: 120 mm, Material: Sheet steel, Powder-coated, Pebble grey
14442 | 1025050000 | KLIPPON STB 6 MS HT | Klippon STB (Small Terminal Box), Empty enclosure, Sheet steel enclosure, Height: 250 mm, Width: 400 mm, Depth: 130 mm, Material: Sheet steel, Powder-coated, Pebble grey
14443 | 1027160000 | TW AKZ4 GN | SAK Series, Partition plate, 0.6 mm, green, Direct mounting
14444 | 1044080000 | HÜLSE REMOVAL TOOL CM 3 | Accessories, Accessories
14445 | 1044090000 | HÜLSE REMOVAL TOOL CM 5 | Accessories, Accessories
14446 | 1044100000 | HUELSE REMOVAL TOOL HD | Accessories, Accessories
14447 | 1049200000 | PAP PDU6/10 BL | P-series, End plate, blue, 2.5 mm
14448 | 1049210000 | PAP 2.5/4 BL | P-series, End plate, blue, 2.5 mm
14449 | 1052290000 | PAP 2.5/4/4AN BL | P-series, End plate, blue, 2.5 mm
14450 | 1052300000 | PAP 2.5/4/3AN BL | P-series, End plate, blue, 2.5 mm
14451 | 1058810000 | KLIPPON STB 1 SS E | Klippon STB (Small Terminal Box), Empty enclosure, stainless steel enclosure, Height: 120 mm, Width: 120 mm, Depth: 80 mm, Material: Stainless steel 1.4404 (316L), electropolished, silver
14452 | 1058820000 | KLIPPON STB 1.1 SS E | Klippon STB (Small Terminal Box), Empty enclosure, stainless steel enclosure, Height: 150 mm, Width: 120 mm, Depth: 80 mm, Material: Stainless steel 1.4404 (316L), electropolished, silver
14453 | 1058830000 | KLIPPON STB 2 SS E | Klippon STB (Small Terminal Box), Empty enclosure, stainless steel enclosure, Height: 150 mm, Width: 150 mm, Depth: 90 mm, Material: Stainless steel 1.4404 (316L), electropolished, silver
14454 | 1058840000 | KLIPPON STB 2.1 SS E | Klippon STB (Small Terminal Box), Empty enclosure, stainless steel enclosure, Height: 190 mm, Width: 150 mm, Depth: 90 mm, Material: Stainless steel 1.4404 (316L), electropolished, silver
14455 | 1058850000 | KLIPPON STB 3 SS E | Klippon STB (Small Terminal Box), Empty enclosure, stainless steel enclosure, Height: 190 mm, Width: 190 mm, Depth: 100 mm, Material: Stainless steel 1.4404 (316L), electropolished, silver
14456 | 1058860000 | KLIPPON STB 4 SS E | Klippon STB (Small Terminal Box), Empty enclosure, stainless steel enclosure, Height: 250 mm, Width: 250 mm, Depth: 120 mm, Material: Stainless steel 1.4404 (316L), electropolished, silver
14457 | 1058870000 | KLIPPON STB 6 SS E | Klippon STB (Small Terminal Box), Empty enclosure, stainless steel enclosure, Height: 250 mm, Width: 400 mm, Depth: 130 mm, Material: Stainless steel 1.4404 (316L), electropolished, silver
14458 | 1058880000 | KLIPPON STB 5 SS E | Klippon STB (Small Terminal Box), Empty enclosure, stainless steel enclosure, Height: 160 mm, Width: 380 mm, Depth: 120 mm, Material: Stainless steel 1.4404 (316L), electropolished, silver
14459 | 1059110000 | ZZE ZP2.5/4/K | Z-series, Strain relief
14460 | 1059170000 | FPL 4G2.5/PD/F/3+3 | FieldPower®, Cable, Number of wires: 4, Ölflex Classic 110 4G2.5 or similar, Cross-section: 2.5 mm² , 3 m, 3 m
14461 | 1059190000 | FPL 4G2.5/P/F/3 | FieldPower®, Cable, Number of wires: 4, Ölflex Classic 110 4G2.5 or similar, Cross-section: 2.5 mm² , 3 m
14462 | 1067100000 | WTW WFF35 | Bolt-type screw terminals, Partition plate, grey, 2 mm
14463 | 1067200000 | WTW WFF70 | Bolt-type screw terminals, Partition plate, grey, 2 mm
14464 | 1067300000 | WTW WFF120 | Bolt-type screw terminals, Partition plate, grey, 2 mm
14465 | 1067400000 | WTW WFF185/300 | Bolt-type screw terminals, Partition plate, grey, 2 mm
14466 | 1068160000 | WBB WDU1.5/BL... | W-Series, Fixing bracket, orange, 5 mm
14467 | 1071900000 | EW 15/2 | Accessories, End bracket
14468 | 1072660000 | WBB WDK2.5/BL5.08 | W-Series, Fixing bracket, orange, 5 mm
14469 | 1073000000 | WAP WFF120 | Bolt-type screw terminals, cover plate, dark beige, 2 mm
14470 | 1074600000 | WAP WTR2.5/ZZ | W-Series, End plate
14471 | 1079900000 | WSH 4 MT | Accessories, Rail support, metal
14472 | 1083100000 | WSH 18 MT | Accessories, Rail support, metal
14473 | 1083200000 | WSH 19 MT | Accessories, Rail support, metal
14474 | 1084080000 | WAP WDK2.5/4 N BL | W-Series, End plate
14475 | 1107761001 | RSM 8R 24VDC LP GEM.- | RSM-Series, Relay module, Number of contacts: 8, CO contact AgNi 90/10, Rated control voltage: 24 V DC, Continuous current: 6 A, Screw connection, Test button available: No
14476 | 1107861001 | RSM 16R 24VDC LP GEM.- | RSM-Series, Relay module, Number of contacts: 16, CO contact AgNi 90/10, Rated control voltage: 24 V DC, Continuous current: 6 A, Screw connection, Test button available: No
14477 | 1112361001 | RSM 4R 24VDC LP GEM.- | RSM-Series, Relay module, Number of contacts: 4, CO contact AgNi 90/10, Rated control voltage: 24 V DC, Continuous current: 6 A, Screw connection, Test button available: No
14478 | 1113361001 | RSM 4RS 24VDC LP GEM.- | RSM-Series, Relay module, Number of contacts: 4, CO contact AgNi 90/10, Rated control voltage: 24 V DC, Continuous current: 6 A, Screw connection, Test button available: No
14479 | 1113461001 | RSM 4RS 24VDC LP GEM.+ | RSM-Series, Relay module, Number of contacts: 4, CO contact AgNi 90/10, Rated control voltage: 24 V DC, Continuous current: 6 A, Screw connection, Test button available: No
14480 | 1113561001 | RSM 8RS 24VDC LP GEM.- | RSM-Series, Relay module, Number of contacts: 8, CO contact AgNi 90/10, Rated control voltage: 24 V DC, Continuous current: 6 A, Screw connection, Test button available: No
14481 | 1113661001 | RSM 8RS 24VDC GEM.+ | RSM-Series, Relay module, Number of contacts: 8, CO contact AgNi 90/10, Rated control voltage: 24 V DC, Continuous current: 6 A, Screw connection, Test button available: No
14482 | 1113761001 | RSM 16RS 24VDC GEM.- | RSM-Series, Relay module, Number of contacts: 16, CO contact AgNi 90/10, Rated control voltage: 24 V DC, Continuous current: 6 A, Screw connection, Test button available: No
14483 | 1113861001 | RSM 16RS 24VDC LP GEM.+ | RSM-Series, Relay module, Number of contacts: 16, CO contact AgNi 90/10, Rated control voltage: 24 V DC, Continuous current: 6 A, Screw connection, Test button available: No
14484 | 1114561001 | RSM 4RS 115VUC LP | RSM-Series, Relay module, Number of contacts: 4, CO contact AgNi 90/10, Rated control voltage: 115 V AC / DC, Continuous current: 6 A, Screw connection, Test button available: No
14485 | 1114661001 | RSM 8RS 115VUC LP | RSM-Series, Relay module, Number of contacts: 8, CO contact AgNi 90/10, Rated control voltage: 115 V AC / DC, Continuous current: 6 A, Screw connection, Test button available: No
14486 | 1114761001 | RSM 16RS 115VUC LP | RSM-Series, Relay module, Number of contacts: 16, CO contact AgNi 90/10, Rated control voltage: 115 V AC / DC, Continuous current: 6 A, Screw connection, Test button available: No
14487 | 1114861001 | RSM 4RS 230VAC LP | RSM-Series, Relay module, Number of contacts: 4, CO contact AgNi 90/10, Rated control voltage: 230 V AC, Continuous current: 3 A, Screw connection, Test button available: No
14488 | 1114961001 | RSM 8RS 230VAC LP | RSM-Series, Relay module, Number of contacts: 8, CO contact AgNi 90/10, Rated control voltage: 230 V AC, Continuous current: 3 A, Screw connection, Test button available: No
14489 | 1115061001 | RSM 16RS 230VAC LP | RSM-Series, Relay module, Number of contacts: 16, CO contact AgNi 90/10, Rated control voltage: 230 V AC, Continuous current: 3 A, Screw connection, Test button available: No
14490 | 1173461001 | RSM 4RS 24VUC LP | RSM-Series, Relay module, Number of contacts: 4, CO contact AgNi 90/10, Rated control voltage: 24 V AC / DC, Continuous current: 6 A, Screw connection, Test button available: No
14491 | 1173561001 | RSM 8RS 24VUC LP | RSM-Series, Relay module, Number of contacts: 8, CO contact AgNi 90/10, Rated control voltage: 24 V AC / DC, Continuous current: 6 A, Screw connection, Test button available: No
14492 | 1200000000 | HDC HE 6 MS | HDC insert, Male, 500 V, 24 A, Number of poles: 6, Screw connection, Size: 3
14493 | 1200200000 | HDC HE 6 FS | HDC insert, Female, 500 V, 24 A, Number of poles: 6, Screw connection, Size: 3
14494 | 1200400000 | HDC HE 6 MC | HDC insert, Male, 500 V, 24 A, Number of poles: 6, Crimp connection, Size: 3
14495 | 1201000000 | HDC HE 6 FC | HDC insert, Female, 500 V, 24 A, Number of poles: 6, Crimp connection, Size: 3
14496 | 1203900000 | HDC HE 10 MS | HDC insert, Male, 500 V, 16 A, Number of poles: 10, Screw connection, Size: 4
14497 | 1204100000 | HDC HE 10 FS | HDC insert, Female, 500 V, 16 A, Number of poles: 10, Screw connection, Size: 4
14498 | 1204300000 | HDC HE 10 MC | HDC insert, Male, 500 V, 16 A, Number of poles: 10, Crimp connection, Size: 4
14499 | 1204400000 | HDC HE 10 FC | HDC insert, Female, 500 V, 16 A, Number of poles: 10, Crimp connection, Size: 4
14500 | 1207500000 | HDC HE 16 MS | HDC insert, Male, 500 V, 16 A, Number of poles: 16, Screw connection, Size: 6
14501 | 1207700000 | HDC HE 16 FS | HDC insert, Female, 500 V, 16 A, Number of poles: 16, Screw connection, Size: 6
14502 | 1207900000 | HDC HE 16 MC | HDC insert, Male, 500 V, 16 A, Number of poles: 16, Crimp connection, Size: 6
14503 | 1208000000 | HDC HE 16 FC | HDC insert, Female, 500 V, 16 A, Number of poles: 16, Crimp connection, Size: 6
14504 | 1211100000 | HDC HE 24 MS | HDC insert, Male, 500 V, 16 A, Number of poles: 24, Screw connection, Size: 8
14505 | 1211300000 | HDC HE 24 FS | HDC insert, Female, 500 V, 16 A, Number of poles: 24, Screw connection, Size: 8
14506 | 1211500000 | HDC HE 24 MC | HDC insert, Male, 500 V, 16 A, Number of poles: 24, Crimp connection, Size: 8
14507 | 1211600000 | HDC HE 24 FC | HDC insert, Female, 500 V, 16 A, Number of poles: 24, Crimp connection, Size: 8
14508 | 1215700000 | HDC HE 16 MS 17-32 | HDC insert, Male, 500 V, 16 A, Number of poles: 16, Screw connection, Size: 6
14509 | 1216100000 | HDC HE 16 FS 17-32 | HDC insert, Female, 500 V, 16 A, Number of poles: 16, Screw connection, Size: 6
14510 | 1216500000 | HDC HE 16 MC 17-32 | HDC insert, Male, 500 V, 16 A, Number of poles: 16, Crimp connection, Size: 6
14511 | 1216700000 | HDC HE 16 FC 17-32 | HDC insert, Female, 500 V, 16 A, Number of poles: 16, Crimp connection, Size: 6
14512 | 1220800000 | HDC HE 24 MS 25-48 | HDC insert, Male, 500 V, 16 A, Number of poles: 24, Screw connection, Size: 8
14513 | 1221200000 | HDC HE 24 FS 25-48 | HDC insert, Female, 500 V, 16 A, Number of poles: 24, Screw connection, Size: 8
14514 | 1226400000 | HDC HE 24 MC 25-48 | HDC insert, Male, 500 V, 16 A, Number of poles: 24, Crimp connection, Size: 8
14515 | 1226600000 | HDC HE 24 FC 25-48 | HDC insert, Female, 500 V, 16 A, Number of poles: 24, Crimp connection, Size: 8
14516 | 1378160000 | ADP 4/300 | SAK Series, Cover profile, Transparent, 300 mm
14517 | 1430800000 | HDC COS 32 | Heavy-duty connectors, Accessories, Coding System
14518 | 1430900000 | HDC COS 24 | Heavy-duty connectors, Accessories, Coding System
14519 | 1431000000 | HDC COS 16 | Heavy-duty connectors, Accessories, Coding System
14520 | 1498700000 | HDC HSB 6 MS | HDC insert, Male, 400 V, 35 A, Number of poles: 6, Screw connection, Size: 6
14521 | 1498800000 | HDC HSB 6 MS 7 - 12 | HDC insert, Pin, 400 V, 35 A, Number of poles: 6, Screw connection, Size: 6
14522 | 1498900000 | HDC HSB 6 FS | HDC insert, Female, 400 V, 35 A, Number of poles: 6, Screw connection, Size: 6
14523 | 1499000000 | HDC HSB 6 FS 7 - 12 | HDC insert, Female, 400 V, 35 A, Number of poles: 6, Screw connection, Size: 6
14524 | 1595220000 | DSTV TS 6-24 | Heavy-duty connectors, Accessories, Terminal rail mounting system
14525 | 1601710000 | HDC HD 40 MC | HDC insert, Male, 250 V, 10 A, Number of poles: 40, Crimp connection, Size: 6
14526 | 1601720000 | HDC HD 64 MC | HDC insert, Male, 250 V, 10 A, Number of poles: 64, Crimp connection, Size: 8
14527 | 1601730000 | HDC HD 40 FC | HDC insert, Female, 250 V, 10 A, Number of poles: 40, Crimp connection, Size: 6
14528 | 1601740000 | HDC HD 64 FC | HDC insert, Female, 250 V, 10 A, Number of poles: 64, Crimp connection, Size: 8
14529 | 1615280000 | AP MAK2.5 | SAK Series, End plate, 1.5 mm, beige
14530 | 1650570000 | HDC HD 7 MC | HDC insert, Male, 250 V, 10 A, Number of poles: 7, Crimp connection, Size: 1
14531 | 1650580000 | HDC HD 7 FC | HDC insert, Female, 250 V, 10 A, Number of poles: 7, Crimp connection, Size: 1
14532 | 1650590000 | HDC HD 8 MC | HDC insert, Male, 50 V, 10 A, Number of poles: 8, Crimp connection, Size: 1
14533 | 1650600000 | HDC HD 8 FC | HDC insert, Female, 50 V, 10 A, Number of poles: 8, Crimp connection, Size: 1
14534 | 1650650000 | HDC HD 15 MC | HDC insert, Male, 250 V, 10 A, Number of poles: 15, Crimp connection, Size: 2
14535 | 1650660000 | HDC HD 15 FC | HDC insert, Female, 250 V, 10 A, Number of poles: 15, Crimp connection, Size: 2
14536 | 1650710000 | HDC HD 16 MC | HDC insert, Pin, 250 V, 10 A, Number of poles: 16, Crimp connection, Size: 3
14537 | 1650720000 | HDC HD 16 FC | HDC insert, Female, 250 V, 10 A, Number of poles: 16, Crimp connection, Size: 3
14538 | 1650810000 | HDC HD 25 MC | HDC insert, Male, 250 V, 10 A, Number of poles: 25, Crimp connection, Size: 5
14539 | 1650820000 | HDC HD 25 FC | HDC insert, Female, 250 V, 10 A, Number of poles: 25, Crimp connection, Size: 5
14540 | 1650870000 | HDC HD 24 MC | HDC insert, Pin, 250 V, 10 A, Number of poles: 24, Crimp connection, Size: 4
14541 | 1650890000 | HDC HD 24 FC | HDC insert, Female, 250 V, 10 A, Number of poles: 24, Crimp connection, Size: 4
14542 | 1651150000 | HDC HDD 24 MC | HDC insert, Male, 250 V, 10 A, Number of poles: 24, Crimp connection, Size: 3
14543 | 1651160000 | HDC HDD 24 FC | HDC insert, Female, 250 V, 10 A, Number of poles: 24, Crimp connection, Size: 3
14544 | 1651170000 | HDC HDD 42 MC | HDC insert, Male, 250 V, 10 A, Number of poles: 42, Crimp connection, Size: 4
14545 | 1651180000 | HDC HDD 42 FC | HDC insert, Female, 250 V, 10 A, Number of poles: 42, Crimp connection, Size: 4
14546 | 1651190000 | HDC HDD 72 MC | HDC insert, Male, 250 V, 10 A, Number of poles: 72, Crimp connection, Size: 6
14547 | 1651200000 | HDC HDD 72 FC | HDC insert, Female, 250 V, 10 A, Number of poles: 72, Crimp connection, Size: 6
14548 | 1651210000 | HDC HDD 108 MC | HDC insert, Male, 250 V, 10 A, Number of poles: 108, Crimp connection, Size: 8
14549 | 1651220000 | HDC HDD 108 FC | HDC insert, Female, 250 V, 10 A, Number of poles: 108, Crimp connection, Size: 8
14550 | 1651240000 | HDC HDD 72 MC 73-144 | HDC insert, Male, 250 V, 10 A, Number of poles: 72, Crimp connection, Size: 6
14551 | 1651260000 | HDC HDD 72 FC 73-144 | HDC insert, Female, 250 V, 10 A, Number of poles: 72, Crimp connection, Size: 6
14552 | 1651280000 | HDC HDD 108 MC 109-216 | HDC insert, Male, 250 V, 10 A, Number of poles: 108, Crimp connection, Size: 8
14553 | 1651300000 | HDC HDD 108 FC 109-216 | HDC insert, Female, 250 V, 10 A, Number of poles: 108, Crimp connection, Size: 8
14554 | 1651310000 | HDC HVE 3+2 MS | HDC insert, Pin, 830 V, 20 A, Number of poles: 5, Screw connection, Size: 4
14555 | 1651320000 | HDC HVE 3+2 FS | HDC insert, Female, 830 V, 20 A, Number of poles: 5, Screw connection, Size: 4
14556 | 1651330000 | HDC HVE 6+2 MS | HDC insert, Male, 830 V, 20 A, Number of poles: 8, Screw connection, Size: 6
14557 | 1651340000 | HDC HVE 6+2 FS | HDC insert, Female, 830 V, 20 A, Number of poles: 8, Screw connection, Size: 6
14558 | 1651350000 | HDC HVE 10+2 MS | HDC insert, Male, 830 V, 20 A, Number of poles: 12, Screw connection, Size: 8
14559 | 1651360000 | HDC HVE 10+2 FS | HDC insert, Female, 830 V, 20 A, Number of poles: 12, Screw connection, Size: 8
14560 | 1664330000 | ABD-2-GR | Heavy-duty connectors, Accessories, cover plate, Size: 2, Plastic, grey
14561 | 1664350000 | ABD-3-GR | Heavy-duty connectors, Accessories, cover plate, Size: 3, Plastic, grey
14562 | 1664360000 | ABD-4-GR | Heavy-duty connectors, Accessories, cover plate, Size: 4, Plastic, grey
14563 | 1664370000 | ABD-5-GR | Heavy-duty connectors, Accessories, cover plate, Size: 5, Plastic, grey
14564 | 1664390000 | ABD-6-GR | Heavy-duty connectors, Accessories, cover plate, Size: 6, Plastic, grey
14565 | 1664960000 | ABD-8-OR | Heavy-duty connectors, Accessories, cover plate, Size: 8, Plastic, orange
14566 | 1664970000 | ABD-8-GR | Heavy-duty connectors, Accessories, cover plate, Size: 8, Plastic, grey
14567 | 1664990000 | ADP-8/3-GR | Heavy-duty connectors, Accessories, Adapter plate, Size: 8, Plastic, grey, 3
14568 | 1665010000 | ADP-8/4-GR | Heavy-duty connectors, Accessories, Adapter plate, Size: 8, Plastic, grey, 4
14569 | 1665030000 | ADP-8/6-GR | Heavy-duty connectors, Accessories, Adapter plate, Size: 8, Plastic, grey, 6
14570 | 1665200000 | HDC 06B DODL 2BO | HDC enclosures, Size: 3, Protection degree: IP65 (in plugged condition), Cover for lower part of housing, End-locking clamp, lower side, Standard
14571 | 1665210000 | HDC 06B DMDL 1LB | HDC enclosures, Size: 3, Protection degree: IP65 (in plugged condition), Cover for upper part of housing, End-locking clamp, lower side, Standard
14572 | 1665230000 | HDC 10B DODQ 4BO | HDC enclosures, Size: 4, Protection degree: IP65 (in plugged condition), Cover for lower part of housing, Side-locking clamp on lower side, Standard
14573 | 1665240000 | HDC 10B DMDQ 2QB | HDC enclosures, Size: 4, Protection degree: IP65 (in plugged condition), Cover for upper part of housing, Side-locking clamp on lower side, Standard
14574 | 1665250000 | HDC 10B DMDQ 4BO | HDC enclosures, Size: 4, Protection degree: IP65 (in plugged condition), Cover for upper part of housing, Side-locking clamp on upper side, Standard
14575 | 1665260000 | HDC 16B DODQ 4BO | HDC enclosures, Size: 6, Protection degree: IP65 (in plugged condition), Cover for lower part of housing, Side-locking clamp on lower side, Standard
14576 | 1665270000 | HDC 16B DMDQ 2QB | HDC enclosures, Size: 6, Protection degree: IP65 (in plugged condition), Cover for upper part of housing, Side-locking clamp on lower side, Standard
14577 | 1665620000 | HDC 16B DMDQ 4BO | HDC enclosures, Size: 6, Protection degree: IP65 (in plugged condition), Cover for upper part of housing, Side-locking clamp on upper side, Standard
14578 | 1665630000 | HDC 24B DODQ 4BO | HDC enclosures, Size: 8, Protection degree: IP65 (in plugged condition), Cover for lower part of housing, Side-locking clamp on lower side, Standard
14579 | 1665640000 | HDC 24B DMDQ 2QB | HDC enclosures, Size: 8, Protection degree: IP65 (in plugged condition), Cover for upper part of housing, Side-locking clamp on lower side, Standard
14580 | 1665650000 | HDC 24B DMDQ 4BO | HDC enclosures, Size: 8, Protection degree: IP65 (in plugged condition), Cover for upper part of housing, Side-locking clamp on upper side, Standard
14581 | 1665740000 | HDC 04A DODL 2BO | HDC enclosures, Size: 1, Protection degree: IP65 (in plugged condition), Cover for lower part of housing, Side-locking clamp on lower side, Standard
14582 | 1665750000 | HDC 04A DMDL 2BO | HDC enclosures, Size: 1, Protection degree: IP65 (in plugged condition), Cover for lower part of housing, Side-locking clamp on lower side, Standard
14583 | 1665760000 | HDC 07A DODL 2BO | HDC enclosures, Size: 1, Protection degree: IP65 (in plugged condition), Cover for lower part of housing, Side-locking clamp on lower side, Standard
14584 | 1665770000 | HDC 07A DMDL 2BO | HDC enclosures, Size: 1, Protection degree: IP65 (in plugged condition), Cover for lower part of housing, Side-locking clamp on lower side, Standard
14585 | 1665880000 | HDC 10A DMDL 2BO | HDC enclosures, Size: 2, Protection degree: IP65 (in plugged condition), Cover for lower part of housing, End-locking clamp, lower side, Standard
14586 | 1665890000 | HDC 10A DODL 1LB | HDC enclosures, Size: 2, Protection degree: IP65 (in plugged condition), Cover for upper part of housing, End-locking clamp, lower side, Standard
14587 | 1665900000 | HDC 16A DODL 1LB | HDC enclosures, Size: 5, Protection degree: IP65 (in plugged condition), Cover for lower part of housing, End-locking clamp, lower side, Standard
14588 | 1665910000 | HDC 16A DMDL 2BO | HDC enclosures, Size: 5, Protection degree: IP65 (in plugged condition), Cover for upper part of housing, End-locking clamp, lower side, Standard
14589 | 1665920000 | HDC 32A DODQ 4BO | HDC enclosures, Size: 7, Protection degree: IP65 (in plugged condition), Cover for lower part of housing, Side-locking clamp on lower side, Standard
14590 | 1665930000 | HDC 32A DMDQ 2QB | HDC enclosures, Size: 7, Protection degree: IP65 (in plugged condition), Cover for upper part of housing, Side-locking clamp on lower side, Standard
14591 | 1678680000 | ZST | Z-series, Accessories holder
14592 | 1688200000 | HDC-DW-M0D | Tool miscellaneous, Contact Removal Tool
14593 | 1718130000 | ZQV 2.5N/7 SW | Z-series, Cross-connector, For the terminals, Number of poles: 7
14594 | 1739690000 | ZQV 16/2 | Accessories, Cross-connector, 76 A
14595 | 1739700000 | ZQV 35/2 | Accessories, Cross-connector, 125 A
14596 | 1746060000 | MODUFLEX C-CR | Heavy-duty connectors, MODUFLEX C, Modulflex C frame
14597 | 1758360000 | HDC CM 3 MC | Heavy-duty connectors, HDC insert, ConCept module
14598 | 1758370000 | HDC CM 3 FC | Heavy-duty connectors, HDC insert, ConCept module
14599 | 1758380000 | HDC CM 5 MC | Heavy-duty connectors, HDC insert, ConCept module
14600 | 1758390000 | HDC CM 5 FC | Heavy-duty connectors, HDC insert, ConCept module
14601 | 1758400000 | HDC CM 10 MC | Heavy-duty connectors, HDC insert, ConCept module
14602 | 1758410000 | HDC CM 10 FC | Heavy-duty connectors, HDC insert, ConCept module
14603 | 1772970000 | ZAP/Z...16-2/1AN | Z-series, End plate
14604 | 1776040000 | ZAP/TW ZDU1.5/2AN BL | Z-series, End plate, Partition plate
14605 | 1776050000 | ZAP/TW ZDU1.5/2AN OR | Z-series, End plate, Partition plate
14606 | 1776070000 | ZAP/TW ZDU1.5/3AN BL | Z-series, End plate, Partition plate
14607 | 1776080000 | ZAP/TW ZDU1.5/3AN OR | Z-series, End plate, Partition plate
14608 | 1776100000 | ZAP/TW ZDU1.5/4AN BL | Z-series, End plate, Partition plate
14609 | 1776110000 | ZAP/TW ZDU1.5/4AN OR | Z-series, End plate, Partition plate
14610 | 1780890000 | WTW WF10/WF12 | Bolt-type screw terminals, Partition plate, dark beige, 3 mm
14611 | 1780900000 | WTW WF8 | Bolt-type screw terminals, Partition plate, dark beige, 3 mm
14612 | 1781050000 | HA ADP WF6/WF10 | Bolt-type screw terminals, Cover profile, dark beige, 2.2 mm
14613 | 1781220000 | WTW WF6 | Bolt-type screw terminals, Partition plate, dark beige, 3 mm
14614 | 1782340000 | ZAP/TW ZDLD2.5-2N | Z-series, End plate, Partition plate
14615 | 1782350000 | ZAP/TW ZDLD2.5-2N BL | Z-series, End plate, Partition plate
14616 | 1782360000 | ZAP/TW ZDLD2.5-2N OR | Z-series, End plate, Intermediate plate
14617 | 1783410000 | SAI-Y-5S B2-4 2M12 | Y connector, M12 / M12
14618 | 1783420000 | SAI-Y-4-4/2-4 M12/8 | Y-plug, M12 / M8
14619 | 1783430000 | SAI-Y-5S PARA 2M12 | Y-plug, M12 / M12
14620 | 1784740000 | SAIS-M-5/8S M12 5P A-COD | Plugs prefabricated to customer spec., M12, pin, straight
14621 | 1784740002 | SAIBM-4/8S-M12 4P A-ZF | Sockets prefabricated to customer spec., M12, Female socket, straight
14622 | 1784750000 | SAIB-M-5/8S M12 5P A-COD | Sockets prefabricated to customer spec., M12, Female socket, straight
14623 | 1784760000 | SAIEND CAN-M12 5P A-COD | Protected component assemblies, SAI Active, Accessories, Sensor/Actuator plug-in connector
14624 | 1784770000 | SAIEND PB M12 4P B-COD | Protected component assemblies, SAI Active, Accessories, Sensor/Actuator plug-in connector
14625 | 1784780000 | SAIBM 5/8S M12 5P B-COD | Sockets prefabricated to customer spec., M12, Female socket, straight
14626 | 1784790000 | SAISM 5/8S M12 5P B-COD | Plugs prefabricated to customer spec., M12, pin, straight
14627 | 1785100100 | FBC PA M12 M-FM 1M | Bus line, Connecting line, M12 / M12, Number of poles: 2, 1 m, pin, straight - socket, straight, Shielded: Yes, LED: No, Sheath material: PVC, Halogen: Yes
14628 | 1785100150 | FBC PA M12 M-FM 1.5M | Bus line, Connecting line, M12 / M12, Number of poles: 2, 1.5 m, pin, straight - socket, straight, Shielded: Yes, LED: No, Sheath material: PVC, Halogen: Yes
14629 | 1785100200 | FBC PA M12 M-FM 2M | Bus line, Connecting line, M12 / M12, Number of poles: 2, 2 m, pin, straight - socket, straight, Shielded: Yes, LED: No, Sheath material: PVC, Halogen: Yes
14630 | 1785100500 | FBC PA M12 M-FM 5M | Bus line, Connecting line, M12 / M12, Number of poles: 2, 5 m, pin, straight - socket, straight, Shielded: Yes, LED: No, Sheath material: PVC, Halogen: Yes
14631 | 1785101000 | FBC PA M12 M-FM 10M | Bus line, Connecting line, M12 / M12, Number of poles: 2, 10 m, pin, straight - socket, straight, Shielded: Yes, LED: No, Sheath material: PVC, Halogen: Yes
14632 | 1785110100 | FBC PA M12 FM 1M | Bus line, One end without connector, M12, Number of poles: 2, 1 m, Female socket, straight, Shielded: Yes, LED: No, Sheath material: PVC, Halogen: Yes
14633 | 1785110200 | FBC PA M12 FM 2M | Bus line, One end without connector, M12, Number of poles: 2, 2 m, Female socket, straight, Shielded: Yes, LED: No, Sheath material: PVC, Halogen: Yes
14634 | 1785110300 | FBC PA M12 FM 3M | Bus line, One end without connector, M12, Number of poles: 2, 3 m, Female socket, straight, Shielded: Yes, LED: No, Sheath material: PVC, Halogen: Yes
14635 | 1785110400 | FBC PA M12 FM 4M | Bus line, One end without connector, M12, Number of poles: 2, 4 m, Female socket, straight, Shielded: Yes, LED: No, Sheath material: PVC, Halogen: Yes
14636 | 1785110500 | FBC PA M12 FM 5M | Bus line, One end without connector, M12, Number of poles: 2, 5 m, Female socket, straight, Shielded: Yes, LED: No, Sheath material: PVC, Halogen: Yes
14637 | 1785111000 | FBC PA M12 FM 10M | Bus line, One end without connector, M12, Number of poles: 2, 10 m, Female socket, straight, Shielded: Yes, LED: No, Sheath material: PVC, Halogen: Yes
14638 | 1785111500 | FBC PA M12 FM 15M | Bus line, One end without connector, M12, Number of poles: 2, 15 m, Female socket, straight, Shielded: Yes, LED: No, Sheath material: PVC, Halogen: Yes
14639 | 1785112000 | FBC PA M12 FM 20M | Bus line, One end without connector, M12, Number of poles: 2, 20 m, Female socket, straight, Shielded: Yes, LED: No, Sheath material: PVC, Halogen: Yes
14640 | 1785112500 | FBC PA M12 FM 25M | Bus line, One end without connector, M12, Number of poles: 2, 25 m, Female socket, straight, Shielded: Yes, LED: No, Sheath material: PVC, Halogen: Yes
14641 | 1785120100 | FBC PA M12 M 1M | Bus line, One end without connector, M12, Number of poles: 2, 1 m, pin, straight, Shielded: Yes, LED: No, Sheath material: PVC, Halogen: Yes
14642 | 1785120200 | FBC PA M12 M 2M | Bus line, One end without connector, M12, Number of poles: 2, 2 m, pin, straight, Shielded: Yes, LED: No, Sheath material: PVC, Halogen: Yes
14643 | 1785120500 | FBC PA M12 M 5M | Bus line, One end without connector, M12, Number of poles: 2, 5 m, pin, straight, Shielded: Yes, LED: No, Sheath material: PVC, Halogen: Yes
14644 | 1785121000 | FBC PA M12 M 10M | Bus line, One end without connector, M12, Number of poles: 2, 10 m, pin, straight, Shielded: Yes, LED: No, Sheath material: PVC, Halogen: Yes
14645 | 1785130100 | FBCEX PA M12 M-FM 1M | Bus line, Connecting line, M12 / M12, Number of poles: 2, 1 m, pin, straight - socket, straight, Shielded: Yes, LED: No, Sheath material: PVC, Halogen: Yes
14646 | 1785130150 | FBCEX PA M12 M-FM 1.5M | Bus line, Connecting line, M12 / M12, Number of poles: 2, 1.5 m, pin, straight - socket, straight, Shielded: Yes, LED: No, Sheath material: PVC, Halogen: Yes
14647 | 1785130200 | FBCEX PA M12 M-FM 2M | Bus line, Connecting line, M12 / M12, Number of poles: 2, 2 m, pin, straight - socket, straight, Shielded: Yes, LED: No, Sheath material: PVC, Halogen: Yes
14648 | 1785130500 | FBCEX PA M12 M-FM 5M | Bus line, Connecting line, M12 / M12, Number of poles: 2, 5 m, pin, straight - socket, straight, Shielded: Yes, LED: No, Sheath material: PVC, Halogen: Yes
14649 | 1785131000 | FBCEX PA M12 M-FM 10M | Bus line, Connecting line, M12 / M12, Number of poles: 2, 10 m, pin, straight - socket, straight, Shielded: Yes, LED: No, Sheath material: PVC, Halogen: Yes
14650 | 1785140100 | FBCEX PA M12 FM 1M | Bus line, One end without connector, M12, Number of poles: 2, 1 m, Female socket, straight, Shielded: Yes, LED: No, Sheath material: PVC, Halogen: Yes
14651 | 1785140200 | FBCEX PA M12 FM 2M | Bus line, One end without connector, M12, Number of poles: 2, 2 m, Female socket, straight, Shielded: Yes, LED: No, Sheath material: PVC, Halogen: Yes
14652 | 1785140500 | FBCEX PA M12 FM 5M | Bus line, One end without connector, M12, Number of poles: 2, 5 m, Female socket, straight, Shielded: Yes, LED: No, Sheath material: PVC, Halogen: Yes
14653 | 1785141000 | FBCEX PA M12 FM 10M | Bus line, One end without connector, M12, Number of poles: 2, 10 m, Female socket, straight, Shielded: Yes, LED: No, Sheath material: PVC, Halogen: Yes
14654 | 1785141500 | FBCEX PA M12 FM 15M | Bus line, One end without connector, M12, Number of poles: 2, 15 m, Female socket, straight, Shielded: Yes, LED: No, Sheath material: PVC, Halogen: Yes
14655 | 1785142000 | FBCEX PA M12 FM 20M | Bus line, One end without connector, M12, Number of poles: 2, 20 m, Female socket, straight, Shielded: Yes, LED: No, Sheath material: PVC, Halogen: Yes
14656 | 1785142500 | FBCEX PA M12 FM 25M | Bus line, One end without connector, M12, Number of poles: 2, 25 m, Female socket, straight, Shielded: Yes, LED: No, Sheath material: PVC, Halogen: Yes
14657 | 1785150100 | FBCEX PA M12 M 1M | Bus line, One end without connector, M12, Number of poles: 2, 1 m, pin, straight, Shielded: Yes, LED: No, Sheath material: PVC, Halogen: Yes
14658 | 1785150200 | FBCEX PA M12 M 2M | Bus line, One end without connector, M12, Number of poles: 2, 2 m, pin, straight, Shielded: Yes, LED: No, Sheath material: PVC, Halogen: Yes
14659 | 1785150500 | FBCEX PA M12 M 5M | Bus line, One end without connector, M12, Number of poles: 2, 5 m, pin, straight, Shielded: Yes, LED: No, Sheath material: PVC, Halogen: Yes
14660 | 1785151000 | FBCEX PA M12 M 10M | Bus line, One end without connector, M12, Number of poles: 2, 10 m, pin, straight, Shielded: Yes, LED: No, Sheath material: PVC, Halogen: Yes
14661 | 1789750000 | WSH 26 MT | Accessories
14662 | 1789980000 | HDC S4 BAS | HDC insert, Female, 1000 V, 40 A, Number of poles: 4, Axial screw connection, Size: 3
14663 | 1789990000 | HDC S4 SAS | HDC insert, Male, 1000 V, 40 A, Number of poles: 4, Axial screw connection, Size: 3
14664 | 1790000000 | HDC S6 12 SAS | HDC insert, Male, 690 V, 48 A, Number of poles: 18, Axial screw connection, Size: 6
14665 | 1790010000 | HDC S6 12 BAS | HDC insert, Female, 630 V, 48 A, Number of poles: 18, Axial screw connection, Size: 6
14666 | 1790020000 | HDC S6 6 BAS | HDC insert, Female, 690 V, 100 A, Number of poles: 12, Axial screw connection, Size: 8
14667 | 1790030000 | HDC S6 6 SAS | HDC insert, Pin, 690 V, 100 A, Number of poles: 12, Axial screw connection, Size: 8
14668 | 1791050000 | ZAP/TW ZDK2.5-2 | Z-series, End plate, Partition plate
14669 | 1791060000 | ZAP/TW ZDK2.5-2 BL | Z-series, End plate, Partition plate
14670 | 1791070000 | ZAP/TW ZDK2.5-2 OR | Z-series, End plate, Partition plate
14671 | 1791160000 | ZAP/TW ZDK1.5 | Z-series, End plate, Partition plate
14672 | 1795020000 | SAI-IDC-TOOL | Bolting tool
14673 | 1797500000 | HDC RAILMATE HB6 SET | Heavy-duty connectors, Accessories, Terminal rail mounting system
14674 | 1797510000 | HDC RAILMATE HB10 SET | Heavy-duty connectors, Accessories, Terminal rail mounting system
14675 | 1797520000 | HDC RAILMATE HB16 SET | Heavy-duty connectors, Accessories, Terminal rail mounting system
14676 | 1797530000 | HDC RAILMATE HB24 SET | Heavy-duty connectors, Accessories, Terminal rail mounting system
14677 | 1797540000 | HDC RAILMATE HB6 TOP | Heavy-duty connectors, Accessories, Terminal rail mounting system
14678 | 1797550000 | HDC RAILMATE HB10 TOP | Heavy-duty connectors, Accessories, Terminal rail mounting system
14679 | 1797560000 | HDC RAILMATE HB16 TOP | Heavy-duty connectors, Accessories, Terminal rail mounting system
14680 | 1797570000 | HDC RAILMATE HB24 TOP | Heavy-duty connectors, Accessories, Terminal rail mounting system
14681 | 1798260000 | HDC RAILMATE COS 1 SET | Heavy-duty connectors, Accessories, Terminal rail mounting system
14682 | 1798340000 | AP ZDTR2.5 BL | Z-series, End plate
14683 | 1803890000 | ZHP ZDU4/NT SO | Z-series, Fixing plate
14684 | 1803910000 | SAIBW-M-4/8 M12 | Sockets prefabricated to customer spec., M12, Socket, angled
14685 | 1803920000 | SAIBW-M-5/8 M12 | Sockets prefabricated to customer spec., M12, Socket, angled
14686 | 1803930000 | SAISW-M-4/8 M12 | Plugs prefabricated to customer spec., M12, pin, 90°
14687 | 1803940000 | SAISW-M-5/8 M12 | Plugs prefabricated to customer spec., M12, pin, 90°
14688 | 1805610000 | MEW 35/1 | Accessories, End bracket
14689 | 1805960000 | ZAP/TW ZDKPE2.5-2 | Z-series, End plate, Partition plate
14690 | 1806030000 | HDC CM BUS 2BS T PBDP | Heavy-duty connectors, HDC insert, ConCept module
14691 | 1806050000 | HDC CM BUS 2BS T PBDP N | Heavy-duty connectors, HDC insert, ConCept module
14692 | 1806060000 | HDC CM BUS 2SS PBDP | Heavy-duty connectors, HDC insert, ConCept module
14693 | 1807010000 | ZAP ZDU4-2/4AN | Z-series, End plate
14694 | 1807020000 | ZAP ZDU4-2/4AN BL | Z-series, End plate
14695 | 1808170000 | ZAP/TW ZDUA2.5-2N | Z-series, End plate, Partition plate
14696 | 1808830000 | SAISW-4/9-7/8 | Plugs prefabricated to customer spec., 7/8", pin, 90°
14697 | 1808840000 | SAIS-4/9-7/8 | Plugs prefabricated to customer spec., 7/8", pin, straight
14698 | 1814300000 | HDC CM BUS 4BS | Heavy-duty connectors, HDC insert, ConCept module
14699 | 1814310000 | HDC CM BUS 4SS | Heavy-duty connectors, HDC insert, ConCept module
14700 | 1816080000 | ZAP/TW ZT2.5/4AN/2 OR | Z-series, End plate, Partition plate
14701 | 1828380000 | HDC CM 2 MS | Heavy-duty connectors, HDC insert, ConCept module
14702 | 1828390000 | HDC CM 1 MS +PE | Heavy-duty connectors, HDC insert, ConCept module
14703 | 1828400000 | HDC CM 2 FS | Heavy-duty connectors, HDC insert, ConCept module
14704 | 1828410000 | HDC CM 1 FS +PE | Heavy-duty connectors, HDC insert, ConCept module
14705 | 1837070000 | PAP PDL4S | P-series, End plate, dark beige, 1.5 mm
14706 | 1837080000 | PHP PDL SO | P-series, End plate, Fixing plate, blue, 3 mm
14707 | 1837090000 | PHP PDL | P-series, End plate, Fixing plate, blue, 3 mm
14708 | 1855310000 | SAI-SK M5 | Protected component assemblies, Protective cap
14709 | 1856860000 | KOSF ZT4 | Z-series, Coding element, Direct mounting
14710 | 1859570000 | IEPL | I-Series, Accessories, End plate, Intermediate plate, dark beige, 4 mm
14711 | 1866220000 | ZZE ZP2.5/4 | Z-series, Strain relief, yellow, 19.9 mm
14712 | 1866230000 | ZZE ZP2.5/8 | Z-series, Strain relief, yellow, 30.1 mm
14713 | 1866710000 | REMOVAL TOOL CM 3 | Tools, Contact Removal Tool
14714 | 1866720000 | REMOVAL TOOL CM 5 | Tools, Contact Removal Tool
14715 | 1866730000 | REMOVAL TOOL HD | Tools, Contact Removal Tool
14716 | 1866740000 | REMOVAL TOOL CM 20 | Tools, Contact Removal Tool
14717 | 1866750000 | REMOVAL TOOL HE | Tools, Contact Removal Tool
14718 | 1871500000 | WAP WTL6/1 KGR | W-Series, End plate
14719 | 1883210000 | PAP PDL4 | P-series, End plate, dark beige, 1.5 mm
14720 | 1896100000 | PHP PNT 6/10 | P-series, End plate, Fixing plate, blue, 3 mm
14721 | 1896290000 | PAP 16 | P-series, End plate, dark beige, 2.7 mm
14722 | 1896330000 | PAP PDU6/10 | P-series, End plate, dark beige, 2.5 mm
14723 | 1896340000 | PAP PDU6/10/3AN | P-series, End plate, dark beige, 2.5 mm
14724 | 1896380000 | PHP PNT16 | P-series, End plate, Fixing plate, blue, 3 mm
14725 | 1896390000 | PHP PNT 2.5/4 | P-series, End plate, Fixing plate, blue, 3 mm
14726 | 1905070000 | WAP WDU/WTR4/ZR | W-Series, End plate
14727 | 1905150000 | WAP WDU/WTR4/ZZ | W-Series, End plate
14728 | 1906980000 | AP ZRV2.5 | Z-series, End plate, 5.1 mm, dark beige, dark beige, Direct mounting
14729 | 1916150000 | PAD 2.5/4/4 | P-series, Cover, yellow, 5.1 mm
14730 | 1916160000 | PAD 6/10/4 | P-series, Cover, yellow, 5.3 mm
14731 | 1916170000 | PAD 16/4 | P-series, Cover, yellow, 7.3 mm
14732 | 1916400000 | PRH 2.5/4/2 | P-series, Reducing sleeve
14733 | 1916410000 | PRH 2.5/4/1 | P-series, Reducing sleeve
14734 | 1916790000 | PHP PNT 2.5/4 SO | P-series, End plate, Fixing plate, blue, 3 mm
14735 | 1919690000 | PHP PNT16 SO | P-series, End plate, Fixing plate, blue, 3 mm
14736 | 1919710000 | PHP PNT 6/10 SO | P-series, End plate, Fixing plate, blue, 3 mm
14737 | 1919720000 | PAP PDK 2.5/4 | P-series, End plate, dark beige, 2.5 mm
14738 | 1925040000 | WEW WTL 35 | W-Series, End bracket
14739 | 1925870000 | SAIBW-12/9-(TL) | Sockets prefabricated to customer spec., M12, Socket, angled
14740 | 1934160000 | ZAD 9/4 | Z-series, Cover
14741 | 1934680000 | PAP PTR2.5/4 | P-series, End plate, dark beige, 2.5 mm
14742 | 1934690000 | PAP PTR2.5/4/3AN | P-series, End plate, dark beige, 2.5 mm
14743 | 1934700000 | PAP PTR2.5/4/4AN | P-series, End plate, dark beige, 2.5 mm
14744 | 1934890000 | SAIBW-8/9-M12 | Plugs prefabricated to customer spec., M12
14745 | 1939170000 | SAI-SCREWTY TOOL BOX | Bolting tool
14746 | 1939180000 | SAI-SCREWTY BOX | Bolting tool
14747 | 1950280000 | HDC CM RJ45 M | Heavy-duty connectors, HDC insert, ConCept module
14748 | 1950290000 | HDC CM RJ45 F | Heavy-duty connectors, HDC insert, ConCept module
14749 | 1955340000 | SAIEND CAN M8 4P | Protected component assemblies, SAI Active, Accessories, Sensor/Actuator plug-in connector
14750 | 1957710000 | WAP WTL6/1 EN | W-Series, End plate
14751 | 1963690000 | HDC 04A DODL 1LB | HDC enclosures, Size: 1, Protection degree: IP65 (in plugged condition), Cover for upper part of housing, Side-locking clamp on lower side, Standard
14752 | 1968920000 | IE-PP-V05M | Flange-mounted housing, protective cap
14753 | 1968930000 | IE-BP-V05M | Flange-mounted housing, protective cap
14754 | 3073070000 | MOPL K41 STAHL | Klippon K (aluminium empty enclosure), Mounting plate, Mounting plate, Height: 104 mm, Width: 109 mm, Depth: 2 mm, Material: Sheet steel, galvanized, galvanized, silver
14755 | 3073080000 | MOPL K5 STAHL | Klippon K (aluminium empty enclosure), Mounting plate, Mounting plate, Height: 110 mm, Width: 150 mm, Depth: 2 mm, Material: Sheet steel, galvanized, galvanized, silver
14756 | 3073090000 | MOPL K51 STAHL | Klippon K (aluminium empty enclosure), Mounting plate, Mounting plate, Height: 106 mm, Width: 207 mm, Depth: 2 mm, Material: Sheet steel, galvanized, galvanized, silver
14757 | 3073100000 | MOPL K52 STAHL | Klippon K (aluminium empty enclosure), Mounting plate, Mounting plate, Height: 146 mm, Width: 145 mm, Depth: 2 mm, Material: Sheet steel, galvanized, galvanized, silver
14758 | 3073110000 | MOPL K6 STAHL | Klippon K (aluminium empty enclosure), Mounting plate, Mounting plate, Height: 145 mm, Width: 183 mm, Depth: 2 mm, Material: Sheet steel, galvanized, galvanized, silver
14759 | 3073120000 | MOPL K61 STAHL | Klippon K (aluminium empty enclosure), Mounting plate, Mounting plate, Height: 145 mm, Width: 245 mm, Depth: 2 mm, Material: Sheet steel, galvanized, galvanized, silver
14760 | 3073130000 | MOPL K7 STAHL | Klippon K (aluminium empty enclosure), Mounting plate, Mounting plate, Height: 144 mm, Width: 334 mm, Depth: 2 mm, Material: Sheet steel, galvanized, galvanized, silver
14761 | 7904100000 | ZAP/TW 4/3AN | Z-series, End plate, Partition plate
14762 | 7904110000 | ZAP/TW 4/3AN BL | Z-series, End plate, Partition plate
14763 | 7904120000 | ZAP/TW 4/3AN OR | Z-series, End plate, Partition plate
14764 | 7904210000 | ZAP/TW4/4AN | Z-series, End plate, Partition plate
14765 | 7904220000 | ZAP/TW4/4AN BL | Z-series, End plate, Partition plate
14766 | 7904230000 | ZAP/TW4/4AN OR | Z-series, End plate, Partition plate
14767 | 7907380000 | ZAP/TW6/3AN BL | Z-series, End plate, Partition plate
14768 | 7907390000 | ZAP/TW6/3AN OR | Z-series, End plate, Partition plate
14769 | 7917000000 | AP MAK2.5 DB | SAK Series, End plate, 1.5 mm, dark beige, Direct mounting
14770 | 7920080000 | ZQV 16-10 | Accessories, Cross-connector, 76 A
14771 | 7920100000 | ZQV 35-10 | Accessories, Cross-connector, 125 A
14772 | 8425910000 | POS-4P M12 PG13,5 300 MM | Locating plug-in connector, M12, pin, straight, Number of poles: 4
14773 | 8425930000 | POS-4P M12 M20 150MM | Locating plug-in connector, M12, pin, straight, Number of poles: 4
14774 | 8425940000 | POS-4P M12 M20 300MM | Locating plug-in connector, M12, pin, straight, Number of poles: 4
14775 | 8425960000 | SAI-SK-M12 BU | Protected component assemblies, Protective cap
14776 | 8426220000 | FBCON M12 4P FM EMC | Sockets prefabricated to customer spec., M12, Female socket, straight
14777 | 8433290100 | SIM S7/300 FB40 1.0M | Pre-assembled cable, SIM, Siemens S7-300, 40 P
14778 | 8433290300 | SIM S7/300 FB40 3.0M | Pre-assembled cable, SIM, Siemens S7-300, 40 P
14779 | 8433310200 | SIM S7/300 FB4*10 2.0M | Pre-assembled cable, SIM, Siemens S7-300, 40 P
14780 | 8691070000 | SRC CLIP HP | RIDERSERIES RCL, Retaining clip
14781 | 8691090000 | SRC CLIP LP | RIDERSERIES RCL, Retaining clip
14782 | 8691120000 | SRD CLIP M | RIDERSERIES RRD, Retaining clip
14783 | 8692620000 | SRC CLIP HM | RIDERSERIES RCI, Retaining clip
14784 | 8869850000 | RCI314615 | RIDERSERIES RCI, Relay, Number of contacts: 1, CO contact AgNi, Rated control voltage: 115 V AC, Continuous current: 16 A, Plug-in connection, Test button available: No
14785 | 8869930000 | RCI424615 | RIDERSERIES RCI, Relay, Number of contacts: 2, CO contact AgNi, Rated control voltage: 115 V AC, Continuous current: 8 A, Plug-in connection, Test button available: No
14786 | 9003140000 | ERTE ES HTX 138 | Pressing tool, Replacement part
14787 | 9003640000 | MEHA KP SW M-D-SPX | Accessories, Set of cutters
14788 | 9003760000 | MEHA KP LWL M-D-SPX | Accessories, Spare cutting blade
14789 | 9004530000 | DW RSV 1.6 | Tool miscellaneous, Release tool
14790 | 9005720000 | SCHRAUBENDREHER CST | Accessories
14791 | 9005730000 | MESSEREINSATZ CST VARIO | Accessories, Set of cutters
14792 | 9005740000 | MESSERHALTER CST VARIO | Accessories, Cutter holder
14793 | 9005800000 | EINSTELLBLOCK CST | Accessories, Adjustment block
14794 | 9007180000 | ERTE ES CTI 6 | Pressing tool, Replacement part
14795 | 9008320000 | SDS 0.5X3.0X80 | Screwdriver, Screwdriver
14796 | 9008350000 | SDS 1.0X5.5X150 | Screwdriver, Screwdriver
14797 | 9008380000 | SDIS 0.5X3.0X100 | Screwdriver, Screwdriver
14798 | 9008400000 | SDIS 0.8X4.0X100 | Screwdriver, Screwdriver
14799 | 9008410000 | SDIS 1.0X5.5X125 | Screwdriver, Screwdriver
14800 | 9008430000 | SDIS 1.6X8.0X175 | Screwdriver, Screwdriver
14801 | 9008450000 | SDIZ 0.6X3.5X100 | Screwdriver, Blade width (B): 3.5 mm, Blade length: 100 mm, Blade thickness (A): 0.6 mm
14802 | 9008460000 | SDIZ 0.8X4.0X100 | Screwdriver, Blade width (B): 4 mm, Blade length: 100 mm, Blade thickness (A): 0.8 mm
14803 | 9008500000 | SDK PH3 | Screwdriver, Screwdriver
14804 | 9008540000 | SDK PZ2 | Screwdriver, Screwdriver
14805 | 9008580000 | SDIK PH2 | Screwdriver, Screwdriver
14806 | 9008590000 | SDIK PH3 | Screwdriver, Screwdriver
14807 | 9008850000 | SK WSD-S 1,5-10,0 | Mounting tool
14808 | 9008860000 | SKS 2,0-8,0 | Mounting tool
14809 | 9008870000 | SKS 2,0-8,0 MR | socket wrenches
14810 | 9008880000 | TH-S 9-40 | socket wrenches
14811 | 9009030000 | SDS 0.4X2.5X75 | Screwdriver, Screwdriver
14812 | 9009170000 | SD TH15 | Screwdriver, Screwdriver
14813 | 9010110000 | SDS 0.6X3.5X200 | Screwdriver, Screwdriver
14814 | 9011110000 | ERTE ES HTG 58 | Pressing tool, Replacement part
14815 | 9011130000 | ERTE ES HTG 58/59 | Pressing tool, Replacement part
14816 | 9032000000 | MEKA GN CST | Accessories, Cutter cassette
14817 | 9032010000 | MEKA BR CST | Accessories, Cutter cassette
14818 | 9032020000 | MEKA BL CST | Accessories, Cutter cassette
14819 | 9032030000 | MEKA GE CST | Accessories, Cutter cassette
14820 | 9032040000 | MEKA RT CST | Accessories, Cutter cassette
14821 | 9032050000 | MEKA GR CST | Accessories, Cutter cassette
14822 | 9032060000 | SCHA CST | Accessories
14823 | 9032200000 | MEKA OR CST | Accessories, Cutter cassette
14824 | 9032210000 | MEKA HG CST | Accessories, Cutter cassette
14825 | 9032220000 | MEKA SW CST | Accessories, Cutter cassette
14826 | 9050570000 | ERTE ES CTN 25 D4 | Pressing tool, Replacement part
14827 | 9053990000 | ERTE ES HTX 188 | Pressing tool, Replacement part
14828 | 9054030000 | MEHA OB/UN 6² SPX 3 | Accessories, Cutter holder
14829 | 9054080000 | MEHA OB/UN 16² SPX 3 | Accessories, Cutter holder
14830 | 9054550000 | ERTE ES HTN 21 | Pressing tool, Replacement part
14831 | 9202260000 | AIE MULTI-STRIPAX 6-16 | Insert
14832 | 9202270000 | AIE MULTI-STRIPAX 16 SL | Insert
14833 | 9202280000 | AIE MULTI-STRIPAX AWG | Insert
14834 | 9202300000 | AIE MULTI-STRIPAX ASI | Insert
14835 | 9202680000 | ERTE MEHA SPX P | Cutter holder
14836 | 9202810000 | ERTE GRIFFE PZ | Pressing tool, Replacement part
14837 | 9203070000 | ERME MULTI-STRIPAX | Spare cutting blade
14838 | 9203100000 | ERAN MULTI-STRIPAX | Spare stop set
14839 | 9203730000 | AIE MULTI-SPX 0.75-4²SL | Insert
14840 | 9204260000 | ERME AM 16 | Accessories, Spare cutting blade
14841 | 9204340000 | MEKA WS CST | Accessories, Sheathing stripper accessories
14842 | 9204550000 | AIE M-SPX 0.25-1.5 S | Insert
14843 | 9204570000 | AIE M-SPX 1.5-6.0 S | Insert
14844 | 9205770000 | AIE MULTI-STRIPAX GKWLW | Insert
14845 | 9444610000 | RSM-16 24V(-/+) 1CO S | Interface, RSM, 16, RCL, Screw connection
14846 | 9445100000 | RSM-16 C 1CO S | Interface, RSM, 16 compact, RCL, Screw connection
14847 | 9455640000 | FBCON M12 4P M EMC | Plugs prefabricated to customer spec., M12, pin, straight
14848 | 9455650000 | POS-4P M12 PG13,5 150MM | Locating plug-in connector, M12, pin, straight, Number of poles: 4
14849 | 9503330000 | AP KDKS1 | SAK Series, End plate, 1.5 mm, beige, Direct mounting
14850 | 9509630000 | AP KSKM | SAK Series, End plate, 1.5 mm, beige, Direct mounting
14851 | 9535170000 | MPC 07/12/07 7035 | MPC (polycarbonate empty enclosure), Empty enclosure, Height: 75 mm, Width: 125 mm, Depth: 75 mm, Material: Polycarbonate, Light Grey
14852 | 9535180000 | MPC 07/12/07 TRSP | MPC (polycarbonate empty enclosure), Empty enclosure, Height: 75 mm, Width: 125 mm, Depth: 75 mm, Material: Polycarbonate, Light Grey, Transparent
14853 | 9535190000 | MPC 07/12/10 7035 | MPC (polycarbonate empty enclosure), Empty enclosure, Height: 75 mm, Width: 125 mm, Depth: 100 mm, Material: Polycarbonate, Light Grey
14854 | 9535200000 | MPC 07/12/10 TRSP | MPC (polycarbonate empty enclosure), Empty enclosure, Height: 75 mm, Width: 125 mm, Depth: 100 mm, Material: Polycarbonate, Light Grey, Transparent
14855 | 9535210000 | MPC 07/12/12 7035 | MPC (polycarbonate empty enclosure), Empty enclosure, Height: 75 mm, Width: 125 mm, Depth: 125 mm, Material: Polycarbonate, Light Grey
14856 | 9535220000 | MPC 07/12/12 TRSP | MPC (polycarbonate empty enclosure), Empty enclosure, Height: 75 mm, Width: 125 mm, Depth: 125 mm, Material: Polycarbonate, Light Grey, Transparent
14857 | 9535230000 | MPC 12/12/07 7035 | MPC (polycarbonate empty enclosure), Empty enclosure, Height: 125 mm, Width: 125 mm, Depth: 75 mm, Material: Polycarbonate, Light Grey
14858 | 9535240000 | MPC 12/12/07 TRSP | MPC (polycarbonate empty enclosure), Empty enclosure, Height: 125 mm, Width: 125 mm, Depth: 75 mm, Material: Polycarbonate, Light Grey, Transparent
14859 | 9535250000 | MPC 12/12/10 7035 | MPC (polycarbonate empty enclosure), Empty enclosure, Height: 125 mm, Width: 125 mm, Depth: 100 mm, Material: Polycarbonate, Light Grey
14860 | 9535260000 | MPC 12/12/10 TRSP | MPC (polycarbonate empty enclosure), Empty enclosure, Height: 125 mm, Width: 125 mm, Depth: 100 mm, Material: Polycarbonate, Light Grey, Transparent
14861 | 9535270000 | MPC 12/12/12 7035 | MPC (polycarbonate empty enclosure), Empty enclosure, Height: 125 mm, Width: 125 mm, Depth: 125 mm, Material: Polycarbonate, Light Grey
14862 | 9535280000 | MPC 12/12/12 TRSP | MPC (polycarbonate empty enclosure), Empty enclosure, Height: 125 mm, Width: 125 mm, Depth: 125 mm, Material: Polycarbonate, Light Grey, Transparent
14863 | 9535290000 | MPC 12/17/07 7035 | MPC (polycarbonate empty enclosure), Empty enclosure, Height: 125 mm, Width: 175 mm, Depth: 75 mm, Material: Polycarbonate, Light Grey
14864 | 9535300000 | MPC 12/17/07 TRSP | MPC (polycarbonate empty enclosure), Empty enclosure, Height: 125 mm, Width: 175 mm, Depth: 75 mm, Material: Polycarbonate, Light Grey, Transparent
14865 | 9535310000 | MPC 12/17/10 7035 | MPC (polycarbonate empty enclosure), Empty enclosure, Height: 125 mm, Width: 175 mm, Depth: 100 mm, Material: Polycarbonate, Light Grey
14866 | 9535320000 | MPC 12/17/10 TRSP | MPC (polycarbonate empty enclosure), Empty enclosure, Height: 125 mm, Width: 175 mm, Depth: 100 mm, Material: Polycarbonate, Light Grey, Transparent
14867 | 9535330000 | MPC 12/17/12 7035 | MPC (polycarbonate empty enclosure), Empty enclosure, Height: 125 mm, Width: 175 mm, Depth: 125 mm, Material: Polycarbonate, Light Grey
14868 | 9535340000 | MPC 12/17/12 TRSP | MPC (polycarbonate empty enclosure), Empty enclosure, Height: 125 mm, Width: 175 mm, Depth: 125 mm, Material: Polycarbonate, Light Grey, Transparent
14869 | 9535350000 | MPC 12/17/15 7035 | MPC (polycarbonate empty enclosure), Empty enclosure, Height: 125 mm, Width: 175 mm, Depth: 150 mm, Material: Polycarbonate, Light Grey
14870 | 9535360000 | MPC 12/17/15 TRSP | MPC (polycarbonate empty enclosure), Empty enclosure, Height: 125 mm, Width: 175 mm, Depth: 150 mm, Material: Polycarbonate, Light Grey, Transparent
14871 | 9535370000 | MPC 17/17/07 7035 | MPC (polycarbonate empty enclosure), Empty enclosure, Height: 175 mm, Width: 175 mm, Depth: 75 mm, Material: Polycarbonate, Light Grey
14872 | 9535380000 | MPC 17/17/07 TRSP | MPC (polycarbonate empty enclosure), Empty enclosure, Height: 175 mm, Width: 175 mm, Depth: 75 mm, Material: Polycarbonate, Light Grey, Transparent
14873 | 9535390000 | MPC 17/17/10 7035 | MPC (polycarbonate empty enclosure), Empty enclosure, Height: 175 mm, Width: 175 mm, Depth: 100 mm, Material: Polycarbonate, Light Grey
14874 | 9535400000 | MPC 17/17/10 TRSP | MPC (polycarbonate empty enclosure), Empty enclosure, Height: 175 mm, Width: 175 mm, Depth: 100 mm, Material: Polycarbonate, Light Grey, Transparent
14875 | 9535430000 | MPC 17/17/15 7035 | MPC (polycarbonate empty enclosure), Empty enclosure, Height: 175 mm, Width: 175 mm, Depth: 150 mm, Material: Polycarbonate, Light Grey
14876 | 9535440000 | MPC 17/17/15 TRSP | MPC (polycarbonate empty enclosure), Empty enclosure, Height: 175 mm, Width: 175 mm, Depth: 150 mm, Material: Polycarbonate, Light Grey, Transparent
14877 | 9535470000 | MPC 17/25/10 7035 | MPC (polycarbonate empty enclosure), Empty enclosure, Height: 175 mm, Width: 250 mm, Depth: 100 mm, Material: Polycarbonate, Light Grey
14878 | 9535480000 | MPC 17/25/10 TRSP | MPC (polycarbonate empty enclosure), Empty enclosure, Height: 175 mm, Width: 250 mm, Depth: 100 mm, Material: Polycarbonate, Light Grey, Transparent
14879 | 9535490000 | MPC 17/25/15 7035 | MPC (polycarbonate empty enclosure), Empty enclosure, Height: 175 mm, Width: 250 mm, Depth: 150 mm, Material: Polycarbonate, Light Grey
14880 | 9535500000 | MPC 17/25/15 TRSP | MPC (polycarbonate empty enclosure), Empty enclosure, Height: 175 mm, Width: 250 mm, Depth: 150 mm, Material: Polycarbonate, Light Grey, Transparent
14881 | 9535540000 | MP MPC 07/12 | MPC (polycarbonate empty enclosure), Mounting plate, Mounting plate, Material: Sheet steel, galvanized
14882 | 9535550000 | MP MPC 12/12 | MPC (polycarbonate empty enclosure), Mounting plate, Mounting plate, Material: Sheet steel, galvanized
14883 | 9535560000 | MP MPC 12/17 | MPC (polycarbonate empty enclosure), Mounting plate, Mounting plate, Material: Sheet steel, galvanized
14884 | 9535570000 | MP MPC 17/17 | MPC (polycarbonate empty enclosure), Mounting plate, Mounting plate, Material: Sheet steel, galvanized
14885 | 9535580000 | MP MPC 17/25 | MPC (polycarbonate empty enclosure), Mounting plate, Mounting plate, Material: Sheet steel, galvanized
14886 | 9535590000 | HG MPC | MPC (polycarbonate empty enclosure), External joint, Hinge, Material: Plastic
14887 | 9535600000 | MF MPC | MPC (polycarbonate empty enclosure), Mounting foot, Fixing lugs, Material: Plastic
14888 | 9535640000 | SC MPC | MPC (polycarbonate empty enclosure), Mounting screw, Screws, Material: Steel, galvanised
14889 | 9535680000 | FPC 20/20/13 TRSP | FPC (polycarbonate empty enclosure), Empty enclosure, Height: 200 mm, Width: 200 mm, Depth: 132 mm, Material: Polycarbonate, Light Grey, Transparent
14890 | 9535690000 | FPC 20/20/13 7035 | FPC (polycarbonate empty enclosure), Empty enclosure, Height: 200 mm, Width: 200 mm, Depth: 132 mm, Material: Polycarbonate, Light Grey
14891 | 9535700000 | FPC 20/30/13 TRSP | FPC (polycarbonate empty enclosure), Empty enclosure, Height: 200 mm, Width: 300 mm, Depth: 132 mm, Material: Polycarbonate, Light Grey, Transparent
14892 | 9535710000 | FPC 20/30/13 7035 | FPC (polycarbonate empty enclosure), Empty enclosure, Height: 200 mm, Width: 300 mm, Depth: 132 mm, Material: Polycarbonate, Light Grey
14893 | 9535720000 | FPC 20/40/13 TRSP | FPC (polycarbonate empty enclosure), Empty enclosure, Height: 200 mm, Width: 400 mm, Depth: 132 mm, Material: Polycarbonate, Light Grey, Transparent
14894 | 9535730000 | FPC 20/40/13 7035 | FPC (polycarbonate empty enclosure), Empty enclosure, Height: 200 mm, Width: 400 mm, Depth: 132 mm, Material: Polycarbonate, Light Grey
14895 | 9535740000 | FPC 30/30/13 TRSP | FPC (polycarbonate empty enclosure), Empty enclosure, Height: 300 mm, Width: 300 mm, Depth: 132 mm, Material: Polycarbonate, Light Grey, Transparent
14896 | 9535750000 | FPC 30/30/13 7035 | FPC (polycarbonate empty enclosure), Empty enclosure, Height: 300 mm, Width: 300 mm, Depth: 132 mm, Material: Polycarbonate, Light Grey
14897 | 9535760000 | FPC 30/40/13 TRSP | FPC (polycarbonate empty enclosure), Empty enclosure, Height: 300 mm, Width: 400 mm, Depth: 132 mm, Material: Polycarbonate, Light Grey, Transparent
14898 | 9535770000 | FPC 30/40/13 7035 | FPC (polycarbonate empty enclosure), Empty enclosure, Height: 300 mm, Width: 400 mm, Depth: 132 mm, Material: Polycarbonate, Light Grey
14899 | 9535810000 | FPC 40/60/13 7035 | FPC (polycarbonate empty enclosure), Empty enclosure, Height: 400 mm, Width: 600 mm, Depth: 132 mm, Material: Polycarbonate, Light Grey
14900 | 9535820000 | FPC 40/60/13 TRSP | FPC (polycarbonate empty enclosure), Empty enclosure, Height: 400 mm, Width: 600 mm, Depth: 132 mm, Material: Polycarbonate, Light Grey, Transparent
14901 | 9535920000 | MP FPC 20/20 | FPC (polycarbonate empty enclosure), Mounting plate, Mounting plate, Height: 150 mm, Width: 185 mm, Depth: 2 mm, Material: Sheet steel, galvanized, silver
14902 | 9535930000 | MP FPC 20/30 | FPC (polycarbonate empty enclosure), Mounting plate, Mounting plate, Height: 200 mm, Width: 300 mm, Depth: 1.5 mm, Material: Sheet steel, galvanized, silver
14903 | 9535940000 | MP FPC 20/40 | FPC (polycarbonate empty enclosure), Mounting plate, Mounting plate, Height: 160 mm, Width: 360 mm, Depth: 1.5 mm, Material: Sheet steel, galvanized, silver
14904 | 9535950000 | MP FPC 30/30 | FPC (polycarbonate empty enclosure), Mounting plate, Mounting plate, Height: 260 mm, Width: 260 mm, Depth: 1.5 mm, Material: Sheet steel, galvanized, silver
14905 | 9535960000 | MP FPC 30/40 | FPC (polycarbonate empty enclosure), Mounting plate, Mounting plate, Height: 260 mm, Width: 360 mm, Depth: 1.5 mm, Material: Sheet steel, galvanized, silver
14906 | 9535980000 | MP FPC 40/60 | FPC (polycarbonate empty enclosure), Mounting plate, Mounting plate, Height: 360 mm, Width: 560 mm, Depth: 1.5 mm, Material: Sheet steel, galvanized, silver
14907 | 9535990000 | HG FPC | FPC (polycarbonate empty enclosure), External joint, Hinge, Height: 40 mm, Width: 50 mm, Depth: 16.5 mm, Material: Plastic, Light Grey
14908 | 9536000000 | SC FPC SLOTTED | FPC (polycarbonate empty enclosure), Cover screw, Screws, Material: Plastic, Light Grey
14909 | 9536040000 | MF FPC | FPC (polycarbonate empty enclosure), Mounting foot, Fixing lugs, Height: 40 mm, Width: 19 mm, Depth: 35.5 mm, Material: Polyamide, Light Grey
14910 | 9536070000 | BD FPC LARGE | FPC (polycarbonate empty enclosure), Compensating element, Bleed valve, Height: 69 mm, Width: 30.5 mm, Depth: 17 mm, Material: Polyamide, Light Grey
14911 | 9537680000 | SIHA STRAP | Accessories, Fuse holder, Rated cross-section:
14912 | 9537910000 | AP AKZ4 DB | SAK Series, End plate, 1.5 mm, dark beige, Direct mounting
14913 | 9800510000 | 38 WAY L.H. VARELCO I/F | Interface, RS ELCO, ELCO type 8016, LP2N 5.08mm
14914 | 1934480000 | LL 5.08/03/90 4.5SN OR BX | Printed circuit board terminals, 5.08 mm, Number of poles: 3, 90°, Solder pin length (l): 4.5 mm, tinned, black, Clamping yoke connection, Clamping range, max. : 6 mm², Box
14915 | 1977300000 | LL2N 5.00/14/90 3.2SN OR BX | Printed circuit board terminals, 5.00 mm, Number of poles: 14, 90°, Solder pin length (l): 3.2 mm, tinned, orange, Clamping yoke connection, Clamping range, max. : 6 mm², Box
14916 | 1977670000 | LL2N 5.08/46/90 3.2SN OR BX | Printed circuit board terminals, 5.08 mm, Number of poles: 46, 90°, Solder pin length (l): 3.2 mm, tinned, orange, Clamping yoke connection, Clamping range, max. : 6 mm², Box
14917 | 1934350000 | LL3R 5.08/09/90 3.2SN OR BX | Printed circuit board terminals, 5.08 mm, Number of poles: 9, 90°, Solder pin length (l): 3.2 mm, tinned, orange, Clamping yoke connection, Clamping range, max. : 6 mm², Box
14918 | 1979170000 | LL3R 5.08/45/90 3.2SN OR BX | Printed circuit board terminals, 5.08 mm, Number of poles: 45, 90°, Solder pin length (l): 3.2 mm, tinned, orange, Clamping yoke connection, Clamping range, max. : 6 mm², Box
14919 | 1979130000 | LL3R 5.08/33/90 3.2SN OR BX | Printed circuit board terminals, 5.08 mm, Number of poles: 33, 90°, Solder pin length (l): 3.2 mm, tinned, orange, Clamping yoke connection, Clamping range, max. : 6 mm², Box
14920 | 1979210000 | LL3R 5.08/57/90 3.2SN OR BX | Printed circuit board terminals, 5.08 mm, Number of poles: 57, 90°, Solder pin length (l): 3.2 mm, tinned, orange, Clamping yoke connection, Clamping range, max. : 6 mm², Box
14921 | 1979070000 | LL3R 5.08/15/90 3.2SN OR BX | Printed circuit board terminals, 5.08 mm, Number of poles: 15, 90°, Solder pin length (l): 3.2 mm, tinned, orange, Clamping yoke connection, Clamping range, max. : 6 mm², Box
14922 | 1979250000 | LL3R 5.08/69/90 3.2SN OR BX | Printed circuit board terminals, 5.08 mm, Number of poles: 69, 90°, Solder pin length (l): 3.2 mm, tinned, orange, Clamping yoke connection, Clamping range, max. : 6 mm², Box
14923 | 1977490000 | LL2N 5.08/10/90 3.2SN OR BX | Printed circuit board terminals, 5.08 mm, Number of poles: 10, 90°, Solder pin length (l): 3.2 mm, tinned, orange, Clamping yoke connection, Clamping range, max. : 6 mm², Box
14924 | 1977460000 | LL2N 5.00/46/90 3.2SN OR BX | Printed circuit board terminals, 5.00 mm, Number of poles: 46, 90°, Solder pin length (l): 3.2 mm, tinned, orange, Clamping yoke connection, Clamping range, max. : 6 mm², Box
14925 | 1977510000 | LL2N 5.08/14/90 3.2SN OR BX | Printed circuit board terminals, 5.08 mm, Number of poles: 14, 90°, Solder pin length (l): 3.2 mm, tinned, orange, Clamping yoke connection, Clamping range, max. : 6 mm², Box
14926 | 1977590000 | LL2N 5.08/30/90 3.2SN OR BX | Printed circuit board terminals, 5.08 mm, Number of poles: 30, 90°, Solder pin length (l): 3.2 mm, tinned, orange, Clamping yoke connection, Clamping range, max. : 6 mm², Box
14927 | 1977420000 | LL2N 5.00/38/90 3.2SN OR BX | Printed circuit board terminals, 5.00 mm, Number of poles: 38, 90°, Solder pin length (l): 3.2 mm, tinned, orange, Clamping yoke connection, Clamping range, max. : 6 mm², Box
14928 | 1977650000 | LL2N 5.08/42/90 3.2SN OR BX | Printed circuit board terminals, 5.08 mm, Number of poles: 42, 90°, Solder pin length (l): 3.2 mm, tinned, orange, Clamping yoke connection, Clamping range, max. : 6 mm², Box
14929 | 1934300000 | LL2N 5.08/06/90 3.2SN OR BX | Printed circuit board terminals, 5.08 mm, Number of poles: 6, 90°, tinned, Clamping yoke connection, Clamping range, max. : 6 mm², Box
14930 | 1977340000 | LL2N 5.00/22/90 3.2SN OR BX | Printed circuit board terminals, 5.00 mm, Number of poles: 22, 90°, Solder pin length (l): 3.2 mm, tinned, orange, Clamping yoke connection, Clamping range, max. : 6 mm², Box
14931 | 1977400000 | LL2N 5.00/34/90 3.2SN OR BX | Printed circuit board terminals, 5.00 mm, Number of poles: 34, 90°, Solder pin length (l): 3.2 mm, tinned, orange, Clamping yoke connection, Clamping range, max. : 6 mm², Box
14932 | 1977320000 | LL2N 5.00/18/90 3.2SN OR BX | Printed circuit board terminals, 5.00 mm, Number of poles: 18, 90°, Solder pin length (l): 3.2 mm, tinned, orange, Clamping yoke connection, Clamping range, max. : 6 mm², Box
14933 | 1977270000 | LL2N 5.00/10/90 3.2SN OR BX | Printed circuit board terminals, 5.00 mm, Number of poles: 10, 90°, Solder pin length (l): 3.2 mm, tinned, orange, Clamping yoke connection, Clamping range, max. : 6 mm², Box
14934 | 1977360000 | LL2N 5.00/26/90 3.2SN OR BX | Printed circuit board terminals, 5.00 mm, Number of poles: 26, 90°, Solder pin length (l): 3.2 mm, tinned, orange, Clamping yoke connection, Clamping range, max. : 6 mm², Box
14935 | 1979230000 | LL3R 5.08/63/90 3.2SN OR BX | Printed circuit board terminals, 5.08 mm, Number of poles: 63, 90°, Solder pin length (l): 3.2 mm, tinned, orange, Clamping yoke connection, Clamping range, max. : 6 mm², Box
14936 | 1979090000 | LL3R 5.08/21/90 3.2SN OR BX | Printed circuit board terminals, 5.08 mm, Number of poles: 21, 90°, Solder pin length (l): 3.2 mm, tinned, orange, Clamping yoke connection, Clamping range, max. : 6 mm², Box
14937 | 1977570000 | LL2N 5.08/26/90 3.2SN OR BX | Printed circuit board terminals, 5.08 mm, Number of poles: 26, 90°, Solder pin length (l): 3.2 mm, tinned, orange, Clamping yoke connection, Clamping range, max. : 6 mm², Box
14938 | 1977530000 | LL2N 5.08/18/90 3.2SN OR BX | Printed circuit board terminals, 5.08 mm, Number of poles: 18, 90°, Solder pin length (l): 3.2 mm, tinned, orange, Clamping yoke connection, Clamping range, max. : 6 mm², Box
14939 | 1977630000 | LL2N 5.08/38/90 3.2SN OR BX | Printed circuit board terminals, 5.08 mm, Number of poles: 38, 90°, Solder pin length (l): 3.2 mm, tinned, orange, Clamping yoke connection, Clamping range, max. : 6 mm², Box
14940 | 1977380000 | LL2N 5.00/30/90 3.2SN OR BX | Printed circuit board terminals, 5.00 mm, Number of poles: 30, 90°, Solder pin length (l): 3.2 mm, tinned, orange, Clamping yoke connection, Clamping range, max. : 6 mm², Box
14941 | 1977550000 | LL2N 5.08/22/90 3.2SN OR BX | Printed circuit board terminals, 5.08 mm, Number of poles: 22, 90°, Solder pin length (l): 3.2 mm, tinned, orange, Clamping yoke connection, Clamping range, max. : 6 mm², Box
14942 | 1977440000 | LL2N 5.00/42/90 3.2SN OR BX | Printed circuit board terminals, 5.00 mm, Number of poles: 42, 90°, Solder pin length (l): 3.2 mm, tinned, orange, Clamping yoke connection, Clamping range, max. : 6 mm², Box
14943 | 1977610000 | LL2N 5.08/34/90 3.2SN OR BX | Printed circuit board terminals, 5.08 mm, Number of poles: 34, 90°, Solder pin length (l): 3.2 mm, tinned, orange, Clamping yoke connection, Clamping range, max. : 6 mm², Box
14944 | 1934320000 | LL2N 5.00/06/90 3.2SN OR BX | Printed circuit board terminals, 5.00 mm, Number of poles: 6, 90°, tinned, Clamping yoke connection, Clamping range, max. : 6 mm², Box
14945 | 1979190000 | LL3R 5.08/51/90 3.2SN OR BX | Printed circuit board terminals, 5.08 mm, Number of poles: 51, 90°, Solder pin length (l): 3.2 mm, tinned, orange, Clamping yoke connection, Clamping range, max. : 6 mm², Box
14946 | 1979110000 | LL3R 5.08/27/90 3.2SN OR BX | Printed circuit board terminals, 5.08 mm, Number of poles: 27, 90°, Solder pin length (l): 3.2 mm, tinned, orange, Clamping yoke connection, Clamping range, max. : 6 mm², Box
14947 | 1979150000 | LL3R 5.08/39/90 3.2SN OR BX | Printed circuit board terminals, 5.08 mm, Number of poles: 39, 90°, Solder pin length (l): 3.2 mm, tinned, orange, Clamping yoke connection, Clamping range, max. : 6 mm², Box
14948 | 178960000 | SKH C64 RH2 | Interface, Plug-in connector, acc. to DIN 41612 female, 64C
14949 | 180961001 | RSD A22 LP/LP | Interface, RSD, Common anode, Screw connection
14950 | 181061001 | RSD K22 LP/LP | Interface, RSD, Common cathode, Screw connection
14951 | 181461001 | RSD 12 LP/LP | Interface, RSD, Free diode, Screw connection
14952 | 224261001 | RS F20 LP2N 5/20 | Interface, RSF, Plug-in connector in acc. with IEC60603-13 / DIN41651, 20-pole, Screw connection
14953 | 224361001 | RS F34 LP2N 5/34 | Interface, RSF, Plug-in connector in acc. with IEC60603-13 / DIN41651, 34-pole, Screw connection
14954 | 224461001 | RS F40 LP2N 5/40 | Interface, RSF, Plug-in connector in acc. with IEC60603-13 / DIN41651, 40-pole, Screw connection
14955 | 224561001 | RS F50 LP2N 5/50 | Interface, RSF, Plug-in connector in acc. with IEC60603-13 / DIN41651, 50-pole, Screw connection
14956 | 224661001 | RS F60 LP2N 5/60 | Interface, RSF, Plug-in connector in acc. with IEC60603-13 / DIN41651, 60-pole, Screw connection
14957 | 224761001 | RS F64 LP2N 5/64 | Interface, RSF, Plug-in connector in acc. with IEC60603-13 / DIN41651, 64-pole, Screw connection
14958 | 224861001 | RS F26 LP2N 5/26 | Interface, RSF, Plug-in connector in acc. with IEC60603-13 / DIN41651, 26-pole, Screw connection
14959 | 224961001 | RS F10 LP2N 5/10 | Interface, RSF, Plug-in connector in acc. with IEC60603-13 / DIN41651, 10-pole, Screw connection
14960 | 225061001 | RS F14 LP2N 5/14 | Interface, RSF, Plug-in connector in acc. with IEC60603-13 / DIN41651, 14-pole, Screw connection
14961 | 225161001 | RS F16 LP2N 5/16 | Interface, RSF, Plug-in connector in acc. with IEC60603-13 / DIN41651, 16-pole, Screw connection
14962 | 360100000 | TBF 19/15/14 7035 | TBF (polyester empty enclosure), Empty enclosure, Height: 186 mm, Width: 151 mm, Depth: 140 mm, Material: Glass fibre-reinforced polyester, Light Grey
14963 | 360200000 | TBF 30/19/18 7035 | TBF (polyester empty enclosure), Empty enclosure, Height: 302 mm, Width: 186 mm, Depth: 175 mm, Material: Glass fibre-reinforced polyester, Light Grey
14964 | 360300000 | TBF 30/30/18 7035 | TBF (polyester empty enclosure), Empty enclosure, Height: 302 mm, Width: 302 mm, Depth: 175 mm, Material: Glass fibre-reinforced polyester, Light Grey
14965 | 360400000 | TBF 37/30/18 7035 | TBF (polyester empty enclosure), Empty enclosure, Height: 372 mm, Width: 302 mm, Depth: 175 mm, Material: Glass fibre-reinforced polyester, Light Grey
14966 | 360500000 | TBF 60/30/18 7035 | TBF (polyester empty enclosure), Empty enclosure, Height: 603 mm, Width: 302 mm, Depth: 175 mm, Material: Glass fibre-reinforced polyester, Light Grey
14967 | 471460000 | A2T 1.5 VL OR | Double-tier terminal, PUSH IN, 1.5 mm², 500 V, 16 A, orange
14968 | 500500000 | TBF 19/15/14 TRSP | TBF (polyester empty enclosure), Empty enclosure, Height: 186 mm, Width: 151 mm, Depth: 140 mm, Material: Glass fibre-reinforced polyester, Light Grey, Transparent
14969 | 500600000 | TBF 30/19/18 TRSP | TBF (polyester empty enclosure), Empty enclosure, Height: 302 mm, Width: 186 mm, Depth: 175 mm, Material: Glass fibre-reinforced polyester, Light Grey, Transparent
14970 | 500700000 | TBF 30/30/18 TRSP | TBF (polyester empty enclosure), Empty enclosure, Height: 302 mm, Width: 302 mm, Depth: 175 mm, Material: Glass fibre-reinforced polyester, Light Grey, Transparent
14971 | 500800000 | TBF 37/30/18 TRSP | TBF (polyester empty enclosure), Empty enclosure, Height: 372 mm, Width: 302 mm, Depth: 175 mm, Material: Glass fibre-reinforced polyester, Light Grey, Transparent
14972 | 500900000 | TBF 60/30/21 TRSP | TBF (polyester empty enclosure), Empty enclosure, Height: 603 mm, Width: 302 mm, Depth: 210 mm, Material: Glass fibre-reinforced polyester, Light Grey, Transparent
14973 | 514570000 | TS 35X7.5/LL/6 2M/ST/ZN | Rail, TS 35, TS 35 x 7.5, with slot, Steel, galvanic zinc plated and passivated
14974 | 563600000 | CLI RH 20-10 CLI R 10 | CableLine, Mounting mandrel holder
14975 | 563700000 | CLI RH 20-02 CLI R 02 | CableLine, Mounting mandrel holder
14976 | 577360000 | SKH B64 RH2 | Interface, Plug-in connector, acc. to DIN 41612 female, B64
14977 | 586661001 | SKH 31 LP RH1 | Interface, Plug-in connector, acc. to DIN 41617 female
14978 | 586761001 | SKH D32 LP 5/16 RH2 | Interface, Plug-in connector, acc. to DIN 41612 female, 32D
14979 | 586861001 | SKH F32 (Z&B) LP RH2 | Interface, Plug-in connector, acc. to DIN 41612 female, 32F
14980 | 586961001 | SKH F32 (Z&D) LP RH2 | Interface, Plug-in connector, acc. to DIN 41612 female, 32F
14981 | 587060000 | SKH F48 | Interface, Plug-in connector, acc. to DIN 41612 female, 48F
14982 | 646660000 | SKH C64 RH2 | Interface, Plug-in connector, acc. to DIN 41612 female, 64C
14983 | 648661001 | SKH 31 LP 250VAC RH1 | Interface, Plug-in connector, acc. to DIN 41617 female
14984 | 690660000 | SKH E48 LP2/LP | Interface, Plug-in connector, acc. to DIN 41612 female, 48E
14985 | 1002900000 | FP BOX 10P 4XVG | FieldPower® Box, IP65, AC Box
14986 | 1007860000 | ZP 2.5/2AN/QV ZA GN | Z-series, Plug-in connector, Direct mounting
14987 | 1049220000 | WFF 35 NFF | Bolt-type screw terminals, Feed-through terminal, Rated cross-section: 35 mm², Threaded stud connection, Direct mounting, TS 35
14988 | 1049230000 | WFF 70 NFF | Bolt-type screw terminals, Feed-through terminal, Rated cross-section: 70 mm², Threaded stud connection, Direct mounting, TS 35
14989 | 1049240000 | WFF 120 NFF | Bolt-type screw terminals, Feed-through terminal, Rated cross-section: 120 mm², Direct mounting, TS 35
14990 | 1049250000 | WFF 185 NFF | Bolt-type screw terminals, Feed-through terminal, Rated cross-section: 185 mm², Threaded stud connection, Direct mounting, TS 35
14991 | 1063110000 | AP VSSC6 | VSSC, End plate
14992 | 1063120000 | AP VSSC4 | VSSC, End plate
14993 | 1067230000 | AP VSSC6 LB | VSSC, End plate
14994 | 1067240000 | AP VSSC4 LB | VSSC, End plate
14995 | 1123361001 | RS D8-U +-10V | DA converter, Input : 8-bit pulse, Output : -10?0?+10 V
14996 | 1160361001 | RS U-D8 0...10V | AD converter, Input : 0-10 V, Output : 8-bit pulse
14997 | 1160561001 | RS I-D8 0...20MA | AD converter, Input : 0-20 mA, Output : 8-bit pulse
14998 | 1160761001 | RS D8-U 0...10V | DA converter, Input : 8-bit pulse, Output : 0-10 V
14999 | 1165861001 | RS D8-I 0...20MA | DA converter, Input : 8-bit pulse, Output : 0-20 mA
15000 | 1168561001 | RS I-D8 4...20MA | AD converter, Input : 4-20 mA, Output : 8-bit pulse
15001 | 1169261001 | RS D8-I 4...20MA | DA converter, Input : 8-bit pulse, Output : 4-20 mA
15002 | 1498100000 | HDC HA 3 MS | HDC insert, Male, 400 V, 16 A, Number of poles: 3, Screw connection, Size: 1
15003 | 1498200000 | HDC HA 3 FS | HDC insert, Female, 400 V, 16 A, Number of poles: 3, Screw connection, Size: 1
15004 | 1498300000 | HDC HA 4 MS | HDC insert, Male, 400 V, 16 A, Number of poles: 4, Screw connection, Size: 1
15005 | 1498400000 | HDC HA 4 FS | HDC insert, Female, 400 V, 16 A, Number of poles: 4, Screw connection, Size: 1
15006 | 1580360000 | HG K+POK | Klippon POK (polyester empty enclosure), External joint, Hinge, Material: Aluminium AlSi12, silver
15007 | 1604690000 | SL 3.50/09/180G 4.5SN OR BX | PCB plug-in connector, male header, closed side, THT solder connection, 3.50 mm, Number of poles: 9, 180°, Solder pin length (l): 4.5 mm, tinned, orange, Box
15008 | 1642890000 | SLD 3.50V/16/90G 4.5SN BK BX | PCB plug-in connector, male header, closed side, THT solder connection, 3.50 mm, Number of poles: 16, 90°, Solder pin length (l): 4.5 mm, tinned, black, Box
15009 | 1650610000 | HDC HA 10 MS | HDC insert, Male, 250 V, 16 A, Number of poles: 10, Screw connection, Size: 2
15010 | 1650620000 | HDC HA 10 FS | HDC insert, Female, 250 V, 16 A, Number of poles: 10, Screw connection, Size: 2
15011 | 1650770000 | HDC HA 16 MS | HDC insert, Male, 250 V, 16 A, Number of poles: 16, Screw connection, Size: 5
15012 | 1650780000 | HDC HA 16 FS | HDC insert, Female, 250 V, 16 A, Number of poles: 16, Screw connection, Size: 5
15013 | 1650880000 | HDC HA 16 MS 17-32 | HDC insert, Male, 250 V, 16 A, Number of poles: 16, Screw connection, Size: 5
15014 | 1650900000 | HDC HA 16 FS 17-32 | HDC insert, Female, 250 V, 16 A, Number of poles: 16, Screw connection, Size: 5
15015 | 1650990000 | HDC HA 16 MS 33-48 | HDC insert, Male, 250 V, 16 A, Number of poles: 16, Screw connection, Size: 5
15016 | 1651020000 | HDC HA 16 FS 33-48 | HDC insert, Female, 250 V, 16 A, Number of poles: 16, Screw connection, Size: 5
15017 | 1714680000 | ZVL 1.5 INV | Plug-in connector, Tension-clamp connection, 1.5 mm², Distribution strip, dark beige
15018 | 1714690000 | ZVL 1.5 INV BL | Plug-in connector, Tension-clamp connection, 1.5 mm², Distribution strip, blue
15019 | 1714700000 | ZVL 1.5 INV BR | Plug-in connector, Tension-clamp connection, 1.5 mm², Distribution strip, brown
15020 | 1730120000 | HDC-CM-4SZF AG | Heavy-duty connectors, HDC insert, ConCept module
15021 | 1730130000 | HDC-CM-4BZF AG | Heavy-duty connectors, HDC insert, ConCept module
15022 | 1742630000 | BTWZ KLBUE | Tools, Operating tool
15023 | 1745760000 | HDC HE 6 FT | HDC insert, Female, 500 V, 24 A, Number of poles: 6, Tension-clamp connection, Size: 3
15024 | 1745770000 | HDC HE 10 FT | HDC insert, Female, 500 V, 16 A, Number of poles: 10, Tension-clamp connection, Size: 4
15025 | 1745780000 | HDC HE 16 FT | HDC insert, Female, 500 V, 16 A, Number of poles: 16, Tension-clamp connection, Size: 6
15026 | 1745790000 | HDC HE 24 FT | HDC insert, Female, 500 V, 16 A, Number of poles: 24, Tension-clamp connection, Size: 8
15027 | 1745800000 | HDC HE 16 FT 17-32 | HDC insert, Female, 500 V, 16 A, Number of poles: 16, Tension-clamp connection, Size: 6
15028 | 1745810000 | HDC HE 24 FT 25-48 | HDC insert, Female, 500 V, 16 A, Number of poles: 24, Tension-clamp connection, Size: 8
15029 | 1745820000 | HDC HE 6 MT | HDC insert, Male, 500 V, 24 A, Number of poles: 6, Tension-clamp connection, Size: 3
15030 | 1745830000 | HDC HE 10 MT | HDC insert, Male, 500 V, 16 A, Number of poles: 10, Tension-clamp connection, Size: 4
15031 | 1745840000 | HDC HE 16 MT | HDC insert, Male, 500 V, 16 A, Number of poles: 16, Tension-clamp connection, Size: 6
15032 | 1745850000 | HDC HE 24 MT | HDC insert, Male, 500 V, 16 A, Number of poles: 24, Tension-clamp connection, Size: 8
15033 | 1745860000 | HDC HE 16 MT 17-32 | HDC insert, Male, 500 V, 16 A, Number of poles: 16, Tension-clamp connection, Size: 6
15034 | 1745870000 | HDC HE 24 MT 25-48 | HDC insert, Male, 500 V, 16 A, Number of poles: 24, Tension-clamp connection, Size: 8
15035 | 1766810000 | SAI-SA-4-IDC | Sensor/Actuator plug-in connector, M12, pin, straight
15036 | 1770080000 | SF-TOOL-SORTIMENT | Conductor markers, Mounting aid - SlimFix
15037 | 1773630000 | HDC-C-HD-S-LWL1.0POF | Heavy-duty connectors, Crimp contact, HD, HDD, HQ, MixMate, Pin, Conductor cross-section, max.: 1, turned, Copper alloy
15038 | 1773640000 | HDC-C-HD-B-LWL1.0POF | Heavy-duty connectors, Crimp contact, HD, HDD, HQ, MixMate, Female, Conductor cross-section, max.: 1, turned, Copper alloy
15039 | 1780680000 | SLD 5.08V/04/90 3.2 SN GN BX | PCB plug-in connector, male header, open side, THT solder connection, 5.08 mm, Number of poles: 4, 90°, Solder pin length (l): 3.2 mm, Pale green, Box
15040 | 1802690000 | TS 27X12.5M/ST/F.ZN | Terminal rails, Rail, DIN EN 60715, Steel
15041 | 1803850000 | SAIS-M8-4P | Plugs prefabricated to customer spec., M8, pin, straight
15042 | 1803860000 | SAIS-M8-3P | Plugs prefabricated to customer spec., M8, pin, straight
15043 | 1803870000 | SAIB-M8-3P | Sockets prefabricated to customer spec., M8, Female socket, straight
15044 | 1803880000 | SAIB-M8-4P | Sockets prefabricated to customer spec., M8, Female socket, straight
15045 | 1808250000 | ZAP ZDU 6 S | Z-series, End plate
15046 | 1808260000 | ZAP ZDU 6 S BL | Z-series, End plate
15047 | 1808280000 | ZHP S SO | Z-series, Fixing plate
15048 | 1808290000 | ZHP S | Z-series, Fixing plate
15049 | 1808380000 | ZAP ZDU 4 S | Z-series, End plate
15050 | 1808390000 | ZAP ZDU 4 S BL | Z-series, End plate
15051 | 1815830000 | ZP 2.5/2AN/QV/11 | Z-series, Plug-in connector, dark beige, Direct mounting
15052 | 1820590000 | ZP 2.5/2AN/QV/1 GN | Z-series, Plug-in connector, green, Direct mounting
15053 | 1834060000 | WQV 50N/2 | W-Series, Cross-connector, For the terminals, Number of poles: 2
15054 | 1834070000 | WQV 50N/3 | W-Series, Cross-connector, For the terminals, Number of poles: 3
15055 | 1834080000 | WQV 50N/4 | W-Series, Cross-connector, For the terminals, Number of poles: 4
15056 | 1848290000 | TS 35X15/2.3 2M/AL/BK | Rail, TS 35, TS 35 x 15, without slot, Aluminium, untreated
15057 | 1859750000 | ZP 4 ZT4/4AN FX-SET | Z-series, Intermediate plate, Direct mounting
15058 | 1861030000 | ZAD ZT/ZPS2.5 | Z-series, cover plate, yellow, 4.2 mm
15059 | 1865410000 | RAHE LN WDT1.5 | W-Series, Locking lever
15060 | 1866290000 | TS 35X15/6X25 2M/ST/ZN | Rail, TS 35, TS 35 x 15, with slot, Steel, galvanic zinc plated and passivated
15061 | 1880450000 | WAP WSI4/2 | W-Series, End plate
15062 | 1896780000 | HDC HA 10 FT | HDC insert, Female, 250 V, 16 A, Number of poles: 10, Tension-clamp connection, Size: 2
15063 | 1896790000 | HDC HA 10 MT | HDC insert, Male, 250 V, 16 A, Number of poles: 10, Tension-clamp connection, Size: 2
15064 | 1896800000 | HDC HA 16 FT | HDC insert, Female, 250 V, 16 A, Number of poles: 16, Tension-clamp connection, Size: 5
15065 | 1896810000 | HDC HA 16 FT 17-32 | HDC insert, Female, 250 V, 16 A, Number of poles: 16, Tension-clamp connection, Size: 5
15066 | 1896820000 | HDC HA 16 FT 33-48 | HDC insert, Female, 250 V, 16 A, Number of poles: 16, Tension-clamp connection, Size: 5
15067 | 1896830000 | HDC HA 16 MT | HDC insert, Male, 250 V, 16 A, Number of poles: 16, Tension-clamp connection, Size: 5
15068 | 1896840000 | HDC HA 16 MT 17-32 | HDC insert, Male, 250 V, 16 A, Number of poles: 16, Tension-clamp connection, Size: 5
15069 | 1896850000 | HDC HA 16 MT 33-48 | HDC insert, Male, 250 V, 16 A, Number of poles: 16, Tension-clamp connection, Size: 5
15070 | 1909990000 | TS15 64 KLIPPON K11 | Rail, TS 15, Width: 64 mm, without slot, Steel, galvanized, chromium-plated
15071 | 1910010000 | TS15 90 KLIPPON K2 CSS | Rail, TS 15, Width: 90 mm, without slot, Steel, galvanized, chromium-plated
15072 | 1910020000 | TS15 114 KLIPPON K21 CSS | Rail, TS 15, Width: 114 mm, with slot, Steel, galvanized, chromium-plated
15073 | 1910040000 | TS15 164 KLIPPON K31 CSS | Rail, TS 15, Width: 164 mm, without slot, Steel, galvanized, chromium-plated
15074 | 1910060000 | TS35 64 KLIPPON K4K11 | Rail, TS 35, TS 35 x 7.5, Width: 64 mm, without slot, Steel, galvanized, chromium-plated
15075 | 1910070000 | TS35 105 KLIPPON K41/POK4 | Rail, TS 35, TS 35 x 7.5, Width: 105 mm, without slot, Steel, galvanized, chromium-plated
15076 | 1910080000 | TS35/148 KLIPPON K5 CSS | Rail, TS 35, TS 35 x 7.5, Width: 148 mm, without slot, Steel, galvanized, chromium-plated
15077 | 1910090000 | TS35/203 KLIPPON K51POK5 | Rail, TS 35, TS 35 x 7.5, Width: 203 mm, without slot, Steel, galvanized, chromium-plated
15078 | 1910110000 | TS35/172 KLIPPON K6 CSS | Rail, TS 35, TS 35 x 7.5, Width: 172 mm, without slot, Steel, galvanized, chromium-plated
15079 | 1910130000 | TS35/324 KLIPPON K7 CSS | Rail, TS 35, TS 35 x 7.5, Width: 324 mm, without slot, Steel, galvanized, chromium-plated
15080 | 1910140000 | TS35/260 KLIPPON K71 CSS | Rail, TS 35, TS 35 x 7.5, Width: 260 mm, without slot, Steel, galvanized, chromium-plated
15081 | 1919680000 | PB SUB-D IDC TERM PS | SUB-D
15082 | 1950820000 | SF-TOOL 00-6 | Conductor markers, Mounting aid - SlimFix
15083 | 1957580000 | FP BOX | FieldPower® Box, IP65, AC Box
15084 | 1957590000 | FP BOX 10P | FieldPower® Box, IP65, AC Box
15085 | 1963570000 | POWERTERMINAL LG | FieldPower® Box, IP30, with light-grey hood, AC Box
15086 | 1967090000 | DIHUE WZAD50N/WQV | W-Series, Spacer sleeve
15087 | 1967100000 | DIHUE WZAD95N/120N/WQV | W-Series, Spacer sleeve
15088 | 1967110000 | DIHUE WZAD70N/WQV | W-Series, Spacer sleeve
15089 | 1967210000 | HDC HVE 10+2 MT CTH | HDC insert, Male, 830 V, 20 A, Number of poles: 12, Tension-clamp connection, Size: 8
15090 | 1967220000 | HDC HVE 3+2 FT CTH | HDC insert, Female, 830 V, 20 A, Number of poles: 5, Tension-clamp connection, Size: 4
15091 | 1967230000 | HDC HVE 3+2 MT CTH | HDC insert, Male, 830 V, 20 A, Number of poles: 5, Tension-clamp connection, Size: 4
15092 | 1967240000 | HDC HVE 6+2 FT CTH | HDC insert, Female, 830 V, 20 A, Number of poles: 8, Tension-clamp connection, Size: 6
15093 | 1967250000 | HDC HVE 6+2 MT CTH | HDC insert, Male, 830 V, 20 A, Number of poles: 8, Tension-clamp connection, Size: 6
15094 | 1967260000 | HDC HVE 10+2 FT CTH | HDC insert, Female, 830 V, 20 A, Number of poles: 12, Tension-clamp connection, Size: 8
15095 | 1968340000 | HDC 24B KLU 1M25G | HDC enclosures, Size: 8, Protection degree: IP65 (in plugged condition), Coupling housing, End-locking clamp, lower side, Standard, Size of cable entries: M 25
15096 | 1968350000 | HDC 24D SZO 2PG21G | HDC enclosures, Size: 4, Protection degree: IP65 (in plugged condition), Base housing, Central locking at the top, high, Size of cable entries: PG 21
15097 | 1968360000 | HDC 24D TSZO 1PG21G | HDC enclosures, Size: 4, Protection degree: IP65 (in plugged condition), Cable entry from side, Plug housing, Central locking at the top, high, Size of cable entries: PG 21
15098 | 1968370000 | HDC 64D SZO 2PG29G | HDC enclosures, Size: 8, Protection degree: IP65 (in plugged condition), Base housing, Central locking at the top, high, Size of cable entries: PG 29
15099 | 3835360000 | TST PPT/35 | SAK Series, Mounting rail support, Anthracite, 10 mm
15100 | 7907490000 | TS 35X15/LL 2M/ST/SZ | Rail, TS 35, TS 35 x 15, with slot, Steel, galvanic zinc plated and passivated
15101 | 8174800000 | SKH2 31 LP | Interface, Plug-in connector, acc. to DIN 41617 female
15102 | 8174830000 | SKH2 D32 LP | Interface, Plug-in connector, acc. to DIN 41612 female, 32D
15103 | 8174850000 | SKH2 F32 (Z+B) LPP | Interface, Plug-in connector, acc. to DIN 41612 female, 32F
15104 | 8174860000 | SKH2 F32 (Z+D) LP | Interface, Plug-in connector, acc. to DIN 41612 female, 32F
15105 | 8216360000 | FBK 40/150 RK | Pre-assembled cable, FBK, FLAT CABLE PLANO HE10 40P
15106 | 8216370000 | FBK 40/200 RK | Pre-assembled cable, FBK, FLAT CABLE PLANO HE10 40P
15107 | 8216390000 | FBK 40/300 RK | Pre-assembled cable, FBK, FLAT CABLE PLANO HE10 40P
15108 | 8235360000 | FBK 10/100 RK | Pre-assembled cable, FBK, FLAT CABLE CONECTOR HE10 10P
15109 | 8235380000 | FBK 10/200 RK | Pre-assembled cable, FBK, FLAT CABLE CONECTOR HE10 10P
15110 | 8235410000 | FBK 10/350 RK | Pre-assembled cable, FBK, FLAT CABLE CONECTOR HE10 10P
15111 | 8235420000 | FBK 10/400 RK | Pre-assembled cable, FBK, FLAT CABLE CONECTOR HE10 10P
15112 | 8235440000 | FBK 10/500 RK | Pre-assembled cable, FBK, FLAT CABLE CONECTOR HE10 10P
15113 | 8395500000 | PB-DP SUB-D | SUB-D
15114 | 8444950000 | WAS5 CCC LP 0-20/0-20MA | Passive isolator, Input : 0(4)-20 mA, (loop powered), Output : 0(4)-20 mA
15115 | 8444960000 | WAZ5 CCC LP 0-20/0-20MA | Passive isolator, Input : 0(4)-20 mA, (loop powered), Output : 0(4)-20 mA
15116 | 8460860000 | PB-DP SUB-D TERM | SUB-D
15117 | 8463580000 | WAS5 CCC LP 0-20/0-20MA | Passive isolator, Input : 0(4)-20 mA, (loop powered), Output : 0(4)-20 mA
15118 | 8528650000 | WAS1 CMA LP 1/5/10A AC | Current monitoring, Input current: 0...1 A AC/ 0...5 A AC/ 0...10 A AC, Output : 4-20 mA, (loop powered)
15119 | 8528660000 | WAZ1 CMA LP 1/5/10A AC | Current monitoring, Input current: 0...1 A AC/ 0...5 A AC/ 0...10 A AC, Output : 4-20 mA, (loop powered)
15120 | 8540300000 | WAZ5 VCC 0-10V/4-20MA | Signal converter/insulator, Input : 0-10 V, Output : 4-20 mA
15121 | 8540340000 | WAZ5 VVC 0-10V/0-10V | Signal converter/insulator, Input : 0-10 V, Output : 0-10 V
15122 | 8543820000 | WAS5 DC/ALARM | Limit value monitoring, Input : 0-20 mA, 0-10 V, Output : 2 x relays
15123 | 8543880000 | WAZ5 DC/ALARM | Limit value monitoring, Input : 0-20 mA, 0-10 V, Output : 2 x relays
15124 | 8581180000 | WAS4 PRO FREQ | Frequency signal isolating transformer, Input : Frequency, Output : I / U
15125 | 8581190000 | WAZ4 PRO FREQ | Signal converter/insulator, Input : Frequency, Output : I / U
15126 | 8581230000 | WAZ2 VMA V AC | Input : 0?440 V AC, Output : analogue V / mA
15127 | 8594810000 | MAS DC/DC SELECT | MICROSERIES, Signal converter/insulator
15128 | 8594840000 | MAZ DC/DC SELECT | MICROSERIES, Signal converter/insulator
15129 | 8594850000 | MAZ PT100 0...100C | RTD isolating transformer, PT100, 2-/3-wire connection technology, Configurable
15130 | 8594860000 | MAZ THERMO-K 0...1000°C | Thermocouple, Thermocouple, Configurable
15131 | 8615240000 | MAZ THERMO-J 0...700°C OUTPUT SELECT | TC isolating transformer, Thermocouple, Configurable
15132 | 8615690000 | WDS2 RS232/TTY | Interface converter, RS232, TTY
15133 | 8615700000 | WDS2 RS232/RS485/422 | Interface converter, RS232, RS485, RS422
15134 | 8659840000 | BT LOCK PEN | BT-SERIES, Operating tool
15135 | 8670760000 | ZAP/TW ZDK4-2 | Z-series, End plate, Partition plate
15136 | 8721150000 | MAS RPS | MICROSERIES, Supply isolator
15137 | 8721170000 | MAS RPSH | MICROSERIES, Supply isolator
15138 | 8771420000 | JPR 24VDC 1CO M12 | JACKPAC, Relay module, Number of contacts: 1, CO contact AgSnO, Rated control voltage: 24 V DC ±20 %, Continuous current: 2 A, M12 plug/socket, A-coded
15139 | 8771430000 | JPR 24VDC ISO 1CO M12 | JACKPAC, Relay module, Number of contacts: 1, CO contact AgSnO, Rated control voltage: 24 V DC ±20 %, Continuous current: 2 A, M12 plug/socket, A-coded
15140 | 8771440000 | JPTA 50MS 24VDC PNP M12 | JACKPAC, Pulse stretcher, Number of contacts: 1, NO contact, Rated control voltage: 18...24...30 V DC, Continuous current: 0.4 A, M12 plug/socket, A-coded
15141 | 8794120000 | JP TEST | JACKPAC, Relay module, Rated control voltage: 18...24...30 V DC, Continuous current: 2 A, M12 plug/socket, A-coded
15142 | 8836630000 | JPTA100MS 24VDC PNP M12 | JACKPAC, Pulse stretcher, Number of contacts: 1, NO contact, Rated control voltage: 18...24...30 V DC, Continuous current: 0.4 A, M12 plug/socket, A-coded
15143 | 8852350000 | JPP NPN PNP 24VDC | JACKPAC, Level converter, Rated control voltage: 18...24...30 V DC , Rated switching voltage: 18...30 V DC, Continuous current: 0.4 A, M12 plug/socket, A-coded
15144 | 8857030000 | JPP PNP NPN 24VDC | JACKPAC, Level converter, Rated control voltage: 18...24...30 V DC , Rated switching voltage: 18...30 V DC, Continuous current: 0.4 A, M12 plug/socket, A-coded
15145 | 8952130000 | PSSR 24VDC/3PH AC 20A | Power Solid-State Relais, Solid state contactor, 3 NO contact (Triac (zero-cross switch)), Rated control voltage: 8...30 V DC / 10...30 V AC , Rated switching voltage: 24...520 V AC, Continuous current: 20 A @ 55 °C, 12 A (AC 53), Screw connection
15146 | 8952140000 | PSSR 230VAC/3PH AC 20A | Power Solid-State Relais, Solid state contactor, 3 NO contact (Triac (zero-cross switch)), Rated control voltage: 90...240 V AC / DC , Rated switching voltage: 24...520 V AC, Continuous current: 20 A @ 55 °C, 12 A (AC 53), Screw connection
15147 | 8975590000 | WAS1 CMA LP 1/5/10A EX | Current monitoring, Input current: 0...1 A AC/ 0...5 A AC/ 0...10 A AC, Output : 4-20 mA, (loop powered)
15148 | 9003500000 | M-D-STRIPAX +6 MEHA | Tools, Stripping and cutting tool
15149 | 9003600000 | MEHA KP GE M-D-SPX | Accessories, Set of cutters
15150 | 9003610000 | MEHA KP RT M-D-SPX | Accessories, Set of cutters
15151 | 9003620000 | MEHA KP GN M-D-SPX | Accessories, Set of cutters
15152 | 9003630000 | MEHA KP BL M-D-SPX | Accessories, Set of cutters
15153 | 9004810000 | BLOCKBATTERIE 9V | Testing tools, Battery
15154 | 9006970000 | MEHA KP WS M-D-SPX | Accessories, Set of cutters
15155 | 9007040000 | BATTERIE 12V FÜR UT1 UND UT2 | Testing tools, Battery
15156 | 9013960000 | ERME 110 PDT | Accessories, Spare cutting blade
15157 | 9013980000 | ERME 66 PDT | Accessories, Spare cutting blade
15158 | 9013990000 | ERME 630 PDT | Accessories, Spare cutting blade
15159 | 9014000000 | ERME LSA PLUS STANDARD | Accessories, Spare cutting blade
15160 | 9014050000 | ERME LSA PLUS SCHERE | Accessories, Spare cutting blade
15161 | 9025590000 | BIT E6.3 Z 0.8X4.0X39 | Accessories, Screwdriver insert
15162 | 9201310000 | BATTERIE 1,5V MICRO | Testing tools, Battery
15163 | 9205600000 | BIT E6.3 0.5X3.0X110 | Accessories, Screwdriver insert
15164 | 9205610000 | BIT E6.3 0.6X3.5X110 | Accessories, Screwdriver insert
15165 | 9205620000 | BIT E6.3 0.8X4.0X110 | Accessories, Screwdriver insert
15166 | 9205630000 | BIT E6,3 0,6X4,5X110 | Accessories, Screwdriver insert
15167 | 9205640000 | BIT E6.3 1.0X5.5X110 | Accessories, Screwdriver insert
15168 | 9205650000 | BIT E6.3 1.2X6.5X110 | Accessories, Screwdriver insert
15169 | 9205670000 | BIT E6.3Z 0.6X3.5X70 | Accessories, Screwdriver insert
15170 | 9441600000 | RS 16IO 3W I R S | Interface, RS, Spacer, 3-wire, Screw connection
15171 | 9445720000 | RS 16IO 2W H S | Interface, RS, 2-wire, Screw connection
15172 | 9445910000 | RS 32IO 1W L H S | Interface, RS, LED, 1-wire, Screw connection
15173 | 9456500030 | SAIL-M12WM12G-5-0.3U | Sensor/actuator line, Connecting line, M12 / M12, Number of poles : 5, 0.3 m, pin, angled - bush straight, Shielded: No, LED: No, Sheath material: PUR, Halogen: No
15174 | 9457240000 | SAIB-4/7 | Sockets prefabricated to customer spec., M12, Female socket, straight
15175 | 9457250000 | SAIB-5/7 | Sockets prefabricated to customer spec., M12, Female socket, straight
15176 | 9457260000 | SAIBW-5/7 | Sockets prefabricated to customer spec., M12, Socket, angled
15177 | 9457540000 | SAIS-ZW-5 | Plugs prefabricated to customer spec., M12, pin, straight
15178 | 9457700000 | SAIBW-4/7 | Sockets prefabricated to customer spec., M12, Socket, angled
15179 | 9457720000 | SAI-SA-3-IDC | Sensor/Actuator plug-in connector, M12, pin, straight
15180 | 9500950000 | MP TBF 56/30 | TBF (polyester empty enclosure), Mounting plate, Mounting plate, Height: 505 mm, Width: 249 mm, Depth: 2 mm, Material: Sheet steel, galvanized, silver
15181 | 9500960000 | MP TBF 49/30 | TBF (polyester empty enclosure), Mounting plate, Mounting plate, Height: 435 mm, Width: 249 mm, Depth: 2 mm, Material: Sheet steel, galvanized, silver
15182 | 9502740000 | MP TBF 37/30 | TBF (polyester empty enclosure), Mounting plate, Mounting plate, Height: 319 mm, Width: 249 mm, Depth: 2 mm, Material: Sheet steel, galvanized, silver
15183 | 9502750000 | MP TBF 60/30 | TBF (polyester empty enclosure), Mounting plate, Mounting plate, Height: 550 mm, Width: 249 mm, Depth: 2 mm, Material: Sheet steel, galvanized, silver
15184 | 9502800000 | TBF 49/30/18 7035 | TBF (polyester empty enclosure), Empty enclosure, Height: 488 mm, Width: 302 mm, Depth: 175 mm, Material: Glass fibre-reinforced polyester, Light Grey
15185 | 9502810000 | TBF 56/30/18 7035 | TBF (polyester empty enclosure), Empty enclosure, Height: 558 mm, Width: 302 mm, Depth: 175 mm, Material: Glass fibre-reinforced polyester, Light Grey
15186 | 9502820000 | TBF 60/37/18 7035 | TBF (polyester empty enclosure), Empty enclosure, Height: 603 mm, Width: 372 mm, Depth: 175 mm, Material: Glass fibre-reinforced polyester, Light Grey
15187 | 9502830000 | TBF 60/60/18 7035 | TBF (polyester empty enclosure), Empty enclosure, Height: 603 mm, Width: 605 mm, Depth: 175 mm, Material: Glass fibre-reinforced polyester, Light Grey
15188 | 9502840000 | TBF 49/30/21 TRSP | TBF (polyester empty enclosure), Empty enclosure, Height: 488 mm, Width: 302 mm, Depth: 210 mm, Material: Glass fibre-reinforced polyester, Light Grey, Transparent
15189 | 9502850000 | TBF 56/30/21 TRSP | TBF (polyester empty enclosure), Empty enclosure, Height: 558 mm, Width: 302 mm, Depth: 210 mm, Material: Glass fibre-reinforced polyester, Light Grey, Transparent
15190 | 9502860000 | TBF 60/37/21 TRSP | TBF (polyester empty enclosure), Empty enclosure, Height: 603 mm, Width: 372 mm, Depth: 210 mm, Material: Glass fibre-reinforced polyester, Light Grey, Transparent
15191 | 9502870000 | TBF 60/60/21 TRSP | TBF (polyester empty enclosure), Empty enclosure, Height: 603 mm, Width: 605 mm, Depth: 210 mm, Material: Glass fibre-reinforced polyester, Light Grey, Transparent
15192 | 9502910000 | MP TBF 60/37 | TBF (polyester empty enclosure), Mounting plate, Mounting plate, Height: 550 mm, Width: 319 mm, Depth: 2 mm, Material: Sheet steel, galvanized, silver
15193 | 9503340000 | AP KDKS1/EN | SAK Series, End plate, 1.5 mm, beige, Direct mounting
15194 | 9510900000 | MF POK SMALL | Klippon POK (polyester empty enclosure), Mounting foot, Fixing lugs, Material: Stainless steel 1.4301, Miscellaneous
15195 | 9510910000 | MF POK BIG | Klippon POK (polyester empty enclosure), Mounting foot, Fixing lugs, Material: Stainless steel 1.4301, Miscellaneous
15196 | 9527590000 | KLIPPON K MF KIT 25 | Klippon K (aluminium empty enclosure), Mounting foot, Fixing lugs, Material: Stainless steel 1.4301, silver
15197 | 9529080000 | KLIPPON K MF KIT 16 | Klippon K (aluminium empty enclosure), Mounting foot, Fixing lugs, Material: Stainless steel 1.4301, silver
15198 | 9532470000 | AP KDKS1 DB | SAK Series, End plate, 1.5 mm, dark beige, Direct mounting
15199 | 1051920000 | ZP 4/1AN ZA O.RA GN | Z-series, Plug-in connector, Direct mounting
15200 | 1615580000 | SL 3.50/07/90F 4.5SN BK BX | PCB plug-in connector, male header, Flange, THT solder connection, 3.50 mm, Number of poles: 7, 90°, Solder pin length (l): 4.5 mm, tinned, black, Box
15201 | 1567660000 | TS35X7.5 ST STB 2.1 STB 3 | Rail, TS 35, TS 35 x 7.5, Width: 150 mm, without slot, Steel, galvanic zinc plated and passivated
15202 | 1315180000 | UR20-8DI-P-2W | Remote I/O module, IP20, Digital signals, Input, 8-channel, 2-conductor connection
15203 | 1187170000 | A2L/63S/NPT2-1/2-WM | A2L (Klippon unarmored Ex e/d cable gland), Cable glands, 2 1/2" NPT, 28.9 mm, OD min. 43.5 - OD max. 50.1 mm, Brass, nickel-plated
15204 | 1205490000 | A2LC/50S/NPT2-M50F-WM | A2LC (Klippon unarmored with conduit connection thread, Ex e/d cable gland), Cable glands, 2" NPT, 19.2 mm, OD min. 31.5 - OD max. 38.2 mm, Brass, nickel-plated
15205 | 1206360000 | A2LC/40/NPT1-1/4-NPT1 | A2LC (Klippon unarmored with conduit connection thread, Ex e/d cable gland), Cable glands, 1 1/4" NPT, 18 mm, OD min. 25.5 - OD max. 32.2 mm, Brass, nickel-plated
15206 | 2771460000 | CH20M6 BP 4P-4P GY LF 1 | Modular housing, OMNIMATE Housing - series CH20M Pebble grey, Housing base part, Width: 6.1 mm
15207 | 1185200000 | E1XZ/20S/NPT3/4-WM | E1XZ (Klippon double seal SWB/STA armored Ex e/d cable gland), Cable glands, 3/4" NPT, 13.9 mm, Braided armouring, Metal foil armouring, 0.9 - 1.25 mm, OD min. 12.5 - OD max. 16 mm, ID min. 8.00 - ID max. 11.70 mm, Brass, nickel-plated
15208 | 1185690000 | SKMUS M20-W | SKMU SS (stainless steel locknut), Locknut, Stainless steel 1.4404
15209 | 1185070000 | E1XZ/63/M63-WM | E1XZ (Klippon double seal SWB/STA armored Ex e/d cable gland), Cable glands, M 63 x 1.5, 19 mm, Braided armouring, Metal foil armouring, 2.5 - 2.5 mm, OD min. 58 - OD max. 66 mm, ID min. 49.50 - ID max. 56.00 mm, Brass, nickel-plated
15210 | 1206380000 | A2LC/50S/NPT1-1/2-NPT2F | A2LC (Klippon unarmored with conduit connection thread, Ex e/d cable gland), Cable glands, 1 1/2" NPT, 18.4 mm, OD min. 31.5 - OD max. 38.2 mm, Brass, nickel-plated
15211 | 1205390000 | A2LC/63S/NPT2-M63F-WM | A2LC (Klippon unarmored with conduit connection thread, Ex e/d cable gland), Cable glands, 2" NPT, 19.2 mm, OD min. 43.5 - OD max. 50.1 mm, Brass, nickel-plated
15212 | 1184910000 | E1W/25/NPT1-WM | E1W (Klippon double seal SWA armored Ex e/d cable gland), Cable glands, 1" NPT, 17.3 mm, Single-wire armouring, 1.25 - 1.6 mm, OD min. 20 - OD max. 27.5 mm, ID min. 13.50 - ID max. 20.00 mm, Brass, nickel-plated
15213 | 1205190000 | A2LC/16/M16-NPT1/2F-WM | A2LC (Klippon unarmored with conduit connection thread, Ex e/d cable gland), Cable glands, M 16 x 1.5, 16 mm, OD min. 4.5 - OD max. 8.7 mm, Brass, nickel-plated
15214 | 1205250000 | A2LC/50/M50-NPT2F-WM | A2LC (Klippon unarmored with conduit connection thread, Ex e/d cable gland), Cable glands, M 50 x 1.5, 16 mm, OD min. 37.5 - OD max. 44.1 mm, Brass, nickel-plated
15215 | 1186990000 | A2L/16/NPT1/2-WM | A2L (Klippon unarmored Ex e/d cable gland), Cable glands, 1/2" NPT, 13.6 mm, OD min. 4.5 - OD max. 8.7 mm, Brass, nickel-plated
15216 | 1184940000 | E1W/50S/NPT2-WM | E1W (Klippon double seal SWA armored Ex e/d cable gland), Cable glands, 2" NPT, 19.2 mm, Single-wire armouring, 2 - 2.5 mm, OD min. 38.5 - OD max. 46.5 mm, ID min. 31.50 - ID max. 38.20 mm, Brass, nickel-plated
15217 | 1205110000 | A2LC/20/M20-M20F-WM | A2LC (Klippon unarmored with conduit connection thread, Ex e/d cable gland), Cable glands, M 20 x 1.5, 16 mm, OD min. 10 - OD max. 14 mm, Brass, nickel-plated
15218 | 1205180000 | A2LC/63/M63-M63F-WM | A2LC (Klippon unarmored with conduit connection thread, Ex e/d cable gland), Cable glands, M 63 x 1.5, 19 mm, OD min. 49.5 - OD max. 56 mm, Brass, nickel-plated
15219 | 1205080000 | A2LC/16/M16-M20F-WM | A2LC (Klippon unarmored with conduit connection thread, Ex e/d cable gland), Cable glands, M 16 x 1.5, 16 mm, OD min. 4.5 - OD max. 8.7 mm, Brass, nickel-plated
15220 | 1205320000 | A2LC/50S/M50-NPT2F-WM | A2LC (Klippon unarmored with conduit connection thread, Ex e/d cable gland), Cable glands, M 50 x 1.5, 16 mm, OD min. 31.5 - OD max. 38.2 mm, Brass, nickel-plated
15221 | 1184840000 | E1W/50/NPT2-WM | E1W (Klippon double seal SWA armored Ex e/d cable gland), Cable glands, 2" NPT, 19.2 mm, Single-wire armouring, 2 - 2.5 mm, OD min. 45.5 - OD max. 53 mm, ID min. 37.50 - ID max. 44.10 mm, Brass, nickel-plated
15222 | 8000005228 | FPL 4G2.5/P/Q4KW/2 | FieldPower®, Cable, Plastic housing, Number of wires: 4, Ölflex Classic 110 4G2.5 or similar, Cross-section: 2.5 mm² , 2 m
15223 | 8000005229 | FPL 4G2.5/P/Q4KW/5 | FieldPower®, Cable, Plastic housing, Number of wires: 4, Ölflex Classic 110 4G2.5 or similar, Cross-section: 2.5 mm² , 5 m
15224 | 8000005294 | FPL 4G2.5/P/Q4MG/2 | FieldPower®, Cable, Metal housing, Number of wires: 4, Ölflex Classic 110 4G2.5 or similar, Cross-section: 2.5 mm² , 2 m
15225 | 8000005295 | FPL 4G2.5/P/Q4MG/5 | FieldPower®, Cable, Metal housing, Number of wires: 4, Ölflex Classic 110 4G2.5 or similar, Cross-section: 2.5 mm² , 5 m
15226 | 8000005296 | FPL 4G2.5/PD/Q4MG/2+2 | FieldPower®, Cable, Metal housing, Number of wires: 4, Ölflex Classic 110 4G2.5 or similar, Cross-section: 2.5 mm² , 2 m, 2 m
15227 | 8000005297 | FPL 4G2.5/PD/Q4MG/2+5 | FieldPower®, Cable, Metal housing, Number of wires: 4, Ölflex Classic 110 4G2.5 or similar, Cross-section: 2.5 mm² , 2 m, 5 m
15228 | 8000005300 | FPL 4G2.5/PD/Q4MG/2+15 | FieldPower®, Cable, Metal housing, Number of wires: 4, Ölflex Classic 110 4G2.5 or similar, Cross-section: 2.5 mm² , 2 m, 15 m
15229 | 8000005243 | FPL 4G1.5C4/Q8MG/5 | FieldPower®, Cable, Metal housing, Number of wires: 4, Ölflex Servo 709 CY 4G1.5 + 2x(2x0.75), Cross-section: 1.5 mm² , 5 m
15230 | 8000028399 | KTB MH 262615 EXIA | Klippon TB (Terminal Box), Terminal Box, stainless steel enclosure, Height: 260 mm, Width: 260 mm, Depth: 150 mm, Gland plates: Bottom, Material: Stainless steel 1.4404 (316L), electropolished, silver
15231 | 8000003591 | KLIPPON K41 M20WCSS EX | Terminal Box, ATEX ll 2GD T85°C Ex e ll T6, KLIPPON K41 EX, KL SET 12W4 S, Drill holes side A: 3 x M20x1.5, Drill holes side B: 3 x M20x1.5
15232 | 8000004160 | KLIPPON POK1 2M16AB CSS | Housing with threaded hole, 75 x 80 x 56.5, Glass fibre-reinforced polyester, Drill holes side A: 2 x M16x1.5, Drill holes side B: 2 x M16x1.5
15233 | 8000004161 | KLIPPON POK2 2M20AB CSS | Housing with threaded hole, 75 x 110 x 56.5, Glass fibre-reinforced polyester, Drill holes side A: 2 x M20x1.5, Drill holes side B: 2 x M20x1.5
15234 | 8000004162 | KLIPPON POK3 4M20AB CSS | Housing with threaded hole, 75 x 160 x 56.5, Glass fibre-reinforced polyester, Drill holes side A: 4 x M20x1.5, Drill holes side B: 4 x M20x1.5
15235 | 8000004164 | KLIPPON POK51 4M20ABCSS | Housing with threaded hole, 160 x 160 x 91, Glass fibre-reinforced polyester, Drill holes side A: 4 x M20x1.5, Drill holes side B: 4 x M20x1.5
15236 | 8000004202 | KLIPPON K1 M16BCSS EX | Terminal Box, ATEX II 2G Ex e IIC T6, KLIPPON K1 EX, MOPL SET BK4 S, Drill holes side A: 1 x M16x1.5, Drill holes side B: 2 x M16x1.5
15237 | 8000004203 | KLIPPON K1 M20BCSS EX | Terminal Box, ATEX II 2G Ex e IIC T6, KLIPPON K1 EX, MOPL SET BK4 S, Drill holes side A: 1 x M20x1.5, Drill holes side B: 1 x M20x1.5
15238 | 8000004207 | KLIPPON K11 M16ACSS EX | Terminal Box, ATEX ll 2GD T85°C Ex e ll T6, KLIPPON K11 EX, KL SET 5A4 S, Drill holes side A: 2 x M16x1.5, Drill holes side B: 2 x M16x1.5
15239 | 8000004208 | KLIPPON K11 M20ZCSS EX | Terminal Box, ATEX ll 2GD T85°C Ex e ll T6, KLIPPON K11 EX, KL SET 5Z2.5 S, Drill holes side A: 2 x M20x1.5, Drill holes side B: 2 x M20x1.5
15240 | 8000004209 | KLIPPON K11 M20ACSS EX | Terminal Box, ATEX ll 2GD T85°C Ex e ll T6, KLIPPON K11 EX, KL SET 5A4 S, Drill holes side A: 2 x M20x1.5, Drill holes side B: 2 x M20x1.5
15241 | 8000004210 | KLIPPON K2 M20BCSS EX | Terminal Box, ATEX ll 2GD T85°C Ex e ll T6, KLIPPON K2 EX, MOPL SET BK6 S, Drill holes side A: 2 x M20x1.5, Drill holes side B: 2 x M20x1.5
15242 | 8000004211 | KLIPPON K21 M16ZCSS EX | Terminal Box, ATEX ll 2GD T85°C Ex e ll T6, KLIPPON K21 EX, KL SET 14Z2.5 S, Drill holes side A: 3 x M16x1.5, Drill holes side B: 3 x M16x1.5
15243 | 8000004214 | KLIPPON K31 M20ZCSS EX | Terminal Box, ATEX ll 2GD T85°C Ex e ll T6, KLIPPON K31 EX, KL SET 24Z2.5 S, Drill holes side A: 4 x M20x1.5, Drill holes side B: 4 x M20x1.5
15244 | 8000004215 | KLIPPON K31 M20ACSS EX | Terminal Box, ATEX ll 2GD T85°C Ex e ll T6, KLIPPON K31 EX, KL SET 21A4 S, Drill holes side A: 4 x M20x1.5, Drill holes side B: 4 x M20x1.5
15245 | 8000004217 | KLIPPON K4 M20ZCSS EX | Terminal Box, ATEX ll 2GD T85°C Ex e ll T6, KLIPPON K4 EX, KL SET 4Z4 S, Drill holes side A: 2 x M20x1.5, Drill holes side B: 2 x M20x1.5
15246 | 8000004220 | KLIPPON K52 M20WCSS EX | Terminal Box, ATEX ll 2GD T85°C Ex e ll T6, KLIPPON K52 EX, KL SET 32W4 S, Drill holes side A: 4 x M20x1.5, Drill holes side B: 4 x M20x1.5
15247 | 8000004221 | KLIPPON K52 M20ZCSS EX | Terminal Box, ATEX ll 2GD T85°C Ex e ll T6, KLIPPON K52 EX, KL SET 38Z2.5 S, Drill holes side A: 4 x M20x1.5, Drill holes side B: 4 x M20x1.5
15248 | 8000004224 | KLIPPON POK2 M20BCSS EX | Terminal Box, ATEX ll 2GD T85°C Ex e ll T6, KLIPPON POK 081106 EX, KL SET KLIPPON POK2 BK6, Drill holes side A: 2 x M20x1.5, Drill holes side B: 2 x M20x1.5
15249 | 8000004226 | KLIPPON POK3 M20BCSS EX | Terminal Box, ATEX ll 2GD T85°C Ex e ll T6, KLIPPON POK 081606 EX, KL SET KLIPPON POK3BK12, Drill holes side A: 4 x M20x1.5, Drill holes side B: 4 x M20x1.5
15250 | 8000004228 | KLIPPON POK3 M20ACSS EX | Terminal Box, ATEX ll 2GD T85°C Ex e ll T6, KLIPPON POK 081606 EX, KL SET 18A4 S, Drill holes side A: 4 x M20x1.5, Drill holes side B: 4 x M20x1.5
15251 | 8000004229 | KLIPPON POK51 M20WCSS E | Terminal Box, ATEX ll 2GD T85°C Ex e ll T6, KLIPPON POK 161609 EX, KL SET 32W4 S, Drill holes side A: 4 x M20x1.5, Drill holes side B: 4 x M20x1.5
15252 | 8000004230 | KLIPPON POK51 M20ZCSS E | Terminal Box, ATEX ll 2GD T85°C Ex e ll T6, KLIPPON POK 161609 EX, KL SET 38Z2.5 S, Drill holes side A: 4 x M20x1.5, Drill holes side B: 4 x M20x1.5
15253 | 8000011742 | FPL 4G2.5/Q8KW/3 | FieldPower®, Cable, Plastic housing, Number of wires: 4, Ölflex Classic 110 4G2.5 or similar, Cross-section: 2.5 mm² , 3 m
15254 | 8000011744 | FPL 4G2.5/Q8KW/10 | FieldPower®, Cable, Plastic housing, Number of wires: 4, Ölflex Classic 110 4G2.5 or similar, Cross-section: 2.5 mm² , 10 m
15255 | 8000011748 | FPL 4G2.5C/Q8MW/3 | FieldPower®, Cable, Metal housing, Number of wires: 4, Ölflex Classic 110 CY 4G2.5 or similar, Cross-section: 2.5 mm² , 3 m
15256 | 8000011749 | FPL 4G2.5C/Q8MW/5 | FieldPower®, Cable, Metal housing, Number of wires: 4, Ölflex Classic 110 CY 4G2.5 or similar, Cross-section: 2.5 mm² , 5 m
15257 | 8000011750 | FPL 4G2.5C/Q8MW/10 | FieldPower®, Cable, Metal housing, Number of wires: 4, Ölflex Classic 110 CY 4G2.5 or similar, Cross-section: 2.5 mm² , 10 m
15258 | 8000011751 | FPL 7G2.5C/Q8MW/3 | FieldPower®, Cable, Metal housing, Number of wires: 7, Ölflex Classic 110 CY 7G2.5 or similar, Cross-section: 2.5 mm² , 3 m
15259 | 8000011753 | FPL 7G2.5C/Q8MW/10 | FieldPower®, Cable, Metal housing, Number of wires: 7, Ölflex Classic 110 CY 7G2.5 or similar, Cross-section: 2.5 mm² , 10 m
15260 | 8000005298 | FPL 4G2.5/PD/Q4MG/2+7.5 | FieldPower®, Cable, Metal housing, Number of wires: 4, Ölflex Classic 110 4G2.5 or similar, Cross-section: 2.5 mm² , 2 m, 7.5 m
15261 | 8000004138 | KL SET 5W4 S | Terminal strip, Rail: TS 35, Fit to housing size: K4, KLIPPON K4
15262 | 8000004142 | KL SET 32W4 S | Terminal strip, Rail: TS 35, Fit to housing size: K52, KLIPPON K52, Klippon POK 51, POK 51
15263 | 8000003903 | TS35X7.5 ST K6 | Rail, TS 35, TS 35 x 7.5, Width: 172 mm, without slot, Steel, galvanized, chromium-plated
15264 | 8000003899 | TS35X7.5 ST K11 | Rail, TS 35, TS 35 x 7.5, Width: 64 mm, without slot, Steel, galvanic zinc plated and passivated
15265 | 8000003890 | TS15X5 ST POK 0811 | Rail, TS 15, Width: 15 mm, without slot, Steel, galvanic zinc plated and passivated
15266 | 8000006720 | TS35X7.5 ST KTB2215 HOR | Rail, TS 35, TS 35 x 7.5, Width: 91 mm, without slot, Steel, galvanized, chromium-plated
15267 | 8000003908 | TS35X7.5 ST K52 | Rail, TS 35, TS 35 x 7.5, Width: 140 mm, without slot, Steel, galvanic zinc plated and passivated
15268 | 8000003897 | TS35X7.5 ST K21 | Rail, TS 35, TS 35 x 7.5, Width: 114 mm, without slot, Steel, galvanic zinc plated and passivated
15269 | 8000003891 | TS15X5 ST POK 0816 | Rail, TS 15, Width: 147 mm, without slot, Steel, galvanic zinc plated and passivated
15270 | 8000003902 | TS35X7.5 ST K5 | Rail, TS 35, TS 35 x 7.5, Width: 148 mm, without slot, Steel, galvanic zinc plated and passivated
15271 | 8000003898 | TS35X7.5 ST K31 | Rail, TS 35, TS 35 x 7.5, Width: 164 mm, without slot, Steel, galvanic zinc plated and passivated
15272 | 8000006721 | TS35X7.5 ST KTB3526 HOR | Rail, TS 35, TS 35 x 7.5, Width: 199 mm, without slot, Steel, galvanized, chromium-plated
15273 | 8000006708 | TS35X7.5 ST KTB2215 VER | Rail, TS 35, TS 35 x 7.5, Width: 174 mm, without slot, Steel, galvanized, chromium-plated
15274 | 8000003892 | TS15X5 ST POK 0819 | Rail, TS 15, Width: 177 mm, without slot, Steel, galvanic zinc plated and passivated
15275 | 8000006723 | TS35X7.5 ST KTB4030 HOR | Rail, TS 35, TS 35 x 7.5, Width: 239 mm, without slot, Steel, galvanized, chromium-plated
15276 | 8000003912 | TS35X7.5 ST POK 2525 | Rail, TS 35, TS 35 x 7.5, Width: 239 mm, without slot, Steel, galvanic zinc plated and passivated
15277 | 8000006709 | TS35X7.5 ST KTB2626 VER | Rail, TS 35, TS 35 x 7.5, Width: 205 mm, without slot, Steel, galvanic zinc plated and passivated
15278 | 8000003907 | TS35X7.5 ST K51 | Rail, TS 35, TS 35 x 7.5, Width: 203 mm, without slot, Steel, galvanic zinc plated and passivated
15279 | 8000006722 | TS35X7.5 ST KTB3030 HOR | Rail, TS 35, TS 35 x 7.5, Width: 245 mm, without slot, Steel, galvanized, chromium-plated
15280 | 8000006710 | TS35X7.5 ST KTB3030 VER | Rail, TS 35, TS 35 x 7.5, Width: 251 mm, without slot, Steel, galvanized, chromium-plated
15281 | 8000006726 | TS35X7.5 ST KTB5535 HOR | Rail, TS 35, TS 35 x 7.5, Width: 289 mm, without slot, Steel, galvanized, chromium-plated
15282 | 8000006711 | TS35X7.5 ST KTB3526 VER | Rail, TS 35, TS 35 x 7.5, Width: 295 mm, without slot, Steel, galvanized, chromium-plated
15283 | 8000006712 | TS35X7.5 ST KTB4030 VER | Rail, TS 35, TS 35 x 7.5, Width: 345 mm, without slot, Steel, galvanized, chromium-plated
15284 | 8000003910 | TS35X7.5 ST POK 1636 | Rail, TS 35, TS 35 x 7.5, Width: 342 mm, without slot, Steel, galvanic zinc plated and passivated
15285 | 8000006724 | TS35X7.5 ST KTB4538 HOR | Rail, TS 35, TS 35 x 7.5, Width: 321 mm, without slot, Steel, galvanized, chromium-plated
15286 | 8000006727 | TS35X7.5 ST KTB6245 HOR | Rail, TS 35, TS 35 x 7.5, Width: 375 mm, without slot, Steel, galvanized, chromium-plated
15287 | 8000006713 | TS35X7.5 ST KTB4538 VER | Rail, TS 35, TS 35 x 7.5, Width: 403 mm, without slot, Steel, galvanic zinc plated and passivated
15288 | 8000006729 | TS35X7.5 ST KTB9161 HOR | Rail, TS 35, TS 35 x 7.5, Width: 535 mm, without slot, Steel, galvanized, chromium-plated
15289 | 8000006714 | TS35X7.5 ST KTB4848 VER | Rail, TS 35, TS 35 x 7.5, Width: 425 mm, without slot, Steel, galvanized, chromium-plated
15290 | 8000006728 | TS35X7.5 ST KTB7650 HOR | Rail, TS 35, TS 35 x 7.5, Width: 447 mm, without slot, Steel, galvanic zinc plated and passivated
15291 | 8000006715 | TS35X7.5 ST KTB5535 VER | Rail, TS 35, TS 35 x 7.5, Width: 495 mm, without slot, Steel, galvanized, chromium-plated
15292 | 8000006717 | TS35X7.5 ST KTB7650 VER | Rail, TS 35, TS 35 x 7.5, Width: 693 mm, without slot, Steel, galvanized, chromium-plated
15293 | 8000006716 | TS35X7.5 ST KTB6245 VER | Rail, TS 35, TS 35 x 7.5, Width: 551 mm, without slot, Steel, galvanized, chromium-plated
15294 | 8000006730 | TS35X7.5 ST KTB9874 HOR | Rail, TS 35, TS 35 x 7.5, Width: 666 mm, without slot, Steel, galvanized, chromium-plated
15295 | 8000003911 | TS35X7.5 ST POK 1656 | Rail, TS 35, TS 35 x 7.5, Width: 543 mm, with slot, Steel, galvanic zinc plated and passivated
15296 | 8000003914 | TS35X7.5 ST POK 2560 | Rail, TS 35, TS 35 x 7.5, Width: 583 mm, with slot, Steel, galvanic zinc plated and passivated
15297 | 8000006718 | TS35X7.5 ST KTB9161 VER | Rail, TS 35, TS 35 x 7.5, Width: 845 mm, without slot, Steel, galvanized, chromium-plated
15298 | 8000006719 | TS35X7.5 ST KTB9874 VER | Rail, TS 35, TS 35 x 7.5, Width: 912 mm, without slot, Steel, galvanized, chromium-plated
15299 | 8000004131 | KL SET 5A4 S | Terminal strip, Rail: TS 15, Fit to housing size: K 11, KLIPPON K11
15300 | 8000004135 | MOPL SET BK12 S | Terminal strip, Rail: Mounting plate, Fit to housing size: K3, KLIPPON K3
15301 | 8000004141 | KL SET 15Z4 S | Terminal strip, Rail: TS 35, Fit to housing size: K5, KLIPPON K5
15302 | 8000004130 | KL SET 5Z2.5 S | Terminal strip, Rail: TS 15, Fit to housing size: K 11, KLIPPON K11
15303 | 8000004133 | KL SET 14Z2.5 S | Terminal strip, Rail: TS 15, Fit to housing size: K21, KLIPPON K21
15304 | 8000004134 | KL SET 13A4 S | Terminal strip, Rail: TS 15, Fit to housing size: KLIPPON K21, K21
15305 | 8000004143 | KL SET 38Z2.5 S | Rail, Rail: TS 35, Fit to housing size: K52, POK 51, KLIPPON K52, Klippon POK 51
15306 | 8000004144 | KL SET 6A4 S | Terminal strip, Rail: TS 15, Fit to housing size: POK 1, Klippon POK 1
15307 | 8000004146 | KL SET 18A4 S | Terminal strip, Rail: TS 15, Fit to housing size: POK 3, Klippon POK 3
15308 | 8000004365 | KL SET KLIPPON POK1 BK4 | Terminal strip, Fit to housing size: Klippon POK 1, POK 1
15309 | 8000004366 | KL SET KLIPPON POK2 BK6 | Terminal strip, Fit to housing size: Klippon POK 2, POK 2
15310 | 8000004136 | KL SET 24Z2.5 S | Terminal strip, Rail: TS 15, Fit to housing size: K31, KLIPPON K31
15311 | 8000004139 | KL SET 4Z4 S | Terminal strip, Rail: TS 35, Fit to housing size: K4, KLIPPON K4
15312 | 8000003889 | TS15X5 ST POK 0808 | Rail, TS 15, Width: 68 mm, without slot, Steel, galvanic zinc plated and passivated
15313 | 8000003905 | TS35X7.5 ST K7 | Rail, TS 35, TS 35 x 7.5, Width: 324 mm, without slot, Steel, galvanized, chromium-plated
15314 | 8000006725 | TS35X7.5 ST KTB4848 HOR | Rail, TS 35, TS 35 x 7.5, Width: 419 mm, without slot, Steel, galvanized, chromium-plated
15315 | 8000003439 | TS35X7.5 ST K41 | Rail, TS 35, TS 35 x 7.5, Width: 105 mm, without slot, Steel, galvanic zinc plated and passivated
15316 | 8000003913 | TS35X7.5 ST POK 4040 | Rail, TS 35, TS 35 x 7.5, Width: 384 mm, without slot, Steel, galvanic zinc plated and passivated
15317 | 8000004129 | MOPL SET BK4 S | Terminal strip, Rail: Mounting plate, Fit to housing size: K 1, KLIPPON K1
15318 | 8000004132 | MOPL SET BK6 S | Terminal strip, Rail: Mounting plate, Fit to housing size: K2, KLIPPON K2
15319 | 8000015137 | HDC FBS TOOL 13-50 | Mounting tool
15320 | 8000003589 | KLIPPON K41 M25WCSS EX | Terminal Box, ATEX ll 2GD T85°C Ex e ll T6, KLIPPON K41 EX, KL SET 12W4 S, Drill holes side A: 2 x M25x1.5, Drill holes side B: 2 x M25x1.5
15321 | 8000004204 | KLIPPON K11 M16ZCSS EX | Terminal Box, ATEX ll 2GD T85°C Ex e ll T6, KLIPPON K11 EX, KL SET 5Z2.5 S, Drill holes side A: 2 x M16x1.5, Drill holes side B: 2 x M16x1.5
15322 | 8000004212 | KLIPPON K21 M16ACSS EX | Terminal Box, ATEX ll 2GD T85°C Ex e ll T6, KLIPPON K21 EX, KL SET 13A4 S, Drill holes side A: 3 x M16x1.5, Drill holes side B: 3 x M16x1.5
15323 | 8000004218 | KLIPPON K5 4M20WCSS EX | Terminal Box, ATEX ll 2GD T85°C Ex e ll T6, KLIPPON K5 EX, KL SET 18W4 S, Drill holes side A: 4 x M20x1.5, Drill holes side B: 4 x M20x1.5
15324 | 8000004219 | KLIPPON K5 4M20ZCSS EX | Terminal Box, ATEX ll 2GD T85°C Ex e ll T6, KLIPPON K5 EX, KL SET 15Z4 S, Drill holes side A: 4 x M20x1.5, Drill holes side B: 4 x M20x1.5
15325 | 8000004222 | KLIPPON POK1 M16BCSS EX | Terminal Box, ATEX ll 2GD T85°C Ex e ll T6, KLIPPON POK 080806 EX, KL SET 6A4 S, Drill holes side A: 2 x M16x1.5, Drill holes side B: 2 x M16x1.5
15326 | 8000004223 | KLIPPON POK1 M16ACSS EX | Terminal Box, ATEX ll 2GD T85°C Ex e ll T6, KLIPPON POK 080806 EX, KL SET 6A4 S, Drill holes side A: 2 x M16x1.5, Drill holes side B: 2 x M16x1.5
15327 | 8000004225 | KLIPPON POK2 M20ACSS EX | Terminal Box, ATEX ll 2GD T85°C Ex e ll T6, KLIPPON POK 081106 EX, KL SET 10A4 S, Drill holes side A: 2 x M20x1.5, Drill holes side B: 2 x M20x1.5
15328 | 8000005211 | GHDE 10P HO ON/OFF PTS4 | FieldPower® enclosures, IP65 with corresponding housing, Polycarbonate, GF 10
15329 | 8000005242 | FPL 4G1.5C4/Q8MG/2 | FieldPower®, Cable, Metal housing, Number of wires: 4, Ölflex Servo 709 CY 4G1.5 + 2x(2x0.75), Cross-section: 1.5 mm² , 2 m
15330 | 8000011743 | FPL 4G2.5/Q8KW/5 | FieldPower®, Cable, Plastic housing, Number of wires: 4, Ölflex Classic 110 4G2.5 or similar, Cross-section: 2.5 mm² , 5 m
15331 | 8003881001 | RS SD37S UNC 4.40 LP2N | Interface, RSSD, D-sub connectors, acc. to IEC 60807 / DIN 41652, 37-pole plug, Screw connection
15332 | 8003891001 | RS SD37B UNC 4.40 LP2N | Interface, RSSD, D-sub connectors, acc. to IEC 60807 / DIN 41652, 37-pole female, Screw connection
15333 | 8003901001 | RS SD9S UNC 4.40 LP2N | Interface, RSSD, D-sub connectors, acc. to IEC 60807 / DIN 41652, 9-pole plug, Screw connection
15334 | 8003911001 | RS SD9B UNC 4.40 LP2N | Interface, RSSD, D-sub connectors, acc. to IEC 60807 / DIN 41652, 9-pole female, Screw connection
15335 | 8005161001 | RS SD50S UNC 4.40 LP2N | Interface, RSSD, D-sub connectors, acc. to IEC 60807 / DIN 41652, 50-pole plug, Screw connection
15336 | 8005171001 | RS SD50B UNC 4.40 LP2N | Interface, RSSD, D-sub connectors, acc. to IEC 60807 / DIN 41652, 50-pole female, Screw connection
15337 | 8005181001 | RS SD25S UNC 4.40 LP2N | Interface, RSSD, D-sub connectors, acc. to IEC 60807 / DIN 41652, 25-pole plug, Screw connection
15338 | 8005191001 | RS SD25B UNC 4.40 LP2N | Interface, RSSD, D-sub connectors, acc. to IEC 60807 / DIN 41652, 25-pole female, Screw connection
15339 | 8005201001 | RS SD15S UNC 4.40 LP2N | Interface, RSSD, D-sub connectors, acc. to IEC 60807 / DIN 41652, 15-pole plug, Screw connection
15340 | 8005211001 | RS SD15B UNC 4.40 LP2N | Interface, RSSD, D-sub connectors, acc. to IEC 60807 / DIN 41652, 15-pole female, Screw connection
15341 | 8012850000 | RS F10 LP3R 3/12 | Interface, RSF, Plug-in connector in acc. with IEC60603-13 / DIN41651, 10-pole, Screw connection
15342 | 8012860000 | RS F14 LP3R 3/14 | Interface, RSF, Plug-in connector in acc. with IEC60603-13 / DIN41651, 14-pole, Screw connection
15343 | 8012870000 | RS F16 LP3R 3/18 | Interface, RSF, Plug-in connector in acc. with IEC60603-13 / DIN41651, 16-pole, Screw connection
15344 | 8012910000 | RS F20 LP3R 3/21 | Interface, RSF, Plug-in connector in acc. with IEC60603-13 / DIN41651, 20-pole, Screw connection
15345 | 8012920000 | RS F26 LP3R 3/27 | Interface, RSF, Plug-in connector in acc. with IEC60603-13 / DIN41651, 26-pole, Screw connection
15346 | 8012930000 | RS F34 LP3R 3/36 | Interface, RSF, Plug-in connector in acc. with IEC60603-13 / DIN41651, 34-pole, Screw connection
15347 | 8012940000 | RS F40 LP3R 3/42 | Interface, RSF, Plug-in connector in acc. with IEC60603-13 / DIN41651, 40-pole, Screw connection
15348 | 8012950000 | RS F50 LP3R 3/51 | Interface, RSF, Plug-in connector in acc. with IEC60603-13 / DIN41651, 50-pole, Screw connection
15349 | 8012960000 | RS F60 LP3R 3/63 | Interface, RSF, Plug-in connector in acc. with IEC60603-13 / DIN41651, 60-pole, Screw connection
15350 | 8012970000 | RS F64 LP3R 3/66 | Interface, RSF, Plug-in connector in acc. with IEC60603-13 / DIN41651, 64-pole, Screw connection
15351 | 8013120000 | SKH C64*2 (A&C) RH2 | Interface, Plug-in connector, acc. to DIN 41612 female, 64C
15352 | 8019880000 | RS SD9B LP3R | Interface, RSSD, D-sub connectors, acc. to IEC 60807 / DIN 41652, 9-pole female, Screw connection
15353 | 8019890000 | RS SD15B LP3R | Interface, RSSD, D-sub connectors, acc. to IEC 60807 / DIN 41652, 15-pole female, Screw connection
15354 | 8019900000 | RS SD25B LP3R | Interface, RSSD, D-sub connectors, acc. to IEC 60807 / DIN 41652, 25-pole female, Screw connection
15355 | 8019910000 | RS SD37B LP3R | Interface, RSSD, D-sub connectors, acc. to IEC 60807 / DIN 41652, 37-pole female, Screw connection
15356 | 8019920000 | RS SD50B LP3R | Interface, RSSD, D-sub connectors, acc. to IEC 60807 / DIN 41652, 50-pole female, Screw connection
15357 | 8019930000 | RS SD9S LP3R | Interface, RSSD, D-sub connectors, acc. to IEC 60807 / DIN 41652, 9-pole plug, Screw connection
15358 | 8019940000 | RS SD15S LP3R | Interface, RSSD, D-sub connectors, acc. to IEC 60807 / DIN 41652, 15-pole plug, Screw connection
15359 | 8019950000 | RS SD25S LP3R | Interface, RSSD, D-sub connectors, acc. to IEC 60807 / DIN 41652, 25-pole plug, Screw connection
15360 | 8019960000 | RS SD37S LP3R | Interface, RSSD, D-sub connectors, acc. to IEC 60807 / DIN 41652, 37-pole plug, Screw connection
15361 | 8019970000 | RS SD50S LP3R | Interface, RSSD, D-sub connectors, acc. to IEC 60807 / DIN 41652, 50-pole plug, Screw connection
15362 | 8022901001 | RSD 10 LP/LP | Interface, RSD, Free diode, Screw connection
15363 | 8022911001 | RSD 20 LP/LP | Interface, RSD, Free diode, Screw connection
15364 | 8022921001 | RSD 40 LP/LP | Interface, RSD, PLC digital I/O module, Screw connection
15365 | 8050981001 | SKH D32*2 LP5.08/16 RH2 | Interface, Plug-in connector, acc. to DIN 41612 female, 32D
15366 | 8051300000 | SKH H15S | Interface, Plug-in connector, acc. to DIN 41612 female, 15H
15367 | 8155550000 | RS F64 LPK 2H/66 | Interface, RSF, Plug-in connector in acc. with IEC60603-13 / DIN41651, 64-pole, Screw connection
15368 | 8155570000 | RS F50 LPK 2H/52 | Interface, RSF, Plug-in connector in acc. with IEC60603-13 / DIN41651, 50-pole, Screw connection
15369 | 8155580000 | RS F40 LPK 2H/42 | Interface, RSF, Plug-in connector in acc. with IEC60603-13 / DIN41651, 40-pole, Screw connection
15370 | 8155590000 | RS F34 LPK 2H/36 | Interface, RSF, Plug-in connector in acc. with IEC60603-13 / DIN41651, 34-pole, Screw connection
15371 | 8155600000 | RS F20 LPK 2H/22 | Interface, RSF, Plug-in connector in acc. with IEC60603-13 / DIN41651, 20-pole, Screw connection
15372 | 8155610000 | RS F10 LPK 2H/12 | Interface, RSF, Plug-in connector in acc. with IEC60603-13 / DIN41651, 10-pole, Screw connection
15373 | 8155620000 | RS SD25B UNC LPK2 | Interface, RSSD, D-sub connectors, acc. to IEC 60807 / DIN 41652, 25-pole female, Screw connection
15374 | 8155630000 | RS SD37B UNC LPK2 | Interface, RSSD, D-sub connectors, acc. to IEC 60807 / DIN 41652, 37-pole female, Screw connection
15375 | 8155640000 | RS SD50B UNC LPK2 | Interface, RSSD, PLC digital I/O module, D-sub connectors, acc. to IEC 60807 / DIN 41652, 50-pole plug, Screw connection
15376 | 8155650000 | RS SD25S UNC LPK2 | Interface, RSSD, D-sub connectors, acc. to IEC 60807 / DIN 41652, 25-pole plug, Screw connection
15377 | 8155660000 | RS SD37S UNC LPK2 | Interface, RSSD, D-sub connectors, acc. to IEC 60807 / DIN 41652, 37-pole plug, Screw connection
15378 | 8155670000 | RS SD50S UNC LPK2 | Interface, RSSD, D-sub connectors, acc. to IEC 60807 / DIN 41652, 50-pole female, Screw connection
15379 | 8209730000 | RS SD15B UNC LPK2 | Interface, RSSD, D-sub connectors, acc. to IEC 60807 / DIN 41652, 15-pole female, Screw connection
15380 | 8213470000 | RS F26 LPK 2H/28 | Interface, RSF, Plug-in connector in acc. with IEC60603-13 / DIN41651, 26-pole, Screw connection
15381 | 8216480000 | RS SD9B UNC LPK2 | Interface, RSSD, D-sub connectors, acc. to IEC 60807 / DIN 41652, 9-pole female, Screw connection
15382 | 8224181001 | RS F40 16RS OUT 24VDC | RCL314024, Screw connection
15383 | 8224191001 | RS F40 16RS OUT 24VDC E | RCL314024, Screw connection
15384 | 8224260000 | RS F10 I/O8 LD LPK2 | Interface, RSF, 1-wire, Screw connection
15385 | 8233350000 | RS SD15S UNC LPK2 | Interface, RSSD, D-sub connectors, acc. to IEC 60807 / DIN 41652, 15-pole plug, Screw connection
15386 | 8234620000 | RS VERT16 LPK2 | Interface, RS VERT, 2 P, Screw connection
15387 | 8252010000 | RS VERT8 LPK2 | Interface, RS VERT, 2 P, Screw connection
15388 | 8258980000 | RS F14 LPK 2H/16 | Interface, RSF, Plug-in connector in acc. with IEC60603-13 / DIN41651, 14-pole, Screw connection
15389 | 8259000000 | RS F60 LPK 2H/62 | Interface, RSF, Plug-in connector in acc. with IEC60603-13 / DIN41651, 60-pole, Screw connection
15390 | 8259010000 | RS SD9S UNC LPK2 | Interface, RSSD, D-sub connectors, acc. to IEC 60807 / DIN 41652, 9-pole plug, Screw connection
15391 | 8265540000 | RS F16 LPK 2H/18 | Interface, RSF, Plug-in connector in acc. with IEC60603-13 / DIN41651, 16-pole, Screw connection
15392 | 8428870000 | RS F10 I/O8 LMZF | Interface, RSF, 1-wire, Tension-clamp connection
15393 | 8428880000 | RS F40 I/O32 LMZF | Interface, RSF, 1-wire, Tension-clamp connection
15394 | 8428890000 | RS F10 INIT8 LD LMZF | Interface, RSF, 3-wire, Tension-clamp connection
15395 | 8428900000 | RS F40 INIT32 LD LMZF | Interface, RSF, 3-wire, Tension-clamp connection
15396 | 8430980000 | RS F40 INIT32 LMZF | Interface, RSF, 2-wire, Tension-clamp connection
15397 | 8430990000 | RS F10 8RS OUT LMZF | FUJITSU NYP-24WK, Tension-clamp connection
15398 | 8431000000 | RS F40 32RS OUT LMZF | FUJITSU NYP-24WK, Tension-clamp connection
15399 | 8537110000 | RS F20 Z | Interface, RSF, Plug-in connector in acc. with IEC60603-13 / DIN41651, 20-pole, Tension-clamp connection
15400 | 8537130000 | RS F34 Z | Interface, RSF, Plug-in connector in acc. with IEC60603-13 / DIN41651, 34-pole, Tension-clamp connection
15401 | 8537140000 | RS F40 Z | Interface, RSF, Plug-in connector in acc. with IEC60603-13 / DIN41651, 40-pole, Tension-clamp connection
15402 | 8537150000 | RS F50 Z | Interface, RSF, Plug-in connector in acc. with IEC60603-13 / DIN41651, 50-pole, Tension-clamp connection
15403 | 8537180000 | RS F26 Z | Interface, RSF, Plug-in connector in acc. with IEC60603-13 / DIN41651, 26-pole, Tension-clamp connection
15404 | 8537190000 | RS F10 Z | Interface, RSF, Plug-in connector in acc. with IEC60603-13 / DIN41651, 10-pole, Tension-clamp connection
15405 | 8537200000 | RS F14 Z | Interface, RSF, Plug-in connector in acc. with IEC60603-13 / DIN41651, 14-pole, Tension-clamp connection
15406 | 8537240000 | RS SD37 SZ | Interface, RSSD, D-sub connectors, acc. to IEC 60807 / DIN 41652, 37-pole plug, Tension-clamp connection
15407 | 8537250000 | RS SD37 BZ | Interface, RSSD, D-sub connectors, acc. to IEC 60807 / DIN 41652, 37-pole female, Tension-clamp connection
15408 | 8537260000 | RS SD9 SZ | Interface, RSSD, D-sub connectors, acc. to IEC 60807 / DIN 41652, 9-pole plug, Tension-clamp connection
15409 | 8537320000 | RS SD9 BZ | Interface, RSSD, D-sub connectors, acc. to IEC 60807 / DIN 41652, 9-pole female, Tension-clamp connection
15410 | 8537350000 | RS SD50 SZ | Interface, RSSD, D-sub connectors, acc. to IEC 60807 / DIN 41652, 50-pole plug, Tension-clamp connection
15411 | 8537360000 | RS SD50 BZ | Interface, RSSD, D-sub connectors, acc. to IEC 60807 / DIN 41652, 50-pole female, Tension-clamp connection
15412 | 8537370000 | RS SD25 SZ | Interface, RSSD, D-sub connectors, acc. to IEC 60807 / DIN 41652, 25-pole plug, Tension-clamp connection
15413 | 8537380000 | RS SD25 BZ | Interface, RSSD, D-sub connectors, acc. to IEC 60807 / DIN 41652, 25-pole female, Tension-clamp connection
15414 | 8537390000 | RS SD15 SZ | Interface, RSSD, D-sub connectors, acc. to IEC 60807 / DIN 41652, 15-pole plug, Tension-clamp connection
15415 | 8537400000 | RS SD15 BZ | Interface, RSSD, D-sub connectors, acc. to IEC 60807 / DIN 41652, 15-pole female, Tension-clamp connection
15416 | 8555440000 | RS RJ45 2WAY | Interface, RS RJ45, 2 x RJ45 connector
15417 | 8556460000 | FBCON TERM.D EX FM | Standard distributor for Ex applications EEx(ia), IP66
15418 | 8564060000 | FBCON PA CG/M12 1WAY | Standard distributor, 1-way distributor, IP66
15419 | 8564070000 | FBCON PA CG/M12 2WAY | Standard distributor, 2-way distributor, IP66
15420 | 8564080000 | FBCON PA CG/M12 4WAY | Standard distributor, 4-way distributor, IP66
15421 | 8564090000 | FBCON PA CG 1WAY | Standard distributor, 1-way distributor, IP66
15422 | 8564100000 | FBCON PA CG 2WAY | Standard distributor, 2-way distributor, IP66
15423 | 8564110000 | FBCON PA CG 4WAY | Standard distributor, 4-way distributor, IP66
15424 | 8564150000 | FBCON PA CG/M12 1WAY EX | Standard distributor for Ex applications EEx(ia), 1-way distributor EEx, IP66
15425 | 8564160000 | FBCON PA CG/M12 2WAY EX | Standard distributor for Ex applications EEx(ia), 2-way distributor EEx, IP66
15426 | 8564170000 | FBCON PA CG/M12 4WAY EX | Standard distributor for Ex applications EEx(ia), 4-way distributor EEx, IP66
15427 | 8564180000 | FBCON PA CG 1WAY EX | Standard distributor for Ex applications EEx(ia), 1-way distributor EEx, IP66
15428 | 8564190000 | FBCON PA CG 2WAY EX | Standard distributor for Ex applications EEx(ia), 2-way distributor EEx, IP66
15429 | 8564200000 | FBCON PA CG 4WAY EX | Standard distributor for Ex applications EEx(ia), 4-way distributor EEx, IP66
15430 | 8564240000 | FBCON PA CG 8WAY EX | Standard distributor for Ex applications EEx(ia), 8-way distributor EEx, IP66
15431 | 8564250000 | FBCON PA CG/M12 8WAY EX | Standard distributor for Ex applications EEx(ia), 8-way distributor EEx, IP66
15432 | 8564290000 | FBCON DP CG TERM 24V | Standard distributor with bus termination (active), Terminator, IP66
15433 | 8564300000 | FBCON PA CG 8WAY | Standard distributor, 8-way distributor, IP66
15434 | 8564310000 | FBCON PA CG/M12 8WAY | Standard distributor, 8-way distributor, IP66
15435 | 8564320000 | FBCON DP M12 TERM 5V | Standard distributor with bus termination (active), Terminator, IP66
15436 | 8564330000 | FBCON DP M12 TERM 24V | Standard distributor, IP66
15437 | 8564340000 | FBCON DP CG 1WAY | Standard distributor, IP66
15438 | 8564350000 | FBCON DP M12 1WAY | Standard distributor without bus termination, 1-way distributor, IP66
15439 | 8606180000 | FBCON TERM.D EX FM/PEAN | Standard distributor for Ex applications EEx(ia), IP66
15440 | 8606190000 | FBCON TERM.D EX | bus terminator without earth terminal, without clip-on foot, Terminator, IP66
15441 | 8606200000 | FBCON TERM.D EX PEAN | Standard distributor for Ex applications EEx(ia), IP66
15442 | 8613670000 | FBCON SS PCG 1WAY | Standard distributor, 1-way distributor, IP66
15443 | 8613680000 | FBCON SS PCG 4WAY | Standard distributor, 4-way distributor, IP66
15444 | 8614770000 | WAVEFILTER 10A | WAVESERIES, Surge protection, Surge protection, Attenuation at 100 MHz: 40 dB
15445 | 8614780000 | WAVEFILTER 3A | WAVESERIES, Surge protection, Surge protection, Attenuation at 100 MHz: 30 dB
15446 | 8614800000 | WAVEFILTER 6A | WAVESERIES, Surge protection, Surge protection, Attenuation at 100 MHz: 40 dB
15447 | 8630770000 | RT314110 110VDC 1CO | RIDERSERIES, Relay, Number of contacts: 1, CO contact AgNi 90/10, Rated control voltage: 110 V DC, Continuous current: 16 A, Plug-in connection, Test button available: No
15448 | 8630780000 | RT314024 24VDC 1CO | RIDERSERIES, Relay, Number of contacts: 1, CO contact AgNi 90/10, Rated control voltage: 24 V DC, Continuous current: 16 A, Plug-in connection, Test button available: No
15449 | 8694400000 | SCM CLIP LM | RIDERSERIES RCM, Retaining clip
15450 | 8703430000 | FBCON SS CG 1WAY | Standard distributor, 1-way distributor, IP66
15451 | 8703450000 | FBCON SS CG 4WAY | Standard distributor, 4-way distributor, IP66
15452 | 8703470000 | FBCON SS CG 8WAY | Standard distributor, 8-way distributor, IP66
15453 | 8714160000 | FBCON PA CG/M12 1WAY LIMITER | Standard distributor with current limiting, 1-channel distributor LIMITER, IP66
15454 | 8714170000 | FBCON PA CG/M12 2WAY LIMITER | Standard distributor with current limiting, 2-channel distributor LIMITER, IP66
15455 | 8714180000 | FBCON PA CG/M12 4WAY LIMITER | Standard distributor with current limiting, 4-channel distributor LIMITER, IP66
15456 | 8714190000 | FBCON PA CG/M12 8WAY LIMITER | Standard distributor with current limiting, 8-channel distributor LIMITER, IP66
15457 | 8714200000 | FBCON PA CG 1WAY LIMITER | Standard distributor with current limiting, 1-channel distributor LIMITER, IP66
15458 | 8714210000 | FBCON PA CG 2WAY LIMITER | Standard distributor with current limiting, 2-channel distributor LIMITER, IP66
15459 | 8714220000 | FBCON PA CG 4WAY LIMITER | Standard distributor with current limiting, 4-channel distributor LIMITER, IP66
15460 | 8714230000 | FBCON PA CG 8WAY LIMITER | Standard distributor with current limiting, 8-channel distributor LIMITER, IP66
15461 | 8714240000 | FBCON SS DP PCG TERM 24V | Standard distributor with bus termination (active), Terminator, IP66
15462 | 8714250000 | FBCON SS DP M12 TERM 24V | Standard distributor with bus termination (active), Terminator, IP66
15463 | 8714260000 | FBCON SS DP PCG 1WAY | Standard distributor without bus termination, 1-way distributor, IP66
15464 | 8714270000 | FBCON SS DP M12 1WAY | Standard distributor without bus termination, 1-way distributor, IP66
15465 | 8715260000 | FBCON SS PCG 4WAY LIMITER | Standard distributor with current limiting, 4-channel distributor LIMITER, IP66
15466 | 8726020000 | FBCON SS CG/M12 1WAY | Standard distributor, 1-way distributor, IP66
15467 | 8726110000 | FBCON SS PCG 1WAY LIMITER | Standard distributor with current limiting, 1-channel distributor LIMITER, IP66
15468 | 8726160000 | FBCON SS PCG 8WAY LIMITER | Standard distributor with current limiting, 8-channel distributor LIMITER, IP66
15469 | 8788580000 | RS PB-DP T SUB-D | SUB-D PROFIBUS-DP, IP20
15470 | 8800040000 | RS PB-DP T | SUB-D PROFIBUS-DP, IP20
15471 | 8800220000 | MI8A-I/O S SUBD15B | Adapter, MICRO-Interface, IEC 60603/DIN41612 plug-in connectors, Screw connection
15472 | 8800230000 | MI-A-PSM24VDC | Adapter, MICRO-Interface, IEC 60603/DIN41612 plug-in connectors, Screw connection
15473 | 8937830000 | MOS 24VDC/12-300VDC 1A | MICROOPTO, Solid-state relay, 1 NO contact (POWER MOS-FET), Rated control voltage: 24 V DC ±20 % , Rated switching voltage: 12...300 V DC, Continuous current: 1 A, Screw connection
15474 | 8937920000 | MOS 5VTTL/24VDC 0,1A | MICROOPTO, Solid-state relay, 1 NO contact (Bipolar transistor), Rated control voltage: 5 V TTL , Rated switching voltage: 24 VDC ±20%, Continuous current: 100 mA, Screw connection
15475 | 8937930000 | MOS 12-28VDC/5VTTL | MICROOPTO, Solid-state relay, 1 NO contact (TTL), Rated control voltage: 12 V DC...28 V DC , Rated switching voltage: 5 V TTL, Continuous current: 50 mA, Screw connection
15476 | 8937940000 | MOS 24VDC/5-33VDC 10A | MICROOPTO, Solid-state relay, 1 NO contact (POWER MOS-FET), Rated control voltage: 24 V DC ±20 % , Rated switching voltage: 5...33 V DC, Continuous current: 10 A, Screw connection
15477 | 8937970000 | MOS 24VDC/8-30VDC 2A | MICROOPTO, Solid-state relay, 1 NO contact (Intelligent POWER MOS-FET), Rated control voltage: 24 V DC ±20 % , Rated switching voltage: 8...30 V DC, Continuous current: 2 A, Screw connection
15478 | 8937980000 | MOS 24VDC/5-48VDC 0,5A | MICROOPTO, Solid-state relay, 1 CO contact (Transistor), Rated control voltage: 24 V DC ±20 % , Rated switching voltage: 5...48 V DC, Continuous current: 500 mA, Screw connection
15479 | 8937990000 | MOS 12-28VDC 100KHZ | MICROOPTO, Solid-state relay, 1 NO contact (Transistor), Rated control voltage: 12 V DC...28 V DC , Rated switching voltage: 19.6?28.8 V DC, Continuous current: 50 mA, Screw connection
15480 | 8973450000 | MOS FEED THROUGH | MICROOPTO, Feed-through terminal, Screw connection
15481 | 8973460000 | MOS SUPPLY | MICROOPTO, Supply module, Screw connection
15482 | 8000005230 | FPL 4G2.5/PD/Q4KW/2+5 | FieldPower®, Cable, Plastic housing, Number of wires: 4, Ölflex Classic 110 4G2.5 or similar, Cross-section: 2.5 mm² , 2 m, 5 m
15483 | 8000005235 | FPL 8G1.5/Q8KW/2 | FieldPower®, Cable, Plastic housing, Number of wires: 8, Ölflex Classic 110 8G1.5 or similar, Cross-section: 1.5 mm² , 2 m
15484 | 8000005237 | FPL 8G1.5/Q8KW/5 | FieldPower®, Cable, Plastic housing, Number of wires: 8, Ölflex Classic 110 8G1.5 or similar, Cross-section: 1.5 mm² , 5 m
15485 | 8000005238 | FPL 8G1.5/Q8KG/2 | FieldPower®, Cable, Plastic housing, Number of wires: 8, Ölflex Classic 110 8G1.5 or similar, Cross-section: 1.5 mm² , 2 m
15486 | 8000005239 | FPL 8G1.5/Q8KG/5 | FieldPower®, Cable, Plastic housing, Number of wires: 8, Ölflex Classic 110 8G1.5 or similar, Cross-section: 1.5 mm² , 5 m
15487 | 8000005240 | FPL 4G1.5C4/Q8MW/2 | FieldPower®, Cable, Metal housing, Number of wires: 4, Ölflex Servo 709 CY 4G1.5 + 2x(2x0.75), Cross-section: 1.5 mm² , 2 m
15488 | 8000005241 | FPL 4G1.5C4/Q8MW/5 | FieldPower®, Cable, Metal housing, Number of wires: 4, Ölflex Servo 709 CY 4G1.5 + 2x(2x0.75), Cross-section: 1.5 mm² , 5 m
15489 | 8000005264 | FPL 4G2.5/PD/Q4KW/2+2 | FieldPower®, Cable, Plastic housing, Number of wires: 4, Ölflex Classic 110 4G2.5 or similar, Cross-section: 2.5 mm² , 2 m, 2 m
15490 | 2698080000 | KTB MH 507620 S4E0 | Klippon TB MH (Terminal Box - Multi Hinge), Empty enclosure, stainless steel enclosure, Height: 500 mm, Width: 760 mm, Depth: 200 mm, Material: Stainless steel 1.4404 (316L), electropolished, silver
15491 | 2698050000 | KTB MH 355520 S4E1 | Klippon TB MH (Terminal Box - Multi Hinge), Empty enclosure, stainless steel enclosure, Height: 350 mm, Width: 550 mm, Depth: 200 mm, Gland plates: Bottom, Material: Stainless steel 1.4404 (316L), electropolished, silver
15492 | 2741610000 | MPS 5/07 S TN B B | PCB plug-in connector, female plug, Pitch in mm (P): 5.00 mm, Number of poles: 7, 180°, Box
15493 | 2741620000 | MPS 5/08 S TN B B | PCB plug-in connector, female plug, Pitch in mm (P): 5.00 mm, Number of poles: 8, 180°, Box
15494 | 2741600000 | MPS 5/06 S TN B B | PCB plug-in connector, female plug, Pitch in mm (P): 5.00 mm, Number of poles: 6, 180°, Box
15495 | 2741590000 | MPS 5/05 S TN B B | PCB plug-in connector, female plug, Pitch in mm (P): 5.00 mm, Number of poles: 5, 180°, Box
15496 | 2741690000 | MPS 5/04 S F2 TN B B | PCB plug-in connector, female plug, Pitch in mm (P): 5.00 mm, Number of poles: 4, 180°, Box
15497 | 2741660000 | MPS 5/12 S TN B B | PCB plug-in connector, female plug, Pitch in mm (P): 5.00 mm, Number of poles: 12, 180°, Box
15498 | 2741710000 | MPS 5/06 S F3 TN B B | PCB plug-in connector, female plug, Pitch in mm (P): 5.00 mm, Number of poles: 6, 180°, Box
15499 | 2741670000 | MPS 5/02 S F1 TN B B | PCB plug-in connector, female plug, Pitch in mm (P): 5.00 mm, Number of poles: 2, 180°, Box
15500 | 2741740000 | MPS 5/09 S F5 TN B B | PCB plug-in connector, female plug, Pitch in mm (P): 5.00 mm, Number of poles: 9, 180°, Box
15501 | 2741650000 | MPS 5/11 S TN B B | PCB plug-in connector, female plug, Pitch in mm (P): 5.00 mm, Number of poles: 11, 180°, Box
15502 | 2741700000 | MPS 5/05 S F3 TN B B | PCB plug-in connector, female plug, Pitch in mm (P): 5.00 mm, Number of poles: 5, 180°, Box
15503 | 2741730000 | MPS 5/08 S F4 TN B B | PCB plug-in connector, female plug, Pitch in mm (P): 5.00 mm, Number of poles: 8, 180°, Box
15504 | 2741750000 | MPS 5/10 S F5 TN B B | PCB plug-in connector, female plug, Pitch in mm (P): 5.00 mm, Number of poles: 10, 180°, Box
15505 | 2741640000 | MPS 5/10 S TN B B | PCB plug-in connector, female plug, Pitch in mm (P): 5.00 mm, Number of poles: 10, 180°, Box
15506 | 2741770000 | MPS 5/12 S F6 TN B B | PCB plug-in connector, female plug, Pitch in mm (P): 5.00 mm, Number of poles: 12, 180°, Box
15507 | 2741760000 | MPS 5/11 S F6 TN B B | PCB plug-in connector, female plug, Pitch in mm (P): 5.00 mm, Number of poles: 11, 180°, Box
15508 | 2741630000 | MPS 5/09 S TN B B | PCB plug-in connector, female plug, Pitch in mm (P): 5.00 mm, Number of poles: 9, 180°, Box
15509 | 2741680000 | MPS 5/03 S F2 TN B B | PCB plug-in connector, female plug, Pitch in mm (P): 5.00 mm, Number of poles: 3, 180°, Box
15510 | 2741720000 | MPS 5/07 S F4 TN B B | PCB plug-in connector, female plug, Pitch in mm (P): 5.00 mm, Number of poles: 7, 180°, Box
15511 | 2741480000 | MHS 5/09 H T3 B T | PCB plug-in connector, male header, THT/THR solder connection, Pitch in mm (P): 5.00 mm, Number of poles: 9, 90°, Tube
15512 | 2741460000 | MHS 5/07 H T3 B T | PCB plug-in connector, male header, THT/THR solder connection, Pitch in mm (P): 5.00 mm, Number of poles: 7, 90°, Tube
15513 | 2741420000 | MHS 5/03 H T3 B T | PCB plug-in connector, male header, THT/THR solder connection, Pitch in mm (P): 5.00 mm, Number of poles: 3, 90°, Tube
15514 | 2741500000 | MHS 5/11 H T3 B T | PCB plug-in connector, male header, THT/THR solder connection, Pitch in mm (P): 5.00 mm, Number of poles: 11, 90°, Tube
15515 | 2741400000 | MHS 5/02 H T3 B T | PCB plug-in connector, male header, THT/THR solder connection, Pitch in mm (P): 5.00 mm, Number of poles: 2, 90°, Tube
15516 | 2741450000 | MHS 5/06 H T3 B T | PCB plug-in connector, male header, THT/THR solder connection, Pitch in mm (P): 5.00 mm, Number of poles: 6, 90°, Tube
15517 | 2741490000 | MHS 5/10 H T3 B T | PCB plug-in connector, male header, THT/THR solder connection, Pitch in mm (P): 5.00 mm, Number of poles: 10, 90°, Tube
15518 | 2741510000 | MHS 5/12 H T3 B T | PCB plug-in connector, male header, THT/THR solder connection, Pitch in mm (P): 5.00 mm, Number of poles: 12, 90°, Tube
15519 | 2741430000 | MHS 5/04 H T3 B T | PCB plug-in connector, male header, THT/THR solder connection, Pitch in mm (P): 5.00 mm, Number of poles: 4, 90°, Tube
15520 | 2741470000 | MHS 5/08 H T3 B T | PCB plug-in connector, male header, THT/THR solder connection, Pitch in mm (P): 5.00 mm, Number of poles: 8, 90°, Tube
15521 | 2741440000 | MHS 5/05 H T3 B T | PCB plug-in connector, male header, THT/THR solder connection, Pitch in mm (P): 5.00 mm, Number of poles: 5, 90°, Tube
15522 | 2741570000 | MPS 5/03 S TN B B | PCB plug-in connector, female plug, Pitch in mm (P): 5.00 mm, Number of poles: 3, 180°, Box
15523 | 2741560000 | MPS 5/02 S TN B B | PCB plug-in connector, female plug, Pitch in mm (P): 5.00 mm, Number of poles: 2, 180°, Box
15524 | 2741580000 | MPS 5/04 S TN B B | PCB plug-in connector, female plug, Pitch in mm (P): 5.00 mm, Number of poles: 4, 180°, Box
15525 | 8000068263 | PV 224S0F4CXXV0O0TXPX15PWW | Photovoltaics, Assembled enclosure, Combiner Box, With fuse holder, Surge protection II, Cable gland, for wall mounting, Switch disconnector
15526 | 8000068036 | PV 224S0F3CXXV0O0TXPX15PWW | Photovoltaics, Assembled enclosure, Combiner Box, With fuse holder, Surge protection II, Cable gland, for wall mounting, Switch disconnector
15527 | 4000002597 | FUSE WSFL 10X85 15A 1K5V GPV | Photovoltaics
15528 | 4000002609 | FUSE WSFL 10X85 16A 1K5V GPV | Photovoltaics
15529 | 4000002610 | FUSE WSFL 10X85 20A 1K5V GPV | Photovoltaics
15530 | 4000002611 | FUSE WSFL 10X85 25A 1K5V GPV | Photovoltaics
15531 | 4000002612 | FUSE WSFL 10X85 32A 1K5V GPV | Photovoltaics
15532 | 4000002613 | FUSEHOLDER WSFH 10X85 1K5V | Photovoltaics, 1500 V, 10x85
15533 | 8000068264 | PV 224S0F4CXXV0O0T9P015PWW | Photovoltaics, Assembled enclosure, Combiner Box, With fuse holder, Surge protection II, Cable gland, for wall mounting, Switch disconnector
15534 | 8000071484 | PV 224S0F4CXXV0O0TXPX15LWW | Photovoltaics, Assembled enclosure, Combiner Box, With fuse holder, Surge protection II, Cable gland, for wall mounting, Switch disconnector
15535 | 8000071485 | PV 220S0F3CXXV0O0T9P015LWW | Photovoltaics, Assembled enclosure, Combiner Box, With fuse holder, Surge protection II, Cable gland, for wall mounting, Switch disconnector
15536 | 8000068034 | PV 220S0F3CXXV0O0T9P015PWW | Photovoltaics, Assembled enclosure, Combiner Box, With fuse holder, Surge protection II, Cable gland, for wall mounting, Switch disconnector
15537 | 8000071486 | PV 224S0F4CXXV0O0T9P015LWW | Photovoltaics, Assembled enclosure, Combiner Box, With fuse holder, Surge protection II, Cable gland, for wall mounting, Switch disconnector
15538 | 2716130000 | KTB MOPL 5076 MSZN H | Klippon TB (Terminal Box), Mounting plate, prepunched, Height: 453 mm, Width: 701 mm, Depth: 1.5 mm, Material: Sheet steel, galvanized, silver
15539 | 2716120000 | KTB MOPL 5076 MSZN | Klippon TB (Terminal Box), Mounting plate, Height: 453 mm, Width: 701 mm, Depth: 1.5 mm, Material: Sheet steel, galvanized, silver
15540 | 1206620000 | A2LC/32/NPT1-1/4-NPT1F | A2LC (Klippon unarmored with conduit connection thread, Ex e/d cable gland), Cable glands, 1 1/4" NPT, 18 mm, OD min. 19.5 - OD max. 26.3 mm, Brass, nickel-plated
15541 | 1206570000 | A2LC/63S/NPT2-1/2-NPT2F | A2LC (Klippon unarmored with conduit connection thread, Ex e/d cable gland), Cable glands, 2 1/2" NPT, 19.2 mm, OD min. 43.5 - OD max. 50.1 mm, Brass, nickel-plated
15542 | 1186930000 | A2L/40/M40-WM | A2L (Klippon unarmored Ex e/d cable gland), Cable glands, M 40 x 1.5, 16 mm, OD min. 25.5 - OD max. 32.2 mm, Brass, nickel-plated
15543 | 1184830000 | E1W/50S/NPT1-1/2-WM | E1W (Klippon double seal SWA armored Ex e/d cable gland), Cable glands, 1 1/2" NPT, 18.4 mm, Single-wire armouring, 2 - 2.5 mm, OD min. 38.5 - OD max. 46.5 mm, ID min. 31.50 - ID max. 38.20 mm, Brass, nickel-plated
15544 | 1762630000 | ZQV 4N/3 GE | Accessories, Cross-connector, 32 A
15545 | 1206640000 | A2LC/40/NPT1-1/2-NPT1-1 | A2LC (Klippon unarmored with conduit connection thread, Ex e/d cable gland), Cable glands, 1 1/2" NPT, 18.4 mm, OD min. 25.5 - OD max. 32.2 mm, Brass, nickel-plated
15546 | 1206590000 | A2LC/40/NPT1-1/2-NPT1 | A2LC (Klippon unarmored with conduit connection thread, Ex e/d cable gland), Cable glands, 1 1/2" NPT, 18.4 mm, OD min. 25.5 - OD max. 32.2 mm, Brass, nickel-plated
15547 | 1205440000 | A2LC/25/NPT3/4-NPT1F-WM | A2LC (Klippon unarmored with conduit connection thread, Ex e/d cable gland), Cable glands, 3/4" NPT, 13.9 mm, OD min. 13.5 - OD max. 20 mm, Brass, nickel-plated
15548 | 1206290000 | A2LC/63/NPT2-1/2-NPT2 | A2LC (Klippon unarmored with conduit connection thread, Ex e/d cable gland), Cable glands, 2 1/2" NPT, 28.9 mm, OD min. 49.5 - OD max. 56 mm, Brass, nickel-plated
15549 | 1206560000 | A2LC/16/NPT3/4-NPT3/4F | A2LC (Klippon unarmored with conduit connection thread, Ex e/d cable gland), Cable glands, 3/4" NPT, 13.9 mm, OD min. 4.5 - OD max. 8.7 mm, Brass, nickel-plated
15550 | 1185740000 | SKMUS M63-W | SKMU SS (stainless steel locknut), Locknut, Stainless steel 1.4404
15551 | 2771440000 | CH20M6 BP 4P-4P BUS GY LF 1 | Modular housing, OMNIMATE Housing - series CH20M Pebble grey, Housing base part, Width: 6.1 mm
15552 | 2771180000 | CH20M6 BC 4P-4P GY 1 | Flange-mounted housing, OMNIMATE Housing - series CH20M Pebble grey, Hood, Width: 5.2 mm
15553 | 2771170000 | CH20M6 BC 4P-4P BUS TGY 1 | Flange-mounted housing, OMNIMATE Housing - series CH20M Traffic grey (RAL), Hood, Width: 5.2 mm
15554 | 2771400000 | CH20M6 BP 4P-4P BUS TGY LF 1 | Modular housing, OMNIMATE Housing - series CH20M Traffic grey (RAL), Housing base part, Width: 6.1 mm
15555 | 2771130000 | CH20M6 BC 4P-4P BUS BK 1 | Flange-mounted housing, OMNIMATE Housing - series CH20M black, Hood, Width: 5.2 mm
15556 | 2771420000 | CH20M6 BP 4P-4P BUS AGY LF 1 | Modular housing, OMNIMATE Housing - series CH20M Agate grey, Housing base part, Width: 6.1 mm
15557 | 2771480000 | CH20M6 BP 4P-4P TGY LF 1 | Modular housing, OMNIMATE Housing - series CH20M Traffic grey (RAL), Housing base part, Width: 6.1 mm
15558 | 2771430000 | CH20M6 BP 4P-4P BUS BK LF 1 | Modular housing, OMNIMATE Housing - series CH20M black, Housing base part, Width: 6.1 mm
15559 | 2771140000 | CH20M6 BC 4P-4P BUS GY 1 | Flange-mounted housing, OMNIMATE Housing - series CH20M Pebble grey, Hood, Width: 5.2 mm
15560 | 2771220000 | CH20M6 BC 4P-4P BUS AGY 1 | Flange-mounted housing, OMNIMATE Housing - series CH20M Agate grey, Hood, Width: 5.2 mm
15561 | 2771200000 | CH20M6 BC 4P-4P TGY 1 | Flange-mounted housing, OMNIMATE Housing - series CH20M Traffic grey (RAL), Hood, Width: 5.2 mm
15562 | 2771210000 | CH20M6 BC 4P-4P AGY 1 | Flange-mounted housing, OMNIMATE Housing - series CH20M Agate grey, Hood, Width: 5.2 mm
15563 | 2771450000 | CH20M6 BP 4P-4P AGY LF 1 | Modular housing, OMNIMATE Housing - series CH20M Agate grey, Housing base part, Width: 6.1 mm
15564 | 2771160000 | CH20M6 BC 4P-4P BK 1 | Flange-mounted housing, OMNIMATE Housing - series CH20M black, Hood, Width: 5.2 mm
15565 | 8000052592 | KLIPPON STB 4 MS FH M25 E90 | Klippon STB (Small Terminal Box), Enclosures, Height: 250 mm, Width: 250 mm, Depth: 120 mm, Material: Sheet steel, Powder-coated, Pebble grey
15566 | 8000052636 | KLIPPON POK 252512 FH M25 E60 | Klippon POK (polyester empty enclosure), Enclosures, Height: 250 mm, Width: 255 mm, Depth: 120 mm, Material: Glass fibre-reinforced polyester, untreated, Light Grey
15567 | 8000052518 | KLIPPON POK 252512 M25 E60 | Klippon POK (polyester empty enclosure), Enclosures, Height: 250 mm, Width: 255 mm, Depth: 120 mm, Material: Glass fibre-reinforced polyester, untreated, grey, Light Grey
15568 | 8000052519 | KLIPPON STB 4 MS M25 E90 | Klippon STB (Small Terminal Box), Enclosures, Height: 250 mm, Width: 250 mm, Depth: 120 mm, Material: Sheet steel, Powder-coated, Pebble grey
15569 | 8000054730 | KLIPPON POK 252512 M32 E60 | Klippon POK (polyester empty enclosure), Enclosures, Height: 250 mm, Width: 255 mm, Depth: 120 mm, Material: Glass fibre-reinforced polyester, untreated, Light Grey
15570 | 8000054731 | KLIPPON POK 252512 FH M32 E60 | Klippon POK (polyester empty enclosure), Enclosures, Height: 250 mm, Width: 255 mm, Depth: 120 mm, Material: Glass fibre-reinforced polyester, untreated, grey, Light Grey
15571 | 8000054772 | KLIPPON STB 4 MS M32 E90 | Klippon STB (Small Terminal Box), Enclosures, Height: 250 mm, Width: 250 mm, Depth: 120 mm, Material: Sheet steel, Powder-coated, Pebble grey
15572 | 8000054773 | KLIPPON STB 4 MS FH M32 E90 | Klippon STB (Small Terminal Box), Enclosures, Height: 250 mm, Width: 250 mm, Depth: 120 mm, Material: Sheet steel, Powder-coated, Pebble grey
15573 | 8000071018 | KEBXHS303015S4B1 AK | Klippon EBx HS (Essential Box Ex - Hinge Screw), Empty enclosure, Height: 300 mm, Width: 300 mm, Depth: 150 mm, Gland plates: Bottom, Material: Stainless steel 1.4404 (316L), Brushed, silver
15574 | 8000071019 | KEBXHS303020S4B1 AK | Klippon EBx HS (Essential Box Ex - Hinge Screw), Empty enclosure, Height: 300 mm, Width: 300 mm, Depth: 200 mm, Gland plates: Bottom, Material: Stainless steel 1.4404 (316L), Brushed, silver
15575 | 8000071020 | KEBXHS403020S4B1 AK | Klippon EBx HS (Essential Box Ex - Hinge Screw), Empty enclosure, Height: 400 mm, Width: 300 mm, Depth: 200 mm, Gland plates: Bottom, Material: Stainless steel 1.4404 (316L), Brushed, silver
15576 | 8000071021 | KEBXHS404020S4B1 AK | Klippon EBx HS (Essential Box Ex - Hinge Screw), Empty enclosure, Height: 400 mm, Width: 400 mm, Depth: 200 mm, Gland plates: Bottom, Material: Stainless steel 1.4404 (316L), Brushed, silver
15577 | 8000071022 | KEBXHS406020S4B1 AK | Klippon EBx HS (Essential Box Ex - Hinge Screw), Empty enclosure, Height: 400 mm, Width: 600 mm, Depth: 200 mm, Gland plates: Bottom, Material: Stainless steel 1.4404 (316L), Brushed, silver
15578 | 8000071023 | KEBXHS504020S4B1 AK | Klippon EBx HS (Essential Box Ex - Hinge Screw), Empty enclosure, Height: 500 mm, Width: 400 mm, Depth: 200 mm, Gland plates: Bottom, Material: Stainless steel 1.4404 (316L), Brushed, silver
15579 | 8000071024 | KEBXHS505020S4B1 AK | Klippon EBx HS (Essential Box Ex - Hinge Screw), Empty enclosure, Height: 500 mm, Width: 500 mm, Depth: 200 mm, Gland plates: Bottom, Material: Stainless steel 1.4404 (316L), Brushed, silver
15580 | 8000071026 | KEBXHS506020S4B1 AK | Klippon EBx HS (Essential Box Ex - Hinge Screw), Empty enclosure, Height: 500 mm, Width: 600 mm, Depth: 200 mm, Gland plates: Bottom, Material: Stainless steel 1.4404 (316L), Brushed, silver
15581 | 8000071029 | KEBXHS604020S4B1 AK | Klippon EBx HS (Essential Box Ex - Hinge Screw), Empty enclosure, Height: 600 mm, Width: 400 mm, Depth: 200 mm, Gland plates: Bottom, Material: Stainless steel 1.4404 (316L), Brushed, silver
15582 | 8000071030 | KEBXHS806020S4B1 AK | Klippon EBx HS (Essential Box Ex - Hinge Screw), Empty enclosure, Height: 800 mm, Width: 600 mm, Depth: 200 mm, Gland plates: Bottom, Material: Stainless steel 1.4404 (316L), Brushed, silver
15583 | 1424760000 | LMF 5.00/02/90 3.5SN BK BX | Printed circuit board terminals, 5.00 mm, Number of poles: 2, 90°, Solder pin length (l): 3.5 mm, tinned, black, PUSH IN with actuator, Clamping range, max. : 2.5 mm², Box
15584 | 1424770000 | LMF 5.00/03/90 3.5SN BK BX | Printed circuit board terminals, 5.00 mm, Number of poles: 3, 90°, Solder pin length (l): 3.5 mm, tinned, black, PUSH IN with actuator, Clamping range, max. : 2.5 mm², Box
15585 | 1424780000 | LMF 5.00/04/90 3.5SN BK BX | Printed circuit board terminals, 5.00 mm, Number of poles: 4, 90°, Solder pin length (l): 3.5 mm, tinned, black, PUSH IN with actuator, Clamping range, max. : 2.5 mm², Box
15586 | 1424810000 | LMF 5.00/06/90 3.5SN BK BX | Printed circuit board terminals, 5.00 mm, Number of poles: 6, 90°, Solder pin length (l): 3.5 mm, tinned, black, PUSH IN with actuator, Clamping range, max. : 2.5 mm², Box
15587 | 1424820000 | LMF 5.00/07/90 3.5SN BK BX | Printed circuit board terminals, 5.00 mm, Number of poles: 7, 90°, Solder pin length (l): 3.5 mm, tinned, black, PUSH IN with actuator, Clamping range, max. : 2.5 mm², Box
15588 | 1424830000 | LMF 5.00/08/90 3.5SN BK BX | Printed circuit board terminals, 5.00 mm, Number of poles: 8, 90°, Solder pin length (l): 3.5 mm, tinned, black, PUSH IN with actuator, Clamping range, max. : 2.5 mm², Box
15589 | 1424840000 | LMF 5.00/09/90 3.5SN BK BX | Printed circuit board terminals, 5.00 mm, Number of poles: 9, 90°, Solder pin length (l): 3.5 mm, tinned, black, PUSH IN with actuator, Clamping range, max. : 2.5 mm², Box
15590 | 1424860000 | LMF 5.00/10/90 3.5SN BK BX | Printed circuit board terminals, 5.00 mm, Number of poles: 10, 90°, Solder pin length (l): 3.5 mm, tinned, black, PUSH IN with actuator, Clamping range, max. : 2.5 mm², Box
15591 | 1424870000 | LMF 5.00/11/90 3.5SN BK BX | Printed circuit board terminals, 5.00 mm, Number of poles: 11, 90°, Solder pin length (l): 3.5 mm, tinned, black, PUSH IN with actuator, Clamping range, max. : 2.5 mm², Box
15592 | 1424880000 | LMF 5.00/12/90 3.5SN BK BX | Printed circuit board terminals, 5.00 mm, Number of poles: 12, 90°, Solder pin length (l): 3.5 mm, tinned, black, PUSH IN with actuator, Clamping range, max. : 2.5 mm², Box
15593 | 1424890000 | LMF 5.00/13/90 3.5SN BK BX | Printed circuit board terminals, 5.00 mm, Number of poles: 13, 90°, Solder pin length (l): 3.5 mm, tinned, black, PUSH IN with actuator, Clamping range, max. : 2.5 mm², Box
15594 | 1424910000 | LMF 5.00/14/90 3.5SN BK BX | Printed circuit board terminals, 5.00 mm, Number of poles: 14, 90°, Solder pin length (l): 3.5 mm, tinned, black, PUSH IN with actuator, Clamping range, max. : 2.5 mm², Box
15595 | 1424920000 | LMF 5.00/15/90 3.5SN BK BX | Printed circuit board terminals, 5.00 mm, Number of poles: 15, 90°, Solder pin length (l): 3.5 mm, tinned, black, PUSH IN with actuator, Clamping range, max. : 2.5 mm², Box
15596 | 1424930000 | LMF 5.00/16/90 3.5SN BK BX | Printed circuit board terminals, 5.00 mm, Number of poles: 16, 90°, Solder pin length (l): 3.5 mm, tinned, black, PUSH IN with actuator, Clamping range, max. : 2.5 mm², Box
15597 | 1424940000 | LMF 5.00/17/90 3.5SN BK BX | Printed circuit board terminals, 5.00 mm, Number of poles: 17, 90°, Solder pin length (l): 3.5 mm, tinned, black, PUSH IN with actuator, Clamping range, max. : 2.5 mm², Box
15598 | 1424950000 | LMF 5.00/18/90 3.5SN BK BX | Printed circuit board terminals, 5.00 mm, Number of poles: 18, 90°, Solder pin length (l): 3.5 mm, tinned, black, PUSH IN with actuator, Clamping range, max. : 2.5 mm², Box
15599 | 1424960000 | LMF 5.00/19/90 3.5SN BK BX | Printed circuit board terminals, 5.00 mm, Number of poles: 19, 90°, Solder pin length (l): 3.5 mm, tinned, black, PUSH IN with actuator, Clamping range, max. : 2.5 mm², Box
15600 | 1424970000 | LMF 5.00/20/90 3.5SN BK BX | Printed circuit board terminals, 5.00 mm, Number of poles: 20, 90°, Solder pin length (l): 3.5 mm, tinned, black, PUSH IN with actuator, Clamping range, max. : 2.5 mm², Box
15601 | 1424980000 | LMF 5.00/21/90 3.5SN BK BX | Printed circuit board terminals, 5.00 mm, Number of poles: 21, 90°, Solder pin length (l): 3.5 mm, tinned, black, PUSH IN with actuator, Clamping range, max. : 2.5 mm², Box
15602 | 1424990000 | LMF 5.00/22/90 3.5SN BK BX | Printed circuit board terminals, 5.00 mm, Number of poles: 22, 90°, Solder pin length (l): 3.5 mm, tinned, black, PUSH IN with actuator, Clamping range, max. : 2.5 mm², Box
15603 | 1425010000 | LMF 5.00/23/90 3.5SN BK BX | Printed circuit board terminals, 5.00 mm, Number of poles: 23, 90°, Solder pin length (l): 3.5 mm, tinned, black, PUSH IN with actuator, Clamping range, max. : 2.5 mm², Box
15604 | 1425020000 | LMF 5.00/24/90 3.5SN BK BX | Printed circuit board terminals, 5.00 mm, Number of poles: 24, 90°, Solder pin length (l): 3.5 mm, tinned, black, PUSH IN with actuator, Clamping range, max. : 2.5 mm², Box
15605 | 1425280000 | LMFS 5.00/02/90 3.5SN BK BX | Printed circuit board terminals, 5.00 mm, Number of poles: 2, 90°, Solder pin length (l): 3.5 mm, tinned, black, PUSH IN without actuator, Clamping range, max. : 2.5 mm², Box
15606 | 1425310000 | LMFS 5.00/04/90 3.5SN BK BX | Printed circuit board terminals, 5.00 mm, Number of poles: 4, 90°, Solder pin length (l): 3.5 mm, tinned, black, PUSH IN without actuator, Clamping range, max. : 2.5 mm², Box
15607 | 1425320000 | LMFS 5.00/05/90 3.5SN BK BX | Printed circuit board terminals, 5.00 mm, Number of poles: 5, 90°, Solder pin length (l): 3.5 mm, tinned, black, PUSH IN without actuator, Clamping range, max. : 2.5 mm², Box
15608 | 1425330000 | LMFS 5.00/06/90 3.5SN BK BX | Printed circuit board terminals, 5.00 mm, Number of poles: 6, 90°, Solder pin length (l): 3.5 mm, tinned, black, PUSH IN without actuator, Clamping range, max. : 2.5 mm², Box
15609 | 1425340000 | LMFS 5.00/07/90 3.5SN BK BX | Printed circuit board terminals, 5.00 mm, Number of poles: 7, 90°, Solder pin length (l): 3.5 mm, tinned, black, PUSH IN without actuator, Clamping range, max. : 2.5 mm², Box
15610 | 1425350000 | LMFS 5.00/08/90 3.5SN BK BX | Printed circuit board terminals, 5.00 mm, Number of poles: 8, 90°, Solder pin length (l): 3.5 mm, tinned, black, PUSH IN without actuator, Clamping range, max. : 2.5 mm², Box
15611 | 1425360000 | LMFS 5.00/09/90 3.5SN BK BX | Printed circuit board terminals, 5.00 mm, Number of poles: 9, 90°, Solder pin length (l): 3.5 mm, tinned, black, PUSH IN without actuator, Clamping range, max. : 2.5 mm², Box
15612 | 1425370000 | LMFS 5.00/10/90 3.5SN BK BX | Printed circuit board terminals, 5.00 mm, Number of poles: 10, 90°, Solder pin length (l): 3.5 mm, tinned, black, PUSH IN without actuator, Clamping range, max. : 2.5 mm², Box
15613 | 1425380000 | LMFS 5.00/11/90 3.5SN BK BX | Printed circuit board terminals, 5.00 mm, Number of poles: 11, 90°, Solder pin length (l): 3.5 mm, tinned, black, PUSH IN without actuator, Clamping range, max. : 2.5 mm², Box
15614 | 1425390000 | LMFS 5.00/12/90 3.5SN BK BX | Printed circuit board terminals, 5.00 mm, Number of poles: 12, 90°, Solder pin length (l): 3.5 mm, tinned, black, PUSH IN without actuator, Clamping range, max. : 2.5 mm², Box
15615 | 1425410000 | LMFS 5.00/13/90 3.5SN BK BX | Printed circuit board terminals, 5.00 mm, Number of poles: 13, 90°, Solder pin length (l): 3.5 mm, tinned, black, PUSH IN without actuator, Clamping range, max. : 2.5 mm², Box
15616 | 1425420000 | LMFS 5.00/14/90 3.5SN BK BX | Printed circuit board terminals, 5.00 mm, Number of poles: 14, 90°, Solder pin length (l): 3.5 mm, tinned, black, PUSH IN without actuator, Clamping range, max. : 2.5 mm², Box
15617 | 1425430000 | LMFS 5.00/15/90 3.5SN BK BX | Printed circuit board terminals, 5.00 mm, Number of poles: 15, 90°, Solder pin length (l): 3.5 mm, tinned, black, PUSH IN without actuator, Clamping range, max. : 2.5 mm², Box
15618 | 1425440000 | LMFS 5.00/16/90 3.5SN BK BX | Printed circuit board terminals, 5.00 mm, Number of poles: 16, 90°, Solder pin length (l): 3.5 mm, tinned, black, PUSH IN without actuator, Clamping range, max. : 2.5 mm², Box
15619 | 1425450000 | LMFS 5.00/17/90 3.5SN BK BX | Printed circuit board terminals, 5.00 mm, Number of poles: 17, 90°, Solder pin length (l): 3.5 mm, tinned, black, PUSH IN without actuator, Clamping range, max. : 2.5 mm², Box
15620 | 1425460000 | LMFS 5.00/18/90 3.5SN BK BX | Printed circuit board terminals, 5.00 mm, Number of poles: 18, 90°, Solder pin length (l): 3.5 mm, tinned, black, PUSH IN without actuator, Clamping range, max. : 2.5 mm², Box
15621 | 1425470000 | LMFS 5.00/19/90 3.5SN BK BX | Printed circuit board terminals, 5.00 mm, Number of poles: 19, 90°, Solder pin length (l): 3.5 mm, tinned, black, PUSH IN without actuator, Clamping range, max. : 2.5 mm², Box
15622 | 1425480000 | LMFS 5.00/20/90 3.5SN BK BX | Printed circuit board terminals, 5.00 mm, Number of poles: 20, 90°, Solder pin length (l): 3.5 mm, tinned, black, PUSH IN without actuator, Clamping range, max. : 2.5 mm², Box
15623 | 1425490000 | LMFS 5.00/21/90 3.5SN BK BX | Printed circuit board terminals, 5.00 mm, Number of poles: 21, 90°, Solder pin length (l): 3.5 mm, tinned, black, PUSH IN without actuator, Clamping range, max. : 2.5 mm², Box
15624 | 1425510000 | LMFS 5.00/22/90 3.5SN BK BX | Printed circuit board terminals, 5.00 mm, Number of poles: 22, 90°, Solder pin length (l): 3.5 mm, tinned, black, PUSH IN without actuator, Clamping range, max. : 2.5 mm², Box
15625 | 1425520000 | LMFS 5.00/23/90 3.5SN BK BX | Printed circuit board terminals, 5.00 mm, Number of poles: 23, 90°, Solder pin length (l): 3.5 mm, tinned, black, PUSH IN without actuator, Clamping range, max. : 2.5 mm², Box
15626 | 1425530000 | LMFS 5.00/24/90 3.5SN BK BX | Printed circuit board terminals, 5.00 mm, Number of poles: 24, 90°, Solder pin length (l): 3.5 mm, tinned, black, PUSH IN without actuator, Clamping range, max. : 2.5 mm², Box
15627 | 1425810000 | LMF 5.08/02/90 3.5SN BK BX | Printed circuit board terminals, 5.08 mm, Number of poles: 2, 90°, Solder pin length (l): 3.5 mm, tinned, black, PUSH IN with actuator, Clamping range, max. : 2.5 mm², Box
15628 | 1425820000 | LMF 5.08/03/90 3.5SN BK BX | Printed circuit board terminals, 5.08 mm, Number of poles: 3, 90°, Solder pin length (l): 3.5 mm, tinned, black, PUSH IN with actuator, Clamping range, max. : 2.5 mm², Box
15629 | 1425830000 | LMF 5.08/04/90 3.5SN BK BX | Printed circuit board terminals, 5.08 mm, Number of poles: 4, 90°, Solder pin length (l): 3.5 mm, tinned, black, PUSH IN with actuator, Clamping range, max. : 2.5 mm², Box
15630 | 1425840000 | LMF 5.08/05/90 3.5SN BK BX | Printed circuit board terminals, 5.08 mm, Number of poles: 5, 90°, Solder pin length (l): 3.5 mm, tinned, black, PUSH IN with actuator, Clamping range, max. : 2.5 mm², Box
15631 | 1425850000 | LMF 5.08/06/90 3.5SN BK BX | Printed circuit board terminals, 5.08 mm, Number of poles: 6, 90°, Solder pin length (l): 3.5 mm, tinned, black, PUSH IN with actuator, Clamping range, max. : 2.5 mm², Box
15632 | 1425860000 | LMF 5.08/07/90 3.5SN BK BX | Printed circuit board terminals, 5.08 mm, Number of poles: 7, 90°, Solder pin length (l): 3.5 mm, tinned, black, PUSH IN with actuator, Clamping range, max. : 2.5 mm², Box
15633 | 1425870000 | LMF 5.08/08/90 3.5SN BK BX | Printed circuit board terminals, 5.08 mm, Number of poles: 8, 90°, Solder pin length (l): 3.5 mm, tinned, black, PUSH IN with actuator, Clamping range, max. : 2.5 mm², Box
15634 | 1425880000 | LMF 5.08/09/90 3.5SN BK BX | Printed circuit board terminals, 5.08 mm, Number of poles: 9, 90°, Solder pin length (l): 3.5 mm, tinned, black, PUSH IN with actuator, Clamping range, max. : 2.5 mm², Box
15635 | 1425890000 | LMF 5.08/10/90 3.5SN BK BX | Printed circuit board terminals, 5.08 mm, Number of poles: 10, 90°, Solder pin length (l): 3.5 mm, tinned, black, PUSH IN with actuator, Clamping range, max. : 2.5 mm², Box
15636 | 1425910000 | LMF 5.08/11/90 3.5SN BK BX | Printed circuit board terminals, 5.08 mm, Number of poles: 11, 90°, Solder pin length (l): 3.5 mm, tinned, black, PUSH IN with actuator, Clamping range, max. : 2.5 mm², Box
15637 | 1425920000 | LMF 5.08/12/90 3.5SN BK BX | Printed circuit board terminals, 5.08 mm, Number of poles: 12, 90°, Solder pin length (l): 3.5 mm, tinned, black, PUSH IN with actuator, Clamping range, max. : 2.5 mm², Box
15638 | 1425930000 | LMF 5.08/13/90 3.5SN BK BX | Printed circuit board terminals, 5.08 mm, Number of poles: 13, 90°, Solder pin length (l): 3.5 mm, tinned, black, PUSH IN with actuator, Clamping range, max. : 2.5 mm², Box
15639 | 1425940000 | LMF 5.08/14/90 3.5SN BK BX | Printed circuit board terminals, 5.08 mm, Number of poles: 14, 90°, Solder pin length (l): 3.5 mm, tinned, black, PUSH IN with actuator, Clamping range, max. : 2.5 mm², Box
15640 | 1425950000 | LMF 5.08/15/90 3.5SN BK BX | Printed circuit board terminals, 5.08 mm, Number of poles: 15, 90°, Solder pin length (l): 3.5 mm, tinned, black, PUSH IN with actuator, Clamping range, max. : 2.5 mm², Box
15641 | 1425960000 | LMF 5.08/16/90 3.5SN BK BX | Printed circuit board terminals, 5.08 mm, Number of poles: 16, 90°, Solder pin length (l): 3.5 mm, tinned, black, PUSH IN with actuator, Clamping range, max. : 2.5 mm², Box
15642 | 1425970000 | LMF 5.08/17/90 3.5SN BK BX | Printed circuit board terminals, 5.08 mm, Number of poles: 17, 90°, Solder pin length (l): 3.5 mm, tinned, black, PUSH IN with actuator, Clamping range, max. : 2.5 mm², Box
15643 | 1425980000 | LMF 5.08/18/90 3.5SN BK BX | Printed circuit board terminals, 5.08 mm, Number of poles: 18, 90°, Solder pin length (l): 3.5 mm, tinned, black, PUSH IN with actuator, Clamping range, max. : 2.5 mm², Box
15644 | 1425990000 | LMF 5.08/19/90 3.5SN BK BX | Printed circuit board terminals, 5.08 mm, Number of poles: 19, 90°, Solder pin length (l): 3.5 mm, tinned, black, PUSH IN with actuator, Clamping range, max. : 2.5 mm², Box
15645 | 1426010000 | LMF 5.08/20/90 3.5SN BK BX | Printed circuit board terminals, 5.08 mm, Number of poles: 20, 90°, Solder pin length (l): 3.5 mm, tinned, black, PUSH IN with actuator, Clamping range, max. : 2.5 mm², Box
15646 | 1426020000 | LMF 5.08/21/90 3.5SN BK BX | Printed circuit board terminals, 5.08 mm, Number of poles: 21, 90°, Solder pin length (l): 3.5 mm, tinned, black, PUSH IN with actuator, Clamping range, max. : 2.5 mm², Box
15647 | 1426030000 | LMF 5.08/22/90 3.5SN BK BX | Printed circuit board terminals, 5.08 mm, Number of poles: 22, 90°, Solder pin length (l): 3.5 mm, tinned, black, PUSH IN with actuator, Clamping range, max. : 2.5 mm², Box
15648 | 1426040000 | LMF 5.08/23/90 3.5SN BK BX | Printed circuit board terminals, 5.08 mm, Number of poles: 23, 90°, Solder pin length (l): 3.5 mm, tinned, black, PUSH IN with actuator, Clamping range, max. : 2.5 mm², Box
15649 | 1426050000 | LMF 5.08/24/90 3.5SN BK BX | Printed circuit board terminals, 5.08 mm, Number of poles: 24, 90°, Solder pin length (l): 3.5 mm, tinned, black, PUSH IN with actuator, Clamping range, max. : 2.5 mm², Box
15650 | 1426320000 | LMFS 5.08/02/90 3.5SN BK BX | Printed circuit board terminals, 5.08 mm, Number of poles: 2, 90°, Solder pin length (l): 3.5 mm, tinned, black, PUSH IN without actuator, Clamping range, max. : 2.5 mm², Box
15651 | 1426330000 | LMFS 5.08/03/90 3.5SN BK BX | Printed circuit board terminals, 5.08 mm, Number of poles: 3, 90°, Solder pin length (l): 3.5 mm, tinned, black, PUSH IN without actuator, Clamping range, max. : 2.5 mm², Box
15652 | 1426340000 | LMFS 5.08/04/90 3.5SN BK BX | Printed circuit board terminals, 5.08 mm, Number of poles: 4, 90°, Solder pin length (l): 3.5 mm, tinned, black, PUSH IN without actuator, Clamping range, max. : 2.5 mm², Box
15653 | 1426350000 | LMFS 5.08/05/90 3.5SN BK BX | Printed circuit board terminals, 5.08 mm, Number of poles: 5, 90°, Solder pin length (l): 3.5 mm, tinned, black, PUSH IN without actuator, Clamping range, max. : 2.5 mm², Box
15654 | 1426360000 | LMFS 5.08/06/90 3.5SN BK BX | Printed circuit board terminals, 5.08 mm, Number of poles: 6, 90°, Solder pin length (l): 3.5 mm, tinned, black, PUSH IN without actuator, Clamping range, max. : 2.5 mm², Box
15655 | 1426370000 | LMFS 5.08/07/90 3.5SN BK BX | Printed circuit board terminals, 5.08 mm, Number of poles: 7, 90°, Solder pin length (l): 3.5 mm, tinned, black, PUSH IN without actuator, Clamping range, max. : 2.5 mm², Box
15656 | 1426380000 | LMFS 5.08/08/90 3.5SN BK BX | Printed circuit board terminals, 5.08 mm, Number of poles: 8, 90°, Solder pin length (l): 3.5 mm, tinned, black, PUSH IN without actuator, Clamping range, max. : 2.5 mm², Box
15657 | 1426390000 | LMFS 5.08/09/90 3.5SN BK BX | Printed circuit board terminals, 5.08 mm, Number of poles: 9, 90°, Solder pin length (l): 3.5 mm, tinned, black, PUSH IN without actuator, Clamping range, max. : 2.5 mm², Box
15658 | 1426410000 | LMFS 5.08/10/90 3.5SN BK BX | Printed circuit board terminals, 5.08 mm, Number of poles: 10, 90°, Solder pin length (l): 3.5 mm, tinned, black, PUSH IN without actuator, Clamping range, max. : 2.5 mm², Box
15659 | 1426420000 | LMFS 5.08/11/90 3.5SN BK BX | Printed circuit board terminals, 5.08 mm, Number of poles: 11, 90°, Solder pin length (l): 3.5 mm, tinned, black, PUSH IN without actuator, Clamping range, max. : 2.5 mm², Box
15660 | 1426430000 | LMFS 5.08/12/90 3.5SN BK BX | Printed circuit board terminals, 5.08 mm, Number of poles: 12, 90°, Solder pin length (l): 3.5 mm, tinned, black, PUSH IN without actuator, Clamping range, max. : 2.5 mm², Box
15661 | 1426440000 | LMFS 5.08/13/90 3.5SN BK BX | Printed circuit board terminals, 5.08 mm, Number of poles: 13, 90°, Solder pin length (l): 3.5 mm, tinned, black, PUSH IN without actuator, Clamping range, max. : 2.5 mm², Box
15662 | 1426450000 | LMFS 5.08/14/90 3.5SN BK BX | Printed circuit board terminals, 5.08 mm, Number of poles: 14, 90°, Solder pin length (l): 3.5 mm, tinned, black, PUSH IN without actuator, Clamping range, max. : 2.5 mm², Box
15663 | 1426460000 | LMFS 5.08/15/90 3.5SN BK BX | Printed circuit board terminals, 5.08 mm, Number of poles: 15, 90°, Solder pin length (l): 3.5 mm, tinned, black, PUSH IN without actuator, Clamping range, max. : 2.5 mm², Box
15664 | 1426470000 | LMFS 5.08/16/90 3.5SN BK BX | Printed circuit board terminals, 5.08 mm, Number of poles: 16, 90°, Solder pin length (l): 3.5 mm, tinned, black, PUSH IN without actuator, Clamping range, max. : 2.5 mm², Box
15665 | 1426480000 | LMFS 5.08/17/90 3.5SN BK BX | Printed circuit board terminals, 5.08 mm, Number of poles: 17, 90°, Solder pin length (l): 3.5 mm, tinned, black, PUSH IN without actuator, Clamping range, max. : 2.5 mm², Box
15666 | 1426490000 | LMFS 5.08/18/90 3.5SN BK BX | Printed circuit board terminals, 5.08 mm, Number of poles: 18, 90°, Solder pin length (l): 3.5 mm, tinned, black, PUSH IN without actuator, Clamping range, max. : 2.5 mm², Box
15667 | 1426510000 | LMFS 5.08/19/90 3.5SN BK BX | Printed circuit board terminals, 5.08 mm, Number of poles: 19, 90°, Solder pin length (l): 3.5 mm, tinned, black, PUSH IN without actuator, Clamping range, max. : 2.5 mm², Box
15668 | 1426520000 | LMFS 5.08/20/90 3.5SN BK BX | Printed circuit board terminals, 5.08 mm, Number of poles: 20, 90°, Solder pin length (l): 3.5 mm, tinned, black, PUSH IN without actuator, Clamping range, max. : 2.5 mm², Box
15669 | 1426530000 | LMFS 5.08/21/90 3.5SN BK BX | Printed circuit board terminals, 5.08 mm, Number of poles: 21, 90°, Solder pin length (l): 3.5 mm, tinned, black, PUSH IN without actuator, Clamping range, max. : 2.5 mm², Box
15670 | 1426540000 | LMFS 5.08/22/90 3.5SN BK BX | Printed circuit board terminals, 5.08 mm, Number of poles: 22, 90°, Solder pin length (l): 3.5 mm, tinned, black, PUSH IN without actuator, Clamping range, max. : 2.5 mm², Box
15671 | 1426550000 | LMFS 5.08/23/90 3.5SN BK BX | Printed circuit board terminals, 5.08 mm, Number of poles: 23, 90°, Solder pin length (l): 3.5 mm, tinned, black, PUSH IN without actuator, Clamping range, max. : 2.5 mm², Box
15672 | 1525280000 | PM 5.08/06/90 3.5SN BK BX | Printed circuit board terminals, 5.08 mm, Number of poles: 6, 90°, Solder pin length (l): 3.5 mm, tinned, black, Pressure clamp connection, Clamping range, max. : 2.5 mm², Box
15673 | 1531090000 | BL 3.50/11/180LR SN OR BX | PCB plug-in connector, female plug, 3.50 mm, Number of poles: 11, 180°, Clamping yoke connection, Clamping range, max. : 1.5 mm², Box
15674 | 2047460000 | MF-ABB 12/5 MC SDR | MultiFit, Terminal marker, 12 x 5 mm, Pitch in mm (P): 5.00 ABB SNK series, To customer specification
15675 | 2047510000 | MF-ABB 12/6 MC SDR | MultiFit, Terminal marker, 12 x 6 mm, Pitch in mm (P): 6.00 ABB SNK series, To customer specification
15676 | 2047520000 | MF-ABB 12/8 MC SDR | MultiFit, Terminal marker, 12 x 8 mm, Pitch in mm (P): 8.00 ABB SNK series, To customer specification
15677 | 2428200000 | PS 3.50/15/90 3.5SN OR BX | Printed circuit board terminals, 3.50 mm, Number of poles: 15, 90°, Solder pin length (l): 3.5 mm, tinned, orange, Pressure clamp connection, Clamping range, max. : 1.5 mm², Box
15678 | 1454790000 | FESA CF L/LS V2 | Automatic machines, Replacement part
15679 | 1972940000 | SCD 3.81/04/90G 3.2SN GN BX | PCB plug-in connector, male header, closed side, THT solder connection, 3.81 mm, Number of poles: 4, 90°, Solder pin length (l): 3.2 mm, tinned, Pale green, Box
15680 | 2283750000 | LX 15.00/09/90 4.5SN BK BX | Printed circuit board terminals, 15.00 mm, Number of poles: 9, 90°, Solder pin length (l): 4.5 mm, tinned, black, Clamping yoke connection, Clamping range, max. : 25 mm², Box
15681 | 2440220000 | PS 3.50/16/90 3.5SN OR BX | Printed circuit board terminals, 3.50 mm, 90°, Solder pin length (l): 3.5 mm, tinned, orange, Pressure clamp connection, Clamping range, max. : 1.5 mm², Box
15682 | 2472110000 | LLF 7.50/05/90V 5.0SN BK BX | Printed circuit board terminals, 7.50 mm, Number of poles: 5, 90°, Solder pin length (l): 5 mm, tinned, black, PUSH IN with actuator, Clamping range, max. : 6 mm², Box
15683 | 2472130000 | LLF 7.50/07/90V 5.0SN BK BX | Printed circuit board terminals, 7.50 mm, Number of poles: 7, 90°, Solder pin length (l): 5 mm, tinned, black, PUSH IN with actuator, Clamping range, max. : 6 mm², Box
15684 | 2472140000 | LLF 7.50/08/90V 5.0SN BK BX | Printed circuit board terminals, 7.50 mm, Number of poles: 8, 90°, Solder pin length (l): 5 mm, tinned, black, PUSH IN with actuator, Clamping range, max. : 6 mm², Box
15685 | 2472150000 | LLF 7.50/09/90V 5.0SN BK BX | Printed circuit board terminals, 7.50 mm, Number of poles: 9, 90°, Solder pin length (l): 5 mm, tinned, black, PUSH IN with actuator, Clamping range, max. : 6 mm², Box
15686 | 2472160000 | LLF 7.50/10/90V 5.0SN BK BX | Printed circuit board terminals, 7.50 mm, Number of poles: 10, 90°, Solder pin length (l): 5 mm, tinned, black, PUSH IN with actuator, Clamping range, max. : 6 mm², Box
15687 | 2472170000 | LLF 7.50/11/90V 5.0SN BK BX | Printed circuit board terminals, 7.50 mm, Number of poles: 11, 90°, Solder pin length (l): 5 mm, tinned, black, PUSH IN with actuator, Clamping range, max. : 6 mm², Box
15688 | 2472180000 | LLF 7.50/12/90V 5.0SN BK BX | Printed circuit board terminals, 7.50 mm, Number of poles: 12, 90°, Solder pin length (l): 5 mm, tinned, black, PUSH IN with actuator, Clamping range, max. : 6 mm², Box
15689 | 2567120000 | LL 5.08/04/90 3.2SN BK BX | Printed circuit board terminals, 5.08 mm, Number of poles: 4, 90°, Solder pin length (l): 3.2 mm, tinned, black, Clamping yoke connection, Clamping range, max. : 6 mm², Box
15690 | 2568230000 | SU 10.16HP/04/180F 4.0AG BK BX | PCB plug-in connector, male header, Clip-on flange, THT solder connection, 10.16 mm, Number of poles: 4, 180°, Solder pin length (l): 4 mm, black, Box
15691 | 1799180000 | BCZ 3.81/03/270F SN GN BX | PCB plug-in connector, female plug, 3.81 mm, Number of poles: 3, 270°, Clamping yoke connection, Clamping range, max. : 1.5 mm², Box
15692 | 2224040000 | KOPL MCZ 1.5 1816 | Small housing, OMNIMATE Housing - TERMINALBOX Transparent, Tilt cover, Width: 5.9 mm
15693 | 2312290000 | GH MCZUE1.5/UE 1674 | Small housing, OMNIMATE Housing - TERMINALBOX grey-beige, Flange-mounted housing, Width: 6 mm
15694 | 4058560000 | RCL424012 | TERMSERIES, Relay, Number of contacts: 2, CO contact AgNi, Rated control voltage: 12 V DC, Continuous current: 8 A, Plug-in connection, Test button available: No
15695 | 2224240000 | RA MCZ1.5 DKBG 1674 | Small housing, OMNIMATE Housing - TERMINALBOX grey-beige, Extension frame
15696 | 1132810000 | SRD ECO 2CO | D-SERIES DRR, Relay socket, Number of contacts: 2, CO contact, Continuous current: 12 A, Screw connection
15697 | 1133360000 | DRR270012L | D-SERIES DRR, Relay, Number of contacts: 2, CO contact AgCdO, Rated control voltage: 12 V DC, Continuous current: 10 A, Plug-in connection, Test button available: No
15698 | 1133370000 | DRR270024L | D-SERIES DRR, Relay, Number of contacts: 2, CO contact AgCdO, Rated control voltage: 24 V DC, Continuous current: 10 A, Plug-in connection, Test button available: No
15699 | 1133380000 | DRR270048L | D-SERIES DRR, Relay, Number of contacts: 2, CO contact AgCdO, Rated control voltage: 48 V DC, Continuous current: 10 A, Plug-in connection, Test button available: No
15700 | 1133390000 | DRR270110L | D-SERIES DRR, Relay, Number of contacts: 2, CO contact AgCdO, Rated control voltage: 110 V DC, Continuous current: 10 A, Plug-in connection, Test button available: No
15701 | 1133430000 | DRR370048L | D-SERIES DRR, Relay, Number of contacts: 3, CO contact AgCdO, Rated control voltage: 48 V DC, Continuous current: 10 A, Plug-in connection, Test button available: No
15702 | 1133440000 | DRR370110L | D-SERIES DRR, Relay, Number of contacts: 3, CO contact AgCdO, Rated control voltage: 110 V DC, Continuous current: 10 A, Plug-in connection, Test button available: No
15703 | 1133470000 | DRL170048L | D-SERIES DRL, Relay, Number of contacts: 1, CO contact AgCdO, Rated control voltage: 48 V DC, Continuous current: 16 A, Flat blade connections (4.8 mm x 0.5 mm), Test button available: No
15704 | 1133490000 | DRL170220L | D-SERIES DRL, Relay, Number of contacts: 1, CO contact AgCdO, Rated control voltage: 220 V DC, Continuous current: 16 A, Flat blade connections (4.8 mm x 0.5 mm), Test button available: No
15705 | 1133510000 | DRL270012L | D-SERIES DRL, Relay, Number of contacts: 2, CO contact AgCdO, Rated control voltage: 12 V DC, Continuous current: 10 A, Flat blade connections (4.8 mm x 0.5 mm), Test button available: No
15706 | 1133530000 | DRL270048L | D-SERIES DRL, Relay, Number of contacts: 2, CO contact AgCdO, Rated control voltage: 48 V DC, Continuous current: 10 A, Flat blade connections (4.8 mm x 0.5 mm), Test button available: No
15707 | 1133540000 | DRL270110L | D-SERIES DRL, Relay, Number of contacts: 2, CO contact AgCdO, Rated control voltage: 110 V DC, Continuous current: 10 A, Flat blade connections (4.8 mm x 0.5 mm), Test button available: No
15708 | 1133550000 | DRL270220L | D-SERIES DRL, Relay, Number of contacts: 2, CO contact AgCdO, Rated control voltage: 220 V DC, Continuous current: 10 A, Flat blade connections (4.8 mm x 0.5 mm), Test button available: No
15709 | 1133560000 | DRR370220L | D-SERIES DRR, Relay, Number of contacts: 3, CO contact AgCdO, Rated control voltage: 220 V DC, Continuous current: 10 A, Plug-in connection, Test button available: No
15710 | 1133570000 | DRL370012L | D-SERIES DRL, Relay, Number of contacts: 3, CO contact AgCdO, Rated control voltage: 12 V DC, Continuous current: 10 A, Flat blade connections (4.8 mm x 0.5 mm), Test button available: No
15711 | 1133580000 | DRL370024L | D-SERIES DRL, Relay, Number of contacts: 3, CO contact AgCdO, Rated control voltage: 24 V DC, Continuous current: 10 A, Flat blade connections (4.8 mm x 0.5 mm), Test button available: No
15712 | 1133590000 | DRL370048L | D-SERIES DRL, Relay, Number of contacts: 3, CO contact AgCdO, Rated control voltage: 48 V DC, Continuous current: 10 A, Flat blade connections (4.8 mm x 0.5 mm), Test button available: No
15713 | 1133600000 | DRL370110L | D-SERIES DRL, Relay, Number of contacts: 3, CO contact AgCdO, Rated control voltage: 110 V DC, Continuous current: 10 A, Flat blade connections (4.8 mm x 0.5 mm), Test button available: No
15714 | 1133610000 | DRL370220L | D-SERIES DRL, Relay, Number of contacts: 3, CO contact AgCdO, Rated control voltage: 220 V DC, Continuous current: 10 A, Flat blade connections (4.8 mm x 0.5 mm), Test button available: No
15715 | 1133620000 | DRL570012L | D-SERIES DRL, Relay, Number of contacts: 4, CO contact AgCdO, Rated control voltage: 12 V DC, Continuous current: 10 A, Flat blade connections (4.8 mm x 0.5 mm), Test button available: No
15716 | 1133630000 | DRL570024L | D-SERIES DRL, Relay, Number of contacts: 4, CO contact AgCdO, Rated control voltage: 24 V DC, Continuous current: 10 A, Flat blade connections (4.8 mm x 0.5 mm), Test button available: No
15717 | 1133640000 | DRL570048L | D-SERIES DRL, Relay, Number of contacts: 4, CO contact AgCdO, Rated control voltage: 48 V DC, Continuous current: 10 A, Flat blade connections (4.8 mm x 0.5 mm), Test button available: No
15718 | 1133650000 | DRL570110L | D-SERIES DRL, Relay, Number of contacts: 4, CO contact AgCdO, Rated control voltage: 110 V DC, Continuous current: 10 A, Flat blade connections (4.8 mm x 0.5 mm), Test button available: No
15719 | 1133660000 | DRL570220L | D-SERIES DRL, Relay, Number of contacts: 4, CO contact AgCdO, Rated control voltage: 220 V DC, Continuous current: 10 A, Flat blade connections (4.8 mm x 0.5 mm), Test button available: No
15720 | 1133760000 | DRR270524L | D-SERIES DRR, Relay, Number of contacts: 2, CO contact AgCdO, Rated control voltage: 24 V AC, Continuous current: 10 A, Plug-in connection, Test button available: No
15721 | 1133780000 | DRR270615L | D-SERIES DRR, Relay, Number of contacts: 2, CO contact AgCdO, Rated control voltage: 115 V AC, Continuous current: 10 A, Plug-in connection, Test button available: No
15722 | 1133800000 | DRR270730L | D-SERIES DRR, Relay, Number of contacts: 2, CO contact AgCdO, Rated control voltage: 230 V AC, Continuous current: 10 A, Plug-in connection, Test button available: No
15723 | 1133820000 | DRR370615L | D-SERIES DRR, Relay, Number of contacts: 3, CO contact AgCdO, Rated control voltage: 115 V AC, Continuous current: 10 A, Plug-in connection, Test button available: No
15724 | 1133870000 | DRL270524L | D-SERIES DRL, Relay, Number of contacts: 2, CO contact AgCdO, Rated control voltage: 24 V AC, Continuous current: 10 A, Flat blade connections (4.8 mm x 0.5 mm), Test button available: No
15725 | 1133880000 | DRL270615L | D-SERIES DRL, Relay, Number of contacts: 2, CO contact AgCdO, Rated control voltage: 115 V AC, Continuous current: 10 A, Flat blade connections (4.8 mm x 0.5 mm), Test button available: No
15726 | 1133890000 | DRL270730L | D-SERIES DRL, Relay, Number of contacts: 2, CO contact AgCdO, Rated control voltage: 230 V AC, Continuous current: 10 A, Flat blade connections (4.8 mm x 0.5 mm), Test button available: No
15727 | 1133910000 | DRL370524L | D-SERIES DRL, Relay, Number of contacts: 3, CO contact AgCdO, Rated control voltage: 24 V AC, Continuous current: 10 A, Flat blade connections (4.8 mm x 0.5 mm), Test button available: No
15728 | 1133920000 | DRL370615L | D-SERIES DRL, Relay, Number of contacts: 3, CO contact AgCdO, Rated control voltage: 115 V AC, Continuous current: 10 A, Flat blade connections (4.8 mm x 0.5 mm), Test button available: No
15729 | 1133930000 | DRL370730L | D-SERIES DRL, Relay, Number of contacts: 3, CO contact AgCdO, Rated control voltage: 230 V AC, Continuous current: 10 A, Flat blade connections (4.8 mm x 0.5 mm), Test button available: No
15730 | 1133940000 | DRL570524L | D-SERIES DRL, Relay, Number of contacts: 4, CO contact AgCdO, Rated control voltage: 24 V AC, Continuous current: 10 A, Flat blade connections (4.8 mm x 0.5 mm), Test button available: No
15731 | 1174670000 | RIM 5 6/230VAC | D-SERIES, RC filter, Rated control voltage: 6?230 V AC, Plug-in connection
15732 | 1219360000 | DRW270548LT | D-SERIES DRW / DRH, Relay, Number of contacts: 2, CO contact AgCdO, Rated control voltage: 48 V AC, Continuous current: 16 A, Flat blade connections (4.8 mm x 0.5 mm), Test button available: Yes
15733 | 1219420000 | DRW370548LT | D-SERIES DRW / DRH, Relay, Number of contacts: 3, CO contact AgCdO, Rated control voltage: 48 V AC, Continuous current: 16 A, Flat blade connections (4.8 mm x 0.5 mm), Test button available: Yes
15734 | 1219430000 | DRW370615LT | D-SERIES DRW / DRH, Relay, Number of contacts: 3, CO contact AgCdO, Rated control voltage: 115 V AC, Continuous current: 16 A, Flat blade connections (4.8 mm x 0.5 mm), Test button available: Yes
15735 | 1219570000 | PWR276110L | D-SERIES PWR, Relay module, Number of contacts: 2, NO contact AgSnO, Rated control voltage: 110 V DC, Continuous current: 25 A, Test button available: No
15736 | 1219750000 | DRW270048LT | D-SERIES DRW / DRH, Relay, Number of contacts: 2, CO contact AgCdO, Rated control voltage: 48 V DC, Continuous current: 16 A, Flat blade connections (4.8 mm x 0.5 mm), Test button available: Yes
15737 | 1219840000 | DRH173012LT | D-SERIES DRW / DRH, Relay, Number of contacts: 1, NO contact with blow-out magnet AgSnO, Rated control voltage: 12 V DC, Continuous current: 16 A, Flat blade connections (4.8 mm x 0.5 mm), Test button available: Yes
15738 | 1219880000 | DRH173220LT | D-SERIES DRW / DRH, Relay, Number of contacts: 1, NO contact with blow-out magnet AgSnO, Rated control voltage: 220 V DC, Continuous current: 16 A, Flat blade connections (4.8 mm x 0.5 mm), Test button available: Yes
15739 | 1219890000 | DRH173524LT | D-SERIES DRW / DRH, Relay, Number of contacts: 1, NO contact with blow-out magnet AgSnO, Rated control voltage: 24 V AC, Continuous current: 16 A, Flat blade connections (4.8 mm x 0.5 mm), Test button available: Yes
15740 | 1219910000 | DRH173548LT | D-SERIES DRW / DRH, Relay, Number of contacts: 1, NO contact with blow-out magnet AgSnO, Rated control voltage: 48 V AC, Continuous current: 16 A, Flat blade connections (4.8 mm x 0.5 mm), Test button available: Yes
15741 | 1219920000 | DRH173615LT | D-SERIES DRW / DRH, Relay, Number of contacts: 1, NO contact with blow-out magnet AgSnO, Rated control voltage: 115 V AC, Continuous current: 16 A, Flat blade connections (4.8 mm x 0.5 mm), Test button available: Yes
15742 | 1219930000 | DRH173730LT | D-SERIES DRW / DRH, Relay, Number of contacts: 1, NO contact with blow-out magnet AgSnO, Rated control voltage: 230 V AC, Continuous current: 16 A, Flat blade connections (4.8 mm x 0.5 mm), Test button available: Yes
15743 | 1219940000 | DRH174012LT | D-SERIES DRW / DRH, Relay, Number of contacts: 1, NC contact with blow-out magnet AgSnO, Rated control voltage: 12 V DC, Continuous current: 16 A, Flat blade connections (4.8 mm x 0.5 mm), Test button available: Yes
15744 | 1219950000 | DRH174024LT | D-SERIES DRW / DRH, Relay, Number of contacts: 1, NC contact with blow-out magnet AgSnO, Rated control voltage: 24 V DC, Continuous current: 16 A, Flat blade connections (4.8 mm x 0.5 mm), Test button available: Yes
15745 | 1219960000 | DRH174048LT | D-SERIES DRW / DRH, Relay, Number of contacts: 1, NC contact with blow-out magnet AgSnO, Rated control voltage: 48 V DC, Continuous current: 16 A, Flat blade connections (4.8 mm x 0.5 mm), Test button available: Yes
15746 | 1219970000 | DRH174110LT | D-SERIES DRW / DRH, Relay, Number of contacts: 1, NC contact with blow-out magnet AgSnO, Rated control voltage: 110 V DC, Continuous current: 16 A, Flat blade connections (4.8 mm x 0.5 mm), Test button available: Yes
15747 | 1219980000 | DRH174220LT | D-SERIES DRW / DRH, Relay, Number of contacts: 1, NC contact with blow-out magnet AgSnO, Rated control voltage: 220 V DC, Continuous current: 16 A, Flat blade connections (4.8 mm x 0.5 mm), Test button available: Yes
15748 | 1219990000 | DRH174524LT | D-SERIES DRW / DRH, Relay, Number of contacts: 1, NC contact with blow-out magnet AgSnO, Rated control voltage: 24 V AC, Continuous current: 16 A, Flat blade connections (4.8 mm x 0.5 mm), Test button available: Yes
15749 | 1220010000 | DRH174548LT | D-SERIES DRW / DRH, Relay, Number of contacts: 1, NC contact with blow-out magnet AgSnO, Rated control voltage: 48 V AC, Continuous current: 16 A, Flat blade connections (4.8 mm x 0.5 mm), Test button available: Yes
15750 | 1220020000 | DRH174615LT | D-SERIES DRW / DRH, Relay, Number of contacts: 1, NC contact with blow-out magnet AgSnO, Rated control voltage: 115 V AC, Continuous current: 16 A, Flat blade connections (4.8 mm x 0.5 mm), Test button available: Yes
15751 | 1220030000 | DRH174730LT | D-SERIES DRW / DRH, Relay, Number of contacts: 1, NC contact with blow-out magnet AgSnO, Rated control voltage: 230 V AC, Continuous current: 16 A, Flat blade connections (4.8 mm x 0.5 mm), Test button available: Yes
15752 | 1220040000 | DRH275012LT | D-SERIES DRW / DRH, Relay 1 NO contact and 1 NC contact with blow-out magnet AgSnO, Rated control voltage: 12 V DC, Continuous current: 16 A, Flat blade connections (4.8 mm x 0.5 mm), Test button available: Yes
15753 | 1220060000 | DRH275048LT | D-SERIES DRW / DRH, Relay 1 NO contact and 1 NC contact with blow-out magnet AgSnO, Rated control voltage: 48 V DC, Continuous current: 16 A, Flat blade connections (4.8 mm x 0.5 mm), Test button available: Yes
15754 | 1220070000 | DRH275110LT | D-SERIES DRW / DRH, Relay 1 NO contact and 1 NC contact with blow-out magnet AgSnO, Rated control voltage: 110 V DC, Continuous current: 16 A, Flat blade connections (4.8 mm x 0.5 mm), Test button available: Yes
15755 | 1220080000 | DRH275220LT | D-SERIES DRW / DRH, Relay 1 NO contact and 1 NC contact with blow-out magnet AgSnO, Rated control voltage: 220 V DC, Continuous current: 16 A, Flat blade connections (4.8 mm x 0.5 mm), Test button available: Yes
15756 | 1220090000 | DRH275524LT | D-SERIES DRW / DRH, Relay 1 NO contact and 1 NC contact with blow-out magnet AgSnO, Rated control voltage: 24 V AC, Continuous current: 16 A, Flat blade connections (4.8 mm x 0.5 mm), Test button available: Yes
15757 | 1220110000 | DRH275548LT | D-SERIES DRW / DRH, Relay 1 NO contact and 1 NC contact with blow-out magnet AgSnO, Rated control voltage: 48 V AC, Continuous current: 16 A, Flat blade connections (4.8 mm x 0.5 mm), Test button available: Yes
15758 | 1220200000 | DRH276524LT | D-SERIES DRW / DRH, Relay, Number of contacts: 2, NO contact with blow-out magnet AgSnO, Rated control voltage: 24 V AC, Continuous current: 16 A, Flat blade connections (4.8 mm x 0.5 mm), Test button available: Yes
15759 | 1220210000 | DRH276548LT | D-SERIES DRW / DRH, Relay, Number of contacts: 2, NO contact with blow-out magnet AgSnO, Rated control voltage: 48 V AC, Continuous current: 16 A, Flat blade connections (4.8 mm x 0.5 mm), Test button available: Yes
15760 | 1220220000 | DRH276615LT | D-SERIES DRW / DRH, Relay, Number of contacts: 2, NO contact with blow-out magnet AgSnO, Rated control voltage: 115 V AC, Continuous current: 16 A, Flat blade connections (4.8 mm x 0.5 mm), Test button available: Yes
15761 | 1238330000 | DEK 5/6 MC NE GR | Dekafix, Terminal marker, 5 x 6 mm, Pitch in mm (P): 6.00 Weidmueller, grey
15762 | 1319040000 | WF 5/32 | Bolt-type screw terminals, Feed-through terminal, Rated cross-section: 16 mm², Threaded stud connection
15763 | 1319080000 | WF 12/32 | Bolt-type screw terminals, Feed-through terminal, Rated cross-section: 120 mm², Threaded stud connection
15764 | 1406250000 | PSSR 24VDC/1PH AC75A HP | Power Solid-State Relais, Solid state contactor, 1 NO contact (Thyristor (zero-cross switch)), Rated control voltage: 3.5?32 V DC , Rated switching voltage: 24?600 V AC, Continuous current: 62 A (AC51) at 40 °C, mounted on heatsink with 0.75 K/W, Screw connection
15765 | 1412960000 | WDU 4 HV | Feed-through terminal, Screw connection, 4 mm², 1000 V, 32 A, dark beige
15766 | 1412970000 | WDU 6 HV | Feed-through terminal, Screw connection, 6 mm², 1000 V, 41 A, dark beige
15767 | 1415510000 | WDK 10 L | Feed-through terminal, Double-tier terminal, Screw connection, 10 mm², 800 V, 57 A, dark beige
15768 | 1417650000 | PTR 2.5/4 OR | Test-disconnect terminal, PUSH IN, 4 mm², 500 V, 23 A, Pivoting, orange
15769 | 1418330000 | H35,0/32 DS RT | Wire-end ferrule, Standard, 21 mm, 18 mm, red
15770 | 1418340000 | H35,0/32 S BE | Wire-end ferrule, Standard, 21 mm, 18 mm, beige
15771 | 1429440000 | THM WO 15/70 WS | THM, Conductor and cable markers, 9.6 - 12.7 mm, 15 x 70 mm, white
15772 | 1429450000 | THM WO 15/140 WS | THM, Conductor and cable markers, 22.3 - 22.3 mm, 15 x 140 mm, white
15773 | 1449830000 | THM MT30X 27/85 WS | THM, Device markers, 85 x 27 mm, white
15774 | 1454900000 | DEK 5/6 MC NE BR | Dekafix, Terminal marker, 5 x 6 mm, Pitch in mm (P): 6.00 Weidmueller, brown
15775 | 1466270000 | THM MT30X 101/74 RT | THM, Device markers, 74 x 101 mm, red
15776 | 1476280000 | H2,5/15D BL SP | Wire-end ferrule, Standard, 10 mm, 8 mm, blue
15777 | 1477340000 | THM MT30X 27/27 SI | THM, Device markers, 27 x 27 mm, silver
15778 | 1501380000 | ES EPG 45 DIN 70 | 70mm², Indent crimp
15779 | 1501800000 | ES APG 80 DIN 185 | 185mm², Indent crimp
15780 | 1501820000 | ES APG 80 DIN 240 | 240mm², Indent crimp
15781 | 1502050000 | ES APG 80 AEH 50 | 50mm², Trapezoidal crimp
15782 | 1502070000 | ES APG 80 AEH 70 | 70mm², Trapezoidal crimp
15783 | 1502080000 | ES APG 80 AEH 95 | 95mm², Trapezoidal crimp
15784 | 1502470000 | ES APG 80 WM 16 | 16mm², WM crimp
15785 | 1502480000 | ES APG 80 WM 25 | 25mm², WM crimp
15786 | 1502500000 | ES APG 80 WM 50 | 50mm², WM crimp
15787 | 1502530000 | ES APG 80 WM 95 | 95mm², WM crimp
15788 | 1502540000 | ES APG 80 WM 120 | 120mm², WM crimp
15789 | 1502600000 | ES APG 80 HEX 6 | Hexagonal crimp
15790 | 1502620000 | ES APG 80 HEX 10 | Hexagonal crimp
15791 | 1502640000 | ES APG 80 HEX 25 | Hexagonal crimp
15792 | 1502650000 | ES APG 80 HEX 35 | Hexagonal crimp
15793 | 1502670000 | ES APG 80 HEX 50 | Hexagonal crimp
15794 | 1502680000 | ES APG 80 HEX 70 | Hexagonal crimp
15795 | 1502690000 | ES APG 80 HEX 95 | Hexagonal crimp
15796 | 1502700000 | ES APG 80 HEX 120 | Hexagonal crimp
15797 | 1502720000 | ES APG 80 HEX 150 | Hexagonal crimp
15798 | 1502730000 | ES APG 80 HEX 185 | Hexagonal crimp
15799 | 1502740000 | ES APG 80 HEX 240 | Hexagonal crimp
15800 | 1502750000 | ES APG 80 HEX 300 | Hexagonal crimp
15801 | 1502780000 | ES APG 80 HEX 300AL | Hexagonal crimp
15802 | 1502790000 | ES APG 80 DIN 120 | 120mm², Indent crimp
15803 | 1502800000 | ES APG 80 DIN 150 | 150mm², Indent crimp
15804 | 1502820000 | ES APG 80 DIN 6 | 6mm², Indent crimp
15805 | 1502830000 | ES APG 80 DIN 10 | 10mm², Indent crimp
15806 | 1502840000 | ES APG 80 DIN 16 | 16mm², Indent crimp
15807 | 1516990000 | THM MT30X 16.5/5.1 GE | THM, Device markers, 5.1 x 16.5 mm, yellow
15808 | 1517180000 | THM EL 30 WS 30M | THM, Device markers, 30 x , white
15809 | 1517190000 | THM EL 30 GE 30M | THM, Device markers, 30 x , yellow
15810 | 1517230000 | THM EL 50 GE 30M | THM, Device markers, 30 x , yellow
15811 | 1517240000 | THM EL 50 SI 30M | THM, Device markers, 50 x , silver
15812 | 1517270000 | THM EL 100 SI 30M | THM, Device markers, 100 x , silver
15813 | 1518300000 | KDKS 1PE/LLC 10-36V AC/DC | W-Series, Fuse terminal, Rated cross-section: 4 mm², Screw connection
15814 | 1521730000 | A4C 2.5 YL | Feed-through terminal, PUSH IN, 2.5 mm², 800 V, 24 A, yellow
15815 | 1521770000 | A4C 2.5 GN | Feed-through terminal, PUSH IN, 2.5 mm², 800 V, 24 A, green
15816 | 1521890000 | A3C 2.5 WT | Feed-through terminal, PUSH IN, 2.5 mm², 800 V, 24 A, white
15817 | 1521900000 | A2C 2.5 RD | Feed-through terminal, PUSH IN, 2.5 mm², 800, 24 A, red
15818 | 1521930000 | A2C 2.5 OR | Feed-through terminal, PUSH IN, 2.5 mm², 800, 24 A, orange
15819 | 1521940000 | A2C 2.5 YL | Feed-through terminal, PUSH IN, 2.5 mm², 800, 24 A, yellow
15820 | 1529600000 | PTR 2.5/4/3AN SW | Test-disconnect terminal, PUSH IN, 4 mm², 500 V, 24 A, Pivoting, black
15821 | 1529890000 | PDU 2.5/4/4AN RT | Feed-through terminal, PUSH IN, 4 mm², 800 V, 32 A, red
15822 | 1529900000 | PDU 2.5/4/4AN GE | Feed-through terminal, PUSH IN, 4 mm², 800 V, 32 A, yellow
15823 | 1537880000 | WMF 2.5 DI BLZ BL | W-Series, Test-disconnect terminal, Rated cross-section: 2.5 mm², Screw connection
15824 | 1538740000 | THM MT30X 65/35 RT | THM, Device markers, 35 x 64 mm, red
15825 | 1544810000 | WMF 2.5 BLZ BL | W-Series, Plug-in connector, Feed-through terminal, Rated cross-section: 2.5 mm², Screw connection
15826 | 1552720000 | A4C 1.5 OR | Feed-through terminal, PUSH IN, 1.5 mm², 500 V, 17.5 A, orange
15827 | 1561980000 | WQB WPD X04/2 | W-Series, Cross-connector, Number of poles: 2
15828 | 1562780000 | HSS-HF 3.2-6.4 EL R30M | Conductor and cable markers, 3.2 - 6.4 mm, red
15829 | 1562790000 | HSS-HF 4.8-9.5 EL R30M | Conductor and cable markers, 4.8 - 9.5 mm, red
15830 | 1562800000 | HSS-HF 6.4-12.7 EL R30M | Conductor and cable markers, 6.4 - 12.7 mm, red
15831 | 1562820000 | HSS-HF 9.5-19.1 EL R30M | Conductor and cable markers, 9.5 - 19.1 mm, red
15832 | 1562830000 | HSS-HF 12.7-25.4EL R30M | Conductor and cable markers, 12.7 - 25.4 mm, red
15833 | 1562840000 | HSS-HF 1.2-2.4 EL B30M | Conductor and cable markers, 1.2 - 2.4 mm, blue
15834 | 1562850000 | HSS-HF 1.6-3.2 EL B30M | Conductor and cable markers, 1.6 - 3.2 mm, blue
15835 | 1562870000 | HSS-HF 2.4-4.8 EL B30M | Conductor and cable markers, 2.4 - 4.8 mm, blue
15836 | 1562880000 | HSS-HF 3.2-6.4 EL B30M | Conductor and cable markers, 3.2 - 6.4 mm, blue
15837 | 1562890000 | HSS-HF 4.8-9.5 EL B30M | Conductor and cable markers, 4.8 - 9.5 mm, blue
15838 | 1562900000 | HSS-HF 6.4-12.7 EL B30M | Conductor and cable markers, 6.4 - 12.7 mm, blue
15839 | 1562920000 | HSS-HF 9.5-19.1 EL B30M | Conductor and cable markers, 9.5 - 19.1 mm, blue
15840 | 1562940000 | HSS-HF 1.2-2.4 EL G30M | Conductor and cable markers, 1.2 - 2.4 mm, green
15841 | 1563780000 | WMF 2.5 DI BLZ WO.DL | W-Series, Test-disconnect terminal, Rated cross-section: 2.5 mm², Screw connection
15842 | 1984020000 | RCL314005W | TERMSERIES, Relay, Number of contacts: 1, CO contact AgNi, Rated control voltage: 5 V DC, Continuous current: 16 A, Plug-in connection, Test button available: No
15843 | 1984030000 | RCL314012W | TERMSERIES, Relay, Number of contacts: 1, CO contact AgNi, Rated control voltage: 12 V DC, Continuous current: 16 A, Plug-in connection, Test button available: No
15844 | 1984040000 | RCL314024W | TERMSERIES, Relay, Number of contacts: 1, CO contact AgNi, Rated control voltage: 24 V DC, Continuous current: 16 A, Plug-in connection, Test button available: No
15845 | 1984050000 | RCL314048W | TERMSERIES, Relay, Number of contacts: 1, CO contact AgNi, Rated control voltage: 48 V DC, Continuous current: 16 A, Plug-in connection, Test button available: No
15846 | 1984060000 | RCL314060W | TERMSERIES, Relay, Number of contacts: 1, CO contact AgNi, Rated control voltage: 60 V DC, Continuous current: 16 A, Plug-in connection, Test button available: No
15847 | 1984080000 | RCLS3L024W | TERMSERIES, Relay, Number of contacts: 1, NO contact AgSnO, Rated control voltage: 24 V DC, Continuous current: 16 A, Plug-in connection, Test button available: No
15848 | 2051310000 | A2C 4 BK | Feed-through terminal, PUSH IN, 4 mm², 800 V, 32 A, black
15849 | 2051330000 | A2C 4 LTGY | Feed-through terminal, PUSH IN, 4 mm², 800 V, 32 A, Light Grey
15850 | 2051500000 | A4C 4 | Feed-through terminal, PUSH IN, 4 mm², 800 V, 32 A, dark beige
15851 | 2051520000 | A4C 4 BL | Feed-through terminal, PUSH IN, 4 mm², 800 V, 32 A, blue
15852 | 2051530000 | A4C 4 RD | Feed-through terminal, PUSH IN, 4 mm², 800 V, 32 A, red
15853 | 2051540000 | A4C 4 OR | Feed-through terminal, PUSH IN, 4 mm², 800 V, 32 A, orange
15854 | 2051550000 | A4C 4 YL | Feed-through terminal, PUSH IN, 4 mm², 800 V, 32 A, yellow
15855 | 2051580000 | A4C 4 GN | Feed-through terminal, PUSH IN, 4 mm², 800 V, 32 A, green
15856 | 2051610000 | A4C 4 WT | Feed-through terminal, PUSH IN, 4 mm², 800 V, 32 A, white
15857 | 2051660000 | A4C 4 BK | Feed-through terminal, PUSH IN, 4 mm², 800 V, 32 A, black
15858 | 2051670000 | A4C 4 LTGY | Feed-through terminal, PUSH IN, 4 mm², 800 V, 32 A, Light Grey
15859 | 2052450000 | RCIKIT 24VDC 2CO PB | RIDERSERIES RCI, Relay module, Number of contacts: 2, CO contact with test button AgNi, Rated control voltage: 24 V DC, Continuous current: 8 A, Screw connection, Test button available: Yes
15860 | 2052470000 | RCIKIT 230VAC 2CO LD/PB/RC | RIDERSERIES RCI, Relay module, Number of contacts: 2, CO contact with test button AgNi, Rated control voltage: 230 V AC, Continuous current: 8 A, Screw connection, Test button available: Yes
15861 | 2052480000 | RCMKIT-I 24VDC 4CO | , Relay module, Number of contacts: 4, CO contact with test button AgNi, Rated control voltage: 24 V DC, Continuous current: 6 A, Screw connection, Test button available: Yes
15862 | 2052510000 | RCMKIT-I 230VAC 4CO LD/RC | , Relay module, Number of contacts: 4, CO contact with test button AgNi, Rated control voltage: 230 V AC, Continuous current: 6 A, Screw connection, Test button available: Yes
15863 | 2112290000 | WMF 2.5 FU SW WO FUCR | W-Series, Fuse terminal, Rated cross-section: 2.5 mm², Screw connection
15864 | 2112300000 | WMF 2.5 FU PE SW WO FUCR | W-Series, Fuse terminal, PE terminal, Rated cross-section: 2.5 mm², Screw connection
15865 | 2152970000 | TRZ 24VUC 1CO AGSNO | TERMSERIES, Relay module, Number of contacts: 1, CO contact AgSnO, Rated control voltage: 24 V UC ±10 %, Continuous current: 6 A, Tension-clamp connection, Test button available: No
15866 | 2153080000 | TRZ 48VUC 1CO AGSNO | TERMSERIES, Relay module, Number of contacts: 1, CO contact AgSnO, Rated control voltage: 48 V UC ±10 %, Continuous current: 6 A, Tension-clamp connection, Test button available: No
15867 | 2153550000 | TRS 60VUC 1CO AGSNO | TERMSERIES, Relay module, Number of contacts: 1, CO contact AgSnO, Rated control voltage: 60 V UC ±10 %, Continuous current: 6 A, Screw connection, Test button available: No
15868 | 2420210000 | SM 27/18 K MC NE GN | SwitchMark, Device markers, 18 x 27 mm, green
15869 | 2436360000 | WTR 4/ZZ STB/O.TNHE | Test-disconnect terminal, Screw connection, 4 mm², 500 V, 27 A, without, dark beige
15870 | 2436390000 | WTR 4 STB/O.TNHE | Test-disconnect terminal, Screw connection, 4 mm², 500 V, 32 A, without, dark beige
15871 | 2436410000 | WTR 4/ZR STB/O.TNHE | Test-disconnect terminal, Screw connection, 4 mm², 500 V, 27 A, without, dark beige
15872 | 7760056299 | DRI314110 | D-SERIES DRI, Relay, Number of contacts: 1, CO contact AgSnO, Rated control voltage: 110 V DC, Continuous current: 10 A, Flat blade connections (4.7 mm x 0.5 mm), Test button available: No
15873 | 7760056330 | DRI424048L | D-SERIES DRI, Relay, Number of contacts: 2, CO contact AgSnO, Rated control voltage: 48 V DC, Continuous current: 5 A, Flat blade connections (2.5 mm x 0.5 mm), Test button available: No
15874 | 9023090000 | H-BOX 0.5-2.5QMM T | Assortment of wire end ferrules, Box, Colour code: Miscellaneous
15875 | 9802720001 | KDKS 1EN/LLC 10-36V AC/DC | W-Series, Fuse terminal, Rated cross-section: 4 mm², Screw connection
15876 | 1905490000 | M-PRINT PRO | Software for markings, Software, Windows 7, Windows 8, Windows 8.1, Windows 10, Printer software
15877 | 1068020000 | WDK 2.5 ZQV VI | Feed-through terminal, Double-tier terminal, Screw connection, 2.5 mm², 400 V, 24 A, violet
15878 | 1095680000 | BLZ 7.62HP/02/180F SN BK BX | PCB plug-in connector, female plug, 7.62 mm, Number of poles: 2, Clamping yoke connection, Clamping range, max. : 4 mm², Box
15879 | 1095690000 | BLZ 7.62HP/03/180F SN BK BX | PCB plug-in connector, female plug, 7.62 mm, Number of poles: 3, Clamping yoke connection, Clamping range, max. : 4 mm², Box
15880 | 1095700000 | BLZ 7.62HP/04/180F SN BK BX | PCB plug-in connector, female plug, 7.62 mm, Number of poles: 4, Clamping yoke connection, Clamping range, max. : 4 mm², Box
15881 | 1095710000 | BLZ 7.62HP/05/180F SN BK BX | PCB plug-in connector, female plug, 7.62 mm, Number of poles: 5, Clamping yoke connection, Clamping range, max. : 4 mm², Box
15882 | 1095720000 | BLZ 7.62HP/06/180F SN BK BX | PCB plug-in connector, female plug, 7.62 mm, Number of poles: 6, Clamping yoke connection, Clamping range, max. : 4 mm², Box
15883 | 1095730000 | BLZ 7.62HP/07/180F SN BK BX | PCB plug-in connector, female plug, 7.62 mm, Number of poles: 7, Clamping yoke connection, Clamping range, max. : 4 mm², Box
15884 | 1095740000 | BLZ 7.62HP/08/180F SN BK BX | PCB plug-in connector, female plug, 7.62 mm, Number of poles: 8, Clamping yoke connection, Clamping range, max. : 4 mm², Box
15885 | 1095750000 | BLZ 7.62HP/09/180F SN BK BX | PCB plug-in connector, female plug, 7.62 mm, Number of poles: 9, Clamping yoke connection, Clamping range, max. : 4 mm², Box
15886 | 1095760000 | BLZ 7.62HP/10/180F SN BK BX | PCB plug-in connector, female plug, 7.62 mm, Number of poles: 10, Clamping yoke connection, Clamping range, max. : 4 mm², Box
15887 | 1095770000 | BLZ 7.62HP/11/180F SN BK BX | PCB plug-in connector, female plug, 7.62 mm, Number of poles: 11, Clamping yoke connection, Clamping range, max. : 4 mm², Box
15888 | 1095780000 | BLZ 7.62HP/12/180F SN BK BX | PCB plug-in connector, female plug, 7.62 mm, Number of poles: 12, Clamping yoke connection, Clamping range, max. : 4 mm², Box
15889 | 1095790000 | BLZ 7.62HP/02/180F SN OR BX | PCB plug-in connector, female plug, 7.62 mm, Number of poles: 2, Clamping yoke connection, Clamping range, max. : 4 mm², Box
15890 | 1095800000 | BLZ 7.62HP/03/180F SN OR BX | PCB plug-in connector, female plug, 7.62 mm, Number of poles: 3, Clamping yoke connection, Clamping range, max. : 4 mm², Box
15891 | 1095870000 | BLZ 7.62HP/10/180F SN OR BX | PCB plug-in connector, female plug, 7.62 mm, Number of poles: 10, Clamping yoke connection, Clamping range, max. : 4 mm², Box
15892 | 1112930000 | WAD 5 MC SDR | Group markers, Cover, 33.3 x 5 mm, Pitch in mm (P): 5.00 To customer specification
15893 | 1118040000 | PWZ RJ45 | Pressing tools
15894 | 1119580000 | HTF HYB | Pressing tool, Crimping tool for contacts, 0.08mm², 1mm², FoderBcrimp
15895 | 1120900000 | AIMESA CF LZ | Accessories, Replacement part
15896 | 1120910000 | AIMESA VRM 6,20 | Accessories, Set of cutters
15897 | 1120920000 | AIMESA VRM 2,09 | Accessories, Set of cutters
15898 | 1121950000 | BG GHDE 10P HO PT6 | FieldPower® enclosures, IP65 with corresponding housing
15899 | 1122200000 | BG GHDE 10P PT6 | FieldPower® enclosures, IP65 with corresponding housing
15900 | 1132820000 | SRD ECO 3CO | D-SERIES DRR, Relay socket, Number of contacts: 3, CO contact, Continuous current: 12 A, Screw connection
15901 | 1133400000 | DRR270220L | D-SERIES DRR, Relay, Number of contacts: 2, CO contact AgCdO, Rated control voltage: 220 V DC, Continuous current: 10 A, Plug-in connection, Test button available: No
15902 | 1133410000 | DRR370012L | D-SERIES DRR, Relay, Number of contacts: 3, CO contact AgCdO, Rated control voltage: 12 V DC, Continuous current: 10 A, Plug-in connection, Test button available: No
15903 | 1133420000 | DRR370024L | D-SERIES DRR, Relay, Number of contacts: 3, CO contact AgCdO, Rated control voltage: 24 V DC, Continuous current: 10 A, Plug-in connection, Test button available: No
15904 | 1133450000 | DRL170012L | D-SERIES DRL, Relay, Number of contacts: 1, CO contact AgCdO, Rated control voltage: 12 V DC, Continuous current: 16 A, Flat blade connections (4.8 mm x 0.5 mm), Test button available: No
15905 | 1133460000 | DRL170024L | D-SERIES DRL, Relay, Number of contacts: 1, CO contact AgCdO, Rated control voltage: 24 V DC, Continuous current: 16 A, Flat blade connections (4.8 mm x 0.5 mm), Test button available: No
15906 | 1133480000 | DRL170110L | D-SERIES DRL, Relay, Number of contacts: 1, CO contact AgCdO, Rated control voltage: 110 V DC, Continuous current: 16 A, Flat blade connections (4.8 mm x 0.5 mm), Test button available: No
15907 | 1133520000 | DRL270024L | D-SERIES DRL, Relay, Number of contacts: 2, CO contact AgCdO, Rated control voltage: 24 V DC, Continuous current: 10 A, Flat blade connections (4.8 mm x 0.5 mm), Test button available: No
15908 | 1133810000 | DRR370524L | D-SERIES DRR, Relay, Number of contacts: 3, CO contact AgCdO, Rated control voltage: 24 V AC, Continuous current: 10 A, Plug-in connection, Test button available: No
15909 | 1133830000 | DRR370730L | D-SERIES DRR, Relay, Number of contacts: 3, CO contact AgCdO, Rated control voltage: 230 V AC, Continuous current: 10 A, Plug-in connection, Test button available: No
15910 | 1133840000 | DRL170524L | D-SERIES DRL, Relay, Number of contacts: 1, CO contact AgCdO, Rated control voltage: 24 V AC, Continuous current: 16 A, Flat blade connections (4.8 mm x 0.5 mm), Test button available: No
15911 | 1133850000 | DRL170615L | D-SERIES DRL, Relay, Number of contacts: 1, CO contact AgCdO, Rated control voltage: 115 V AC, Continuous current: 16 A, Flat blade connections (4.8 mm x 0.5 mm), Test button available: No
15912 | 1133860000 | DRL170730L | D-SERIES DRL, Relay, Number of contacts: 1, CO contact AgCdO, Rated control voltage: 230 V AC, Continuous current: 16 A, Flat blade connections (4.8 mm x 0.5 mm), Test button available: No
15913 | 1133950000 | DRL570615L | D-SERIES DRL, Relay, Number of contacts: 4, CO contact AgCdO, Rated control voltage: 115 V AC, Continuous current: 10 A, Flat blade connections (4.8 mm x 0.5 mm), Test button available: No
15914 | 1133960000 | DRL570730L | D-SERIES DRL, Relay, Number of contacts: 4, CO contact AgCdO, Rated control voltage: 230 V AC, Continuous current: 10 A, Flat blade connections (4.8 mm x 0.5 mm), Test button available: No
15915 | 1134160000 | DRR CLIP M | D-SERIES DRR, Retaining clip
15916 | 1139880000 | MCP AP BASIC | Holder
15917 | 1140490000 | THM-TWINMARK | Marking systems, Thermotransfer printer, Thermal transfer, 300 dpi, Shrink-fit sleeves
15918 | 1163000000 | WMF 2.5 FU BLZ 30-70V SW | W-Series, Fuse terminal, Rated cross-section: 2.5 mm², Screw connection
15919 | 1167340000 | WMF 2.5 DI PE STB | W-Series, Test-disconnect terminal, PE terminal, Rated cross-section: 2.5 mm², Screw connection
15920 | 1171090000 | SAMPLE LP CH20M6 | Electronics housing sample, OMNIMATE Housing - series CH20M , Width: 0.8 mm
15921 | 1174650000 | RIM 5 6/230VDC | D-SERIES, Free-wheeling diode, Rated control voltage: 6?230 V DC, Plug-in connection
15922 | 1219090000 | PWR173524L | D-SERIES PWR, Relay module, Number of contacts: 1, NO contact AgSnO, Rated control voltage: 24 V AC, Continuous current: 30 A, Test button available: No
15923 | 1219120000 | PWR173548L | D-SERIES PWR, Relay module, Number of contacts: 1, NO contact AgSnO, Rated control voltage: 48 V AC, Continuous current: 30 A, Test button available: No
15924 | 1219130000 | PWR173615L | D-SERIES PWR, Relay module, Number of contacts: 1, NO contact AgSnO, Rated control voltage: 115 V AC, Continuous current: 30 A, Test button available: No
15925 | 1219140000 | PWR173730L | D-SERIES PWR, Relay module, Number of contacts: 1, NO contact AgSnO, Rated control voltage: 230 V AC, Continuous current: 30 A, Test button available: No
15926 | 1219150000 | PWR173880L | D-SERIES PWR, Relay module, Number of contacts: 1, NO contact AgSnO, Rated control voltage: 380 V AC, Continuous current: 30 A, Test button available: No
15927 | 1219160000 | PWR276524L | D-SERIES PWR, Relay module, Number of contacts: 2, NO contact AgSnO, Rated control voltage: 24 V AC, Continuous current: 25 A, Test button available: No
15928 | 1219170000 | PWR276548L | D-SERIES PWR, Relay module, Number of contacts: 2, NO contact AgSnO, Rated control voltage: 48 V AC, Continuous current: 25 A, Test button available: No
15929 | 1219180000 | PWR276615L | D-SERIES PWR, Relay module, Number of contacts: 2, NO contact AgSnO, Rated control voltage: 115 V AC, Continuous current: 25 A, Test button available: No
15930 | 1219190000 | PWR276730L | D-SERIES PWR, Relay module, Number of contacts: 2, NO contact AgSnO, Rated control voltage: 230 V AC, Continuous current: 25 A, Test button available: No
15931 | 1219220000 | PWR276880L | D-SERIES PWR, Relay module, Number of contacts: 2, NO contact AgSnO, Rated control voltage: 380 V AC, Continuous current: 25 A, Test button available: No
15932 | 1219350000 | DRW270524LT | D-SERIES DRW / DRH, Relay, Number of contacts: 2, CO contact AgCdO, Rated control voltage: 24 V AC, Continuous current: 16 A, Flat blade connections (4.8 mm x 0.5 mm), Test button available: Yes
15933 | 1219370000 | DRW270615LT | D-SERIES DRW / DRH, Relay, Number of contacts: 2, CO contact AgCdO, Rated control voltage: 115 V AC, Continuous current: 16 A, Flat blade connections (4.8 mm x 0.5 mm), Test button available: Yes
15934 | 1219380000 | DRW270730LT | D-SERIES DRW / DRH, Relay, Number of contacts: 2, CO contact AgCdO, Rated control voltage: 230 V AC, Continuous current: 16 A, Flat blade connections (4.8 mm x 0.5 mm), Test button available: Yes
15935 | 1219390000 | DRW270900LT | D-SERIES DRW / DRH, Relay, Number of contacts: 2, CO contact AgCdO, Rated control voltage: 400 V AC, Continuous current: 16 A, Flat blade connections (4.8 mm x 0.5 mm), Test button available: Yes
15936 | 1219410000 | DRW370524LT | D-SERIES DRW / DRH, Relay, Number of contacts: 3, CO contact AgCdO, Rated control voltage: 24 V AC, Continuous current: 16 A, Flat blade connections (4.8 mm x 0.5 mm), Test button available: Yes
15937 | 1219440000 | DRW370730LT | D-SERIES DRW / DRH, Relay, Number of contacts: 3, CO contact AgCdO, Rated control voltage: 230 V AC, Continuous current: 16 A, Flat blade connections (4.8 mm x 0.5 mm), Test button available: Yes
15938 | 1219450000 | DRW370900LT | D-SERIES DRW / DRH, Relay, Number of contacts: 3, CO contact AgCdO, Rated control voltage: 400 V AC, Continuous current: 16 A, Flat blade connections (4.8 mm x 0.5 mm), Test button available: Yes
15939 | 1219460000 | PWR173006L | D-SERIES PWR, Relay module, Number of contacts: 1, NO contact AgSnO, Rated control voltage: 6 V DC, Continuous current: 30 A, Test button available: No
15940 | 1219470000 | PWR173012L | D-SERIES PWR, Relay module, Number of contacts: 1, NO contact AgSnO, Rated control voltage: 12 V DC, Continuous current: 30 A, Test button available: No
15941 | 1219480000 | PWR173024L | D-SERIES PWR, Relay module, Number of contacts: 1, NO contact AgSnO, Rated control voltage: 24 V DC, Continuous current: 30 A, Test button available: No
15942 | 1219490000 | PWR173048L | D-SERIES PWR, Relay module, Number of contacts: 1, NO contact AgSnO, Rated control voltage: 48 V DC, Continuous current: 30 A, Test button available: No
15943 | 1219510000 | PWR173110L | D-SERIES PWR, Relay module, Number of contacts: 1, NO contact AgSnO, Rated control voltage: 110 V DC, Continuous current: 30 A, Test button available: No
15944 | 1219520000 | PWR173220L | D-SERIES PWR, Relay module, Number of contacts: 1, NO contact AgSnO, Rated control voltage: 220 V DC, Continuous current: 30 A, Test button available: No
15945 | 1219530000 | PWR276006L | D-SERIES PWR, Relay module, Number of contacts: 2, NO contact AgSnO, Rated control voltage: 6 V DC, Continuous current: 25 A, Test button available: No
15946 | 1219540000 | PWR276012L | D-SERIES PWR, Relay module, Number of contacts: 2, NO contact AgSnO, Rated control voltage: 12 V DC, Continuous current: 25 A, Test button available: No
15947 | 1219550000 | PWR276024L | D-SERIES PWR, Relay module, Number of contacts: 2, NO contact AgSnO, Rated control voltage: 24 V DC, Continuous current: 25 A, Test button available: No
15948 | 1219560000 | PWR276048L | D-SERIES PWR, Relay module, Number of contacts: 2, NO contact AgSnO, Rated control voltage: 48 V DC, Continuous current: 25 A, Test button available: No
15949 | 1219580000 | PWR276220L | D-SERIES PWR, Relay module, Number of contacts: 2, NO contact AgSnO, Rated control voltage: 220 V DC, Continuous current: 25 A, Test button available: No
15950 | 1219730000 | DRW270012LT | D-SERIES DRW / DRH, Relay, Number of contacts: 2, CO contact AgCdO, Rated control voltage: 12 V DC, Continuous current: 16 A, Flat blade connections (4.8 mm x 0.5 mm), Test button available: Yes
15951 | 1219740000 | DRW270024LT | D-SERIES DRW / DRH, Relay, Number of contacts: 2, CO contact AgCdO, Rated control voltage: 24 V DC, Continuous current: 16 A, Flat blade connections (4.8 mm x 0.5 mm), Test button available: Yes
15952 | 1219760000 | DRW270110LT | D-SERIES DRW / DRH, Relay, Number of contacts: 2, CO contact AgCdO, Rated control voltage: 110 V DC, Continuous current: 16 A, Flat blade connections (4.8 mm x 0.5 mm), Test button available: Yes
15953 | 1219770000 | DRW270220LT | D-SERIES DRW / DRH, Relay, Number of contacts: 2, CO contact AgCdO, Rated control voltage: 220 V DC, Continuous current: 16 A, Flat blade connections (4.8 mm x 0.5 mm), Test button available: Yes
15954 | 1219780000 | DRW370012LT | D-SERIES DRW / DRH, Relay, Number of contacts: 3, CO contact AgCdO, Rated control voltage: 12 V DC, Continuous current: 16 A, Flat blade connections (4.8 mm x 0.5 mm), Test button available: Yes
15955 | 1219790000 | DRW370024LT | D-SERIES DRW / DRH, Relay, Number of contacts: 3, CO contact AgCdO, Rated control voltage: 24 V DC, Continuous current: 16 A, Flat blade connections (4.8 mm x 0.5 mm), Test button available: Yes
15956 | 1219810000 | DRW370048LT | D-SERIES DRW / DRH, Relay, Number of contacts: 3, CO contact AgCdO, Rated control voltage: 48 V DC, Continuous current: 16 A, Flat blade connections (4.8 mm x 0.5 mm), Test button available: Yes
15957 | 1219820000 | DRW370110LT | D-SERIES DRW / DRH, Relay, Number of contacts: 3, CO contact AgCdO, Rated control voltage: 110 V DC, Continuous current: 16 A, Flat blade connections (4.8 mm x 0.5 mm), Test button available: Yes
15958 | 1219830000 | DRW370220LT | D-SERIES DRW / DRH, Relay, Number of contacts: 3, CO contact AgCdO, Rated control voltage: 220 V DC, Continuous current: 16 A, Flat blade connections (4.8 mm x 0.5 mm), Test button available: Yes
15959 | 1219850000 | DRH173024LT | D-SERIES DRW / DRH, Relay, Number of contacts: 1, NO contact with blow-out magnet AgSnO, Rated control voltage: 24 V DC, Continuous current: 16 A, Flat blade connections (4.8 mm x 0.5 mm), Test button available: Yes
15960 | 1219860000 | DRH173048LT | D-SERIES DRW / DRH, Relay, Number of contacts: 1, NO contact with blow-out magnet AgSnO, Rated control voltage: 48 V DC, Continuous current: 16 A, Flat blade connections (4.8 mm x 0.5 mm), Test button available: Yes
15961 | 1219870000 | DRH173110LT | D-SERIES DRW / DRH, Relay, Number of contacts: 1, NO contact with blow-out magnet AgSnO, Rated control voltage: 110 V DC, Continuous current: 16 A, Flat blade connections (4.8 mm x 0.5 mm), Test button available: Yes
15962 | 1220050000 | DRH275024LT | D-SERIES DRW / DRH, Relay 1 NO contact and 1 NC contact with blow-out magnet AgSnO, Rated control voltage: 24 V DC, Continuous current: 16 A, Flat blade connections (4.8 mm x 0.5 mm), Test button available: Yes
15963 | 1220120000 | DRH275615LT | D-SERIES DRW / DRH, Relay 1 NO contact and 1 NC contact with blow-out magnet AgSnO, Rated control voltage: 115 V AC, Continuous current: 16 A, Flat blade connections (4.8 mm x 0.5 mm), Test button available: Yes
15964 | 1220130000 | DRH275730LT | D-SERIES DRW / DRH, Relay 1 NO contact and 1 NC contact with blow-out magnet AgSnO, Rated control voltage: 230 V AC, Continuous current: 16 A, Flat blade connections (4.8 mm x 0.5 mm), Test button available: Yes
15965 | 1220140000 | DRH276012LT | D-SERIES DRW / DRH, Relay, Number of contacts: 2, NO contact with blow-out magnet AgSnO, Rated control voltage: 12 V DC, Continuous current: 16 A, Flat blade connections (4.8 mm x 0.5 mm), Test button available: Yes
15966 | 1220150000 | DRH276024LT | D-SERIES DRW / DRH, Relay, Number of contacts: 2, NO contact with blow-out magnet AgSnO, Rated control voltage: 24 V DC, Continuous current: 16 A, Flat blade connections (4.8 mm x 0.5 mm), Test button available: Yes
15967 | 1220170000 | DRH276048LT | D-SERIES DRW / DRH, Relay, Number of contacts: 2, NO contact with blow-out magnet AgSnO, Rated control voltage: 48 V DC, Continuous current: 16 A, Flat blade connections (4.8 mm x 0.5 mm), Test button available: Yes
15968 | 1220180000 | DRH276110LT | D-SERIES DRW / DRH, Relay, Number of contacts: 2, NO contact with blow-out magnet AgSnO, Rated control voltage: 110 V DC, Continuous current: 16 A, Flat blade connections (4.8 mm x 0.5 mm), Test button available: Yes
15969 | 1220190000 | DRH276220LT | D-SERIES DRW / DRH, Relay, Number of contacts: 2, NO contact with blow-out magnet AgSnO, Rated control voltage: 220 V DC, Continuous current: 16 A, Flat blade connections (4.8 mm x 0.5 mm), Test button available: Yes
15970 | 1220230000 | DRH276730LT | D-SERIES DRW / DRH, Relay, Number of contacts: 2, NO contact with blow-out magnet AgSnO, Rated control voltage: 230 V AC, Continuous current: 16 A, Flat blade connections (4.8 mm x 0.5 mm), Test button available: Yes
15971 | 1220250000 | SPW ECO 3CO | D-SERIES DRW / DRH, Relay socket, Number of contacts: 3, CO contact, Continuous current: 16 A, Screw connection
15972 | 1220260000 | DRW/DRH CLIP M | D-SERIES DRW / DRH, Retaining clip
15973 | 1232650000 | SAIH-CD-2X0.34/0.22-PVC | Bus line, Number of poles: 4, Shielded: Yes, LED: No, Sheath material: PVC, Halogen: Yes
15974 | 1233330000 | HBT 2,5 - 4,6 BL | cable lug, terminal end,Insulated cable connector,1.5 mm² - 2.5 mm²,blue
15975 | 1238290000 | DEK 5/6 MC NE BL | Dekafix, Terminal marker, 5 x 6 mm, Pitch in mm (P): 6.00 Weidmueller, blue
15976 | 1238310000 | DEK 5/6 MC NE GN | Dekafix, Terminal marker, 5 x 6 mm, Pitch in mm (P): 6.00 Weidmueller, green
15977 | 1248460000 | CC 85/54 O4MM MC SDR | ClipCard, Device markers, 54 x 85 mm, With hole, To customer specification
15978 | 1251270000 | ERME VKSW | Spare cutting blade
15979 | 1255010000 | GWHUE M3 WTL6 | W-Series, Threaded bushing
15980 | 1266150000 | CC DIA 30/3.5 SDR | ClipCard, Device markers, 30 x 30 mm, With hole, To customer specification
15981 | 1266370000 | CA 100 C | Automatic stripper and crimper
15982 | 1270310000 | TSLD C | Mounting rail cutter
15983 | 1270320000 | CTX CM 3.6 ZERT | Pressing tool, Crimping tool for contacts, 4mm², 10mm², W crimp
15984 | 1276220000 | BG GHDE HO PT6 | FieldPower® enclosures, IP65 with corresponding housing, Polycarbonate, GF 10
15985 | 1312470000 | HBT 6,0 - 3,0 GE | cable lug, terminal end,Insulated cable connector,4 mm² - 6 mm²,yellow
15986 | 1331600000 | THM MMP CUTTER | Cutting kit
15987 | 1338800000 | CS 30-20 | Cutting tool for one-hand operation
15988 | 1362930000 | WMF 2.5 DI BLZ SW WO.DL | W-Series, Test-disconnect terminal, Rated cross-section: 2.5 mm², Screw connection
15989 | 1393350000 | WDU 6 IR | Feed-through terminal, Screw connection, 6 mm², 800 V, 41 A, dark beige
15990 | 1393380000 | WDU 10 IR | Feed-through terminal, Screw connection, 10 mm², 1000 V, 57 A, dark beige
15991 | 1393390000 | WDU 16 IR | Feed-through terminal, Screw connection, 16 mm², 1000 V, 76 A, dark beige
15992 | 1393400000 | WDU 35 IR | Feed-through terminal, Screw connection, 35 mm², 1000 V, 125 A, dark beige
15993 | 1398090000 | RCMKITP-I 24VDC 4CO AU | RIDERSERIES, Relay module, Number of contacts: 4, CO contact with test button AgNi gold-plated, Rated control voltage: 24 V DC, Continuous current: 6 A, PUSH IN, Test button available: Yes
15994 | 1398110000 | RCMKITP-I 230VAC 4CO AU | RIDERSERIES, Relay module, Number of contacts: 4, CO contact with test button AgNi gold-plated, Rated control voltage: 230 V AC, Continuous current: 6 A, PUSH IN, Test button available: Yes
15995 | 1399770000 | TW PRV8 H-A I-R | P-series, Partition plate, grey, 2 mm, printed
15996 | 1402570000 | PLUG VPU | VPU series, Accessories
15997 | 1402830000 | KLBUE 3-8 RC TS35 | Clamping yoke, Clamping yoke, PA 66 GF 30
15998 | 1403050000 | KLBUE 10-20 RC TS27 | Clamping yoke, Clamping yoke, PA 66 GF 30
15999 | 1403060000 | KLBUE 4-13.5 RC TS27 | Clamping yoke, Clamping yoke, PA 66 GF 30
16000 | 1403070000 | KLBUE 3-8 RC TS27 | Clamping yoke, Clamping yoke, PA 66 GF 30
16001 | 1403080000 | KLBUE 10-20 RC TS35 | Clamping yoke, Clamping yoke, PA 66 GF 30
16002 | 1411500000 | CH20M22 S PPP GGY 2019 | Modular housing, OMNIMATE Housing - series CH20M Graphite grey, Width: 22.5 mm
16003 | 1412950000 | WDU 2.5 HV | Feed-through terminal, Screw connection, 2.5 mm², 1000 V, 24 A, dark beige
16004 | 1413820000 | CH20M67 S 2PSC/2PSC/2PSC GGY 2019 | Modular housing, OMNIMATE Housing - series CH20M Graphite grey, Width: 67.5 mm
16005 | 1415480000 | WDK 10 DU-PE | Feed-through terminal, Double-tier terminal, Screw connection, 10 mm², 800 V, 57 A, dark beige, Green/yellow
16006 | 1415650000 | THM FS 76.2/50.8 SI | THM, Device markers, 50.8 x 76.2 mm, silver
16007 | 1417510000 | TW AKZ SW | SAK Series, Partition plate, 2 mm, black
16008 | 1417670000 | PDK 2.5/4 OR | Feed-through terminal, Double-tier terminal, PUSH IN, 4 mm², 800 V, 24 A, orange
16009 | 1418020000 | H35,0/30 DS RT | Wire-end ferrule, Standard, 19 mm, 16 mm, red
16010 | 1418030000 | H35,0/30 S BE | Wire-end ferrule, Standard, 19 mm, 16 mm, beige
16011 | 1419980000 | THM EL 100 GE 30M | THM, Device markers, 100 x , yellow
16012 | 1420010000 | THM EL 100 WS 30M | THM, Device markers, 100 x , white
16013 | 1420020000 | THM WO VIN 25.4/95.2 BL | THM, Conductor and cable markers, 12.7 mm, 25.4 x 95.3 mm, white / yellow
16014 | 1421150000 | TM-I 12/18 MC NE GN | TM-I, Insert markers, 30 x 4 mm, green
16015 | 1421160000 | TM-I 12/18 MC NE BL | TM-I, Insert markers, 30 x 4 mm, blue
16016 | 1421170000 | TM-I 12/18 MC NE RT | TM-I, Insert markers, 30 x 4 mm, red
16017 | 1421440000 | VSSC6 TR SL FG 24VAC/DC EX | Surge protection for instrumentation and control, Surge protection for measurement and control, UP(L/N-PE) ? 1870 V
16018 | 1422430000 | WPE 50N IR | PE terminal, Screw connection, 50 mm², 6000 A (50 mm²), Green/yellow
16019 | 1422440000 | WDU 50N IR BL | Feed-through terminal, Screw connection, 50 mm², 1000 V, 150 A, blue
16020 | 1423220000 | HSS-HF 1.2-2.4 EL Y13M | Conductor and cable markers, 1.2 - 2.4 mm, yellow
16021 | 1423230000 | HSS-HF 1.6-3.2 EL Y13M | Conductor and cable markers, 1.6 - 3.2 mm, yellow
16022 | 1423240000 | HSS-HF 2.4-4.8 EL Y13M | Conductor and cable markers, 2.4 - 4.8 mm, yellow
16023 | 1423250000 | HSS-HF 3.2-6.4 EL Y13M | Conductor and cable markers, 3.2 - 6.4 mm, yellow
16024 | 1423260000 | HSS-HF 4.8-9.5 EL Y13M | Conductor and cable markers, 4.8 - 9.5 mm, yellow
16025 | 1423270000 | HSS-HF 6.4-12.7 EL Y13M | Conductor and cable markers, 6.4 - 12.7 mm, yellow
16026 | 1423280000 | HSS-HF 9.5-19.1 EL Y10M | Conductor and cable markers, 9.5 - 19.1 mm, yellow
16027 | 1423290000 | HSS-HF 12.7-25.4EL Y10M | Conductor and cable markers, 12.7 - 25.4 mm, yellow
16028 | 1423310000 | HSS-HF 19.1-38.1EL Y10M | Conductor and cable markers, 19.1 - 38.1 mm, yellow
16029 | 1423320000 | HSS-HF 25.4-50.8EL Y10M | Conductor and cable markers, 25.4 - 50.8 mm, yellow
16030 | 1423330000 | HSS-HF 1.2-2.4 EL W13M | Conductor and cable markers, 1.2 - 2.4 mm, white
16031 | 1423340000 | HSS-HF 1.6-3.2 EL W13M | Conductor and cable markers, 1.6 - 3.2 mm, white
16032 | 1423350000 | HSS-HF 2.4-4.8 EL W13M | Conductor and cable markers, 2.4 - 4.8 mm, white
16033 | 1423360000 | HSS-HF 3.2-6.4 EL W13M | Conductor and cable markers, 3.2 - 6.4 mm, white
16034 | 1423370000 | HSS-HF 4.8-9.5 EL W13M | Conductor and cable markers, 4.8 - 9.5 mm, white
16035 | 1423380000 | HSS-HF 6.4-12.7 EL W13M | Conductor and cable markers, 6.4 - 12.7 mm, white
16036 | 1423390000 | HSS-HF 9.5-19.1 EL W10M | Conductor and cable markers, 9.5 - 19.1 mm, white
16037 | 1423410000 | HSS-HF 12.7-25.4EL W10M | Conductor and cable markers, 12.7 - 25.4 mm, white
16038 | 1423420000 | HSS-HF 19.1-38.1EL W10M | Conductor and cable markers, 19.1 - 38.1 mm, white
16039 | 1423430000 | HSS-HF 25.4-50.8EL W10M | Conductor and cable markers, 25.4 - 50.8 mm, white
16040 | 1426210000 | RIBBON HSS HF EL 40/300 | Ink ribbon
16041 | 1429420000 | THM UR20 WS | THM, Insert markers, 90 x 8 mm, white
16042 | 1429430000 | ESO UR20 DIN A4 WS | Terminal markers, Insert markers, 90 x 8 mm, white
16043 | 1429910000 | THM UR20 GE | THM, Insert markers, 90 x 8 mm, yellow
16044 | 1434760000 | TM-I 12 MC NE WS V0 | TM-I, Insert markers, 12 x 4 mm, white
16045 | 1440540000 | SOT 1 CF L/LS V3 | Automatic machines, Replacement part
16046 | 1440550000 | SOT 2 CF L/LS V4 | Automatic machines, Replacement part
16047 | 1444310000 | SF 3/12 MC NE GN V2 | SlimFix, Conductor and cable markers, 3 - 3.7 mm, 12 x 4.6 mm, green
16048 | 1444330000 | CH20M45 S 3P/3P LGY 2018 | Modular housing, OMNIMATE Housing - series CH20M Light Grey, Width: 45 mm
16049 | 1445070000 | PZ 10 HEX | Crimping tool for wire-end ferrules, 0.25mm², 10mm², Hexagonal crimp
16050 | 1445080000 | PZ 10 SQR | Crimping tool for wire-end ferrules, 0.14mm², 10mm², Square crimp
16051 | 1454770000 | SCHRSA TPE CF UNI | Automatic machines, Replacement part
16052 | 1455770000 | CH20M67 S 3P/3P/3P GGY 2019 | Modular housing, OMNIMATE Housing - series CH20M Graphite grey, Width: 67.5 mm
16053 | 1463830000 | THM EL VIN 100 GE 30M | THM, Device markers, 100 x , yellow
16054 | 1463880000 | CC-M 27/18 2X3 ST | MetalliCard, Device markers, 26.8 x 18 mm, silver
16055 | 1469110000 | WSI 25/2 10X38 1KV | W-Series, Fuse terminal, Rated cross-section: 25 mm², Screw connection
16056 | 1469160000 | FUCR RT | Accessories, Fuse holder, Rated cross-section: Direct mounting
16057 | 1473300000 | PHP PDL6S | P-series, End plate, Fixing plate, blue, 3 mm
16058 | 1474620000 | WTR 4 GR | Test-disconnect terminal, Screw connection, 4 mm², 500 V, 32 A, Pivoting, grey
16059 | 1474640000 | THM EL VIN 45 WS 30M | THM, Device markers, 45 x , white
16060 | 1476120000 | H2,5/16T GR BD GSP | Wire-end ferrule, Standard, 12 mm, 10 mm, grey
16061 | 1476240000 | H0,75/14 W SP | Wire-end ferrule, Standard, 10 mm, 8 mm, white
16062 | 1476250000 | H1,0/14 GE SP | Wire-end ferrule, Standard, 10 mm, 8 mm, yellow
16063 | 1476270000 | H1,5/14 R SP | Wire-end ferrule, Standard, 10 mm, 8 mm, red
16064 | 1476300000 | H0,5/14D W SP | Wire-end ferrule, Standard, 10 mm, 8 mm, white
16065 | 1476310000 | H0,75/14D GR SP | Wire-end ferrule, Standard, 10 mm, 8 mm, grey
16066 | 1476330000 | H1,5/14D SW SP | Wire-end ferrule, Standard, 10 mm, 8 mm, black
16067 | 1477040000 | SOT 2,5 CA 100-2.5 | Automatic machines, Replacement part
16068 | 1480270000 | ZDK 2.5-2/4AN BL | Double-tier terminal, Tension-clamp connection, 2.5 mm², 800 V, 22 A, blue
16069 | 1483920000 | WDU 6 SL/EN RT | W-Series, Feed-through terminal, Rated cross-section: 6 mm², Screw connection
16070 | 1487680000 | THM ET 200SP 12.8/31 TU | THM, Device markers, 31 x 12.8 mm, Siemens, Turquoise
16071 | 1487690000 | THM ET 200SP 12.8/31 GE | THM, Device markers, 31 x 12.8 mm, Siemens, yellow
16072 | 1488370000 | CC 30/60 MC NE GN | ClipCard, Device markers, 30 x 60 mm, Holder CC-H 30/60, green
16073 | 1489530000 | HSS 0.8-2.4 EL Y13M | Conductor and cable markers, 0.8 - 2.4 mm, yellow
16074 | 1489540000 | HSS 1.0-3.2 EL Y13M | Conductor and cable markers, 1 - 3.2 mm, yellow
16075 | 1489550000 | HSS 1.6-4.8 EL Y13M | Conductor and cable markers, 1.6 - 4.8 mm, yellow
16076 | 1489560000 | HSS 2.1-6.4 EL Y13M | Conductor and cable markers, 2.1 - 6.4 mm, yellow
16077 | 1489570000 | HSS 3.2-9.5 EL Y13M | Conductor and cable markers, 3.2 - 9.5 mm, yellow
16078 | 1489580000 | HSS 4.2-12.7 EL Y13M | Conductor and cable markers, 4.2 - 12.7 mm, yellow
16079 | 1489590000 | HSS 6.4-19.1 EL Y10M | Conductor and cable markers, 6.4 - 19.1 mm, yellow
16080 | 1489610000 | HSS 8.5-25.4 EL Y10M | Conductor and cable markers, 8.5 - 25.4 mm, yellow
16081 | 1489620000 | HSS 0.8-2.4 EL W13M | Conductor and cable markers, 0.8 - 2.4 mm, white
16082 | 1489630000 | HSS 1.0-3.2 EL W13M | Conductor and cable markers, 1 - 3.2 mm, white
16083 | 1489640000 | HSS 1.6-4.8 EL W13M | Conductor and cable markers, 1.6 - 4.8 mm, white
16084 | 1489650000 | HSS 2.1-6.4 EL W13M | Conductor and cable markers, 2.1 - 6.4 mm, white
16085 | 1489660000 | HSS 3.2-9.5 EL W13M | Conductor and cable markers, 3.2 - 9.5 mm, white
16086 | 1489670000 | HSS 4.2-12.7 EL W13M | Conductor and cable markers, 4.2 - 12.7 mm, white
16087 | 1489680000 | HSS 6.4-19.1 EL W10M | Conductor and cable markers, 6.4 - 19.1 mm, white
16088 | 1489690000 | HSS 8.5-25.4 EL W10M | Conductor and cable markers, 8.5 - 25.4 mm, white
16089 | 1491260000 | KQIG-M6/-2,5 | cable lug, terminal end,Insulated cable connector,1.5 mm²,1.5 mm² - 2.5 mm²
16090 | 1491270000 | KQIG-M4/-6 | cable lug, terminal end,Insulated cable connector,6 mm²,4 mm² - 6 mm²
16091 | 1491280000 | KQIG-M5/-6 | cable lug, terminal end,Insulated cable connector,6 mm²,4 mm² - 6 mm²
16092 | 1491290000 | KQIG-M6/-6 | cable lug, terminal end,Insulated cable connector,4 mm²,4 mm² - 6 mm²
16093 | 1491310000 | KQIG-M8/-6 | cable lug, terminal end,Insulated cable connector,6 mm²,4 mm² - 6 mm²
16094 | 1491320000 | KQIG-M10/-6 | cable lug, terminal end,Insulated cable connector,6 mm²,4 mm² - 6 mm²
16095 | 1491330000 | KQIG-M5/-10 | cable lug, terminal end,Insulated cable connector,10 mm²,10 mm² - 10 mm²
16096 | 1491340000 | KQIG-M6/-10 | cable lug, terminal end,Insulated cable connector,10 mm²,10 mm² - 10 mm²
16097 | 1491350000 | KQIG-M6/-16 | cable lug, terminal end,Insulated cable connector,16 mm²,16 mm² - 16 mm²
16098 | 1491360000 | KQIG-M8/-16 | cable lug, terminal end,Insulated cable connector,16 mm²,16 mm² - 16 mm²
16099 | 1491370000 | KSI/0,1-0,5 | cable lug, terminal end,Insulated cable connector,0.5 mm²,0.1 mm² - 0.5 mm²
16100 | 1491380000 | KSI/0,5-1,0 | cable lug, terminal end,Insulated cable connector,1 mm²,0.5 mm² - 1 mm²
16101 | 1491390000 | KSI/1,5-2,5 | cable lug, terminal end,Insulated cable connector,2.5 mm²,1.5 mm² - 2.5 mm²
16102 | 1491410000 | KSI/1,5-2,5 | cable lug, terminal end,Insulated cable connector,2.5 mm²,1.5 mm² - 2.5 mm²
16103 | 1491420000 | KSI/4,0-6,0 | cable lug, terminal end,Insulated cable connector,6 mm²,4 mm² - 6 mm²
16104 | 1491430000 | KSI/-10 | cable lug, terminal end,Insulated cable connector,10 mm²,10 mm²
16105 | 1491450000 | VPLI/0,1-0,5 | cable lug, terminal end,Insulated cable connector,0.5 mm²,0.1 mm² - 0.5 mm²
16106 | 1491460000 | VPLI/0,5-1,0 | cable lug, terminal end,Insulated cable connector,1 mm²,0.5 mm² - 1 mm²
16107 | 1491470000 | VPLI/1,5-2,5 | cable lug, terminal end,Insulated cable connector,2.5 mm²,1.5 mm² - 2.5 mm²
16108 | 1491480000 | VPLI/4,0-6,0 | cable lug, terminal end,Insulated cable connector,6 mm²,4 mm² - 6 mm²
16109 | 1491540000 | VSTI/0,1-0,5 | cable lug, terminal end,Insulated cable connector,0.5 mm²,0.1 mm² - 0.5 mm²
16110 | 1491580000 | VEI/1,5-2,5 | cable lug, terminal end,Insulated cable connector,1.5 mm² - 2.5 mm²
16111 | 1491610000 | VEI/-10 | cable lug, terminal end,Insulated cable connector,10 mm²,10 mm²
16112 | 1491620000 | VFSKHI/0,1-0,5/285 | cable lug, terminal end,Insulated cable connector,0.5 mm²,0.1 mm² - 0.5 mm²
16113 | 1491630000 | VFSKHI/0,1-0,5/288 | cable lug, terminal end,Insulated cable connector,0.5 mm²,0.1 mm² - 0.5 mm²
16114 | 1491640000 | VFSKHI/05-1,0/285 | cable lug, terminal end,Insulated cable connector,1 mm²,0.5 mm² - 1 mm²
16115 | 1491650000 | VFSKHI/0,5-1,0/288 | cable lug, terminal end,Insulated cable connector,1 mm²,0.5 mm² - 1 mm²
16116 | 1491660000 | VFSKHI/0,5-1,0/485 | cable lug, terminal end,Insulated cable connector,1 mm²,0.5 mm² - 1 mm²
16117 | 1491670000 | VFSKHI/0,5-1,0/488 | cable lug, terminal end,Insulated cable connector,1 mm²,0.5 mm² - 1 mm²
16118 | 1491680000 | VFSKHI/0,5-1,0/638 | cable lug, terminal end,Insulated cable connector,1 mm²,0.5 mm² - 1 mm²
16119 | 1491690000 | VFSKHI/1,5-2,5/485 | cable lug, terminal end,Insulated cable connector,2.5 mm²,1.5 mm² - 2.5 mm²
16120 | 1491710000 | VFSKHI/1,5-2,5/488 | cable lug, terminal end,Insulated cable connector,2.5 mm²,1.5 mm² - 2.5 mm²
16121 | 1491720000 | VFSKHI/1,5-2,5/638 | cable lug, terminal end,Insulated cable connector,2.5 mm²,1.5 mm² - 2.5 mm²
16122 | 1491730000 | VFSKHI/1,5-2,5/285 | cable lug, terminal end,Insulated cable connector,2.5 mm²,1.5 mm² - 2.5 mm²
16123 | 1491750000 | VFSKHI/4,0-6,0/638 | cable lug, terminal end,Insulated cable connector,6 mm²,4 mm² - 6 mm²
16124 | 1491760000 | VFSKHI/4,0-6,0/9512 | cable lug, terminal end,Insulated cable connector,6 mm²,4 mm² - 6 mm²
16125 | 1491770000 | VSTVI/0,5-1,0 | cable lug, terminal end,Insulated cable connector,1 mm²,0.5 mm² - 1 mm²
16126 | 1491780000 | VSTVI/1,5-2,5 | cable lug, terminal end,Insulated cable connector,2.5 mm²,1.5 mm² - 2.5 mm²
16127 | 1491790000 | FSKI/0,5-1,0/288 | cable lug, terminal end,Insulated cable connector,0.5 mm²,0.5 mm² - 1 mm²
16128 | 1491810000 | FSKI/0,5-1,0/488 | cable lug, terminal end,Insulated cable connector,0.5 mm²,0.5 mm² - 1 mm²
16129 | 1491820000 | FSKI/0,5-1,0/638 | cable lug, terminal end,Insulated cable connector,0.5 mm²,0.5 mm² - 1 mm²
16130 | 1491830000 | FSKI/1,5-2,5/638 | cable lug, terminal end,Insulated cable connector,2.5 mm²,1.5 mm² - 2.5 mm²
16131 | 1491840000 | FSKI/4,0-6,0/638 | cable lug, terminal end,Insulated cable connector,6 mm²,4 mm² - 6 mm²
16132 | 1491870000 | VFSKHV/0,5-1,0/288 | cable lug, terminal end,Insulated cable connector,1 mm²,0.5 mm² - 1 mm²
16133 | 1491880000 | VFSKHV/0,5-1,0/485 | cable lug, terminal end,Insulated cable connector,1 mm²,0.5 mm² - 1 mm²
16134 | 1491890000 | VFSKHV/0,5-1,0/488 | cable lug, terminal end,Insulated cable connector,1 mm²,0.5 mm² - 1 mm²
16135 | 1491920000 | VFSKHV/1,5-2,5/485 | cable lug, terminal end,Insulated cable connector,2.5 mm²,1.5 mm² - 2.5 mm²
16136 | 1491950000 | VFSKHV/4,0-6,0/638 | cable lug, terminal end,Insulated cable connector,6 mm²,4 mm² - 6 mm²
16137 | 1491980000 | VRSHV/0,5-1,0 | cable lug, terminal end,Insulated cable connector,1 mm²,0.5 mm² - 1 mm²
16138 | 1491990000 | VRSHVI/1,5-2,5 | cable lug, terminal end,Insulated cable connector,2.5 mm²,1.5 mm² - 2.5 mm²
16139 | 1492010000 | VRSHVI/4,0-6,0 | cable lug, terminal end,Insulated cable connector,6 mm²,4 mm² - 6 mm²
16140 | 1492020000 | VRSHVI/0,5-1,0 | cable lug, terminal end,Insulated cable connector,1 mm²,0.5 mm² - 1 mm²
16141 | 1492030000 | VRSHVI/1,5-2,5 | cable lug, terminal end,Insulated cable connector,2.5 mm²,1.5 mm² - 2.5 mm²
16142 | 1492040000 | VRSTI/0,5-1,0 | cable lug, terminal end,Insulated cable connector,1 mm²,0.5 mm² - 1 mm²
16143 | 1492050000 | VRSTI/1,5-2,5 | cable lug, terminal end,Insulated cable connector,2.5 mm²,1.5 mm² - 2.5 mm²
16144 | 1492060000 | VRSTI/4,0-6,0 | cable lug, terminal end,Insulated cable connector,6 mm²,4 mm² - 6 mm²
16145 | 1492070000 | VRSTI/0,5-1,0 | cable lug, terminal end,Insulated cable connector,1 mm²,0.5 mm² - 1 mm²
16146 | 1492080000 | VRSTI/1,5-2,5 | cable lug, terminal end,Insulated cable connector,2.5 mm²,1.5 mm² - 2.5 mm²
16147 | 1492090000 | KQI-M2/-0,5 | cable lug, terminal end,Insulated cable connector,0.5 mm²,0.1 mm² - 0.5 mm²
16148 | 1492100000 | KQI-M3/-0,5 | cable lug, terminal end,Insulated cable connector,0.5 mm²,0.1 mm² - 0.5 mm²
16149 | 1492110000 | KQI-M4/-0,5 | cable lug, terminal end,Insulated cable connector,0.5 mm²,0.1 mm² - 0.5 mm²
16150 | 1492120000 | KQI-M5/-0,5 | cable lug, terminal end,Insulated cable connector,0.5 mm²,0.1 mm² - 0.5 mm²
16151 | 1492130000 | KQI-M10/-1 | cable lug, terminal end,Insulated cable connector,1 mm²,0.5 mm² - 1 mm²
16152 | 1492140000 | KQI-M2/-1 | cable lug, terminal end,Insulated cable connector,1 mm²,0.5 mm² - 1 mm²
16153 | 1492150000 | KQI-M2,5/-1 | cable lug, terminal end,Insulated cable connector,1 mm²,0.5 mm² - 1 mm²
16154 | 1492170000 | KQI-M3/-1 | cable lug, terminal end,Insulated cable connector,1 mm²,0.5 mm² - 1 mm²
16155 | 1492180000 | KQI-M3,5/-1 | cable lug, terminal end,Insulated cable connector,1 mm²,0.5 mm² - 1 mm²
16156 | 1492190000 | KQI-M4/S/-1 | cable lug, terminal end,Insulated cable connector,1 mm²,0.5 mm² - 1 mm²
16157 | 1492200000 | KQI-M4/-1 | cable lug, terminal end,Insulated cable connector,1 mm²,0.5 mm² - 1 mm²
16158 | 1492220000 | KQI-M5/-1 | cable lug, terminal end,Insulated cable connector,1 mm²,0.5 mm² - 1 mm²
16159 | 1492250000 | KQI-M3/-2,5 | cable lug, terminal end,Insulated cable connector,2.5 mm²,1.5 mm² - 2.5 mm²
16160 | 1492270000 | KQI-M3,5/-2,5 | cable lug, terminal end,Insulated cable connector,2.5 mm²,1.5 mm² - 2.5 mm²
16161 | 1492280000 | KQI-M4/S/-2,5 | cable lug, terminal end,Insulated cable connector,2.5 mm²,1.5 mm² - 2.5 mm²
16162 | 1492290000 | KQI-M4/-2,5 | cable lug, terminal end,Insulated cable connector,2.5 mm²,1.5 mm² - 2.5 mm²
16163 | 1492300000 | KQI-M5/S/2,5 | cable lug, terminal end,Insulated cable connector,2.5 mm²,1.5 mm² - 2.5 mm²
16164 | 1492310000 | KQI-M5/-2,5 | cable lug, terminal end,Insulated cable connector,2.5 mm²,1.5 mm² - 2.5 mm²
16165 | 1492340000 | KQI-M10/-2,5 | cable lug, terminal end,Insulated cable connector,2.5 mm²,1.5 mm² - 2.5 mm²
16166 | 1492350000 | KQI-M12/-2,5 | cable lug, terminal end,Insulated cable connector,2.5 mm²,1.5 mm² - 2.5 mm²
16167 | 1492370000 | KQI-M4/-6 | cable lug, terminal end,Insulated cable connector,6 mm²,4 mm² - 6 mm²
16168 | 1492380000 | KQI-M5/-6 | cable lug, terminal end,Insulated cable connector,6 mm²,4 mm² - 6 mm²
16169 | 1492410000 | KQI-M10/-6 | cable lug, terminal end,Insulated cable connector,6 mm²,4 mm² - 6 mm²
16170 | 1492420000 | KQI-M12/-6 | cable lug, terminal end,Insulated cable connector,6 mm²,4 mm² - 6 mm²
16171 | 1492430000 | KQI-M5/-10 | cable lug, terminal end,Insulated cable connector,10 mm²,10 mm² - 10 mm²
16172 | 1492440000 | KQI-M6/-10 | cable lug, terminal end,Insulated cable connector,10 mm²,10 mm² - 10 mm²
16173 | 1492450000 | KQI-M8/-10 | cable lug, terminal end,Insulated cable connector,10 mm²,10 mm² - 10 mm²
16174 | 1492470000 | KQI-M10/-10 | cable lug, terminal end,Insulated cable connector,10 mm²,10 mm² - 10 mm²
16175 | 1492480000 | KQI-M5/-16 | cable lug, terminal end,Insulated cable connector,16 mm²,16 mm² - 16 mm²
16176 | 1492490000 | KQI-M6/-16 | cable lug, terminal end,Insulated cable connector,16 mm²,16 mm² - 16 mm²
16177 | 1492500000 | KQI-M8/-16 | cable lug, terminal end,Insulated cable connector,16 mm²,16 mm² - 16 mm²
16178 | 1492510000 | KQI-M10/-16 | cable lug, terminal end,Insulated cable connector,16 mm²,16 mm² - 16 mm²
16179 | 1492520000 | KQIG-M3/-1 | cable lug, terminal end,Insulated cable connector,1 mm²,0.5 mm² - 1 mm²
16180 | 1492530000 | KQIG-M3,5/-1 | cable lug, terminal end,Insulated cable connector,1 mm²,0.5 mm² - 1 mm²
16181 | 1492540000 | KQIG-M4/S/-1 | cable lug, terminal end,Insulated cable connector,1 mm²,0.5 mm² - 1 mm²
16182 | 1492550000 | KQIG-M4/-1 | cable lug, terminal end,Insulated cable connector,1 mm²,0.5 mm² - 1 mm²
16183 | 1492580000 | KQIG-M5/-1 | cable lug, terminal end,Insulated cable connector,1 mm²,0.5 mm² - 1 mm²
16184 | 1492590000 | KQIG-M6/-1 | cable lug, terminal end,Insulated cable connector,1 mm²,0.5 mm² - 1 mm²
16185 | 1492600000 | KQIG-M3/-2,5 | cable lug, terminal end,Insulated cable connector,2.5 mm²,1.5 mm² - 2.5 mm²
16186 | 1492610000 | KQIG-M3,5/-2,5 | cable lug, terminal end,Insulated cable connector,2.5 mm²,1.5 mm² - 2.5 mm²
16187 | 1492620000 | KQIG-M4/S/-2,5 | cable lug, terminal end,Insulated cable connector,2.5 mm²,1.5 mm² - 2.5 mm²
16188 | 1492630000 | KQIG-M4/-2,5 | cable lug, terminal end,Insulated cable connector,2.5 mm²,1.5 mm² - 2.5 mm²
16189 | 1492640000 | KQIG-M5/-2,5 | cable lug, terminal end,Insulated cable connector,2.5 mm²,1.5 mm² - 2.5 mm²
16190 | 1492650000 | KQNG-M5/-6 | cable lug, terminal end,4 mm²,6 mm²
16191 | 1492660000 | KQNG-M6/-6 | cable lug, terminal end,4 mm²,6 mm²
16192 | 1492670000 | KQNG-M8/-6 | cable lug, terminal end,4 mm²,6 mm²
16193 | 1492680000 | KQNG-M5/-10 | cable lug, terminal end,10 mm²,10 mm²
16194 | 1492690000 | KQNG-M6/-10 | cable lug, terminal end,10 mm²,10 mm²
16195 | 1492700000 | KQNG-M6/-16 | cable lug, terminal end,16 mm²,16 mm²
16196 | 1492710000 | KQNG-M8/-16 | cable lug, terminal end,16 mm²,16 mm²
16197 | 1492720000 | KSN/0,1-0,5 | cable lug, terminal end,0.1 mm² - 0.5 mm²
16198 | 1492730000 | KSN/0,5-1,0 | cable lug, terminal end,0.5 mm² - 1 mm²
16199 | 1492740000 | KSN/1,5-2,5 | cable lug, terminal end,1.5 mm² - 2.5 mm²
16200 | 1492750000 | KSN/-2,5 | cable lug, terminal end,1.5 mm² - 2.5 mm²
16201 | 1492770000 | KSN/-6,0 | cable lug, terminal end,4 mm² - 6 mm²
16202 | 1492780000 | KSN/-10 | cable lug, terminal end,10 mm²,10 mm²
16203 | 1492790000 | KSN/-16 | cable lug, terminal end,16 mm²,16 mm²
16204 | 1492800000 | KSN/-25 | cable lug, terminal end,25 mm²,25 mm²
16205 | 1492810000 | KSN/-35 | cable lug, terminal end,35 mm²,35 mm²
16206 | 1492830000 | KSN/-70 | cable lug, terminal end,70 mm²,70 mm²
16207 | 1492840000 | KSN/-95 | cable lug, terminal end,95 mm²,95 mm²
16208 | 1492850000 | VPLN/0,1-0,5 | cable lug, terminal end,0.1 mm² - 0.5 mm²
16209 | 1492860000 | VPLN/0,5-1,0 | cable lug, terminal end,0.5 mm² - 1 mm²
16210 | 1492870000 | VPLN/1,5-2,5 | cable lug, terminal end,1.5 mm² - 2.5 mm²
16211 | 1492880000 | VPLN/4-6,0 | cable lug, terminal end,4 mm² - 6 mm²
16212 | 1492900000 | VPLN/-16 | cable lug, terminal end,16 mm²,16 mm²
16213 | 1492910000 | VPLN/-25 | cable lug, terminal end,25 mm²,25 mm²
16214 | 1492920000 | VPLN/-35 | cable lug, terminal end,35 mm²,35 mm²
16215 | 1492930000 | VPLN/-50 | cable lug, terminal end,50 mm²,50 mm²
16216 | 1492940000 | VPLN/-70 | cable lug, terminal end,70 mm²,70 mm²
16217 | 1492960000 | VPLN/-120 | cable lug, terminal end,120 mm²,120 mm²
16218 | 1492970000 | VPLN/-150 | cable lug, terminal end,150 mm²,150 mm²
16219 | 1493120000 | VSTN/150 | cable lug, terminal end,150 mm²,150 mm²
16220 | 1493130000 | KQN-M12/-35 | cable lug, terminal end,35 mm²
16221 | 1493150000 | KQN-M8/-50 | cable lug, terminal end,50 mm²
16222 | 1493170000 | KQN-M12/-50 | cable lug, terminal end,50 mm²
16223 | 1493190000 | KQN-M6/-70 | cable lug, terminal end,70 mm²
16224 | 1493210000 | KQN-M8/-70 | cable lug, terminal end,70 mm²
16225 | 1493220000 | KQN-M10/-70 | cable lug, terminal end,70 mm²
16226 | 1493230000 | KQN-M12/-70 | cable lug, terminal end,70 mm²
16227 | 1493240000 | KQN-M16/-70 | cable lug, terminal end,70 mm²
16228 | 1493250000 | KQN-M20/-70 | cable lug, terminal end,70 mm²
16229 | 1493270000 | KQN-M10/-95 | cable lug, terminal end,95 mm²
16230 | 1493280000 | KQN-M12/-95 | cable lug, terminal end,95 mm²
16231 | 1493290000 | KQN-M16/-95 | cable lug, terminal end,95 mm²
16232 | 1493310000 | KQN-M20/-95 | cable lug, terminal end,95 mm²
16233 | 1493320000 | KQN-M8/-120 | cable lug, terminal end,120 mm²
16234 | 1493330000 | KQN-M10/-120 | cable lug, terminal end,120 mm²
16235 | 1493340000 | KQN-M12/-120 | cable lug, terminal end,120 mm²
16236 | 1493350000 | KQN-M16/-120 | cable lug, terminal end,120 mm²
16237 | 1493360000 | KQN-M20/-120 | cable lug, terminal end,120 mm²
16238 | 1493370000 | KQN-M10/-150 | cable lug, terminal end,150 mm²
16239 | 1493450000 | KQN-M20/-185 | cable lug, terminal end,185 mm²
16240 | 1493460000 | KQN-M10/-240 | cable lug, terminal end,240 mm²
16241 | 1493530000 | KQN-M20/-50 | cable lug, terminal end,50 mm²
16242 | 1494480000 | KWN-M16/-120 90 | cable lug, terminal end,120 mm²
16243 | 1494550000 | KWN-M12/-185 90 | cable lug, terminal end,185 mm²
16244 | 1494570000 | KWN-M16/-185 90 | cable lug, terminal end,185 mm²
16245 | 1494580000 | KWN-M20/-185 90 | cable lug, terminal end,185 mm²
16246 | 1494590000 | KWN-M10/-240 90 | cable lug, terminal end,240 mm²
16247 | 1494610000 | KWN-M12/-240 90 | cable lug, terminal end,240 mm²
16248 | 1494620000 | KWN-M16/-240 90 | cable lug, terminal end,240 mm²
16249 | 1494630000 | KWN-M20/-240 90 | cable lug, terminal end,240 mm²
16250 | 1494640000 | KWN-M14/-35 90 | cable lug, terminal end,35 mm²
16251 | 1494650000 | KWN-M14/50 90 | cable lug, terminal end,50 mm²
16252 | 1494660000 | KWN-M14/-70 90 | cable lug, terminal end,70 mm²
16253 | 1494670000 | KWN-M14/-95 90 | cable lug, terminal end,95 mm²
16254 | 1495380000 | KWN-M20/-185 45 | cable lug, terminal end,185 mm²
16255 | 1495420000 | KWN-M20/-240 45 | cable lug, terminal end,240 mm²
16256 | 1495890000 | KWN-M12/-25 90 | cable lug, terminal end,25 mm²
16257 | 1495900000 | KWN-M14/-25 90 | cable lug, terminal end,25 mm²
16258 | 1496000000 | KWN-M16/-50 90 | cable lug, terminal end,50 mm²
16259 | 1496070000 | KWN-M20/-70 90 | cable lug, terminal end,70 mm²
16260 | 1496170000 | KWN-M12/-6 90 | cable lug, terminal end,6 mm²
16261 | 1496210000 | KWN-M12/-25 45 | cable lug, terminal end,25 mm²
16262 | 1496420000 | KWN-M16/-120 45 | cable lug, terminal end,120 mm²
16263 | 1496700000 | KWPN-M12/-185 90 | cable lug, terminal end,185 mm²
16264 | 1496720000 | KWPN-M20/-185 90 | cable lug, terminal end,185 mm²
16265 | 1496740000 | KWPN-M16/-240 90 | cable lug, terminal end,240 mm²
16266 | 1496750000 | KWPN-M20/-240 90 | cable lug, terminal end,240 mm²
16267 | 1496780000 | KWPN-M16/-300 90 | cable lug, terminal end,300 mm²
16268 | 1496790000 | KWPN-M20/-300 90 | cable lug, terminal end,300 mm²
16269 | 1496800000 | KWPN-M8/-185 90 | cable lug, terminal end,185 mm²
16270 | 1496850000 | KWN-M5/-16 45 | cable lug, terminal end,16 mm²
16271 | 1496890000 | KWN-M10/-16 45 | cable lug, terminal end,16 mm²
16272 | 1496900000 | KRN-M4/-10 | cable lug, terminal end,10 mm²
16273 | 1496910000 | KRN-M5/-10 | cable lug, terminal end,10 mm²
16274 | 1496970000 | KRN-M5/-16 | cable lug, terminal end,16 mm²
16275 | 1497020000 | KWN-M5/-10 90 | cable lug, terminal end,10 mm²
16276 | 1497030000 | KWN-M6/-10 90 | cable lug, terminal end,10 mm²
16277 | 1497040000 | KWN-M8/-10 90 | cable lug, terminal end,10 mm²
16278 | 1497070000 | KWN-M12/-10 90 | cable lug, terminal end,10 mm²
16279 | 1497080000 | KWN-M5/-16 90 | cable lug, terminal end,16 mm²
16280 | 1497090000 | KWN-M6/16 90 | cable lug, terminal end,16 mm²
16281 | 1497120000 | KWN-M12/-16 90 | cable lug, terminal end,16 mm²
16282 | 1497150000 | KRN-M4/-6 | cable lug, terminal end,6 mm²
16283 | 1497170000 | KRN-M5/-6 | cable lug, terminal end,6 mm²
16284 | 1497210000 | KRN-M12/-6 | cable lug, terminal end,6 mm²
16285 | 1497220000 | KWN-M4/-6 90 | cable lug, terminal end,6 mm²
16286 | 1497240000 | KRN-M20/-300 | cable lug, terminal end,300 mm²
16287 | 1497250000 | KRN-M14/-185 | cable lug, terminal end,185 mm²
16288 | 1497270000 | KRN-M14/-240 | cable lug, terminal end,240 mm²
16289 | 1497280000 | KRN-M14/-300 | cable lug, terminal end,300 mm²
16290 | 1497290000 | KRN-M8/-185 | cable lug, terminal end,185 mm²
16291 | 1497300000 | KWN-M12/-300 90 | cable lug, terminal end,300 mm²
16292 | 1497310000 | KWN-M16/-300 90 | cable lug, terminal end,300 mm²
16293 | 1497320000 | KWN-M20/-300 90 | cable lug, terminal end,300 mm²
16294 | 1497330000 | VSTN-M0,5/-0,75 | cable lug, terminal end,0.5 mm² - 0.75 mm²
16295 | 1497340000 | VSTN-M1/-1,5 | cable lug, terminal end,1 mm² - 1.5 mm²
16296 | 1497420000 | KWPN-M6/-10 90 | cable lug, terminal end,10 mm²
16297 | 1497430000 | KWPN-M8/-10 90 | cable lug, terminal end,10 mm²
16298 | 1497440000 | KWPN-M6/-16 90 | cable lug, terminal end,16 mm²
16299 | 1497450000 | KWPN-M8/-16 90 | cable lug, terminal end,16 mm²
16300 | 1497480000 | KWPN-M12/-16 90 | cable lug, terminal end,16 mm²
16301 | 1497540000 | KWPN-M6/-35 90 | cable lug, terminal end,35 mm²
16302 | 1497580000 | KWPN-M12/-35 90 | cable lug, terminal end,35 mm²
16303 | 1497630000 | KWPN-M16/-50 90 | cable lug, terminal end,50 mm²
16304 | 1497680000 | KWPN-M16/-70 90 | cable lug, terminal end,70 mm²
16305 | 1497710000 | KWPN-M10/-95 90 | cable lug, terminal end,95 mm²
16306 | 1497720000 | KWPN-M12/-95 90 | cable lug, terminal end,95 mm²
16307 | 1497730000 | KWPN-M16/-95 90 | cable lug, terminal end,95 mm²
16308 | 1497750000 | KWPN-M10/-120 90 | cable lug, terminal end,120 mm²
16309 | 1497760000 | KWPN-M12/-120 90 | cable lug, terminal end,120 mm²
16310 | 1497770000 | KWPN-M16/120 90 | cable lug, terminal end,120 mm²
16311 | 1497780000 | KWPN-M20/-120 90 | cable lug, terminal end,120 mm²
16312 | 1497790000 | KWPN-M8/-150 90 | cable lug, terminal end,150 mm²
16313 | 1497810000 | KWPN-M10/-150 90 | cable lug, terminal end,150 mm²
16314 | 1497820000 | KWPN-M12/-150 90 | cable lug, terminal end,150 mm²
16315 | 1497830000 | KWPN-M16/-150 90 | cable lug, terminal end,150 mm²
16316 | 1498380000 | KP-M20/-185 | cable lug, terminal end,185 mm²
16317 | 1498790000 | THM MT30X 76/25 WS | THM, Device markers, 25 x 76 mm, white
16318 | 1500340000 | DKB CC 43/70 | MetalliCard, Adhesive strip, 43 x 70 mm, Transparent
16319 | 1500840000 | AKKU EPG | Battery
16320 | 1501070000 | ES EPG 45 AEH 25 | 25mm², Trapezoidal crimp
16321 | 1502090000 | ES APG 80 AEH 120 | 120mm², Trapezoidal crimp
16322 | 1502100000 | ES APG 80 AEH 150 | 150mm², Trapezoidal crimp
16323 | 1502140000 | AKKU APG/AKT | Battery
16324 | 1502390000 | APG 80 | 6mm², 400mm²
16325 | 1502430000 | ES APG 80 WM 6 | 6mm², WM crimp
16326 | 1502440000 | ES APG 80 WM10 | 10mm², WM crimp
16327 | 1502550000 | ES APG 80 WM 150 | 150mm², WM crimp
16328 | 1502570000 | ES APG 80 WM 185 | 185mm², WM crimp
16329 | 1502590000 | ES APG 80 WM 300 | 300mm², WM crimp
16330 | 1502630000 | ES APG 80 HEX 16 | Hexagonal crimp
16331 | 1502850000 | ES APG 80 DIN 25 | 25mm², Indent crimp
16332 | 1502870000 | ES APG 80 DIN 35 | 35mm², Indent crimp
16333 | 1502880000 | ES APG 80 DIN 50 | 50mm², Indent crimp
16334 | 1502890000 | ES APG 80 DIN 70 | 70mm², Indent crimp
16335 | 1502900000 | ES APG 80 DIN 95 | 95mm², Indent crimp
16336 | 1505760000 | HSS 0.8-2.4 EL Y30M | Conductor and cable markers, 0.8 - 2.4 mm, yellow
16337 | 1505780000 | HSS 1.6-4.8 EL Y30M | Conductor and cable markers, 1.6 - 4.8 mm, yellow
16338 | 1505810000 | HSS 4.2-12.7 EL Y30M | Conductor and cable markers, 4.2 - 12.7 mm, yellow
16339 | 1505830000 | HSS 8.5-25.4 EL Y30M | Conductor and cable markers, 8.5 - 25.4 mm, yellow
16340 | 1505860000 | HSS 1.6-4.8 EL W30M | Conductor and cable markers, 1.6 - 4.8 mm, white
16341 | 1505870000 | HSS 2.1-6.4 EL W30M | Conductor and cable markers, 2.1 - 6.4 mm, white
16342 | 1505880000 | HSS 3.2-9.5 EL W30M | Conductor and cable markers, 3.2 - 9.5 mm, white
16343 | 1505890000 | HSS 4.2-12.7 EL W30M | Conductor and cable markers, 4.2 - 12.7 mm, white
16344 | 1505900000 | HSS 6.4-19.1 EL W30M | Conductor and cable markers, 6.4 - 19.1 mm, white
16345 | 1505910000 | HSS 8.5-25.4 EL W30M | Conductor and cable markers, 8.5 - 25.4 mm, white
16346 | 1507080000 | TM 203/23 V0 | TM, Socket x 6 mm, PVC, Colour: Transparent, Conductor O.D.: 4 - 6 mm
16347 | 1507090000 | TM 204/23 V0 | TM, Socket x 9 mm, PVC, Colour: Transparent, Conductor O.D.: 6 - 10 mm
16348 | 1507110000 | TM 206/23 V0 | TM, Socket x 18 mm, PVC, Colour: Transparent, Conductor O.D.: 14 - 22 mm
16349 | 1513290000 | HSS-HF 4.8-9.5 EL W30M | Conductor and cable markers, 4.8 - 9.5 mm, white
16350 | 1513320000 | HSS-HF 9.5-19.1 EL W30M | Conductor and cable markers, 9.5 - 19.1 mm, white
16351 | 1513330000 | HSS-HF 12.7-25.4EL W30M | Conductor and cable markers, 12.7 - 25.4 mm, white
16352 | 1513970000 | APGTB 2.5 FT 2C/1 | Feed-through terminal, PUSH IN, 2.5 mm², 800 V, 24 A, dark beige
16353 | 1513990000 | APGTB 2.5 FT 2C/1 BL | Feed-through terminal, PUSH IN, 2.5 mm², 800 V, 24 A, blue
16354 | 1517200000 | THM EL 30 SI 30M | THM, Device markers, 30 x , silver
16355 | 1517220000 | THM EL 50 WS 30M | THM, Device markers, 50 x , white
16356 | 1518330000 | KDKS 1PE/LLC 30-70V AC/DC | W-Series, Fuse terminal, Rated cross-section: 4 mm², Screw connection
16357 | 1518340000 | KDKS 1PE/LLC 60-150V AC/DC | W-Series, Fuse terminal, Rated cross-section: 4 mm², Screw connection
16358 | 1518370000 | KDKS 1PE/LLC 100-250V AC/DC | W-Series, Fuse terminal, Rated cross-section: 4 mm², Screw connection
16359 | 1520970000 | CC 85/27 MC NE GR | ClipCard, Device markers, 27 x 85 mm, grey
16360 | 1520990000 | ESG 9/26 SCM ECO MC NE GE | ESG, Device markers x 26 mm, PA 66, Colour: yellow
16361 | 1521000000 | ESG 9/26 SCM ECO MC NE GR | ESG, Device markers x 26 mm, PA 66, Colour: grey
16362 | 1521790000 | A4C 2.5 WT | Feed-through terminal, PUSH IN, 2.5 mm², 800 V, 24 A, white
16363 | 1521800000 | A3C 2.5 RD | Feed-through terminal, PUSH IN, 2.5 mm², 800 V, 24 A, red
16364 | 1521820000 | A4C 2.5 BK | Feed-through terminal, PUSH IN, 2.5 mm², 800 V, 24 A, black
16365 | 1521840000 | A3C 2.5 YL | Feed-through terminal, PUSH IN, 2.5 mm², 800 V, 24 A, yellow
16366 | 1525800000 | ESG 9/26 SCM ECO MC SDR | ESG, Device markers x 26 mm, PA 66, Colour: To customer specification
16367 | 1525830000 | MF-W 9/3.5F MC SDR | MultiFit, Terminal marker, 9 x 3.5 mm, Pitch in mm (P): 3.50 WAGO, To customer specification
16368 | 1525840000 | MF 5/3.5 MC SDR | MultiFit, Terminal marker, 5 x 3.5 mm, Pitch in mm (P): 3.50 Phoenix, To customer specification
16369 | 1526120000 | CC 85/27 K MC NE GE | ClipCard, Device markers, 27 x 85 mm, yellow
16370 | 1526130000 | CC 85/27 K MC NE GR | ClipCard, Device markers, 27 x 85 mm, grey
16371 | 1527230000 | PZ 6 ROTO L ZERT | Pressing tool, Crimping tool for wire-end ferrules, 0.14mm², 6mm², Trapezoidal crimp
16372 | 1529430000 | PDU 2.5/4/4AN GN | Feed-through terminal, PUSH IN, 4 mm², 800 V, 32 A, green
16373 | 1529440000 | PDU 2.5/4/4AN SW | Feed-through terminal, PUSH IN, 4 mm², 800 V, 32 A, black
16374 | 1529520000 | CH20M17 S PPP LGY 2018 | Modular housing, OMNIMATE Housing - series CH20M Light Grey, Width: 17.5 mm
16375 | 1529530000 | CH20M17 F LGY 2018 | Modular housing, OMNIMATE Housing - series CH20M Light Grey, Width: 17.5 mm
16376 | 1530040000 | ZEI 6 BL | Supply terminal, Tension-clamp connection, 6 mm², 500 V, 41 A, blue
16377 | 1534740000 | POWERSTRIPPER AM 12 | Tools, Automatic stripper
16378 | 1537890000 | WMF 2.5 DI BLZ PE BL | W-Series, Test-disconnect terminal, PE terminal, Rated cross-section: 2.5 mm², Screw connection
16379 | 1540770000 | THM PLUS M PERFORATOR | Cutting kit
16380 | 1542250000 | CRIMPSET PZ 10 HEX | Assortment crimping tool, Crimping tool: PZ 10 HEX, Stripping tool: STRIPAX, Crimping range, min.: 0.14, Colour code: Weidmüller
16381 | 1542260000 | CRIMPSET PZ 10 HEX D | Assortment crimping tool, Crimping tool: PZ 10 HEX, Stripping tool: STRIPAX, Crimping range, min.: 0.14, Colour code: DIN
16382 | 1542270000 | CRIMPSET PZ 10 HEX T | Assortment crimping tool, Crimping tool: PZ 10 HEX, Stripping tool: STRIPAX, Crimping range, min.: 0.14, Colour code: Miscellaneous
16383 | 1542280000 | CRIMPSET PZ 10 SQR | Assortment crimping tool, Crimping tool: PZ 10 SQR, Stripping tool: STRIPAX, Crimping range, min.: 0.14, Colour code: Weidmüller
16384 | 1542290000 | CRIMPSET PZ 10 SQR D | Assortment crimping tool, Crimping tool: PZ 10 SQR, Stripping tool: STRIPAX, Crimping range, min.: 0.14, Colour code: DIN
16385 | 1542310000 | CRIMPSET PZ 10 SQR T | Assortment crimping tool, Crimping tool: PZ 10 SQR, Stripping tool: STRIPAX, Crimping range, min.: 0.14, Colour code: Miscellaneous
16386 | 1542360000 | DRMKIT 24VDC 2CO LD | D-SERIES DRM, Relay module, Number of contacts: 2, CO contact AgNi flash gold-plated, Rated control voltage: 24 V DC, Continuous current: 10 A, Screw connection, Test button available: No
16387 | 1542370000 | DRMKIT 220VDC 2CO LD | D-SERIES DRM, Relay module, Number of contacts: 2, CO contact AgNi flash gold-plated, Rated control voltage: 220 V DC, Continuous current: 10 A, Screw connection, Test button available: No
16388 | 1542380000 | DRMKIT 24VAC 2CO LD | D-SERIES DRM, Relay module, Number of contacts: 2, CO contact AgNi flash gold-plated, Rated control voltage: 24 V AC, Continuous current: 10 A, Screw connection, Test button available: No
16389 | 1542390000 | DRMKIT 230VAC 2CO LD | D-SERIES DRM, Relay module, Number of contacts: 2, CO contact AgNi flash gold-plated, Rated control voltage: 230 V AC, Continuous current: 10 A, Screw connection, Test button available: No
16390 | 1542410000 | DRMKIT 24VDC 4CO LD | D-SERIES DRM, Relay module, Number of contacts: 4, CO contact AgNi flash gold-plated, Rated control voltage: 24 V DC, Continuous current: 5 A, Screw connection, Test button available: No
16391 | 1542420000 | DRMKIT 220VDC 4CO LD | D-SERIES DRM, Relay module, Number of contacts: 4, CO contact AgNi flash gold-plated, Rated control voltage: 220 V DC, Continuous current: 5 A, Screw connection, Test button available: No
16392 | 1542430000 | DRMKIT 24VAC 4CO LD | D-SERIES DRM, Relay module, Number of contacts: 4, CO contact AgNi flash gold-plated, Rated control voltage: 24 V AC, Continuous current: 5 A, Screw connection, Test button available: No
16393 | 1542450000 | DRMKIT 230VAC 4CO LD | D-SERIES DRM, Relay module, Number of contacts: 4, CO contact AgNi flash gold-plated, Rated control voltage: 230 V AC, Continuous current: 5 A, Screw connection, Test button available: No
16394 | 1542460000 | DRMKIT 24VDC 2CO LD/PB | D-SERIES DRM, Relay module, Number of contacts: 2, CO contact AgNi flash gold-plated, Rated control voltage: 24 V DC, Continuous current: 10 A, Screw connection, Test button available: Yes
16395 | 1542470000 | DRMKIT 220VDC 2CO LD/PB | D-SERIES DRM, Relay module, Number of contacts: 2, CO contact AgNi flash gold-plated, Rated control voltage: 220 V DC, Continuous current: 10 A, Screw connection, Test button available: Yes
16396 | 1542480000 | DRMKIT 24VAC 2CO LD/PB | D-SERIES DRM, Relay module, Number of contacts: 2, CO contact AgNi flash gold-plated, Rated control voltage: 24 V AC, Continuous current: 10 A, Screw connection, Test button available: Yes
16397 | 1542490000 | DRMKIT 230VAC 2CO LD/PB | D-SERIES DRM, Relay module, Number of contacts: 2, CO contact AgNi flash gold-plated, Rated control voltage: 230 V AC, Continuous current: 10 A, Screw connection, Test button available: Yes
16398 | 1542510000 | DRMKIT 24VDC 4CO LD/PB | D-SERIES DRM, Relay module, Number of contacts: 4, CO contact AgNi flash gold-plated, Rated control voltage: 24 V DC, Continuous current: 5 A, Screw connection, Test button available: Yes
16399 | 1542520000 | DRMKIT 220VDC 4CO LD/PB | D-SERIES DRM, Relay module, Number of contacts: 4, CO contact AgNi flash gold-plated, Rated control voltage: 220 V DC, Continuous current: 5 A, Screw connection, Test button available: Yes
16400 | 1542530000 | DRMKIT 24VAC 4CO LD/PB | D-SERIES DRM, Relay module, Number of contacts: 4, CO contact AgNi flash gold-plated, Rated control voltage: 24 V AC, Continuous current: 5 A, Screw connection, Test button available: Yes
16401 | 1542540000 | DRMKIT 230VAC 4CO LD/PB | D-SERIES DRM, Relay module, Number of contacts: 4, CO contact AgNi flash gold-plated, Rated control voltage: 230 V AC, Continuous current: 5 A, Screw connection, Test button available: Yes
16402 | 1545130000 | CH20M22 B AGY/BK 3747 | Modular housing, OMNIMATE Housing - series CH20M Agate grey, Width: 22.5 mm
16403 | 1546020000 | WMF 2.5 BLZ PE BL | W-Series, Feed-through terminal, PE terminal, Rated cross-section: 2.5 mm², Screw connection
16404 | 1547490000 | EBB 25-50/16 | WPAK, Potential collector block, Rated cross-section: Screw connection, Direct mounting
16405 | 1547500000 | JB 25-50 | WPAK, Potential equalisation block, Rated cross-section: Screw connection, Direct mounting
16406 | 1547610000 | A2T 2.5 | Feed-through terminal, PUSH IN, 2.5 mm², 800 V, 24 A, dark beige
16407 | 1547620000 | A2T 2.5 BL | Feed-through terminal, PUSH IN, 2.5 mm², 800 V, 24 A, blue
16408 | 1547630000 | A2T 2.5 OR | Feed-through terminal, PUSH IN, 2.5 mm², 800 V, 24 A, orange
16409 | 1547650000 | A2T 2.5 VL | Feed-through terminal, PUSH IN, 2.5 mm², 800 V, 24 A, dark beige
16410 | 1547660000 | A2T 2.5 VL BL | Feed-through terminal, PUSH IN, 2.5 mm², 800 V, 24 A, blue
16411 | 1547670000 | A2T 2.5 VL OR | Feed-through terminal, PUSH IN, 2.5 mm², 800 V, 24 A, orange
16412 | 1548060000 | APGTB 2.5 2T 4C/2 | Feed-through terminal, PUSH IN, 2.5 mm², 800 V, 24 A, dark beige
16413 | 1548070000 | APGTB 2.5 2T 4C/2 BL | Feed-through terminal, PUSH IN, 2.5 mm², 800 V, 24 A, blue
16414 | 1548130000 | APGTB 2.5 2T FT-PE 4C/2 | Feed-through terminal, PUSH IN, 2.5 mm², 800 V, 24 A, dark beige
16415 | 1548140000 | APGTB 2.5 2T VL 4C/2 | Feed-through terminal, PUSH IN, 2.5 mm², 800 V, 24 A, dark beige
16416 | 1548150000 | APGTB 2.5 2T VL 4C/2 BL | Feed-through terminal, PUSH IN, 2.5 mm², 800 V, 24 A, blue
16417 | 1548380000 | KOS-PG42 | Sheet holes
16418 | 1548390000 | KOS-PG48 | Sheet holes
16419 | 1548400000 | KOS-M63 | Sheet holes
16420 | 1548410000 | KOS-M50 | Sheet holes
16421 | 1549770000 | RCM570560 | RIDERSERIES RCM, Relay, Number of contacts: 4, CO contact with test button AgNi, Rated control voltage: 60 V AC, Continuous current: 6 A, Plug-in connection, Test button available: Yes
16422 | 1550250000 | URS 4.0 CA 100-2.5 | Automatic machines, Replacement part
16423 | 1550340000 | URS 0.34 CA 100-2.5 | Automatic machines, Replacement part
16424 | 1550350000 | LIFI 2.5 CA 100-2.5 | Automatic machines, Replacement part
16425 | 1550370000 | LIFI 1.5 CA 100-2.5 | Automatic machines, Replacement part
16426 | 1552690000 | A4C 1.5 | Feed-through terminal, PUSH IN, 1.5 mm², 500 V, 17.5 A, dark beige
16427 | 1552700000 | A4C 1.5 BL | Feed-through terminal, PUSH IN, 1.5 mm², 500 V, 17.5 A, blue
16428 | 1552790000 | A2C 1.5 | Feed-through terminal, PUSH IN, 1.5 mm², 500 V, 17.5 A, dark beige
16429 | 1552820000 | A2C 1.5 BL | Feed-through terminal, PUSH IN, 1.5 mm², 500 V, 17.5 A, blue
16430 | 1552830000 | A2C 1.5 OR | Feed-through terminal, PUSH IN, 1.5 mm², 500 V, 17.5 A, orange
16431 | 1553270000 | SMSE WSH 90/60 MT | Accessories, Busbar, Steel
16432 | 1561960000 | WQB WPD X05/2 | W-Series, Cross-connector, Number of poles: 2
16433 | 1561970000 | WQB WPD X05/3 | W-Series, Cross-connector, Number of poles: 3
16434 | 1561990000 | WQB WPD X04/3 | W-Series, Cross-connector, Number of poles: 3
16435 | 1562640000 | HSS-HF 1.2-2.4 EL Y75M | Conductor and cable markers, 1.2 - 2.4 mm, yellow
16436 | 1562650000 | HSS-HF 1.6-3.2 EL Y75M | Conductor and cable markers, 1.6 - 3.2 mm, yellow
16437 | 1562670000 | HSS-HF 2.4-4.8 EL Y75M | Conductor and cable markers, 2.4 - 4.8 mm, yellow
16438 | 1562680000 | HSS-HF 3.2-6.4 EL Y75M | Conductor and cable markers, 3.2 - 6.4 mm, yellow
16439 | 1562690000 | HSS-HF 4.8-9.5 EL Y75M | Conductor and cable markers, 4.8 - 9.5 mm, yellow
16440 | 1562700000 | HSS-HF 6.4-12.7 EL Y75M | Conductor and cable markers, 6.4 - 12.7 mm, yellow
16441 | 1562720000 | HSS-HF 9.5-19.1 EL Y50M | Conductor and cable markers, 9.5 - 19.1 mm, yellow
16442 | 1562730000 | HSS-HF 12.7-25.4EL Y50M | Conductor and cable markers, 12.7 - 25.4 mm, yellow
16443 | 1562740000 | HSS-HF 1.2-2.4 EL R30M | Conductor and cable markers, 1.2 - 2.4 mm, red
16444 | 1562750000 | HSS-HF 1.6-3.2 EL R30M | Conductor and cable markers, 1.6 - 3.2 mm, red
16445 | 1562770000 | HSS-HF 2.4-4.8 EL R30M | Conductor and cable markers, 2.4 - 4.8 mm, red
16446 | 1562930000 | HSS-HF 12.7-25.4EL B30M | Conductor and cable markers, 12.7 - 25.4 mm, blue
16447 | 1562950000 | HSS-HF 1.6-3.2 EL G30M | Conductor and cable markers, 1.6 - 3.2 mm, green
16448 | 1562970000 | HSS-HF 2.4-4.8 EL G30M | Conductor and cable markers, 2.4 - 4.8 mm, green
16449 | 1562980000 | HSS-HF 3.2-6.4 EL G30M | Conductor and cable markers, 3.2 - 6.4 mm, green
16450 | 1562990000 | HSS-HF 4.8-9.5 EL G30M | Conductor and cable markers, 4.8 - 9.5 mm, green
16451 | 1563020000 | HSS-HF 6.4-12.7 EL G30M | Conductor and cable markers, 6.4 - 12.7 mm, green
16452 | 1563030000 | HSS-HF 9.5-19.1 EL G30M | Conductor and cable markers, 9.5 - 19.1 mm, green
16453 | 1563040000 | HSS-HF 12.7-25.4EL G30M | Conductor and cable markers, 12.7 - 25.4 mm, green
16454 | 1563050000 | HSS 1.6-4.8 EL Y100M | Conductor and cable markers, 1.6 - 4.8 mm, yellow
16455 | 1984540000 | TRS 24VDC 1CO AGSNO | TERMSERIES, Relay module, Number of contacts: 1, CO contact AgSnO, Rated control voltage: 24 V DC ±20 %, Continuous current: 6 A, Screw connection, Test button available: No
16456 | 1984550000 | TRZ 24VDC 1CO AGSNO | TERMSERIES, Relay module, Number of contacts: 1, CO contact AgSnO, Rated control voltage: 24 V DC ±20 %, Continuous current: 6 A, Tension-clamp connection, Test button available: No
16457 | 1984560000 | TRS 12VDC 1CO C1D2 | TERMSERIES, Relay module, Number of contacts: 1, CO contact AgNi, Rated control voltage: 12 V DC ±20 %, Continuous current: 6 A, Screw connection, Test button available: No
16458 | 1984570000 | TRS 24VDC 1CO C1D2 | TERMSERIES, Relay module, Number of contacts: 1, CO contact AgNi, Rated control voltage: 24 V DC ±20 %, Continuous current: 6 A, Screw connection, Test button available: No
16459 | 1984580000 | TRS 24VUC 1CO C1D2 | TERMSERIES, Relay module, Number of contacts: 1, CO contact AgNi, Rated control voltage: 24 V UC ±10 %, Continuous current: 6 A, Screw connection, Test button available: No
16460 | 1984590000 | TRS 120VACRC 1CO C1D2 | TERMSERIES, Relay module, Number of contacts: 1, CO contact AgNi, Rated control voltage: 120 V AC ±10 %, Continuous current: 6 A, Screw connection, Test button available: No
16461 | 1984600000 | TRS 230VACRC 1CO C1D2 | TERMSERIES, Relay module, Number of contacts: 1, CO contact AgNi, Rated control voltage: 230 V AC ±10 %, Continuous current: 6 A, Screw connection, Test button available: No
16462 | 1984610000 | TRS 24-230VUC 1CO C1D2 | TERMSERIES, Relay module, Number of contacts: 1, CO contact AgNi, Rated control voltage: 24?230 V UC ±10 %, Continuous current: 6 A, Screw connection, Test button available: No
16463 | 1984620000 | TRS 12VDC 1COAU C1D2 | TERMSERIES, Relay module, Number of contacts: 1, CO contact AgNi gold-plated, Rated control voltage: 12 V DC ±20 %, Continuous current: 6 A, Screw connection, Test button available: No
16464 | 1984630000 | TRS 24VDC 1COAU C1D2 | TERMSERIES, Relay module, Number of contacts: 1, CO contact AgNi gold-plated, Rated control voltage: 24 V DC ±20 %, Continuous current: 6 A, Screw connection, Test button available: No
16465 | 1984640000 | TRS 120VACRC 1COAU C1D2 | TERMSERIES, Relay module, Number of contacts: 1, CO contact AgNi gold-plated, Rated control voltage: 120 V AC ±10 %, Continuous current: 6 A, Screw connection, Test button available: No
16466 | 1984650000 | TRS 24-230VUC 1COAUC1D2 | TERMSERIES, Relay module, Number of contacts: 1, CO contact AgNi gold-plated, Rated control voltage: 24?230 V UC ±10 %, Continuous current: 6 A, Screw connection, Test button available: No
16467 | 1988780000 | H50,0/25 | Wire-end ferrule, Standard, 25 mm, 25 mm, No
16468 | 1991800000 | A2C 6 OR | Feed-through terminal, PUSH IN, 6 mm², 800 V, 41 A, orange
16469 | 1991840000 | A3C 6 OR | Feed-through terminal, PUSH IN, 6 mm², 800 V, 41 A, orange
16470 | 1994540000 | ES EPG 45 HEX 150 | Hexagonal crimp
16471 | 2000040000 | WDU 16 GE/SW | Feed-through terminal, Screw connection, 16 mm², 1000 V, 76 A, yellow, black
16472 | 2000060000 | WDU 35 GE/SW | Feed-through terminal, Screw connection, 35 mm², 1000 V, 125 A, yellow, black
16473 | 2000110000 | WDU 95N/120N GE/SW | Feed-through terminal, Screw connection, 120 mm², 1000 V, 269 A, yellow, black
16474 | 2003130000 | A4C 2.5 LTGY | Feed-through terminal, PUSH IN, 2.5 mm², 800 V, 24 A, Light Grey
16475 | 2007350000 | AIMESA VRM 1,65 | Accessories, Set of cutters
16476 | 2007360000 | AIMESA VRM 2,53 | Accessories, Set of cutters
16477 | 2009890000 | SFX 10/60 S MC NE WS V0 | SlimFix X, Conductor and cable markers, 7 - 40 mm, 60 x 13.62 mm, white
16478 | 2009900000 | SFX 10/60 S MC NE GE V0 | SlimFix X, Conductor and cable markers, 7 - 40 mm, 60 x 13.62 mm, yellow
16479 | 2009910000 | SFX 9/40 S MC NE WS V0 | SlimFix X, Conductor and cable markers, 7 - 40 mm, 40 x 13.62 mm, white
16480 | 2009920000 | SFX 9/40 S MC NE GE V0 | SlimFix X, Conductor and cable markers, 7 - 40 mm, 40 x 13.62 mm, yellow
16481 | 2009930000 | SFX 9/24 S MC NE WS V0 | SlimFix X, Conductor and cable markers, 7 - 40 mm, 24 x 13.62 mm, white
16482 | 2009940000 | SFX 9/24 S MC NE GE V0 | SlimFix X, Conductor and cable markers, 7 - 40 mm, 24 x 13.62 mm, yellow
16483 | 2051180000 | A2C 4 | Feed-through terminal, PUSH IN, 4 mm², 800 V, 32 A, dark beige
16484 | 2051210000 | A2C 4 BL | Feed-through terminal, PUSH IN, 4 mm², 800 V, 32 A, blue
16485 | 2051220000 | A2C 4 RD | Feed-through terminal, PUSH IN, 4 mm², 800 V, 32 A, red
16486 | 2051230000 | A2C 4 OR | Feed-through terminal, PUSH IN, 4 mm², 800 V, 32 A, orange
16487 | 2051250000 | A2C 4 YL | Feed-through terminal, PUSH IN, 4 mm², 800 V, 32 A, yellow
16488 | 2051260000 | A2C 4 GN | Feed-through terminal, PUSH IN, 4 mm², 800 V, 32 A, green
16489 | 2051290000 | A2C 4 WT | Feed-through terminal, PUSH IN, 4 mm², 800 V, 32 A, white
16490 | 2062900000 | PDU 16S BL | Feed-through terminal, PUSH IN, 16 mm², 800 V, 76 A, blue
16491 | 2063180000 | RCIKIT 230VAC 2CO LD/V | RIDERSERIES RCI, Relay module, Number of contacts: 2, CO contact AgNi, Rated control voltage: 230 V AC, Continuous current: 8 A, Screw connection, Test button available: No
16492 | 2065120000 | ALO 6 BL | Supply terminal, PUSH IN, 6 mm², 800 V, 41 A, blue
16493 | 2152600000 | AP WMF2.5 SW | W-Series, End plate
16494 | 2152860000 | TRS 5VDC 1CO AGSNO | TERMSERIES, Relay module, Number of contacts: 1, CO contact AgSnO, Rated control voltage: 5 V DC ±20 %, Continuous current: 6 A, Screw connection, Test button available: No
16495 | 2152870000 | TRZ 5VDC 1CO AGSNO | TERMSERIES, Relay module, Number of contacts: 1, CO contact AgSnO, Rated control voltage: 5 V DC ±20 %, Continuous current: 6 A, Tension-clamp connection, Test button available: No
16496 | 2152880000 | TRS 12VDC 1CO AGSNO | TERMSERIES, Relay module, Number of contacts: 1, CO contact AgSnO, Rated control voltage: 12 V DC ±20 %, Continuous current: 6 A, Screw connection, Test button available: No
16497 | 2152890000 | TRZ 12VDC 1CO AGSNO | TERMSERIES, Relay module, Number of contacts: 1, CO contact AgSnO, Rated control voltage: 12 V DC ±20 %, Continuous current: 6 A, Tension-clamp connection, Test button available: No
16498 | 2152900000 | TRS 120VAC RC 1CO AGSNO | TERMSERIES, Relay module, Number of contacts: 1, CO contact AgSnO, Rated control voltage: 120 V AC ±10 %, Continuous current: 6 A, Screw connection, Test button available: No
16499 | 2152910000 | TRZ 120VAC RC 1CO AGSNO | TERMSERIES, Relay module, Number of contacts: 1, CO contact AgSnO, Rated control voltage: 120 V AC ±10 %, Continuous current: 6 A, Tension-clamp connection, Test button available: No
16500 | 2152920000 | TRS 230VAC RC 1CO AGSNO | TERMSERIES, Relay module, Number of contacts: 1, CO contact AgSnO, Rated control voltage: 230 V AC ±10 %, Continuous current: 6 A, Screw connection, Test button available: No
16501 | 2152930000 | TRZ 230VAC RC 1CO AGSNO | TERMSERIES, Relay module, Number of contacts: 1, CO contact AgSnO, Rated control voltage: 230 V AC ±10 %, Continuous current: 6 A, Tension-clamp connection, Test button available: No
16502 | 2152940000 | TRS 24VUC 1CO AGSNO | TERMSERIES, Relay module, Number of contacts: 1, CO contact AgSnO, Rated control voltage: 24 V UC ±10 %, Continuous current: 6 A, Screw connection, Test button available: No
16503 | 2153060000 | TRS 48VUC 1CO AGSNO | TERMSERIES, Relay module, Number of contacts: 1, CO contact AgSnO, Rated control voltage: 48 V UC ±10 %, Continuous current: 6 A, Screw connection, Test button available: No
16504 | 2153560000 | TRZ 60VUC 1CO AGSNO | TERMSERIES, Relay module, Number of contacts: 1, CO contact AgSnO, Rated control voltage: 60 V UC ±10 %, Continuous current: 6 A, Tension-clamp connection, Test button available: No
16505 | 2153570000 | TRS 120VUC 1CO AGSNO | TERMSERIES, Relay module, Number of contacts: 1, CO contact AgSnO, Rated control voltage: 120 V UC ±10 %, Continuous current: 6 A, Screw connection, Test button available: No
16506 | 2153580000 | TRZ 120VUC 1CO AGSNO | TERMSERIES, Relay module, Number of contacts: 1, CO contact AgSnO, Rated control voltage: 120 V UC ±10 %, Continuous current: 6 A, Tension-clamp connection, Test button available: No
16507 | 2153590000 | TRS 230VUC 1CO AGSNO | TERMSERIES, Relay module, Number of contacts: 1, CO contact AgSnO, Rated control voltage: 230 V UC ±10%, Continuous current: 6 A, Screw connection, Test button available: No
16508 | 2153690000 | TRZ 230VUC 1CO AGSNO | TERMSERIES, Relay module, Number of contacts: 1, CO contact AgSnO, Rated control voltage: 230 V UC ±10%, Continuous current: 6 A, Tension-clamp connection, Test button available: No
16509 | 2154970000 | TRS 24-230VUC 1CO AGSNO | TERMSERIES, Relay module, Number of contacts: 1, CO contact AgSnO, Rated control voltage: 24?230 V UC ±10 %, Continuous current: 6 A, Screw connection, Test button available: No
16510 | 2154980000 | TRZ 24-230VUC 1CO AGSNO | TERMSERIES, Relay module, Number of contacts: 1, CO contact AgSnO, Rated control voltage: 24?230 V UC ±10 %, Continuous current: 6 A, Tension-clamp connection, Test button available: No
16511 | 2430040000 | ADT 2.5 2C W/O DTLV BL | PUSH IN, 2.5 mm², 500 V, 20 A, blue
16512 | 2436400000 | WTR 4/ZR/O.TNHE | Test-disconnect terminal, Screw connection, 4 mm², 500 V, 27 A, without, dark beige
16513 | 2436420000 | WTR 4/ZZ/O.TNHE | Test-disconnect terminal, Screw connection, 4 mm², 500 V, 27 A, without, dark beige
16514 | 2450460000 | RCM330730 | RIDERSERIES RCM, Relay, Number of contacts: 3, CO contact without test button AgNi gold-plated, Rated control voltage: 230 V AC, Continuous current: 10 A, Plug-in connection, Test button available: Yes
16515 | 2450470000 | RCM330024 | RIDERSERIES RCM, Relay, Number of contacts: 3, CO contact without test button AgNi gold-plated, Rated control voltage: 24 V DC, Continuous current: 10 A, Plug-in connection, Test button available: Yes
16516 | 7760056225 | SLD F 2CO | D-SERIES DRL, Relay socket, Number of contacts: 2, CO contact, Continuous current: 10 A, Screw connection
16517 | 7760056226 | SLD F 3CO | D-SERIES DRL, Relay socket, Number of contacts: 3, CO contact, Continuous current: 10 A, Screw connection
16518 | 7760056227 | SLD F 4CO | D-SERIES DRL, Relay socket, Number of contacts: 4, CO contact, Continuous current: 10 A, Screw connection
16519 | 7760056234 | SLD CLIP 3CO M | D-SERIES, Retaining clip
16520 | 7760056235 | SLD CLIP 4CO M | D-SERIES, Retaining clip
16521 | 7760056249 | TEST LEVER BLOCK DRH/DRW | D-SERIES DRW / DRH, Test button cover
16522 | 7760056287 | DRM570220LT AU | D-SERIES DRM, Relay, Number of contacts: 4, CO contact AgNi gold-plated, Rated control voltage: 220 V DC, Continuous current: 5 A, Plug-in connection, Test button available: Yes
16523 | 7760056296 | DRI314012 | D-SERIES DRI, Relay, Number of contacts: 1, CO contact AgSnO, Rated control voltage: 12 V DC, Continuous current: 10 A, Flat blade connections (4.7 mm x 0.5 mm), Test button available: No
16524 | 7760056297 | DRI314024 | D-SERIES DRI, Relay, Number of contacts: 1, CO contact AgSnO, Rated control voltage: 24 V DC, Continuous current: 10 A, Flat blade connections (4.7 mm x 0.5 mm), Test button available: No
16525 | 7760056298 | DRI314048 | D-SERIES DRI, Relay, Number of contacts: 1, CO contact AgSnO, Rated control voltage: 48 V DC, Continuous current: 10 A, Flat blade connections (4.7 mm x 0.5 mm), Test button available: No
16526 | 7760056300 | DRI314524 | D-SERIES DRI, Relay, Number of contacts: 1, CO contact AgSnO, Rated control voltage: 24 V AC, Continuous current: 10 A, Flat blade connections (4.7 mm x 0.5 mm), Test button available: No
16527 | 7760056301 | DRI314615 | D-SERIES DRI, Relay, Number of contacts: 1, CO contact AgSnO, Rated control voltage: 115 V AC, Continuous current: 10 A, Flat blade connections (4.7 mm x 0.5 mm), Test button available: No
16528 | 7760056302 | DRI314730 | D-SERIES DRI, Relay, Number of contacts: 1, CO contact AgSnO, Rated control voltage: 230 V AC, Continuous current: 10 A, Flat blade connections (4.7 mm x 0.5 mm), Test button available: No
16529 | 7760056303 | DRI314012L | D-SERIES DRI, Relay, Number of contacts: 1, CO contact AgSnO, Rated control voltage: 12 V DC, Continuous current: 10 A, Flat blade connections (4.7 mm x 0.5 mm), Test button available: No
16530 | 7760056304 | DRI314024L | D-SERIES DRI, Relay, Number of contacts: 1, CO contact AgSnO, Rated control voltage: 24 V DC, Continuous current: 10 A, Flat blade connections (4.7 mm x 0.5 mm), Test button available: No
16531 | 7760056305 | DRI314048L | D-SERIES DRI, Relay, Number of contacts: 1, CO contact AgSnO, Rated control voltage: 48 V DC, Continuous current: 10 A, Flat blade connections (4.7 mm x 0.5 mm), Test button available: No
16532 | 7760056306 | DRI314110L | D-SERIES DRI, Relay, Number of contacts: 1, CO contact AgSnO, Rated control voltage: 110 V DC, Continuous current: 10 A, Flat blade connections (4.7 mm x 0.5 mm), Test button available: No
16533 | 7760056307 | DRI314524L | D-SERIES DRI, Relay, Number of contacts: 1, CO contact AgSnO, Rated control voltage: 24 V AC, Continuous current: 10 A, Flat blade connections (4.7 mm x 0.5 mm), Test button available: No
16534 | 7760056308 | DRI314615L | D-SERIES DRI, Relay, Number of contacts: 1, CO contact AgSnO, Rated control voltage: 115 V AC, Continuous current: 10 A, Flat blade connections (4.7 mm x 0.5 mm), Test button available: No
16535 | 7760056309 | DRI314730L | D-SERIES DRI, Relay, Number of contacts: 1, CO contact AgSnO, Rated control voltage: 230 V AC, Continuous current: 10 A, Flat blade connections (4.7 mm x 0.5 mm), Test button available: No
16536 | 7760056310 | DRI314012LD | D-SERIES DRI, Relay, Number of contacts: 1, CO contact AgSnO, Rated control voltage: 12 V DC, Continuous current: 10 A, Flat blade connections (4.7 mm x 0.5 mm), Test button available: No
16537 | 7760056311 | DRI314024LD | D-SERIES DRI, Relay, Number of contacts: 1, CO contact AgSnO, Rated control voltage: 24 V DC, Continuous current: 10 A, Flat blade connections (4.7 mm x 0.5 mm), Test button available: No
16538 | 7760056312 | DRI314048LD | D-SERIES DRI, Relay, Number of contacts: 1, CO contact AgSnO, Rated control voltage: 48 V DC, Continuous current: 10 A, Flat blade connections (4.7 mm x 0.5 mm), Test button available: No
16539 | 7760056313 | DRI314110LD | D-SERIES DRI, Relay, Number of contacts: 1, CO contact AgSnO, Rated control voltage: 110 V DC, Continuous current: 10 A, Flat blade connections (4.7 mm x 0.5 mm), Test button available: No
16540 | 7760056314 | DRI314012LTD | D-SERIES DRI, Relay, Number of contacts: 1, CO contact AgSnO, Rated control voltage: 12 V DC, Continuous current: 10 A, Flat blade connections (4.7 mm x 0.5 mm), Test button available: Yes
16541 | 7760056315 | DRI314024LTD | D-SERIES DRI, Relay, Number of contacts: 1, CO contact AgSnO, Rated control voltage: 24 V DC, Continuous current: 10 A, Flat blade connections (4.7 mm x 0.5 mm), Test button available: Yes
16542 | 7760056316 | DRI314048LTD | D-SERIES DRI, Relay, Number of contacts: 1, CO contact AgSnO, Rated control voltage: 48 V DC, Continuous current: 10 A, Flat blade connections (4.7 mm x 0.5 mm), Test button available: Yes
16543 | 7760056317 | DRI314110LTD | D-SERIES DRI, Relay, Number of contacts: 1, CO contact AgSnO, Rated control voltage: 110 V DC, Continuous current: 10 A, Flat blade connections (4.7 mm x 0.5 mm), Test button available: Yes
16544 | 7760056318 | DRI314524LT | D-SERIES DRI, Relay, Number of contacts: 1, CO contact AgSnO, Rated control voltage: 24 V AC, Continuous current: 10 A, Flat blade connections (4.7 mm x 0.5 mm), Test button available: Yes
16545 | 7760056319 | DRI314615LT | D-SERIES DRI, Relay, Number of contacts: 1, CO contact AgSnO, Rated control voltage: 115 V AC, Continuous current: 10 A, Flat blade connections (4.7 mm x 0.5 mm), Test button available: Yes
16546 | 7760056320 | DRI314730LT | D-SERIES DRI, Relay, Number of contacts: 1, CO contact AgSnO, Rated control voltage: 230 V AC, Continuous current: 10 A, Flat blade connections (4.7 mm x 0.5 mm), Test button available: Yes
16547 | 7760056321 | DRI424012 | D-SERIES DRI, Relay, Number of contacts: 2, CO contact AgSnO, Rated control voltage: 12 V DC, Continuous current: 5 A, Flat blade connections (2.5 mm x 0.5 mm), Test button available: No
16548 | 7760056322 | DRI424024 | D-SERIES DRI, Relay, Number of contacts: 2, CO contact AgSnO, Rated control voltage: 24 V DC, Continuous current: 5 A, Flat blade connections (2.5 mm x 0.5 mm), Test button available: No
16549 | 7760056323 | DRI424048 | D-SERIES DRI, Relay, Number of contacts: 2, CO contact AgSnO, Rated control voltage: 48 V DC, Continuous current: 5 A, Flat blade connections (2.5 mm x 0.5 mm), Test button available: No
16550 | 7760056324 | DRI424110 | D-SERIES DRI, Relay, Number of contacts: 2, CO contact AgSnO, Rated control voltage: 110 V DC, Continuous current: 5 A, Flat blade connections (2.5 mm x 0.5 mm), Test button available: No
16551 | 7760056325 | DRI424524 | D-SERIES DRI, Relay, Number of contacts: 2, CO contact AgSnO, Rated control voltage: 24 V AC, Continuous current: 5 A, Flat blade connections (2.5 mm x 0.5 mm), Test button available: No
16552 | 7760056326 | DRI424615 | D-SERIES DRI, Relay, Number of contacts: 2, CO contact AgSnO, Rated control voltage: 115 V AC, Continuous current: 5 A, Flat blade connections (2.5 mm x 0.5 mm), Test button available: No
16553 | 7760056327 | DRI424730 | D-SERIES DRI, Relay, Number of contacts: 2, CO contact AgSnO, Rated control voltage: 230 V AC, Continuous current: 5 A, Flat blade connections (2.5 mm x 0.5 mm), Test button available: No
16554 | 7760056328 | DRI424012L | D-SERIES DRI, Relay, Number of contacts: 2, CO contact AgSnO, Rated control voltage: 12 V DC, Continuous current: 5 A, Flat blade connections (2.5 mm x 0.5 mm), Test button available: No
16555 | 7760056329 | DRI424024L | D-SERIES DRI, Relay, Number of contacts: 2, CO contact AgSnO, Rated control voltage: 24 V DC, Continuous current: 5 A, Flat blade connections (2.5 mm x 0.5 mm), Test button available: No
16556 | 7760056331 | DRI424110L | D-SERIES DRI, Relay, Number of contacts: 2, CO contact AgSnO, Rated control voltage: 110 V DC, Continuous current: 5 A, Flat blade connections (2.5 mm x 0.5 mm), Test button available: No
16557 | 7760056332 | DRI424524L | D-SERIES DRI, Relay, Number of contacts: 2, CO contact AgSnO, Rated control voltage: 24 V AC, Continuous current: 5 A, Flat blade connections (2.5 mm x 0.5 mm), Test button available: No
16558 | 7760056333 | DRI424615L | D-SERIES DRI, Relay, Number of contacts: 2, CO contact AgSnO, Rated control voltage: 115 V AC, Continuous current: 5 A, Flat blade connections (2.5 mm x 0.5 mm), Test button available: No
16559 | 7760056334 | DRI424730L | D-SERIES DRI, Relay, Number of contacts: 2, CO contact AgSnO, Rated control voltage: 230 V AC, Continuous current: 5 A, Flat blade connections (2.5 mm x 0.5 mm), Test button available: No
16560 | 7760056335 | DRI424012LD | D-SERIES DRI, Relay, Number of contacts: 2, CO contact AgSnO, Rated control voltage: 12 V DC, Continuous current: 5 A, Flat blade connections (2.5 mm x 0.5 mm), Test button available: No
16561 | 7760056336 | DRI424024LD | D-SERIES DRI, Relay, Number of contacts: 2, CO contact AgSnO, Rated control voltage: 24 V DC, Continuous current: 5 A, Flat blade connections (2.5 mm x 0.5 mm), Test button available: No
16562 | 7760056337 | DRI424048LD | D-SERIES DRI, Relay, Number of contacts: 2, CO contact AgSnO, Rated control voltage: 48 V DC, Continuous current: 5 A, Flat blade connections (2.5 mm x 0.5 mm), Test button available: No
16563 | 7760056338 | DRI424110LD | D-SERIES DRI, Relay, Number of contacts: 2, CO contact AgSnO, Rated control voltage: 110 V DC, Continuous current: 5 A, Flat blade connections (2.5 mm x 0.5 mm), Test button available: No
16564 | 7760056339 | DRI424012LTD | D-SERIES DRI, Relay, Number of contacts: 2, CO contact AgSnO, Rated control voltage: 12 V DC, Continuous current: 5 A, Flat blade connections (2.5 mm x 0.5 mm), Test button available: Yes
16565 | 7760056340 | DRI424024LTD | D-SERIES DRI, Relay, Number of contacts: 2, CO contact AgSnO, Rated control voltage: 24 V DC, Continuous current: 5 A, Flat blade connections (2.5 mm x 0.5 mm), Test button available: Yes
16566 | 7760056341 | DRI424048LTD | D-SERIES DRI, Relay, Number of contacts: 2, CO contact AgSnO, Rated control voltage: 48 V DC, Continuous current: 5 A, Flat blade connections (2.5 mm x 0.5 mm), Test button available: Yes
16567 | 7760056342 | DRI424110LTD | D-SERIES DRI, Relay, Number of contacts: 2, CO contact AgSnO, Rated control voltage: 110 V DC, Continuous current: 5 A, Flat blade connections (2.5 mm x 0.5 mm), Test button available: Yes
16568 | 7760056343 | DRI424524LT | D-SERIES DRI, Relay, Number of contacts: 2, CO contact AgSnO, Rated control voltage: 24 V AC, Continuous current: 5 A, Flat blade connections (2.5 mm x 0.5 mm), Test button available: Yes
16569 | 7760056344 | DRI424615LT | D-SERIES DRI, Relay, Number of contacts: 2, CO contact AgSnO, Rated control voltage: 115 V AC, Continuous current: 5 A, Flat blade connections (2.5 mm x 0.5 mm), Test button available: Yes
16570 | 7760056346 | SDI 1CO ECO | D-SERIES DRI, Relay socket, Number of contacts: 1, CO contact, Continuous current: 12 A, Screw connection
16571 | 7760056347 | SDI 2CO ECO | D-SERIES DRI, Relay socket, Number of contacts: 2, CO contact, Continuous current: 8 A, Screw connection
16572 | 7760056348 | SDI 1CO F ECO | D-SERIES DRI, Relay socket, Number of contacts: 1, CO contact, Continuous current: 12 A, Screw connection
16573 | 7760056349 | SDI 2CO F ECO | D-SERIES DRI, Relay socket, Number of contacts: 2, CO contact, Continuous current: 8 A, Screw connection
16574 | 7760056350 | SDI 1CO | D-SERIES DRI, Relay socket, Number of contacts: 1, CO contact, Continuous current: 12 A, Screw connection
16575 | 7760056351 | SDI 2CO | D-SERIES DRI, Relay socket, Number of contacts: 2, CO contact, Continuous current: 8 A, Screw connection
16576 | 7760056352 | SDI CLIP | D-SERIES DRI, Retaining clip
16577 | 9908510001 | KDKS 1EN/LLC 30-70V AC/DC | W-Series, Fuse terminal, Rated cross-section: 4 mm², Screw connection
16578 | 9915820001 | KDKS 1EN/LLC 100-250V AC/DC | W-Series, Fuse terminal, Rated cross-section: 4 mm², Screw connection
16579 | 1544520000 | CH20M17 B BL/BK 2013 | Modular housing, OMNIMATE Housing - series CH20M blue, Width: 17.5 mm
16580 | 2000090000 | WDU 35N GE/SW | Feed-through terminal, Screw connection, 35 mm², 500 V, 125 A, yellow, black
16581 | 7760056345 | DRI424730LT | D-SERIES DRI, Relay, Number of contacts: 2, CO contact AgSnO, Rated control voltage: 230 V AC, Continuous current: 5 A, Flat blade connections (2.5 mm x 0.5 mm), Test button available: Yes
16582 | 1193450000 | WTR 4/ZZ BL | Test-disconnect terminal, Screw connection, 4 mm², 500 V, 27 A, Pivoting, blue
16583 | 1208870000 | HTX-IE-POF | Pressing tool
16584 | 1208880000 | MULTI-STRIPAX IE-POF | Tools, Stripping and cutting tool
16585 | 1208910000 | SCISSORS KEVLAR | Electrician's scissors
16586 | 1208920000 | ZVLD 2.5 | Multi-tier modular terminal, Tension-clamp connection, 2.5 mm², 250 V, 20 A, dark beige
16587 | 1208930000 | TOOL SET IE-POF | Crimping tool: HTX-IE-POF, Stripping tool: Multi-Stripax IE-POF
16588 | 1209010000 | THM VIN 36/18 SI | THM, Device markers, 18 x 36 mm, silver
16589 | 1210410000 | ZAP ZVLD 2.5 | Z-series, End plate
16590 | 1211450000 | PAP PRV/PPV4 GR | P-series, End plate, grey, 3 mm
16591 | 1211460000 | PAP PRV/PPV8 GR | P-series, End plate, grey, 3 mm
16592 | 1216790000 | SL 7.62/03/180B 3.2SN BK BX | PCB plug-in connector, male header, Dovetails for fixing blocks, THT solder connection, 7.62 mm, Number of poles: 3, 180°, Solder pin length (l): 3.2 mm, black, Box
16593 | 1218380000 | RCI42424FG | RIDERSERIES FG, Relay with positively driven contacts, Number of contacts: 2, CO contacts forcibily guided (EN 61810-3 type B) AgCuNi, Rated control voltage: 24 V DC, Continuous current: 6 A, Test button available: No
16594 | 1218390000 | RCIKITZ 24VDC 2CO LD/FG | RIDERSERIES FG, Relay module with positively driven contacts, Number of contacts: 2, CO contacts forcibily guided (EN 61810-3 type B) AgCuNi, Rated control voltage: 24 V DC ±10 %, Continuous current: 6 A, Tension-clamp connection, Test button available: No
16595 | 1218410000 | RCIKIT 24VDC 2CO LD/FG | RIDERSERIES FG, Relay module with positively driven contacts, Number of contacts: 2, CO contacts forcibily guided (EN 61810-3 type B) AgCuNi, Rated control voltage: 24 V DC ±10 %, Continuous current: 6 A, Screw connection, Test button available: No
16596 | 1221340000 | PMAK 4 | P-series, Motor-connection terminal, Rated cross-section: 4 mm², PUSH IN, Direct mounting
16597 | 1221350000 | PMAK 4 800V | P-series, Motor-connection terminal, Rated cross-section: 4 mm², PUSH IN, Direct mounting
16598 | 1283470000 | TS END CAP 35X7.5 | Accessories, Cover cap, End plate, Polypropylene
16599 | 1292870000 | CTN 25 D5 ZERT | Pressing tool, Crimping tool for contacts, 10mm², 25mm², Hexagonal crimp
16600 | 1292880000 | CTI 6 G ZERT | Pressing tool, Tool for insulated cable connectors, 0.5mm², 6mm², Oval crimping, Parallel crimp
16601 | 1295550000 | ZT 2.5/2AN/1 BL | Z-series, Feed-through terminal, Rated cross-section: 2.5 mm², Tension-clamp connection
16602 | 1307670000 | THM EL VIN 15 WS 2L 30M | THM, Device markers, 15 x , white
16603 | 1309580000 | KOF CARRYLITE 80 | Tools, Empty box / Case
16604 | 1314510000 | HUEHABA 0.34 CA 100 C | Accessories, Replacement part
16605 | 1314520000 | HUEHABA 0.25 CA 100 C | Accessories, Replacement part
16606 | 1314530000 | HUEHABA 0.14 CA 100 C | Accessories, Replacement part
16607 | 1315850000 | ZSI 2.5/LD 120AC RT | Z-series, Fuse terminal, Rated cross-section: 2.5 mm², Tension-clamp connection, Direct mounting
16608 | 1315870000 | ZSI 2.5/LD 120AC GE | Z-series, Fuse terminal, Rated cross-section: 2.5 mm², Tension-clamp connection, Direct mounting
16609 | 1315890000 | ZSI 2.5/LD 120AC OR | Z-series, Fuse terminal, Rated cross-section: 2.5 mm², Tension-clamp connection, Direct mounting
16610 | 1318510000 | TSD 35 | Mounting rail cutter
16611 | 1335140000 | SET CH20M BUS 250MM TS 35X7.5 | OMNIMATE Housing - series CH20M, Length: 250 mm, Width: 25.1 mm
16612 | 1338650000 | PJ ADV TNTK INK Y | Marking systems, Ink tank, yellow
16613 | 1338670000 | PJ ADV TNTK INK M | Marking systems, Ink tank, Magenta
16614 | 1338680000 | PJ ADV TNTK INK C | Marking systems, Ink tank, Cyan
16615 | 1338690000 | PJ ADV TNTK INK K | Marking systems, Ink tank, black
16616 | 1338720000 | PJ ADV TNTK INK SET | Marking systems, Ink tank, yellow, black, Cyan, Magenta
16617 | 1345310000 | TOP CASE INSTA | Tool case with contents
16618 | 1345320000 | TOP CASE PREMIUM | Tool case with contents
16619 | 1345330000 | TOP CASE | Assortment box
16620 | 1346330000 | ESG 6.6/11 BHZ 5.00 SDR | ESG, Device markers x 11 mm, PA 66, Colour: To customer specification
16621 | 1348970000 | ZDT 2.5/2 BL | Z-series, Double-tier terminal, Rated cross-section: 2.5 mm², Tension-clamp connection
16622 | 1349140000 | WAP WTL6/1 EN VGR | W-Series, End plate
16623 | 1350230000 | CH20M22 F TYL 2083 | Modular housing, OMNIMATE Housing - series CH20M Traffic yellow, Width: 22.5 mm
16624 | 1350340000 | DEK 5/30 MC NE GE | Dekafix, Terminal marker, 5 x 30 mm, Weidmueller, yellow
16625 | 1354790000 | VSSC6TRSL24VAC/DC0.5A | Surge protection for instrumentation and control, Surge protection for measurement and control, UP(L/N-PE) 150 V
16626 | 1354800000 | VSSC6TRSLFG24VAC/DC0.5A | Surge protection for instrumentation and control, Surge protection for measurement and control, UP(L/N-PE) 150 V
16627 | 1356490000 | THM MT30X 32/9 GE | THM, Device markers, 9 x 32 mm, yellow
16628 | 1356500000 | THM MT30X 17/9 SI | THM, Device markers, 9 x 17 mm, silver
16629 | 1356520000 | THM EL 24 SI 3L 30M | THM, Device markers, 24 x , silver
16630 | 1356790000 | ZP 4/1AN ZA BL | Z-series, Plug-in connector, Direct mounting
16631 | 1357440000 | WMF 2.5 DI BLZ PE STB | W-Series, Test-disconnect terminal, PE terminal, Rated cross-section: 2.5 mm², Screw connection
16632 | 1361900000 | WTR 4/ZZ RT | Test-disconnect terminal, Screw connection, 4 mm², 500 V, 27 A, Pivoting, red
16633 | 1361910000 | WTR 4/ZZ GN | Test-disconnect terminal, Screw connection, 4 mm², 500 V, 27 A, Pivoting, green
16634 | 1362940000 | WMF 2.5 DI BLZ SW | W-Series, Test-disconnect terminal, Rated cross-section: 2.5 mm², Screw connection
16635 | 1364720000 | WTR 4/ZZ STB GR | Test-disconnect terminal, Screw connection, 4 mm², 500 V, 27 A, Pivoting, grey
16636 | 1365630000 | THM GEW 15/9 GE | THM, Device markers, 9 x 15 mm, yellow
16637 | 1367400000 | ASK 1/EN LD 15K24VDC GR | SAK Series, Fuse terminal, Rated cross-section: 4 mm², Screw connection, Direct mounting
16638 | 1367460000 | ASK 1/EN LD 1D230VAC GR | SAK Series, Fuse terminal, Rated cross-section: 4 mm², Screw connection
16639 | 1368060000 | SDEH-HTX-IE-POF | Pressing tool, Cutting kit
16640 | 1368740000 | THM GEW 45/23 GE | THM, Device markers, 23 x 45 mm, yellow
16641 | 1374880000 | SCDN-THR 3.81/24/90F 3.2SN BK RL | PCB plug-in connector, male header, Flange, THT/THR solder connection, 3.81 mm, Number of poles: 24, 90°, Solder pin length (l): 3.2 mm, tinned, black, Tape
16642 | 1378090000 | THM FS 101/160 SI | THM, Device markers, 160 x 101 mm, silver
16643 | 1378110000 | THM MT30X 63.5/50.8 SI | THM, Device markers, 50.8 x 63.5 mm, silver
16644 | 1378120000 | THM MT30X 25.4/50.8 SI | THM, Device markers, 50.8 x 25.4 mm, silver
16645 | 1378130000 | THM MT30X 76.2/50.8 WS | THM, Device markers, 50.8 x 76.5 mm, white
16646 | 1380770000 | MK 3/4 B 412 | Multipin terminal strip, Single- and multi-pole terminal strip, Rated cross-section: 2.5 mm², Screw connection, Direct mounting
16647 | 1381900000 | TRS 24VDC ACT | TERMSERIES, Relay module, Number of contacts: 1, NO contact AgNi, Rated control voltage: 24 V DC ±20 %, Continuous current: 6 A, Screw connection, Test button available: No
16648 | 1382930000 | THM WO VIN 17.8/34 WS | THM, Conductor and cable markers, 4.4 - 6.7 mm, 17.8 x 34 mm, white
16649 | 1382940000 | THM WO VIN 12/18 WS | THM, Conductor and cable markers, 2.9 - 2.9 mm, 12 x 18 mm, white
16650 | 1389210000 | TW PRV4 SDR | P-series, Partition plate, grey, 2 mm, Customer-specific printing
16651 | 1389230000 | TW PRV8 SDR | P-series, Partition plate, grey, 2 mm, Customer-specific printing
16652 | 1389250000 | TW PRV16 SDR | P-series, Partition plate, grey, 2 mm, Customer-specific printing
16653 | 1390350000 | ZQV 1.5N/R6.4/10 BL | TERMSERIES, Cross-connector
16654 | 1390400000 | CC-M 18/52 2X3 AL | MetalliCard, Device markers, 18 x 52 mm, silver
16655 | 1391380000 | THM GEW 20/12 GE | THM, Device markers, 12 x 20 mm, yellow
16656 | 1391390000 | THM MT30X 12/6 GE | THM, Device markers, 6 x 12 mm, yellow
16657 | 1391400000 | THM EL 60 SI 50M | THM, Device markers, 60 x , silver
16658 | 1391410000 | THM WO VIN 24.5/62 WS | THM, Conductor and cable markers, 5.1 - 13.7 mm, 24.5 x 62 mm, white
16659 | 1391430000 | THM WO VIN 24.5/100 WS | THM, Conductor and cable markers, 8 - 23 mm, 24.5 x 100 mm, white
16660 | 1391600000 | ZQV 1.5N/R6.4/19 SW | TERMSERIES, Cross-connector
16661 | 1391610000 | ZQV 1.5N/R6.4/19 RT | TERMSERIES, Cross-connector
16662 | 1391620000 | ZQV 1.5N/R6.4/19 BL | TERMSERIES, Cross-connector
16663 | 1391670000 | TRZ 24VDC ACT | TERMSERIES, Relay module, Number of contacts: 1, NO contact AgNi, Rated control voltage: 24 V DC ±20 %, Continuous current: 6 A, Tension-clamp connection, Test button available: No
16664 | 1391680000 | TOS 24VDC ACT | TERMSERIES, Solid-state relay, 1 NO contact (MOS-FET), Rated control voltage: 24 V DC ±20 % , Rated switching voltage: 3...33 V DC, Continuous current: 2 A, Screw connection
16665 | 1391690000 | TOZ 24VDC ACT | TERMSERIES, Solid-state relay, 1 NO contact (MOS-FET), Rated control voltage: 24 V DC ±20 % , Rated switching voltage: 3...33 V DC, Continuous current: 2 A, Tension-clamp connection
16666 | 1393410000 | WDU 35N IR | Feed-through terminal, Screw connection, 35 mm², 500 V, 125 A, dark beige
16667 | 1394040000 | ZDK 2.5-2/4AN | Double-tier terminal, Tension-clamp connection, 2.5 mm², 800 V, 22 A, beige
16668 | 1394810000 | SL 7.50/02/180B 3.2SN BK BX | PCB plug-in connector, male header, Dovetails for fixing blocks, THT solder connection, 7.50 mm, Number of poles: 2, 180°, Solder pin length (l): 3.2 mm, black, Box
16669 | 1403090000 | KLBUE 4-13.5 RC TS35 | Clamping yoke, Clamping yoke, PA 66 GF 30
16670 | 1406240000 | PSSR 24VDC/1PH AC50A HP | Power Solid-State Relais, Solid state contactor, 1 NO contact (Thyristor (zero-cross switch)), Rated control voltage: 3.5?32 V DC , Rated switching voltage: 24?600 V AC, Continuous current: 52 A (AC51) at 40 °C, mounted on heatsink with 0.75 K/W, Screw connection
16671 | 1411310000 | PDL 6 S/L/L | Installation multi-tier terminal, PUSH IN, 6 mm², 400, 41 A, dark beige
16672 | 1411320000 | PDL 6 S/NT/L/PE | Installation multi-tier terminal, PUSH IN, 6 mm², 400, 39 A, dark beige
16673 | 1411340000 | PDL 6 S/N/L/PE | Installation multi-tier terminal, PUSH IN, 6 mm², 400, 41 A, dark beige
16674 | 1415070000 | AP WMF2.5 BL | W-Series, End plate
16675 | 1415470000 | WDK 10 PE | PE terminal, Screw connection, 10 mm², 800, 1200 A (10 mm²), Green/yellow
16676 | 1415520000 | WDK 10 DU-N | Feed-through terminal, Double-tier terminal, Screw connection, 10 mm², 800 V, 57 A, dark beige, blue
16677 | 1415530000 | WDK 10 SET LS | Feed-through terminal, Double-tier terminal, Screw connection, 10 mm², 800 V, 57 A, dark beige
16678 | 1415540000 | WDK 10 SET BCD | Feed-through terminal, Double-tier terminal, Screw connection, 10 mm², 800 V, 57 A, dark beige
16679 | 1416330000 | THM MMP PERFORATOR | Cutting kit
16680 | 1420750000 | BLF 7.50HP/06/180LR SN BK BX | PCB plug-in connector, female plug, Pitch in mm (P): 7.50 mm, Number of poles: 6, Box
16681 | 1420760000 | BLF 7.50HP/07/180LR SN BK BX | PCB plug-in connector, female plug, Pitch in mm (P): 7.50 mm, Number of poles: 7, Box
16682 | 1420770000 | BLF 7.50HP/08/180LR SN BK BX | PCB plug-in connector, female plug, Pitch in mm (P): 7.50 mm, Number of poles: 8, Box
16683 | 1420780000 | BLF 7.50HP/09/180LR SN BK BX | PCB plug-in connector, female plug, Pitch in mm (P): 7.50 mm, Number of poles: 9, Box
16684 | 1420790000 | BLF 7.50HP/10/180LR SN BK BX | PCB plug-in connector, female plug, Pitch in mm (P): 7.50 mm, Number of poles: 10, Box
16685 | 1420810000 | BLF 7.50HP/06/180F SN BK BX | PCB plug-in connector, female plug, Pitch in mm (P): 7.50 mm, Number of poles: 6, Box
16686 | 1420830000 | BLF 7.50HP/08/180F SN BK BX | PCB plug-in connector, female plug, Pitch in mm (P): 7.50 mm, Number of poles: 8, Box
16687 | 1420840000 | BLF 7.50HP/09/180F SN BK BX | PCB plug-in connector, female plug, Pitch in mm (P): 7.50 mm, Number of poles: 9, Box
16688 | 1420850000 | BLF 7.50HP/10/180F SN BK BX | PCB plug-in connector, female plug, Pitch in mm (P): 7.50 mm, Number of poles: 10, Box
16689 | 1425590000 | LMFS 5.00/07/180 3.5SN BK BX | Printed circuit board terminals, 5.00 mm, Number of poles: 7, 180°, Solder pin length (l): 3.5 mm, tinned, black, PUSH IN without actuator, Clamping range, max. : 2.5 mm², Box
16690 | 1425610000 | LMFS 5.00/08/180 3.5SN BK BX | Printed circuit board terminals, 5.00 mm, Number of poles: 8, 180°, Solder pin length (l): 3.5 mm, tinned, black, PUSH IN without actuator, Clamping range, max. : 2.5 mm², Box
16691 | 1425620000 | LMFS 5.00/09/180 3.5SN BK BX | Printed circuit board terminals, 5.00 mm, Number of poles: 9, 180°, Solder pin length (l): 3.5 mm, tinned, black, PUSH IN without actuator, Clamping range, max. : 2.5 mm², Box
16692 | 1425630000 | LMFS 5.00/10/180 3.5SN BK BX | Printed circuit board terminals, 5.00 mm, Number of poles: 10, 180°, Solder pin length (l): 3.5 mm, tinned, black, PUSH IN without actuator, Clamping range, max. : 2.5 mm², Box
16693 | 1425640000 | LMFS 5.00/11/180 3.5SN BK BX | Printed circuit board terminals, 5.00 mm, Number of poles: 11, 180°, Solder pin length (l): 3.5 mm, tinned, black, PUSH IN without actuator, Clamping range, max. : 2.5 mm², Box
16694 | 1425650000 | LMFS 5.00/12/180 3.5SN BK BX | Printed circuit board terminals, 5.00 mm, Number of poles: 12, 180°, Solder pin length (l): 3.5 mm, tinned, black, PUSH IN without actuator, Clamping range, max. : 2.5 mm², Box
16695 | 1425660000 | LMFS 5.00/13/180 3.5SN BK BX | Printed circuit board terminals, 5.00 mm, Number of poles: 13, 180°, Solder pin length (l): 3.5 mm, tinned, black, PUSH IN without actuator, Clamping range, max. : 2.5 mm², Box
16696 | 1425670000 | LMFS 5.00/14/180 3.5SN BK BX | Printed circuit board terminals, 5.00 mm, Number of poles: 14, 180°, Solder pin length (l): 3.5 mm, tinned, black, PUSH IN without actuator, Clamping range, max. : 2.5 mm², Box
16697 | 1425680000 | LMFS 5.00/15/180 3.5SN BK BX | Printed circuit board terminals, 5.00 mm, Number of poles: 15, 180°, Solder pin length (l): 3.5 mm, tinned, black, PUSH IN without actuator, Clamping range, max. : 2.5 mm², Box
16698 | 1425690000 | LMFS 5.00/16/180 3.5SN BK BX | Printed circuit board terminals, 5.00 mm, Number of poles: 16, 180°, Solder pin length (l): 3.5 mm, tinned, black, PUSH IN without actuator, Clamping range, max. : 2.5 mm², Box
16699 | 1425710000 | LMFS 5.00/17/180 3.5SN BK BX | Printed circuit board terminals, 5.00 mm, Number of poles: 17, 180°, Solder pin length (l): 3.5 mm, tinned, black, PUSH IN without actuator, Clamping range, max. : 2.5 mm², Box
16700 | 1425720000 | LMFS 5.00/18/180 3.5SN BK BX | Printed circuit board terminals, 5.00 mm, Number of poles: 18, 180°, Solder pin length (l): 3.5 mm, tinned, black, PUSH IN without actuator, Clamping range, max. : 2.5 mm², Box
16701 | 1425730000 | LMFS 5.00/19/180 3.5SN BK BX | Printed circuit board terminals, 5.00 mm, Number of poles: 19, 180°, Solder pin length (l): 3.5 mm, tinned, black, PUSH IN without actuator, Clamping range, max. : 2.5 mm², Box
16702 | 1425740000 | LMFS 5.00/20/180 3.5SN BK BX | Printed circuit board terminals, 5.00 mm, Number of poles: 20, 180°, Solder pin length (l): 3.5 mm, tinned, black, PUSH IN without actuator, Clamping range, max. : 2.5 mm², Box
16703 | 1425750000 | LMFS 5.00/21/180 3.5SN BK BX | Printed circuit board terminals, 5.00 mm, Number of poles: 21, 180°, Solder pin length (l): 3.5 mm, tinned, black, PUSH IN without actuator, Clamping range, max. : 2.5 mm², Box
16704 | 1425760000 | LMFS 5.00/22/180 3.5SN BK BX | Printed circuit board terminals, 5.00 mm, Number of poles: 22, 180°, Solder pin length (l): 3.5 mm, tinned, black, PUSH IN without actuator, Clamping range, max. : 2.5 mm², Box
16705 | 1425770000 | LMFS 5.00/23/180 3.5SN BK BX | Printed circuit board terminals, 5.00 mm, Number of poles: 23, 180°, Solder pin length (l): 3.5 mm, tinned, black, PUSH IN without actuator, Clamping range, max. : 2.5 mm², Box
16706 | 1425780000 | LMFS 5.00/24/180 3.5SN BK BX | Printed circuit board terminals, 5.00 mm, Number of poles: 24, 180°, Solder pin length (l): 3.5 mm, tinned, black, PUSH IN without actuator, Clamping range, max. : 2.5 mm², Box
16707 | 1426060000 | LMF 5.08/02/180 3.5SN BK BX | Printed circuit board terminals, 5.08 mm, Number of poles: 2, 180°, Solder pin length (l): 3.5 mm, tinned, black, PUSH IN with actuator, Clamping range, max. : 2.5 mm², Box
16708 | 1426070000 | LMF 5.08/03/180 3.5SN BK BX | Printed circuit board terminals, 5.08 mm, Number of poles: 3, 180°, Solder pin length (l): 3.5 mm, tinned, black, PUSH IN with actuator, Clamping range, max. : 2.5 mm², Box
16709 | 1426080000 | LMF 5.08/04/180 3.5SN BK BX | Printed circuit board terminals, 5.08 mm, Number of poles: 4, 180°, Solder pin length (l): 3.5 mm, tinned, black, PUSH IN with actuator, Clamping range, max. : 2.5 mm², Box
16710 | 1426090000 | LMF 5.08/05/180 3.5SN BK BX | Printed circuit board terminals, 5.08 mm, Number of poles: 5, 180°, Solder pin length (l): 3.5 mm, tinned, black, PUSH IN with actuator, Clamping range, max. : 2.5 mm², Box
16711 | 1426110000 | LMF 5.08/06/180 3.5SN BK BX | Printed circuit board terminals, 5.08 mm, Number of poles: 6, 180°, Solder pin length (l): 3.5 mm, tinned, black, PUSH IN with actuator, Clamping range, max. : 2.5 mm², Box
16712 | 1426120000 | LMF 5.08/07/180 3.5SN BK BX | Printed circuit board terminals, 5.08 mm, Number of poles: 7, 180°, Solder pin length (l): 3.5 mm, tinned, black, PUSH IN with actuator, Clamping range, max. : 2.5 mm², Box
16713 | 1426130000 | LMF 5.08/08/180 3.5SN BK BX | Printed circuit board terminals, 5.08 mm, Number of poles: 8, 180°, Solder pin length (l): 3.5 mm, tinned, black, PUSH IN with actuator, Clamping range, max. : 2.5 mm², Box
16714 | 1426140000 | LMF 5.08/09/180 3.5SN BK BX | Printed circuit board terminals, 5.08 mm, Number of poles: 9, 180°, Solder pin length (l): 3.5 mm, tinned, black, PUSH IN with actuator, Clamping range, max. : 2.5 mm², Box
16715 | 1426150000 | LMF 5.08/10/180 3.5SN BK BX | Printed circuit board terminals, 5.08 mm, Number of poles: 10, 180°, Solder pin length (l): 3.5 mm, tinned, black, PUSH IN with actuator, Clamping range, max. : 2.5 mm², Box
16716 | 1426160000 | LMF 5.08/11/180 3.5SN BK BX | Printed circuit board terminals, 5.08 mm, Number of poles: 11, 180°, Solder pin length (l): 3.5 mm, tinned, black, PUSH IN with actuator, Clamping range, max. : 2.5 mm², Box
16717 | 1426170000 | LMF 5.08/12/180 3.5SN BK BX | Printed circuit board terminals, 5.08 mm, Number of poles: 12, 180°, Solder pin length (l): 3.5 mm, tinned, black, PUSH IN with actuator, Clamping range, max. : 2.5 mm², Box
16718 | 1426180000 | LMF 5.08/13/180 3.5SN BK BX | Printed circuit board terminals, 5.08 mm, Number of poles: 13, 180°, Solder pin length (l): 3.5 mm, tinned, black, PUSH IN with actuator, Clamping range, max. : 2.5 mm², Box
16719 | 1426190000 | LMF 5.08/14/180 3.5SN BK BX | Printed circuit board terminals, 5.08 mm, Number of poles: 14, 180°, Solder pin length (l): 3.5 mm, tinned, black, PUSH IN with actuator, Clamping range, max. : 2.5 mm², Box
16720 | 1426200000 | LMF 5.08/15/180 3.5SN BK BX | Printed circuit board terminals, 5.08 mm, Number of poles: 15, 180°, Solder pin length (l): 3.5 mm, tinned, black, PUSH IN with actuator, Clamping range, max. : 2.5 mm², Box
16721 | 1426220000 | LMF 5.08/16/180 3.5SN BK BX | Printed circuit board terminals, 5.08 mm, Number of poles: 16, 180°, Solder pin length (l): 3.5 mm, tinned, black, PUSH IN with actuator, Clamping range, max. : 2.5 mm², Box
16722 | 1426230000 | LMF 5.08/17/180 3.5SN BK BX | Printed circuit board terminals, 5.08 mm, Number of poles: 17, 180°, Solder pin length (l): 3.5 mm, tinned, black, PUSH IN with actuator, Clamping range, max. : 2.5 mm², Box
16723 | 1426240000 | LMF 5.08/18/180 3.5SN BK BX | Printed circuit board terminals, 5.08 mm, Number of poles: 18, 180°, Solder pin length (l): 3.5 mm, tinned, black, PUSH IN with actuator, Clamping range, max. : 2.5 mm², Box
16724 | 1426250000 | LMF 5.08/19/180 3.5SN BK BX | Printed circuit board terminals, 5.08 mm, Number of poles: 19, 180°, Solder pin length (l): 3.5 mm, tinned, black, PUSH IN with actuator, Clamping range, max. : 2.5 mm², Box
16725 | 1426260000 | LMF 5.08/20/180 3.5SN BK BX | Printed circuit board terminals, 5.08 mm, Number of poles: 20, 180°, Solder pin length (l): 3.5 mm, tinned, black, PUSH IN with actuator, Clamping range, max. : 2.5 mm², Box
16726 | 1426270000 | LMF 5.08/21/180 3.5SN BK BX | Printed circuit board terminals, 5.08 mm, Number of poles: 21, 180°, Solder pin length (l): 3.5 mm, tinned, black, PUSH IN with actuator, Clamping range, max. : 2.5 mm², Box
16727 | 1426280000 | LMF 5.08/22/180 3.5SN BK BX | Printed circuit board terminals, 5.08 mm, Number of poles: 22, 180°, Solder pin length (l): 3.5 mm, tinned, black, PUSH IN with actuator, Clamping range, max. : 2.5 mm², Box
16728 | 1426290000 | LMF 5.08/23/180 3.5SN BK BX | Printed circuit board terminals, 5.08 mm, Number of poles: 23, 180°, Solder pin length (l): 3.5 mm, tinned, black, PUSH IN with actuator, Clamping range, max. : 2.5 mm², Box
16729 | 1426310000 | LMF 5.08/24/180 3.5SN BK BX | Printed circuit board terminals, 5.08 mm, Number of poles: 24, 180°, Solder pin length (l): 3.5 mm, tinned, black, PUSH IN with actuator, Clamping range, max. : 2.5 mm², Box
16730 | 1426560000 | LMFS 5.08/24/90 3.5SN BK BX | Printed circuit board terminals, 5.08 mm, Number of poles: 24, 90°, Solder pin length (l): 3.5 mm, tinned, black, PUSH IN without actuator, Clamping range, max. : 2.5 mm², Box
16731 | 1426570000 | LMFS 5.08/02/180 3.5SN BK BX | Printed circuit board terminals, 5.08 mm, Number of poles: 2, 180°, Solder pin length (l): 3.5 mm, tinned, black, PUSH IN without actuator, Clamping range, max. : 2.5 mm², Box
16732 | 1426580000 | LMFS 5.08/03/180 3.5SN BK BX | Printed circuit board terminals, 5.08 mm, Number of poles: 3, 180°, Solder pin length (l): 3.5 mm, tinned, black, PUSH IN without actuator, Clamping range, max. : 2.5 mm², Box
16733 | 1426590000 | LMFS 5.08/04/180 3.5SN BK BX | Printed circuit board terminals, 5.08 mm, Number of poles: 4, 180°, Solder pin length (l): 3.5 mm, tinned, black, PUSH IN without actuator, Clamping range, max. : 2.5 mm², Box
16734 | 1426610000 | LMFS 5.08/05/180 3.5SN BK BX | Printed circuit board terminals, 5.08 mm, Number of poles: 5, 180°, Solder pin length (l): 3.5 mm, tinned, black, PUSH IN without actuator, Clamping range, max. : 2.5 mm², Box
16735 | 1426620000 | LMFS 5.08/06/180 3.5SN BK BX | Printed circuit board terminals, 5.08 mm, Number of poles: 6, 180°, Solder pin length (l): 3.5 mm, tinned, black, PUSH IN without actuator, Clamping range, max. : 2.5 mm², Box
16736 | 1426630000 | LMFS 5.08/07/180 3.5SN BK BX | Printed circuit board terminals, 5.08 mm, Number of poles: 7, 180°, Solder pin length (l): 3.5 mm, tinned, black, PUSH IN without actuator, Clamping range, max. : 2.5 mm², Box
16737 | 1426640000 | LMFS 5.08/08/180 3.5SN BK BX | Printed circuit board terminals, 5.08 mm, Number of poles: 8, 180°, Solder pin length (l): 3.5 mm, tinned, black, PUSH IN without actuator, Clamping range, max. : 2.5 mm², Box
16738 | 1426650000 | LMFS 5.08/09/180 3.5SN BK BX | Printed circuit board terminals, 5.08 mm, Number of poles: 9, 180°, Solder pin length (l): 3.5 mm, tinned, black, PUSH IN without actuator, Clamping range, max. : 2.5 mm², Box
16739 | 1426660000 | LMFS 5.08/10/180 3.5SN BK BX | Printed circuit board terminals, 5.08 mm, Number of poles: 10, 180°, Solder pin length (l): 3.5 mm, tinned, black, PUSH IN without actuator, Clamping range, max. : 2.5 mm², Box
16740 | 1426670000 | LMFS 5.08/11/180 3.5SN BK BX | Printed circuit board terminals, 5.08 mm, Number of poles: 11, 180°, Solder pin length (l): 3.5 mm, tinned, black, PUSH IN without actuator, Clamping range, max. : 2.5 mm², Box
16741 | 1426680000 | LMFS 5.08/12/180 3.5SN BK BX | Printed circuit board terminals, 5.08 mm, Number of poles: 12, 180°, Solder pin length (l): 3.5 mm, tinned, black, PUSH IN without actuator, Clamping range, max. : 2.5 mm², Box
16742 | 1426690000 | LMFS 5.08/13/180 3.5SN BK BX | Printed circuit board terminals, 5.08 mm, Number of poles: 13, 180°, Solder pin length (l): 3.5 mm, tinned, black, PUSH IN without actuator, Clamping range, max. : 2.5 mm², Box
16743 | 1426710000 | LMFS 5.08/14/180 3.5SN BK BX | Printed circuit board terminals, 5.08 mm, Number of poles: 14, 180°, Solder pin length (l): 3.5 mm, tinned, black, PUSH IN without actuator, Clamping range, max. : 2.5 mm², Box
16744 | 1426720000 | LMFS 5.08/15/180 3.5SN BK BX | Printed circuit board terminals, 5.08 mm, Number of poles: 15, 180°, Solder pin length (l): 3.5 mm, tinned, black, PUSH IN without actuator, Clamping range, max. : 2.5 mm², Box
16745 | 1426730000 | LMFS 5.08/16/180 3.5SN BK BX | Printed circuit board terminals, 5.08 mm, Number of poles: 16, 180°, Solder pin length (l): 3.5 mm, tinned, black, PUSH IN without actuator, Clamping range, max. : 2.5 mm², Box
16746 | 1426740000 | LMFS 5.08/17/180 3.5SN BK BX | Printed circuit board terminals, 5.08 mm, Number of poles: 17, 180°, Solder pin length (l): 3.5 mm, tinned, black, PUSH IN without actuator, Clamping range, max. : 2.5 mm², Box
16747 | 1426750000 | LMFS 5.08/18/180 3.5SN BK BX | Printed circuit board terminals, 5.08 mm, Number of poles: 18, 180°, Solder pin length (l): 3.5 mm, tinned, black, PUSH IN without actuator, Clamping range, max. : 2.5 mm², Box
16748 | 1426760000 | LMFS 5.08/19/180 3.5SN BK BX | Printed circuit board terminals, 5.08 mm, Number of poles: 19, 180°, Solder pin length (l): 3.5 mm, tinned, black, PUSH IN without actuator, Clamping range, max. : 2.5 mm², Box
16749 | 1426770000 | LMFS 5.08/20/180 3.5SN BK BX | Printed circuit board terminals, 5.08 mm, Number of poles: 20, 180°, Solder pin length (l): 3.5 mm, tinned, black, PUSH IN without actuator, Clamping range, max. : 2.5 mm², Box
16750 | 1426780000 | LMFS 5.08/21/180 3.5SN BK BX | Printed circuit board terminals, 5.08 mm, Number of poles: 21, 180°, Solder pin length (l): 3.5 mm, tinned, black, PUSH IN without actuator, Clamping range, max. : 2.5 mm², Box
16751 | 1426790000 | LMFS 5.08/22/180 3.5SN BK BX | Printed circuit board terminals, 5.08 mm, Number of poles: 22, 180°, Solder pin length (l): 3.5 mm, tinned, black, PUSH IN without actuator, Clamping range, max. : 2.5 mm², Box
16752 | 1426810000 | LMFS 5.08/23/180 3.5SN BK BX | Printed circuit board terminals, 5.08 mm, Number of poles: 23, 180°, Solder pin length (l): 3.5 mm, tinned, black, PUSH IN without actuator, Clamping range, max. : 2.5 mm², Box
16753 | 1426820000 | LMFS 5.08/24/180 3.5SN BK BX | Printed circuit board terminals, 5.08 mm, Number of poles: 24, 180°, Solder pin length (l): 3.5 mm, tinned, black, PUSH IN without actuator, Clamping range, max. : 2.5 mm², Box
16754 | 1427310000 | LMF 5.00/04/180 3.5SN BK BX | Printed circuit board terminals, 5.00 mm, Number of poles: 4, 180°, Solder pin length (l): 3.5 mm, tinned, black, PUSH IN with actuator, Clamping range, max. : 2.5 mm², Box
16755 | 1427320000 | LMF 5.00/08/180 3.5SN BK BX | Printed circuit board terminals, 5.00 mm, Number of poles: 8, 180°, Solder pin length (l): 3.5 mm, tinned, black, PUSH IN with actuator, Clamping range, max. : 2.5 mm², Box
16756 | 1427330000 | LMF 5.00/07/180 3.5SN BK BX | Printed circuit board terminals, 5.00 mm, Number of poles: 11, 180°, Solder pin length (l): 3.5 mm, tinned, black, PUSH IN with actuator, Clamping range, max. : 2.5 mm², Box
16757 | 1427350000 | SL-SMT 3.50/02/90RF 3.2SN BK BX | PCB plug-in connector, male header, Clip-on flange, THT/THR solder connection, 3.50 mm, Number of poles: 2, 90°, Solder pin length (l): 3.2 mm, tinned, black, Box
16758 | 1451120000 | CH20M22 S PSCSC GGY 2019 | Modular housing, OMNIMATE Housing - series CH20M Graphite grey, Width: 22.5 mm
16759 | 1454740000 | SCHRSA CF L/LS V1 | Automatic machines, Replacement part
16760 | 1454750000 | SCHRSA CF L/LS V2 | Automatic machines, Replacement part
16761 | 1454780000 | FESA CF L/LS V1 | Automatic machines, Replacement part
16762 | 1454800000 | FESA TPE CF UNI | Automatic machines, Replacement part
16763 | 1463800000 | THM EL VIN 12 GE 30M | THM, Device markers, 12 x , yellow
16764 | 1463810000 | THM EL VIN 25 GE 30M | THM, Device markers, 25 x , yellow
16765 | 1463820000 | THM EL VIN 50 GE 30M | THM, Device markers, 50 x , yellow
16766 | 1463870000 | CC-M 27/18 2X3 AL | MetalliCard, Device markers, 26.8 x 18 mm, silver
16767 | 1468880000 | STRIPAX ULTIMATE | Tools, Stripping and cutting tool
16768 | 1475640000 | H0,34/5 | Wire-end ferrule, Standard, 5 mm, 5 mm, No
16769 | 1476010000 | H0,5/16 OR BD GSP | Wire-end ferrule, Standard, 12 mm, 10 mm, orange
16770 | 1476030000 | H0,75/16 W BD GSP | Wire-end ferrule, Standard, 12 mm, 10 mm, white
16771 | 1476040000 | H1,0/16 GE BD GSP | Wire-end ferrule, Standard, 12 mm, 10 mm, yellow
16772 | 1476050000 | H1,5/16 R BD GSP | Wire-end ferrule, Standard, 12 mm, 10 mm, red
16773 | 1476060000 | H2,5/16D BL BD GSP | Wire-end ferrule, Standard, 12 mm, 10 mm, blue
16774 | 1476080000 | H0,75/16D GR BD GSP | Wire-end ferrule, Standard, 12 mm, 10 mm, grey
16775 | 1476230000 | H0,5/14 OR SP | Wire-end ferrule, Standard, 10 mm, 8 mm, orange
16776 | 1476290000 | H4,0/18D GR SP | Wire-end ferrule, Standard, 12 mm, 10 mm, grey
16777 | 1476320000 | H1,0/14D R SP | Wire-end ferrule, Standard, 10 mm, 8 mm, red
16778 | 1476850000 | HUEHABA 0.5 CA 100-2.5 | Accessories, Replacement part
16779 | 1476870000 | HUEHABA 1,0 CA 100-2.5 | Accessories, Replacement part
16780 | 1476880000 | HUEHABA 1,5 CA 100-2.5 | Accessories, Replacement part
16781 | 1476890000 | HUEHABA 2,5 CA 100-2.5 | Accessories, Replacement part
16782 | 1476900000 | HUEHABA 0,75 CA 100-2.5 | Accessories, Replacement part
16783 | 1479090000 | DMS PRO SET | Mounting tool
16784 | 1479110000 | AKKU DMS PRO | Mounting tool
16785 | 1479120000 | DMS PRO | Mounting tool
16786 | 1479650000 | TRS 5VDC 1CO 16A | TERMSERIES, Relay module, Number of contacts: 1, CO contact AgNi, Rated control voltage: 5 V DC ±20 %, Continuous current: 16 A, Screw connection, Test button available: No
16787 | 1479670000 | TRS 12VDC 1CO 16A | TERMSERIES, Relay module, Number of contacts: 1, CO contact AgNi, Rated control voltage: 12 V DC ±20 %, Continuous current: 16 A, Screw connection, Test button available: No
16788 | 1479680000 | TRS 24VDC 1CO 16A | TERMSERIES, Relay module, Number of contacts: 1, CO contact AgNi, Rated control voltage: 24 V DC ±20 %, Continuous current: 16 A, Screw connection, Test button available: No
16789 | 1479690000 | TRS 24VUC 1CO 16A | TERMSERIES, Relay module, Number of contacts: 1, CO contact AgNi, Rated control voltage: 24 V UC ±10 %, Continuous current: 16 A, Screw connection, Test button available: No
16790 | 1479700000 | TRS 48VUC 1CO 16A | TERMSERIES, Relay module, Number of contacts: 1, CO contact AgNi, Rated control voltage: 48 V UC ±10 %, Continuous current: 16 A, Screw connection, Test button available: No
16791 | 1479710000 | TRS 60VUC 1CO 16A | TERMSERIES, Relay module, Number of contacts: 1, CO contact AgNi, Rated control voltage: 60 V UC ±10 %, Continuous current: 16 A, Screw connection, Test button available: No
16792 | 1479730000 | TRS 120VUC 1CO 16A | TERMSERIES, Relay module, Number of contacts: 1, CO contact AgNi, Rated control voltage: 120 V UC ±10 %, Continuous current: 16 A, Screw connection, Test button available: No
16793 | 1479740000 | TRS 230VUC 1CO 16A | TERMSERIES, Relay module, Number of contacts: 1, CO contact AgNi, Rated control voltage: 230 V UC ±5 %, Continuous current: 16 A, Screw connection, Test button available: No
16794 | 1479750000 | TRS 120VAC RC 1CO 16A | TERMSERIES, Relay module, Number of contacts: 1, CO contact AgNi, Rated control voltage: 120 V AC ±10 %, Continuous current: 16 A, Screw connection, Test button available: No
16795 | 1479760000 | TRS 230VAC RC 1CO 16A | TERMSERIES, Relay module, Number of contacts: 1, CO contact AgNi, Rated control voltage: 230 V AC ±5 %, Continuous current: 16 A, Screw connection, Test button available: No
16796 | 1479770000 | TRS 24-230VUC 1CO 16A | TERMSERIES, Relay module, Number of contacts: 1, CO contact AgNi, Rated control voltage: 24?230 V UC ±10 %, Continuous current: 16 A, Screw connection, Test button available: No
16797 | 1479780000 | TRS 24VDC 1NO HC | TERMSERIES, Relay module, Number of contacts: 1, NO contact AgSnO, Rated control voltage: 24 V DC ±20 %, Continuous current: 16 A, Screw connection, Test button available: No
16798 | 1479790000 | TRS 24-230VUC 1NO HC | TERMSERIES, Relay module, Number of contacts: 1, NO contact AgSnO, Rated control voltage: 24?230 V UC ±10 %, Continuous current: 16 A, Screw connection, Test button available: No
16799 | 1479800000 | TRZ 5VDC 1CO 16A | TERMSERIES, Relay module, Number of contacts: 1, CO contact AgNi, Rated control voltage: 5 V DC ±20 %, Continuous current: 16 A, Tension-clamp connection, Test button available: No
16800 | 1479810000 | TRS 24VDC 1NO HCP | TERMSERIES, Relay module, Number of contacts: 1, NO contact AgSnO + W, Rated control voltage: 24 V DC ±20 %, Continuous current: 16 A, Screw connection, Test button available: No
16801 | 1479820000 | TRZ 12VDC 1CO 16A | TERMSERIES, Relay module, Number of contacts: 1, CO contact AgNi, Rated control voltage: 12 V DC ±20 %, Continuous current: 16 A, Tension-clamp connection, Test button available: No
16802 | 1479830000 | TRS 24-230VUC 1NO HCP | TERMSERIES, Relay module, Number of contacts: 1, NO contact AgSnO + W, Rated control voltage: 24?230 V UC ±10 %, Continuous current: 16 A, Screw connection, Test button available: No
16803 | 1479840000 | TRZ 24VDC 1CO 16A | TERMSERIES, Relay module, Number of contacts: 1, CO contact AgNi, Rated control voltage: 24 V DC ±20 %, Continuous current: 16 A, Tension-clamp connection, Test button available: No
16804 | 1479850000 | TRZ 24VUC 1CO 16A | TERMSERIES, Relay module, Number of contacts: 1, CO contact AgNi, Rated control voltage: 24 V UC ±10 %, Continuous current: 16 A, Tension-clamp connection, Test button available: No
16805 | 1479870000 | TRZ 48VUC 1CO 16A | TERMSERIES, Relay module, Number of contacts: 1, CO contact AgNi, Rated control voltage: 48 V UC ±10 %, Continuous current: 16 A, Tension-clamp connection, Test button available: No
16806 | 1479880000 | TRZ 60VUC 1CO 16A | TERMSERIES, Relay module, Number of contacts: 1, CO contact AgNi, Rated control voltage: 60 V UC ±10 %, Continuous current: 16 A, Tension-clamp connection, Test button available: No
16807 | 1479890000 | TRZ 120VUC 1CO 16A | TERMSERIES, Relay module, Number of contacts: 1, CO contact AgNi, Rated control voltage: 120 V UC ±10 %, Continuous current: 16 A, Tension-clamp connection, Test button available: No
16808 | 1479900000 | TRZ 230VUC 1CO 16A | TERMSERIES, Relay module, Number of contacts: 1, CO contact AgNi, Rated control voltage: 230 V UC ±5 %, Continuous current: 16 A, Tension-clamp connection, Test button available: No
16809 | 1479910000 | TRZ 120VAC RC 1CO 16A | TERMSERIES, Relay module, Number of contacts: 1, CO contact AgNi, Rated control voltage: 120 V AC ±10 %, Continuous current: 16 A, Tension-clamp connection, Test button available: No
16810 | 1479920000 | TRZ 230VAC RC 1CO 16A | TERMSERIES, Relay module, Number of contacts: 1, CO contact AgNi, Rated control voltage: 230 V AC ±5 %, Continuous current: 16 A, Tension-clamp connection, Test button available: No
16811 | 1479930000 | TRZ 24-230VUC 1CO 16A | TERMSERIES, Relay module, Number of contacts: 1, CO contact AgNi, Rated control voltage: 24?230 V UC ±10 %, Continuous current: 16 A, Tension-clamp connection, Test button available: No
16812 | 1479940000 | TRZ 24VDC 1NO HC | TERMSERIES, Relay module, Number of contacts: 1, NO contact AgSnO, Rated control voltage: 24 V DC ±20 %, Continuous current: 16 A, Tension-clamp connection, Test button available: No
16813 | 1479950000 | TRZ 24-230VUC 1NO HC | TERMSERIES, Relay module, Number of contacts: 1, NO contact AgSnO, Rated control voltage: 24?230 V UC ±10 %, Continuous current: 16 A, Tension-clamp connection, Test button available: No
16814 | 1479970000 | TRZ 24VDC 1NO HCP | TERMSERIES, Relay module, Number of contacts: 1, NO contact AgSnO + W, Rated control voltage: 24 V DC ±20 %, Continuous current: 16 A, Tension-clamp connection, Test button available: No
16815 | 1479980000 | TRZ 24-230VUC 1NO HCP | TERMSERIES, Relay module, Number of contacts: 1, NO contact AgSnO + W, Rated control voltage: 24?230 V UC ±10 %, Continuous current: 16 A, Tension-clamp connection, Test button available: No
16816 | 1480180000 | CROSS-KEY-QUADRO | Univeral key
16817 | 1480190000 | CROSS-KEY-DUO | Univeral key
16818 | 1483780000 | CC-M 10/30 2X2.5 AL | MetalliCard, Device markers, 10 x 30 mm, silver
16819 | 1484880000 | EXZ-SET CF L/LS V3 | Automatic machines, Replacement part
16820 | 1492950000 | VPLN/-95 | cable lug, terminal end,95 mm²,95 mm²
16821 | 1492980000 | VSTN/0,1-0,5 | cable lug, terminal end,0.1 mm² - 0.5 mm²
16822 | 1492990000 | VSTN/0,5-1 | cable lug, terminal end,0.5 mm² - 1 mm²
16823 | 1493010000 | VSTN/1,5-2,5 | cable lug, terminal end,1.5 mm² - 2.5 mm²
16824 | 1493020000 | VSTN/4-6 | cable lug, terminal end,4 mm² - 6 mm²
16825 | 1493030000 | VSTN/10 | cable lug, terminal end,10 mm²,10 mm²
16826 | 1493040000 | VSTN/16 | cable lug, terminal end,16 mm²,16 mm²
16827 | 1493050000 | VSTN/25 | cable lug, terminal end,25 mm²,25 mm²
16828 | 1493060000 | VSTN/35 | cable lug, terminal end,35 mm²,35 mm²
16829 | 1493070000 | VSTN/50 | cable lug, terminal end,50 mm²,50 mm²
16830 | 1493080000 | VSTN/70 | cable lug, terminal end,70 mm²,70 mm²
16831 | 1493090000 | VSTN/95 | cable lug, terminal end,95 mm²,95 mm²
16832 | 1493110000 | VSTN/120 | cable lug, terminal end,120 mm²,120 mm²
16833 | 1493260000 | KQN-M8/-95 | cable lug, terminal end,95 mm²
16834 | 1493380000 | KQN-M12/-150 | cable lug, terminal end,150 mm²
16835 | 1493410000 | KQN-M20/-150 | cable lug, terminal end,150 mm²
16836 | 1493420000 | KQN-M10/-185 | cable lug, terminal end,185 mm²
16837 | 1493430000 | KQN-M12/-185 | cable lug, terminal end,185 mm²
16838 | 1493470000 | KQN-M12/-240 | cable lug, terminal end,240 mm²
16839 | 1493480000 | KQN-M16/-240 | cable lug, terminal end,240 mm²
16840 | 1493490000 | KQN-M16/-25 | cable lug, terminal end,25 mm²
16841 | 1493510000 | KQN-M6/-50 | cable lug, terminal end,50 mm²
16842 | 1493520000 | KQN-M20/-35 | cable lug, terminal end,35 mm²
16843 | 1493540000 | KQNG-M3/-1 | cable lug, terminal end,0.5 mm² - 1 mm²
16844 | 1493550000 | KQNG-M3,5/-1 | cable lug, terminal end,0.5 mm² - 1 mm²
16845 | 1493560000 | KQNG-M4/S/-1 | cable lug, terminal end,0.5 mm² - 1 mm²
16846 | 1493570000 | KQNG-M4/-1 | cable lug, terminal end,0.5 mm² - 1 mm²
16847 | 1493580000 | KQNG-M5/-1 | cable lug, terminal end,0.5 mm² - 1 mm²
16848 | 1493590000 | KQNG-M6/-1 | cable lug, terminal end,0.5 mm² - 1 mm²
16849 | 1493600000 | KQNG-M3/-2,5 | cable lug, terminal end,1.5 mm² - 2.5 mm²
16850 | 1493610000 | KQNG-M3,5/-2,5 | cable lug, terminal end,1.5 mm² - 2.5 mm²
16851 | 1493620000 | KQNG-M4/S/-2,5 | cable lug, terminal end,1.5 mm² - 2.5 mm²
16852 | 1493640000 | KQNG-M5/-2,5 | cable lug, terminal end,1.5 mm² - 2.5 mm²
16853 | 1493650000 | KQNG-M6/-2,5 | cable lug, terminal end,1.5 mm² - 2.5 mm²
16854 | 1493670000 | KQN-M2/-0,5 | cable lug, terminal end,0.1 mm² - 0.5 mm²
16855 | 1493680000 | KQN-M3/-0,5 | cable lug, terminal end,0.1 mm² - 0.5 mm²
16856 | 1493690000 | KQN-M4/-0,5 | cable lug, terminal end,0.1 mm² - 0.5 mm²
16857 | 1493700000 | KQN-M5/-0,5 | cable lug, terminal end,0.1 mm² - 0.5 mm²
16858 | 1493710000 | KQN-M10/-1 | cable lug, terminal end,0.5 mm² - 1 mm²
16859 | 1493720000 | KQN-M2/-1 | cable lug, terminal end,0.5 mm² - 1 mm²
16860 | 1493730000 | KQN-M2,5/-1 | cable lug, terminal end,0.5 mm² - 1 mm²
16861 | 1493750000 | KQN-M3,5/-1 | cable lug, terminal end,0.5 mm² - 1 mm²
16862 | 1493760000 | KQN-M4/S/-1 | cable lug, terminal end,0.5 mm² - 1 mm²
16863 | 1493780000 | KQN-M5/S/-1 | cable lug, terminal end,0.5 mm² - 1 mm²
16864 | 1493790000 | KQN-M5/-1 | cable lug, terminal end,0.5 mm² - 1 mm²
16865 | 1493800000 | KQN-M6/-1 | cable lug, terminal end,0.5 mm² - 1 mm²
16866 | 1493810000 | KQN-M8/-1 | cable lug, terminal end,0.5 mm² - 1 mm²
16867 | 1493820000 | KQN-M3/-2,5 | cable lug, terminal end,1.5 mm² - 2.5 mm²
16868 | 1493830000 | KQN-M3,5/-2,5 | cable lug, terminal end,1.5 mm² - 2.5 mm²
16869 | 1493840000 | KQN-M4/S/-2,5 | cable lug, terminal end,1.5 mm² - 2.5 mm²
16870 | 1493850000 | KQN-M4/-2,5 | cable lug, terminal end,1.5 mm² - 2.5 mm²
16871 | 1493870000 | KQN-M5/S/-2,5 | cable lug, terminal end,1.5 mm² - 2.5 mm²
16872 | 1493890000 | KQN-M5/-2,5 | cable lug, terminal end,1.5 mm² - 2.5 mm²
16873 | 1493910000 | KQN-M8/-2,5 | cable lug, terminal end,1.5 mm² - 2.5 mm²
16874 | 1493930000 | KQN-M10/-2,5 | cable lug, terminal end,1.5 mm² - 2.5 mm²
16875 | 1493940000 | KQN-M12/-2,5 | cable lug, terminal end,1.5 mm² - 2.5 mm²
16876 | 1493960000 | KQN-M5/-6 | cable lug, terminal end,4 mm² - 6 mm²
16877 | 1493970000 | KQN-M6/-6 | cable lug, terminal end,4 mm² - 6 mm²
16878 | 1493980000 | KQN-M8/-6 | cable lug, terminal end,4 mm² - 6 mm²
16879 | 1493990000 | KQN-M10/-6 | cable lug, terminal end,4 mm² - 6 mm²
16880 | 1494000000 | KQN-M12/-6 | cable lug, terminal end,4 mm² - 6 mm²
16881 | 1494010000 | KQN-M4/-10 | cable lug, terminal end,10 mm²
16882 | 1494020000 | KQN-M5/-10 | cable lug, terminal end,10 mm²
16883 | 1494030000 | KQN-M6/-10 | cable lug, terminal end,10 mm²
16884 | 1494040000 | KQN-M8/-10 | cable lug, terminal end,10 mm²
16885 | 1494060000 | KQN-M12/-10 | cable lug, terminal end,10 mm²
16886 | 1494070000 | KQN-M5/-16 | cable lug, terminal end,16 mm²
16887 | 1494080000 | KQN-M6/-16 | cable lug, terminal end,16 mm²
16888 | 1494090000 | KQN-M8/-16 | cable lug, terminal end,16 mm²
16889 | 1494100000 | KQN-M10/-16 | cable lug, terminal end,16 mm²
16890 | 1494110000 | KQN-M12/-16 | cable lug, terminal end,16 mm²
16891 | 1494120000 | KQN-M5/-25 | cable lug, terminal end,25 mm²
16892 | 1494130000 | KQN-M6/-25 | cable lug, terminal end,25 mm²
16893 | 1494140000 | KQN-M8/-25 | cable lug, terminal end,25 mm²
16894 | 1494150000 | KQN-M10/-25 | cable lug, terminal end,25 mm²
16895 | 1494160000 | KQN-M12/-25 | cable lug, terminal end,25 mm²
16896 | 1494170000 | KQN-M6/-35 | cable lug, terminal end,35 mm²
16897 | 1494180000 | KQN-M8/-35 | cable lug, terminal end,35 mm²
16898 | 1494190000 | KQN-M10/-35 | cable lug, terminal end,35 mm²
16899 | 1494340000 | KRN-M10/-240 S | cable lug, terminal end,240 mm²
16900 | 1494370000 | KRN-M16/-240 S | cable lug, terminal end,240 mm²
16901 | 1494380000 | KRN-M10/300 S | cable lug, terminal end,300 mm²
16902 | 1494390000 | KRN-M12/-300 S | cable lug, terminal end,300 mm²
16903 | 1494400000 | KRN-M16/-300 S | cable lug, terminal end,300 mm²
16904 | 1494410000 | KRN-M6/-120 S | cable lug, terminal end,120 mm²
16905 | 1494420000 | KRN-M8/-120 S | cable lug, terminal end,120 mm²
16906 | 1494440000 | KRN-M6/-150 S | cable lug, terminal end,150 mm²
16907 | 1494450000 | KWN-M10/-120 90 | cable lug, terminal end,120 mm²
16908 | 1494490000 | KWN-M8/-150 90 | cable lug, terminal end,150 mm²
16909 | 1494500000 | KWN-M10/150 90 | cable lug, terminal end,150 mm²
16910 | 1494520000 | KWN-M16/-150 90 | cable lug, terminal end,150 mm²
16911 | 1494530000 | KWN-M20/-150 90 | cable lug, terminal end,150 mm²
16912 | 1494540000 | KWN-M10/-185 90 | cable lug, terminal end,185 mm²
16913 | 1494680000 | KWN-M8/-120 90 | cable lug, terminal end,120 mm²
16914 | 1494690000 | KWN-M16/-35 90 | cable lug, terminal end,35 mm²
16915 | 1494710000 | KWN-M20/-50 90 | cable lug, terminal end,50 mm²
16916 | 1494720000 | VSTN/-6 | cable lug, terminal end,6 mm²,6 mm²
16917 | 1494730000 | VSTN/-25 | cable lug, terminal end,25 mm²,25 mm²
16918 | 1494740000 | VSTN/-35 | cable lug, terminal end,35 mm²,35 mm²
16919 | 1494760000 | VSTN/-70 | cable lug, terminal end,70 mm²,70 mm²
16920 | 1494770000 | VSTN/-95 | cable lug, terminal end,95 mm²,95 mm²
16921 | 1494780000 | VSTN/-120 | cable lug, terminal end,120 mm²,120 mm²
16922 | 1494790000 | KRN-M6/-35 S | cable lug, terminal end,35 mm²
16923 | 1494810000 | KRN-M8/-35 S | cable lug, terminal end,35 mm²
16924 | 1494820000 | KRN-M6/-50 S | cable lug, terminal end,50 mm²
16925 | 1494830000 | KRN-M8/-50 S | cable lug, terminal end,50 mm²
16926 | 1494840000 | KRN-M10/-50 S | cable lug, terminal end,50 mm²
16927 | 1494850000 | KRN-M6/-70 S | cable lug, terminal end,70 mm²
16928 | 1494860000 | KRN-M8/-70 S | cable lug, terminal end,70 mm²
16929 | 1494870000 | KRN-M10/-70 S | cable lug, terminal end,70 mm²
16930 | 1494880000 | KRN-M12/-70 S | cable lug, terminal end,70 mm²
16931 | 1494900000 | KRN-M10/-95 S | cable lug, terminal end,95 mm²
16932 | 1494910000 | KRN-M12/-95 S | cable lug, terminal end,95 mm²
16933 | 1494920000 | KRN-M10/-120 S | cable lug, terminal end,120 mm²
16934 | 1494930000 | KRN-M12/-120 S | cable lug, terminal end,120 mm²
16935 | 1494940000 | KRN-M8/-150 S | cable lug, terminal end,150 mm²
16936 | 1494950000 | KRN-M10/-150 S | cable lug, terminal end,150 mm²
16937 | 1494970000 | KRN-M12/-150 S | cable lug, terminal end,150 mm²
16938 | 1494990000 | KRN-M12/-185 S | cable lug, terminal end,185 mm²
16939 | 1495000000 | KRN-M16/-185 S | cable lug, terminal end,185 mm²
16940 | 1495010000 | KRN-M3/-0,75 | cable lug, terminal end,0.5 mm² - 0.75 mm²
16941 | 1495020000 | KRN-M4/-0,75 | cable lug, terminal end,0.5 mm² - 0.75 mm²
16942 | 1495030000 | KRN-M5/-0,75 | cable lug, terminal end,0.5 mm² - 0.75 mm²
16943 | 1495040000 | KRN-M3/-1,5 | cable lug, terminal end,1 mm² - 1.5 mm²
16944 | 1495050000 | KRN-M4/-1,5 | cable lug, terminal end,1 mm² - 1.5 mm²
16945 | 1495070000 | KRN-M5/-1,5 | cable lug, terminal end,1 mm² - 1.5 mm²
16946 | 1495080000 | KRN-M6/-1,5 | cable lug, terminal end,1 mm² - 1.5 mm²
16947 | 1495090000 | KRN-M4/-2,5 | cable lug, terminal end,2.5 mm²
16948 | 1495110000 | KRN-M6/-2,5 | cable lug, terminal end,2.5 mm²
16949 | 1495120000 | KRN-M8/-2,5 | cable lug, terminal end,2.5 mm²
16950 | 1495130000 | KRN-M4/-4 | cable lug, terminal end,4 mm²
16951 | 1495140000 | KRN-M5/-4 | cable lug, terminal end,4 mm²
16952 | 1495170000 | KRN-M8/-4 | cable lug, terminal end,4 mm²
16953 | 1495180000 | KWN-M3/-0,75 90 | cable lug, terminal end,0.5 mm² - 0.75 mm²
16954 | 1495190000 | KWN-M4/-0,75 90 | cable lug, terminal end,0.5 mm² - 0.75 mm²
16955 | 1495200000 | KWN-M5/-0,75 90 | cable lug, terminal end,0.5 mm² - 0.75 mm²
16956 | 1495210000 | KWN-M3/-1,5 90 | cable lug, terminal end,1 mm² - 1.5 mm²
16957 | 1495220000 | KWN-M4/-1,5 90 | cable lug, terminal end,1 mm² - 1.5 mm²
16958 | 1495230000 | KWN-M5/-1,5 90 | cable lug, terminal end,1 mm² - 1.5 mm²
16959 | 1495240000 | KWN-M6/-1,5 90 | cable lug, terminal end,1 mm² - 1.5 mm²
16960 | 1495250000 | KWN-M4/-2,5 90 | cable lug, terminal end,2.5 mm²
16961 | 1495270000 | KWN-M5/-2,5 90 | cable lug, terminal end,2.5 mm²
16962 | 1495280000 | KWN-M6/-2,5 90 | cable lug, terminal end,2.5 mm²
16963 | 1495290000 | KWN-M8/-2,5 90 | cable lug, terminal end,2.5 mm²
16964 | 1495300000 | KWN-M4/-4 90 | cable lug, terminal end,4 mm²
16965 | 1495310000 | KWN-M5/-4 90 | cable lug, terminal end,4 mm²
16966 | 1495320000 | KWN-M6/-4 90 | cable lug, terminal end,4 mm²
16967 | 1495330000 | KWN-M8/-4 90 | cable lug, terminal end,4 mm²
16968 | 1495340000 | KWN-M10/-185 45 | cable lug, terminal end,185 mm²
16969 | 1495350000 | KWN-M12/-185 45 | cable lug, terminal end,185 mm²
16970 | 1495370000 | KWN-M16/-185 45 | cable lug, terminal end,185 mm²
16971 | 1495390000 | KWN-M10/-240 45 | cable lug, terminal end,240 mm²
16972 | 1495400000 | KWN-M12/-240 45 | cable lug, terminal end,240 mm²
16973 | 1495410000 | KWN-M16/-240 45 | cable lug, terminal end,240 mm²
16974 | 1495430000 | KRN-M10/-185 | cable lug, terminal end,185 mm²
16975 | 1495450000 | KRN-M16/-185 | cable lug, terminal end,185 mm²
16976 | 1495470000 | KRN-M20/-185 | cable lug, terminal end,185 mm²
16977 | 1495480000 | KRN-M8/-240 | cable lug, terminal end,240 mm²
16978 | 1495490000 | KRN-M10/-240 | cable lug, terminal end,240 mm²
16979 | 1495500000 | KRN-M12/-240 | cable lug, terminal end,240 mm²
16980 | 1495520000 | KRN-M20/-240 | cable lug, terminal end,240 mm²
16981 | 1495540000 | KRN-M12/-300 | cable lug, terminal end,300 mm²
16982 | 1495550000 | KRN-M16/-300 | cable lug, terminal end,300 mm²
16983 | 1495570000 | KRN-M12/-70 | cable lug, terminal end,70 mm²
16984 | 1495580000 | KRN-M16/-70 | cable lug, terminal end,70 mm²
16985 | 1495590000 | KRN-M20/-70 | cable lug, terminal end,70 mm²
16986 | 1495600000 | KRN-M8/-95 | cable lug, terminal end,95 mm²
16987 | 1495630000 | KRN-M16/-95 | cable lug, terminal end,95 mm²
16988 | 1495640000 | KRN-M20/-95 | cable lug, terminal end,95 mm²
16989 | 1495650000 | KRN-M10/-120 | cable lug, terminal end,120 mm²
16990 | 1495680000 | KRN-M16/-120 | cable lug, terminal end,120 mm²
16991 | 1495690000 | KRN-M20/-120 | cable lug, terminal end,120 mm²
16992 | 1495700000 | KRN-M8/-150 | cable lug, terminal end,150 mm²
16993 | 1495730000 | KRN-M16/-150 | cable lug, terminal end,150 mm²
16994 | 1495740000 | KRN-M20/-150 | cable lug, terminal end,150 mm²
16995 | 1495750000 | KRN-M14/-50 | cable lug, terminal end,50 mm²
16996 | 1495770000 | KRN-M14/-70 | cable lug, terminal end,70 mm²
16997 | 1495780000 | KRN-M14/-95 | cable lug, terminal end,95 mm²
16998 | 1495790000 | KRN-M8/-120 | cable lug, terminal end,120 mm²
16999 | 1495800000 | KRN-M14/-120 | cable lug, terminal end,120 mm²
17000 | 1495810000 | KRN-M14/-150 | cable lug, terminal end,150 mm²
17001 | 1495820000 | KRN-M6/-95 | cable lug, terminal end,95 mm²
17002 | 1495830000 | KRN-M5/-25 | cable lug, terminal end,25 mm²
17003 | 1495840000 | KRN-M20/-50 | cable lug, terminal end,50 mm²
17004 | 1495870000 | KWN-M8/-25 90 | cable lug, terminal end,25 mm²
17005 | 1495910000 | KWN-M6/-35 90 | cable lug, terminal end,35 mm²
17006 | 1495920000 | KWN-M8/-35 90 | cable lug, terminal end,35 mm²
17007 | 1495940000 | KWN-M12/-35 90 | cable lug, terminal end,35 mm²
17008 | 1495950000 | KWN-M6/-50 90 | cable lug, terminal end,50 mm²
17009 | 1495980000 | KWN-M10/-50 90 | cable lug, terminal end,50 mm²
17010 | 1495990000 | KWN-M12/-50 90 | cable lug, terminal end,50 mm²
17011 | 1496010000 | KWN-M6/-70 90 | cable lug, terminal end,70 mm²
17012 | 1496050000 | KWN-M16/-70 90 | cable lug, terminal end,70 mm²
17013 | 1496080000 | KWN-M8/-95 90 | cable lug, terminal end,95 mm²
17014 | 1496090000 | KWN-M10/-95 90 | cable lug, terminal end,95 mm²
17015 | 1496110000 | KWN-M16/-95 90 | cable lug, terminal end,95 mm²
17016 | 1496130000 | KWN-M6/-6 90 | cable lug, terminal end,6 mm²
17017 | 1496140000 | KWN-M8/-6 90 | cable lug, terminal end,6 mm²
17018 | 1496150000 | KWN-M10/-6 90 | cable lug, terminal end,6 mm²
17019 | 1496180000 | KWN-M6/-25 45 | cable lug, terminal end,25 mm²
17020 | 1496190000 | KWN-M8/-25 45 | cable lug, terminal end,25 mm²
17021 | 1496200000 | KWN-M10/-25 45 | cable lug, terminal end,25 mm²
17022 | 1496220000 | KWN-M6/-35 45 | cable lug, terminal end,35 mm²
17023 | 1496230000 | KWN-M8/-35 45 | cable lug, terminal end,35 mm²
17024 | 1496250000 | KWN-M12/-35 45 | cable lug, terminal end,35 mm²
17025 | 1496270000 | KWN-M6/-50 45 | cable lug, terminal end,50 mm²
17026 | 1496280000 | KWN-M8/-50 45 | cable lug, terminal end,50 mm²
17027 | 1496290000 | KWN-M10/-50 45 | cable lug, terminal end,50 mm²
17028 | 1496300000 | KWN-M12/-50 45 | cable lug, terminal end,50 mm²
17029 | 1496330000 | KWN-M12/-70 45 | cable lug, terminal end,70 mm²
17030 | 1496340000 | KWN-M8/-95 45 | cable lug, terminal end,95 mm²
17031 | 1496350000 | KWN-M10/-95 45 | cable lug, terminal end,95 mm²
17032 | 1496370000 | KWN-M12/-95 45 | cable lug, terminal end,95 mm²
17033 | 1496380000 | KWN-M16/-95 45 | cable lug, terminal end,95 mm²
17034 | 1496390000 | KWN-M8/-120 45 | cable lug, terminal end,120 mm²
17035 | 1496400000 | KWN-M10/-120 45 | cable lug, terminal end,120 mm²
17036 | 1496410000 | KWN-M12/-120 45 | cable lug, terminal end,120 mm²
17037 | 1496430000 | KWN-M8/-150 45 | cable lug, terminal end,150 mm²
17038 | 1496440000 | KWN-M10/-150 45 | cable lug, terminal end,150 mm²
17039 | 1496450000 | KWN-M12/-150 45 | cable lug, terminal end,150 mm²
17040 | 1496470000 | KWN-M16/-150 45 | cable lug, terminal end,150 mm²
17041 | 1496480000 | KWN-M20/-150 45 | cable lug, terminal end,150 mm²
17042 | 1496490000 | KRN-M6/-25 | cable lug, terminal end,25 mm²
17043 | 1496520000 | KRN-M12/-25 | cable lug, terminal end,25 mm²
17044 | 1496530000 | KRN-M14/-25 | cable lug, terminal end,25 mm²
17045 | 1496540000 | KRN-M6/-35 | cable lug, terminal end,35 mm²
17046 | 1496590000 | KRN-M6/-50 | cable lug, terminal end,50 mm²
17047 | 1496630000 | KRN-M16/-50 | cable lug, terminal end,50 mm²
17048 | 1496640000 | KRN-M6/-70 | cable lug, terminal end,70 mm²
17049 | 1496680000 | KWPN-M20/150 90 | cable lug, terminal end,150 mm²
17050 | 1496690000 | KWPN-M10/-185 90 | cable lug, terminal end,185 mm²
17051 | 1496710000 | KWPN-M16/-185 90 | cable lug, terminal end,185 mm²
17052 | 1496730000 | KWPN-M12/-240 90 | cable lug, terminal end,240 mm²
17053 | 1496770000 | KWPN-M12/-300 90 | cable lug, terminal end,300 mm²
17054 | 1496810000 | KWN-M5/-10 45 | cable lug, terminal end,10 mm²
17055 | 1496820000 | KWN-M6/-10 45 | cable lug, terminal end,10 mm²
17056 | 1496830000 | KWN-M8/-10 45 | cable lug, terminal end,10 mm²
17057 | 1496870000 | KWN-M6/-16 45 | cable lug, terminal end,16 mm²
17058 | 1496880000 | KWN-M8/-16 45 | cable lug, terminal end,16 mm²
17059 | 1496950000 | KRN-M12/-10 | cable lug, terminal end,10 mm²
17060 | 1497100000 | KWN-M8/-16 90 | cable lug, terminal end,16 mm²
17061 | 1497110000 | KWN-M10/-16 90 | cable lug, terminal end,16 mm²
17062 | 1497140000 | VSTN/-16 | cable lug, terminal end,16 mm²,16 mm²
17063 | 1497350000 | VSTN/-2,5 | cable lug, terminal end,2.5 mm²,2.5 mm²
17064 | 1497370000 | VSTN/-4 | cable lug, terminal end,4 mm²,4 mm²
17065 | 1497380000 | VSTN/-150 | cable lug, terminal end,150 mm²,150 mm²
17066 | 1497390000 | VSTN/-185 | cable lug, terminal end,185 mm²,185 mm²
17067 | 1497400000 | VSTN/-240 | cable lug, terminal end,240 mm²,240 mm²
17068 | 1497410000 | VSTN/-300 | cable lug, terminal end,300 mm²,300 mm²
17069 | 1497470000 | KWPN-M10/-16 90 | cable lug, terminal end,16 mm²
17070 | 1497490000 | KWPN-M6/-25 90 | cable lug, terminal end,25 mm²
17071 | 1497510000 | KWPN-M8/-25 90 | cable lug, terminal end,25 mm²
17072 | 1497520000 | KWPN-M10/-25 | cable lug, terminal end,25 mm²
17073 | 1497530000 | KWPN-M12/-25 90 | cable lug, terminal end,25 mm²
17074 | 1497550000 | KWPN-M8/-35 90 | cable lug, terminal end,35 mm²
17075 | 1497570000 | KWPN-M10/-35 90 | cable lug, terminal end,35 mm²
17076 | 1497590000 | KWPN-M8/-50 90 | cable lug, terminal end,50 mm²
17077 | 1497610000 | KWPN-M10/-50 90 | cable lug, terminal end,50 mm²
17078 | 1497620000 | KWPN-M12/-50 90 | cable lug, terminal end,50 mm²
17079 | 1497640000 | KWPN-M8/-70 90 | cable lug, terminal end,70 mm²
17080 | 1497650000 | KWPN-M10/-70 90 | cable lug, terminal end,70 mm²
17081 | 1497660000 | KWPN-M12/-70 90 | cable lug, terminal end,70 mm²
17082 | 1497690000 | KWPN-M8/-95 90 | cable lug, terminal end,95 mm²
17083 | 1497840000 | KP-M5/-6 | cable lug, terminal end,6 mm²
17084 | 1497850000 | KP-M6/-6 | cable lug, terminal end,6 mm²
17085 | 1497860000 | KP-M8/-6 | cable lug, terminal end,6 mm²
17086 | 1497890000 | KP-M8/-10 | cable lug, terminal end,10 mm²
17087 | 1497910000 | KP-M10/-10 | cable lug, terminal end,10 mm²
17088 | 1497920000 | KP-M5/-16 | cable lug, terminal end,16 mm²
17089 | 1497930000 | KP-M6/-16 | cable lug, terminal end,16 mm²
17090 | 1497940000 | KP-M8/-16 | cable lug, terminal end,16 mm²
17091 | 1497950000 | KP-M10/-16 | cable lug, terminal end,16 mm²
17092 | 1497960000 | KP-M12/-16 | cable lug, terminal end,16 mm²
17093 | 1497980000 | KP-M8/-25 | cable lug, terminal end,25 mm²
17094 | 1497990000 | KP-M10/-25 | cable lug, terminal end,25 mm²
17095 | 1498000000 | KP-M12/-25 | cable lug, terminal end,25 mm²
17096 | 1498010000 | KP-M16/-25 | cable lug, terminal end,25 mm²
17097 | 1498020000 | KP-M6/-35 | cable lug, terminal end,35 mm²
17098 | 1498030000 | KP-M8/-35 | cable lug, terminal end,35 mm²
17099 | 1498040000 | KP-M10/-35 | cable lug, terminal end,35 mm²
17100 | 1498050000 | KP-M12/35 | cable lug, terminal end,35 mm²
17101 | 1498060000 | KP-M16/-35 | cable lug, terminal end,35 mm²
17102 | 1498070000 | KP-M8/-50 | cable lug, terminal end,50 mm²
17103 | 1498080000 | KP-M10/-50 | cable lug, terminal end,50 mm²
17104 | 1498090000 | KP-M12/-50 | cable lug, terminal end,50 mm²
17105 | 1498110000 | KP-M16/-50 | cable lug, terminal end,50 mm²
17106 | 1498120000 | KP-M20/-50 | cable lug, terminal end,50 mm²
17107 | 1498130000 | KP-M8/-70 | cable lug, terminal end,70 mm²
17108 | 1498140000 | KP-M10/-70 | cable lug, terminal end,70 mm²
17109 | 1498150000 | KP-M12/-70 | cable lug, terminal end,70 mm²
17110 | 1498160000 | KP-M16/-70 | cable lug, terminal end,70 mm²
17111 | 1498170000 | KP-M20/-70 | cable lug, terminal end,70 mm²
17112 | 1498180000 | KP-M8/-95 | cable lug, terminal end,95 mm²
17113 | 1498190000 | KP-M10/-95 | cable lug, terminal end,95 mm²
17114 | 1498210000 | KP-M12/-95 | cable lug, terminal end,95 mm²
17115 | 1498220000 | KP-M16/-95 | cable lug, terminal end,95 mm²
17116 | 1498230000 | KP-M20/-95 | cable lug, terminal end,95 mm²
17117 | 1498240000 | KP-M10/-120 | cable lug, terminal end,120 mm²
17118 | 1498250000 | KP-M12/-120 | cable lug, terminal end,120 mm²
17119 | 1498270000 | KP-M16/-120 | cable lug, terminal end,120 mm²
17120 | 1498280000 | KP-M20/-120 | cable lug, terminal end,120 mm²
17121 | 1498290000 | KP-M8/-150 | cable lug, terminal end,150 mm²
17122 | 1498310000 | KP-M10/-150 | cable lug, terminal end,150 mm²
17123 | 1498320000 | KP-M12/-150 | cable lug, terminal end,150 mm²
17124 | 1498330000 | KP-M16/-150 | cable lug, terminal end,150 mm²
17125 | 1498340000 | KP-M20/-150 | cable lug, terminal end,150 mm²
17126 | 1498350000 | KP-M10/-185 | cable lug, terminal end,185 mm²
17127 | 1498360000 | KP-M12/-185 | cable lug, terminal end,185 mm²
17128 | 1498370000 | KP-M16/-185 | cable lug, terminal end,185 mm²
17129 | 1498390000 | KP-M10/-240 | cable lug, terminal end,240 mm²
17130 | 1498410000 | KP-M12/-240 | cable lug, terminal end,240 mm²
17131 | 1498420000 | KP-M16/-240 | cable lug, terminal end,240 mm²
17132 | 1498430000 | KP-M20/-240 | cable lug, terminal end,240 mm²
17133 | 1498440000 | KP-M10/-300 | cable lug, terminal end,300 mm²
17134 | 1498450000 | KP-M12/-300 | cable lug, terminal end,300 mm²
17135 | 1498460000 | KP-M16/-300 | cable lug, terminal end,300 mm²
17136 | 1498470000 | KP-M20/-300 | cable lug, terminal end,300 mm²
17137 | 1498480000 | KP-M8/-120 | cable lug, terminal end,120 mm²
17138 | 1498490000 | KP-M14/-120 | cable lug, terminal end,120 mm²
17139 | 1498510000 | KP-M6/-50 | cable lug, terminal end,50 mm²
17140 | 1498520000 | KP-M14/-95 | cable lug, terminal end,95 mm²
17141 | 1498530000 | KP-M14/-240 | cable lug, terminal end,240 mm²
17142 | 1498540000 | KP-M8/-185 | cable lug, terminal end,185 mm²
17143 | 1498550000 | KP-M14/-300 | cable lug, terminal end,300 mm²
17144 | 1498560000 | KP-M14/-70 | cable lug, terminal end,70 mm²
17145 | 1498570000 | KP-M14/-50 | cable lug, terminal end,50 mm²
17146 | 1498580000 | KP-M14/-150 | cable lug, terminal end,150 mm²
17147 | 1498590000 | KP-M14/-185 | cable lug, terminal end,185 mm²
17148 | 1498620000 | VPN/-10 | cable lug, terminal end,10 mm²,10 mm²
17149 | 1498630000 | VPN/-16 | cable lug, terminal end,16 mm²,16 mm²
17150 | 1498640000 | VPN/-25 | cable lug, terminal end,25 mm²,25 mm²
17151 | 1498650000 | VPN/-35 | cable lug, terminal end,35 mm²,35 mm²
17152 | 1498660000 | VPN/-50 | cable lug, terminal end,50 mm²,50 mm²
17153 | 1498670000 | VPN/-70 | cable lug, terminal end,70 mm²,70 mm²
17154 | 1498680000 | VPN/-95 | cable lug, terminal end,95 mm²,95 mm²
17155 | 1498690000 | VPN/-120 | cable lug, terminal end,120 mm²,120 mm²
17156 | 1498710000 | VPN/-150 | cable lug, terminal end,150 mm²,150 mm²
17157 | 1498720000 | VPN/-185 | cable lug, terminal end,185 mm²,185 mm²
17158 | 1498730000 | VPN/-240 | cable lug, terminal end,240 mm²,240 mm²
17159 | 1498740000 | VPN/-300 | cable lug, terminal end,300 mm²,300 mm²
17160 | 1498780000 | THM MT30X 89/60 WS | THM, Device markers, 60 x 89 mm, white
17161 | 1500190000 | CC-M 27/70 2X3 ST | MetalliCard, Device markers, 27 x 70 mm, silver
17162 | 1500200000 | CC-M 43/70 AL | MetalliCard, Device markers, 43 x 70 mm, silver
17163 | 1500220000 | CC-M 43/70 ST | MetalliCard, Device markers, 43 x 70 mm, silver
17164 | 1500230000 | SFX-M 12/40-5 AL | MetalliCard, Conductor and cable markers, 7 - 40 mm, 40 x 12 mm, silver
17165 | 1500240000 | SFX-M 12/40-5 ST | MetalliCard, Conductor and cable markers, 7 - 40 mm, 40 x 12 mm, silver
17166 | 1500250000 | SFX-M 17/60-5 AL | MetalliCard, Conductor and cable markers, 7 - 40 mm, 60 x 17 mm, silver
17167 | 1500440000 | PZ RK 6/70 | 6mm², 70mm²
17168 | 1500450000 | PZ RK 10/120 | 10mm², 120mm²
17169 | 1500470000 | PZ PK 6/70 | 6mm², 70mm²
17170 | 1500480000 | PZ PK 10/120 | 10mm², 120mm²
17171 | 1500830000 | EPG 45 | Pressing tool, 6mm², 150mm²
17172 | 1500850000 | ES EPG 45 WM 6 | Accessories, 6mm², WM crimp
17173 | 1500870000 | ES EPG 45 WM 10/70 | WM crimp
17174 | 1500880000 | ES EPG 45 WM 25/50 | WM crimp
17175 | 1500890000 | ES EPG 45 WM 95 | WM crimp
17176 | 1500900000 | ES EPG 45 WM 120 | WM crimp
17177 | 1500920000 | ES EPG 45 WM 16/35 | WM crimp
17178 | 1500930000 | ES EPG 45 HEX 6 | Hexagonal crimp
17179 | 1500940000 | ES EPG 45 HEX 10/70 | Hexagonal crimp
17180 | 1500950000 | ES EPG 45 HEX 16/35 | Hexagonal crimp
17181 | 1500970000 | ES EPG 45 HEX 25/50 | Hexagonal crimp
17182 | 1500980000 | ES EPG 45 HEX 95 | Hexagonal crimp
17183 | 1500990000 | ES EPG 45 HEX 120 | Hexagonal crimp
17184 | 1501170000 | ES EPG 45 AEH 35 | 35mm², Trapezoidal crimp
17185 | 1501180000 | ES EPG 45 AEH 50 | 50mm², Trapezoidal crimp
17186 | 1501290000 | ES EPG 45 DIN 6 | 6mm², Indent crimp
17187 | 1501320000 | ES EPG 45 DIN 10 | 10mm², Indent crimp
17188 | 1501330000 | ES EPG 45 DIN 16 | 16mm², Indent crimp
17189 | 1501340000 | ES EPG 45 DIN 25 | 25mm², Indent crimp
17190 | 1501350000 | ES EPG 45 DIN 35 | 35mm², Indent crimp
17191 | 1501370000 | ES EPG 45 DIN 50 | 50mm², Indent crimp
17192 | 1501390000 | APG 55 | 6mm², 240mm²
17193 | 1502490000 | ES APG 80 WM 35 | 35mm², WM crimp
17194 | 1502520000 | ES APG 80 WM 70 | 70mm², WM crimp
17195 | 1502580000 | ES APG 80 WM 240 | 240mm², WM crimp
17196 | 1504790000 | AP 90 GN 2043 | Electronics housings, RS 90 Pale green, End plate, Width: 5 mm
17197 | 1505070000 | BLZP 5.08HC/08/180 SN GY BX | PCB plug-in connector, female plug, 5.08 mm, Number of poles: 8, 180°, Clamping yoke connection, Clamping range, max. : 4 mm², Box
17198 | 1505150000 | CC-M 10/30 2X2.5 ST SDR | MetalliCard, Device markers, 10 x 30 mm, silver
17199 | 1505160000 | CC-M 27/70 2X3 AL SDR | MetalliCard, Device markers, 27 x 70 mm, silver
17200 | 1505180000 | CC-M 43/70 AL SDR | MetalliCard, Device markers, 43 x 70 mm, silver
17201 | 1505190000 | CC-M 43/70 ST SDR | MetalliCard, Device markers, 43 x 70 mm, silver
17202 | 1505210000 | SFX-M 12/40-5 AL SDR | MetalliCard, Conductor and cable markers, 7 - 40 mm, 40 x 12 mm
17203 | 1505770000 | HSS 1.0-3.2 EL Y30M | Conductor and cable markers, 1 - 3.2 mm, yellow
17204 | 1505790000 | HSS 2.1-6.4 EL Y30M | Conductor and cable markers, 2.1 - 6.4 mm, yellow
17205 | 1505800000 | HSS 3.2-9.5 EL Y30M | Conductor and cable markers, 3.2 - 9.5 mm, yellow
17206 | 1505820000 | HSS 6.4-19.1 EL Y30M | Conductor and cable markers, 6.4 - 19.1 mm, yellow
17207 | 1505840000 | HSS 0.8-2.4 EL W30M | Conductor and cable markers, 0.8 - 2.4 mm, white
17208 | 1505850000 | HSS 1.0-3.2 EL W30M | Conductor and cable markers, 1 - 3.2 mm, white
17209 | 1507060000 | TM 201/23 V0 | TM, Socket x 5 mm, PVC, Colour: Transparent, Conductor O.D.: 1.5 - 2.5 mm
17210 | 1507070000 | TM 202/23 V0 | TM, Socket x 5 mm, PVC, Colour: Transparent, Conductor O.D.: 2 - 4 mm
17211 | 1512780000 | STRIPAX ULTIMATE XL | Tools, Stripping and cutting tool
17212 | 1513140000 | HSS-HF 1.2-2.4 EL Y30M | Conductor and cable markers, 1.2 - 2.4 mm, yellow
17213 | 1513150000 | HSS-HF 1.6-3.2 EL Y30M | Conductor and cable markers, 1.6 - 3.2 mm, yellow
17214 | 1513170000 | HSS-HF 2.4-4.8 EL Y30M | Conductor and cable markers, 2.4 - 4.8 mm, yellow
17215 | 1513180000 | HSS-HF 3.2-6.4 EL Y30M | Conductor and cable markers, 3.2 - 6.4 mm, yellow
17216 | 1513190000 | HSS-HF 4.8-9.5 EL Y30M | Conductor and cable markers, 4.8 - 9.5 mm, yellow
17217 | 1513200000 | HSS-HF 6.4-12.7 EL Y30M | Conductor and cable markers, 6.4 - 12.7 mm, yellow
17218 | 1513220000 | HSS-HF 9.5-19.1 EL Y30M | Conductor and cable markers, 9.5 - 19.1 mm, yellow
17219 | 1513230000 | HSS-HF 12.7-25.4EL Y30M | Conductor and cable markers, 12.7 - 25.4 mm, yellow
17220 | 1513240000 | HSS-HF 1.2-2.4 EL W30M | Conductor and cable markers, 1.2 - 2.4 mm, white
17221 | 1513250000 | HSS-HF 1.6-3.2 EL W30M | Conductor and cable markers, 1.6 - 3.2 mm, white
17222 | 1513270000 | HSS-HF 2.4-4.8 EL W30M | Conductor and cable markers, 2.4 - 4.8 mm, white
17223 | 1513280000 | HSS-HF 3.2-6.4 EL W30M | Conductor and cable markers, 3.2 - 6.4 mm, white
17224 | 1513300000 | HSS-HF 6.4-12.7 EL W30M | Conductor and cable markers, 6.4 - 12.7 mm, white
17225 | 1520930000 | CC 85/27 MC NE WS | ClipCard, Device markers, 27 x 85 mm, white
17226 | 1520940000 | CC 85/27 MC NE GE | ClipCard, Device markers, 27 x 85 mm, yellow
17227 | 1520980000 | ESG 9/26 SCM ECO MC NE WS | ESG, Device markers x 26 mm, PA 66, Colour: white
17228 | 1521010000 | MF 5/3.5 MC NE WS | MultiFit, Terminal marker, 5 x 3.5 mm, Pitch in mm (P): 3.50 Phoenix, white
17229 | 1521040000 | MF-W 9/3.5F MC NE WS | MultiFit, Terminal marker, 9 x 3.5 mm, Pitch in mm (P): 3.50 WAGO, white
17230 | 1521690000 | A4C 2.5 | Feed-through terminal, PUSH IN, 2.5 mm², 800 V, 24 A, dark beige
17231 | 1521700000 | A4C 2.5 BL | Feed-through terminal, PUSH IN, 2.5 mm², 800 V, 24 A, blue
17232 | 1521710000 | A4C 2.5 RD | Feed-through terminal, PUSH IN, 2.5 mm², 800 V, 24 A, red
17233 | 1521720000 | A4C 2.5 OR | Feed-through terminal, PUSH IN, 2.5 mm², 800 V, 24 A, orange
17234 | 1521740000 | A3C 2.5 | Feed-through terminal, PUSH IN, 2.5 mm², 800 V, 24 A, dark beige
17235 | 1521780000 | A3C 2.5 BL | Feed-through terminal, PUSH IN, 2.5 mm², 800 V, 24 A, blue
17236 | 1521830000 | A3C 2.5 OR | Feed-through terminal, PUSH IN, 2.5 mm², 800 V, 24 A, orange
17237 | 1521870000 | A3C 2.5 GN | Feed-through terminal, PUSH IN, 2.5 mm², 800 V, 24 A, green
17238 | 1521880000 | A2C 2.5 BL | Feed-through terminal, PUSH IN, 2.5 mm², 800, 24 A, blue
17239 | 1521920000 | A3C 2.5 BK | Feed-through terminal, PUSH IN, 2.5 mm², 800 V, 24 A, black
17240 | 1521950000 | A2C 2.5 GN | Feed-through terminal, PUSH IN, 2.5 mm², 800, 24 A, green
17241 | 1521970000 | A2C 2.5 WT | Feed-through terminal, PUSH IN, 2.5 mm², 800, 24 A, white
17242 | 1521980000 | A2C 2.5 BK | Feed-through terminal, PUSH IN, 2.5 mm², 800, 24 A, black
17243 | 1547060000 | BL 3.50/16/180 SN GN BX | PCB plug-in connector, female plug, 3.50 mm, Number of poles: 16, 180°, Clamping yoke connection, Clamping range, max. : 1.5 mm², Box
17244 | 1547070000 | BL 3.50/18/180 SN GN BX | PCB plug-in connector, female plug, 3.50 mm, Number of poles: 18, 180°, Clamping yoke connection, Clamping range, max. : 1.5 mm², Box
17245 | 1984070000 | RCL314110W | TERMSERIES, Relay, Number of contacts: 1, CO contact AgNi, Rated control voltage: 110 V DC, Continuous current: 16 A, Plug-in connection, Test button available: No
17246 | 1988100000 | AAP12 2.5 LI BL | Modular distribution terminals, PUSH IN, 2.5 mm², 800 V, 24 A, dark beige
17247 | 1988130000 | AAP11 6 LO BL | Supply terminal, PUSH IN, 6 mm², 500 V, 41 A, dark beige
17248 | 1988160000 | AAP11 1.5 LI RD | Modular distribution terminals, PUSH IN, 1.5 mm², 500 V, 17.5 A, dark beige
17249 | 1988170000 | AAP11 1.5 LI BL | Modular distribution terminals, PUSH IN, 1.5 mm², 500 V, 17.5 A, dark beige
17250 | 1988180000 | AAP12 10 LO BL | Supply terminal, PUSH IN, 10 mm², 800 V, 57 A, dark beige
17251 | 1988190000 | AAP12 10 LO RD | Supply terminal, PUSH IN, 10 mm², 800 V, 57 A, dark beige
17252 | 1988200000 | AAP12 10 FE | Supply terminal, PUSH IN, 10 mm², dark beige
17253 | 1988240000 | AAP14 10 FE-LO | Supply terminal, PUSH IN, 10 mm², 500 V, 57 A, dark beige
17254 | 1988250000 | AAP14 10 LO-LO | Supply terminal, PUSH IN, 10 mm², 500 V, 57 A, dark beige
17255 | 1988260000 | AAP13 6 LO-LO | Supply terminal, PUSH IN, 6 mm², 250 V, 41 A, dark beige
17256 | 1988270000 | AAP13 6 FE-LO | Supply terminal, PUSH IN, 6 mm², 250 V, 41 A, dark beige
17257 | 1988280000 | AAP13 1.5 LI-LI | Modular distribution terminals, PUSH IN, 1.5 mm², 250 V, 16 A, dark beige
17258 | 1988290000 | AAP12 2.5 LI RD | Modular distribution terminals, PUSH IN, 2.5 mm², 800 V, 24 A, dark beige
17259 | 1989310000 | PZ 10 SQR ZERT | 0.14mm², 10mm², Square crimp
17260 | 1989320000 | PZ 10 HEX ZERT | 0.25mm², 10mm², Hexagonal crimp
17261 | 1989780000 | AAP11 6 LO RD | Supply terminal, PUSH IN, 6 mm², 500 V, 41 A, dark beige
17262 | 1989800000 | ADT 2.5 2C | Test-disconnect terminal, PUSH IN, 2.5 mm², 500 V, 20 A, dark beige
17263 | 1989810000 | ADT 2.5 2C BL | Test-disconnect terminal, PUSH IN, 2.5 mm², 500 V, 20 A, blue
17264 | 1989820000 | ADT 2.5 2C OR | Test-disconnect terminal, PUSH IN, 2.5 mm², 500 V, 20 A, orange
17265 | 1989830000 | ADT 2.5 3C | Test-disconnect terminal, PUSH IN, 2.5 mm², 500 V, 20 A, dark beige
17266 | 1989840000 | ADT 2.5 3C BL | Test-disconnect terminal, PUSH IN, 2.5 mm², 500 V, 20 A, blue
17267 | 1989850000 | ADT 2.5 3C OR | Test-disconnect terminal, PUSH IN, 2.5 mm², 500 V, 20 A, orange
17268 | 1989860000 | ADT 2.5 4C | Test-disconnect terminal, PUSH IN, 2.5 mm², 500 V, 20 A, dark beige
17269 | 1989870000 | ADT 2.5 4C BL | Test-disconnect terminal, PUSH IN, 2.5 mm², 500 V, 20 A, blue
17270 | 1989880000 | ADT 2.5 4C OR | Test-disconnect terminal, PUSH IN, 2.5 mm², 500 V, 20 A, orange
17271 | 1989890000 | A2C 2.5 PE /DT/FS | PE terminal, PUSH IN, 2.5 mm², Green/yellow
17272 | 1989900000 | A2C 2.5 /DT/FS | Feed-through terminal, PUSH IN, 2.5 mm², 800 V, 24 A, dark beige
17273 | 1989910000 | A2C 2.5 /DT/FS BL | Feed-through terminal, PUSH IN, 2.5 mm², 800 V, 24 A, blue
17274 | 1989920000 | A2C 2.5 /DT/FS OR | Feed-through terminal, PUSH IN, 2.5 mm², 800 V, 24 A, orange
17275 | 1989930000 | ADT 2.5 2C W/O DTLV | Test-disconnect terminal, PUSH IN, 2.5 mm², 500 V, 20 A, dark beige
17276 | 1989940000 | ADT 2.5 3C W/O DTLV | Test-disconnect terminal, PUSH IN, 2.5 mm², 500 V, 20 A, dark beige
17277 | 1989950000 | ADT 2.5 4C W/O DTLV | Test-disconnect terminal, PUSH IN, 2.5 mm², 500 V, 20 A, dark beige
17278 | 1990960000 | TOS 24VDC 24VDC5A | TERMSERIES, Solid-state relay, 1 NO contact (MOS-FET), Rated control voltage: 24 V DC ±20 % , Rated switching voltage: 3...33 V DC, Continuous current: 5 A, Screw connection
17279 | 1990970000 | TOS 24-230VUC 24VDC5A | TERMSERIES, Solid-state relay, 1 NO contact (MOS-FET), Rated control voltage: 24?230 V UC ±10 % , Rated switching voltage: 3...33 V DC, Continuous current: 5 A, Screw connection
17280 | 1990980000 | TOZ 24VDC 24VDC5A | TERMSERIES, Solid-state relay, 1 NO contact (MOS-FET), Rated control voltage: 24 V DC ±20 % , Rated switching voltage: 3...33 V DC, Continuous current: 5 A, Tension-clamp connection
17281 | 1990990000 | TOZ 24-230VUC 24VDC5A | TERMSERIES, Solid-state relay, 1 NO contact (MOS-FET), Rated control voltage: 24?230 V UC ±10 % , Rated switching voltage: 3...33 V DC, Continuous current: 5 A, Tension-clamp connection
17282 | 1991780000 | ALO 6 | Supply terminal, PUSH IN, 6 mm², 800 V, 41 A, dark beige
17283 | 1991790000 | A2C 6 BL | Feed-through terminal, PUSH IN, 6 mm², 800 V, 41 A, blue
17284 | 1991820000 | A3C 6 | Feed-through terminal, PUSH IN, 6 mm², 800 V, 41 A, dark beige
17285 | 1991830000 | A3C 6 BL | Feed-through terminal, PUSH IN, 6 mm², 800 V, 41 A, blue
17286 | 1991920000 | AEB 35 SC/1 | A-series, End bracket
17287 | 1992110000 | A2C 6 | Feed-through terminal, PUSH IN, 6 mm², 800 V, 41 A, dark beige
17288 | 1992220000 | AIO23 1.5 2SI | Initiator/actuator terminal, PUSH IN, 1.5 mm², 250 V, 13.5 A, dark beige
17289 | 1992240000 | AIO21 1.5 SO | Initiator/actuator terminal, PUSH IN, 1.5 mm², 250 V, 13.5 A, dark beige
17290 | 1992260000 | AIO21 1.5 SI | Initiator/actuator terminal, PUSH IN, 1.5 mm², 250 V, 13.5 A, dark beige
17291 | 1994550000 | ES EPG 45 WM 150 | WM crimp
17292 | 2000050000 | WDU 16N GE/SW | Feed-through terminal, Screw connection, 16 mm², 690 V, 76 A, yellow, black
17293 | 2000100000 | WDU 70N/35 GE/SW | Feed-through terminal, Screw connection, 70 mm², 1000 V, 192 A, yellow, black
17294 | 2003110000 | A2C 2.5 LTGY | Feed-through terminal, PUSH IN, 2.5 mm², 800, 24 A, Light Grey
17295 | 2003120000 | A3C 2.5 LTGY | Feed-through terminal, PUSH IN, 2.5 mm², 800 V, 24 A, Light Grey
17296 | 2003770000 | WS 10/5 M PLUS MC NE WS | WS, Terminal marker, 10 x 5 mm, Pitch in mm (P): 5.00 Weidmueller, Allen-Bradley, white
17297 | 2007320000 | AIMESA VRM 0,55 | Accessories, Set of cutters
17298 | 2007330000 | AIMESA VRM 0,78 | Accessories, Set of cutters
17299 | 2007340000 | AIMESA VRM 1,13 | Accessories, Set of cutters
17300 | 2007370000 | AIMESA VRM 3,01 | Accessories, Set of cutters
17301 | 2007380000 | AIMESA VRM 3,49 | Accessories, Set of cutters
17302 | 2007390000 | AIMESA VRM 4,37 | Accessories, Set of cutters
17303 | 2007760000 | WS 10/3.5 PLUS MC SDR | WS, Terminal marker, 10 x 3.5 mm, Pitch in mm (P): 3.50 Weidmueller, To customer specification
17304 | 2007770000 | WS 10/5 M PLUS MC SDR | WS, Terminal marker, 10 x 5 mm, Pitch in mm (P): 5.00 Weidmueller, Allen-Bradley, To customer specification
17305 | 2007780000 | WS 10/6 M PLUS MC SDR | WS, Terminal marker, 10 x 6 mm, Pitch in mm (P): 6.00 Weidmueller, Allen-Bradley, To customer specification
17306 | 2008410000 | KOK 52 X 91 | Sheet holes
17307 | 2028940000 | RCIKIT230VAC 2COL/PB MC | RIDERSERIES RCI, Relay module, Number of contacts: 2, CO contact with test button AgNi, Rated control voltage: 230 V AC, Continuous current: 8 A, Screw connection, Test button available: Yes
17308 | 2047550000 | ESG 9/17.7 K MC SDR | ESG, Device markers x 17.7 mm, PA 66, Colour: To customer specification
17309 | 2123070000 | CC 85/27 K MC NE SI | ClipCard, Device markers, 27 x 85 mm, silver
17310 | 2429520000 | WDU 2.5 GE/SW | Feed-through terminal, Screw connection, 2.5 mm², 800 V, 24 A, black, yellow
17311 | 2436380000 | WTR 4/O.TNHE | Test-disconnect terminal, Screw connection, 4 mm², 500 V, 32 A, without, dark beige
17312 | 2525660000 | SAI-M12L-KSC-2.5FE | Power connector, Pin
17313 | 2000080000 | WDU 50N GE/SW | Feed-through terminal, Screw connection, 50 mm², 1000 V, 150 A, yellow, black
17314 | 1103830000 | ZDK 2.5 GE | Feed-through terminal, Double-tier terminal, Tension-clamp connection, 2.5 mm², 500 V, 20 A, yellow
17315 | 1105550000 | THM EL VIN 24 WS 3L 30M | THM, Device markers, 24 x , white
17316 | 1105560000 | THM EL VIN 38 WS 30M | THM, Device markers, 38 x , white
17317 | 1105580000 | SAMPLE LP CH20M22 PPX | Electronics housing sample, OMNIMATE Housing - series CH20M , PCB for self-assembly, CH20M22, Width: 22.5 mm
17318 | 1107340000 | TABPACK FLAG 54/8 WS | Device markers, Device markers, 8 x 54 mm, white
17319 | 1107350000 | THM GEW FLAG 54/8 WS | THM, Conductor and cable markers, 1 - 12 mm, 54 x 8 mm, white
17320 | 1107680000 | WT4 4AN/2 | W-Series, Feed-through terminal, Rated control voltage:
17321 | 1107780000 | WAP WT4/4AN/2 | W-Series, End plate
17322 | 1107790000 | WP4/1AN/1 | W-Series, Plug-in connector
17323 | 1107800000 | WP4/1AN/10 | W-Series, Plug-in connector
17324 | 1108490000 | WP4/1AN/1 ZA | W-Series, Plug-in connector
17325 | 1109130000 | THM WO 24.5/62 WS | THM, Conductor and cable markers, 6.1 - 13.7 mm, 24.5 x 62 mm, white
17326 | 1109140000 | THM WO 25.4/95.2 WS | THM, Conductor and cable markers, 8.1 - 22.3 mm, 25.4 x 95.2 mm, white
17327 | 1109150000 | THM WO 50.8/150 WS | THM, Conductor and cable markers, 8.1 - 39.7 mm, 50.8 x 150 mm, white
17328 | 1109170000 | THM WO 50.8/150 RT | THM, Conductor and cable markers, 39.7 mm, 50.8 x 150 mm, red
17329 | 1109180000 | THM WO 50.8/150 GE | THM, Conductor and cable markers, 8.1 - 39.7 mm, 50.8 x 150 mm, yellow
17330 | 1109190000 | THM WO 50.8/150 BL | THM, Conductor and cable markers, 39.7 mm, 50.8 x 150 mm, blue
17331 | 1112130000 | WAP WDK2.5/BLZ/O.ZA LG | W-Series, End plate, Intermediate plate
17332 | 1112950000 | WAD 8 MC NE GE | Group markers, Cover, 33.3 x 8 mm, Pitch in mm (P): 8.00 yellow
17333 | 1114450000 | THM GEW 30/8 GE | THM, Device markers, 8 x 30 mm, yellow
17334 | 1114720000 | WDU 4/ZZ BL | Feed-through terminal, Screw connection, 4 mm², 800 V, 32 A, blue
17335 | 1116530000 | HDC-C-HE-BM4.65AU | Heavy-duty connectors, Crimp contact, HE, HEE, HQ, MixMate, Female, Conductor cross-section, max.: 4.65, turned, Copper alloy
17336 | 1116540000 | HDC-C-HE-SM4.65AU | Heavy-duty connectors, Crimp contact, HE, HEE, HQ, MixMate, Pin, Conductor cross-section, max.: 4.65, turned, Copper alloy
17337 | 1116710000 | PS_ZQV_SET | Accessories, Test plug
17338 | 1119790000 | WSI 6/2/LD 250AC LLC | W-Series, Fuse terminal, Rated cross-section: 6 mm², Screw connection
17339 | 1119800000 | WSI 6/2/LD 10-36V LLC | W-Series, Fuse terminal, Rated cross-section: 6 mm², Screw connection
17340 | 1119810000 | WSI 6/2/LD 30-70V LLC | W-Series, Fuse terminal, Rated cross-section: 6 mm², Screw connection
17341 | 1119820000 | WSI 6/2/LD 60-150V LLC | W-Series, Fuse terminal, Rated cross-section: 6 mm², Screw connection
17342 | 1121120000 | ZDU 6-2/D+ | Z-series, Component terminal, Feed-through terminal, Rated cross-section: 6 mm², Tension-clamp connection
17343 | 1121740000 | PS_ZQV | Accessories, Test plug
17344 | 1122740000 | TRS 5VDC 1CO | TERMSERIES, Relay module, Number of contacts: 1, CO contact AgNi, Rated control voltage: 5 V DC ±20 %, Continuous current: 6 A, Screw connection, Test button available: No
17345 | 1122750000 | TRS 12VDC 1CO | TERMSERIES, Relay module, Number of contacts: 1, CO contact AgNi, Rated control voltage: 12 V DC ±20 %, Continuous current: 6 A, Screw connection, Test button available: No
17346 | 1122770000 | TRS 24VDC 1CO | TERMSERIES, Relay module, Number of contacts: 1, CO contact AgNi, Rated control voltage: 24 V DC ±20 %, Continuous current: 6 A, Screw connection, Test button available: No
17347 | 1122780000 | TRS 24VUC 1CO | TERMSERIES, Relay module, Number of contacts: 1, CO contact AgNi, Rated control voltage: 24 V UC ±10 %, Continuous current: 6 A, Screw connection, Test button available: No
17348 | 1122790000 | TRS 48VUC 1CO | TERMSERIES, Relay module, Number of contacts: 1, CO contact AgNi, Rated control voltage: 48 V UC ±10 %, Continuous current: 6 A, Screw connection, Test button available: No
17349 | 1122800000 | TRS 60VUC 1CO | TERMSERIES, Relay module, Number of contacts: 1, CO contact AgNi, Rated control voltage: 60 V UC ±10 %, Continuous current: 6 A, Screw connection, Test button available: No
17350 | 1122810000 | TRS 120VUC 1CO | TERMSERIES, Relay module, Number of contacts: 1, CO contact AgNi, Rated control voltage: 120 V UC ±10 %, Continuous current: 6 A, Screw connection, Test button available: No
17351 | 1122820000 | TRS 230VUC 1CO | TERMSERIES, Relay module, Number of contacts: 1, CO contact AgNi, Rated control voltage: 230 V UC ±10%, Continuous current: 6 A, Screw connection, Test button available: No
17352 | 1122830000 | TRS 120VAC RC 1CO | TERMSERIES, Relay module, Number of contacts: 1, CO contact AgNi, Rated control voltage: 120 V AC ±10 %, Continuous current: 6 A, Screw connection, Test button available: No
17353 | 1122840000 | TRS 230VAC RC 1CO | TERMSERIES, Relay module, Number of contacts: 1, CO contact AgNi, Rated control voltage: 230 V AC ±10 %, Continuous current: 6 A, Screw connection, Test button available: No
17354 | 1122850000 | TRS 24-230VUC 1CO | TERMSERIES, Relay module, Number of contacts: 1, CO contact AgNi, Rated control voltage: 24?230 V UC ±10 %, Continuous current: 6 A, Screw connection, Test button available: No
17355 | 1122860000 | TRZ 5VDC 1CO | TERMSERIES, Relay module, Number of contacts: 1, CO contact AgNi, Rated control voltage: 5 V DC ±20 %, Continuous current: 6 A, Tension-clamp connection, Test button available: No
17356 | 1122870000 | TRZ 12VDC 1CO | TERMSERIES, Relay module, Number of contacts: 1, CO contact AgNi, Rated control voltage: 12 V DC ±20 %, Continuous current: 6 A, Tension-clamp connection, Test button available: No
17357 | 1122890000 | TRZ 24VUC 1CO | TERMSERIES, Relay module, Number of contacts: 1, CO contact AgNi, Rated control voltage: 24 V UC ±10 %, Continuous current: 6 A, Tension-clamp connection, Test button available: No
17358 | 1122900000 | TRZ 48VUC 1CO | TERMSERIES, Relay module, Number of contacts: 1, CO contact AgNi, Rated control voltage: 48 V UC ±10 %, Continuous current: 6 A, Tension-clamp connection, Test button available: No
17359 | 1122910000 | TRZ 60VUC 1CO | TERMSERIES, Relay module, Number of contacts: 1, CO contact AgNi, Rated control voltage: 60 V UC ±10 %, Continuous current: 6 A, Tension-clamp connection, Test button available: No
17360 | 1122920000 | TRZ 120VUC 1CO | TERMSERIES, Relay module, Number of contacts: 1, CO contact AgNi, Rated control voltage: 120 V UC ±10 %, Continuous current: 6 A, Tension-clamp connection, Test button available: No
17361 | 1122930000 | TRZ 230VUC 1CO | TERMSERIES, Relay module, Number of contacts: 1, CO contact AgNi, Rated control voltage: 230 V UC ±10%, Continuous current: 6 A, Tension-clamp connection, Test button available: No
17362 | 1122940000 | TRZ 120VAC RC 1CO | TERMSERIES, Relay module, Number of contacts: 1, CO contact AgNi, Rated control voltage: 120 V AC ±10 %, Continuous current: 6 A, Tension-clamp connection, Test button available: No
17363 | 1122950000 | TRZ 230VAC RC 1CO | TERMSERIES, Relay module, Number of contacts: 1, CO contact AgNi, Rated control voltage: 230 V AC ±10 %, Continuous current: 6 A, Tension-clamp connection, Test button available: No
17364 | 1122970000 | TRZ 24-230VUC 1CO | TERMSERIES, Relay module, Number of contacts: 1, CO contact AgNi, Rated control voltage: 24?230 V UC ±10 %, Continuous current: 6 A, Tension-clamp connection, Test button available: No
17365 | 1122980000 | TRS 5VDC 1CO AU | TERMSERIES, Relay module, Number of contacts: 1, CO contact AgNi gold-plated, Rated control voltage: 5 V DC ±20 %, Continuous current: 6 A, Screw connection, Test button available: No
17366 | 1122990000 | TRS 12VDC 1CO AU | TERMSERIES, Relay module, Number of contacts: 1, CO contact AgNi gold-plated, Rated control voltage: 12 V DC ±20 %, Continuous current: 6 A, Screw connection, Test button available: No
17367 | 1123000000 | TRS 24VDC 1CO AU | TERMSERIES, Relay module, Number of contacts: 1, CO contact AgNi gold-plated, Rated control voltage: 24 V DC ±20 %, Continuous current: 6 A, Screw connection, Test button available: No
17368 | 1123010000 | TRS 24VUC 1CO AU | TERMSERIES, Relay module, Number of contacts: 1, CO contact AgNi gold-plated, Rated control voltage: 24 V UC ±10 %, Continuous current: 6 A, Screw connection, Test button available: No
17369 | 1123020000 | TRS 48VUC 1CO AU | TERMSERIES, Relay module, Number of contacts: 1, CO contact AgNi gold-plated, Rated control voltage: 48 V UC ±10 %, Continuous current: 6 A, Screw connection, Test button available: No
17370 | 1123030000 | TRS 60VUC 1CO AU | TERMSERIES, Relay module, Number of contacts: 1, CO contact AgNi gold-plated, Rated control voltage: 60 V UC ±10 %, Continuous current: 6 A, Screw connection, Test button available: No
17371 | 1123040000 | TRS 120VUC 1CO AU | TERMSERIES, Relay module, Number of contacts: 1, CO contact AgNi gold-plated, Rated control voltage: 120 V UC ±10 %, Continuous current: 6 A, Screw connection, Test button available: No
17372 | 1123050000 | TRS 230VUC 1CO AU | TERMSERIES, Relay module, Number of contacts: 1, CO contact AgNi gold-plated, Rated control voltage: 230 V UC ±10%, Continuous current: 6 A, Screw connection, Test button available: No
17373 | 1123070000 | TRS 120VAC RC 1CO AU | TERMSERIES, Relay module, Number of contacts: 1, CO contact AgNi gold-plated, Rated control voltage: 120 V AC ±10 %, Continuous current: 6 A, Screw connection, Test button available: No
17374 | 1123080000 | TRS 230VAC RC 1CO AU | TERMSERIES, Relay module, Number of contacts: 1, CO contact AgNi gold-plated, Rated control voltage: 230 V AC ±10 %, Continuous current: 6 A, Screw connection, Test button available: No
17375 | 1123090000 | TRS 24-230VUC 1CO AU | TERMSERIES, Relay module, Number of contacts: 1, CO contact AgNi gold-plated, Rated control voltage: 24?230 V UC ±10 %, Continuous current: 6 A, Screw connection, Test button available: No
17376 | 1123100000 | TRZ 5VDC 1CO AU | TERMSERIES, Relay module, Number of contacts: 1, CO contact AgNi gold-plated, Rated control voltage: 5 V DC ±20 %, Continuous current: 6 A, Tension-clamp connection, Test button available: No
17377 | 1123110000 | TRZ 12VDC 1CO AU | TERMSERIES, Relay module, Number of contacts: 1, CO contact AgNi gold-plated, Rated control voltage: 12 V DC ±20 %, Continuous current: 6 A, Tension-clamp connection, Test button available: No
17378 | 1123120000 | TRZ 24VDC 1CO AU | TERMSERIES, Relay module, Number of contacts: 1, CO contact AgNi gold-plated, Rated control voltage: 24 V DC ±20 %, Continuous current: 6 A, Tension-clamp connection, Test button available: No
17379 | 1123130000 | TRZ 24VUC 1CO AU | TERMSERIES, Relay module, Number of contacts: 1, CO contact AgNi gold-plated, Rated control voltage: 24 V UC ±10 %, Continuous current: 6 A, Tension-clamp connection, Test button available: No
17380 | 1123140000 | TRZ 48VUC 1CO AU | TERMSERIES, Relay module, Number of contacts: 1, CO contact AgNi gold-plated, Rated control voltage: 48 V UC ±10 %, Continuous current: 6 A, Tension-clamp connection, Test button available: No
17381 | 1123150000 | TRZ 60VUC 1CO AU | TERMSERIES, Relay module, Number of contacts: 1, CO contact AgNi gold-plated, Rated control voltage: 60 V UC ±10 %, Continuous current: 6 A, Tension-clamp connection, Test button available: No
17382 | 1123170000 | TRZ 120VUC 1CO AU | TERMSERIES, Relay module, Number of contacts: 1, CO contact AgNi gold-plated, Rated control voltage: 120 V UC ±10 %, Continuous current: 6 A, Tension-clamp connection, Test button available: No
17383 | 1123180000 | TRZ 230VUC 1CO AU | TERMSERIES, Relay module, Number of contacts: 1, CO contact AgNi gold-plated, Rated control voltage: 230 V UC ±10%, Continuous current: 6 A, Tension-clamp connection, Test button available: No
17384 | 1123190000 | TRZ 120VAC RC 1CO AU | TERMSERIES, Relay module, Number of contacts: 1, CO contact AgNi gold-plated, Rated control voltage: 120 V AC ±10 %, Continuous current: 6 A, Tension-clamp connection, Test button available: No
17385 | 1123200000 | TRZ 230VAC RC 1CO AU | TERMSERIES, Relay module, Number of contacts: 1, CO contact AgNi gold-plated, Rated control voltage: 230 V AC ±10 %, Continuous current: 6 A, Tension-clamp connection, Test button available: No
17386 | 1123210000 | TRZ 24-230VUC 1CO AU | TERMSERIES, Relay module, Number of contacts: 1, CO contact AgNi gold-plated, Rated control voltage: 24?230 V UC ±10 %, Continuous current: 6 A, Tension-clamp connection, Test button available: No
17387 | 1123220000 | TRS 5VDC 1CO EMPTY | TERMSERIES, Relay socket, Number of contacts: 1, CO contact, Rated control voltage: 5 V DC ±20 %, Continuous current: 10 A, Screw connection
17388 | 1123230000 | TRS 12VDC 1CO EMPTY | TERMSERIES, Relay socket, Number of contacts: 1, CO contact, Rated control voltage: 12 V DC ±20 %, Continuous current: 10 A, Screw connection
17389 | 1123240000 | TRS 24VDC 1CO EMPTY | TERMSERIES, Relay socket, Number of contacts: 1, CO contact, Rated control voltage: 24 V DC ±20 %, Continuous current: 10 A, Screw connection
17390 | 1123250000 | TRS 24VUC 1CO EMPTY | TERMSERIES, Relay socket, Number of contacts: 1, CO contact, Rated control voltage: 24 V UC ±10 %, Continuous current: 10 A, Screw connection
17391 | 1123270000 | TRS 48VUC 1CO EMPTY | TERMSERIES, Relay socket, Number of contacts: 1, CO contact, Rated control voltage: 48 V UC ±10 %, Continuous current: 10 A, Screw connection
17392 | 1123280000 | TRS 60VUC 1CO EMPTY | TERMSERIES, Relay socket, Number of contacts: 1, CO contact, Rated control voltage: 60 V UC ±10 %, Continuous current: 10 A, Screw connection
17393 | 1123290000 | TRS 120VUC 1CO EMPTY | TERMSERIES, Relay socket, Number of contacts: 1, CO contact, Rated control voltage: 120 V UC ±10 %, Continuous current: 10 A, Screw connection
17394 | 1123300000 | TRS 230VUC 1CO EMPTY | TERMSERIES, Relay socket, Number of contacts: 1, CO contact, Rated control voltage: 230 V UC ±10%, Continuous current: 10 A, Screw connection
17395 | 1123310000 | TRS 120VAC RC 1CO EMPTY | TERMSERIES, Relay socket, Number of contacts: 1, CO contact, Rated control voltage: 120 V AC ±10 %, Continuous current: 10 A, Screw connection
17396 | 1123320000 | TRS 230VAC RC 1CO EMPTY | TERMSERIES, Relay socket, Number of contacts: 1, CO contact, Rated control voltage: 230 V AC ±10 %, Continuous current: 10 A, Screw connection
17397 | 1123330000 | TRS 24-230VUC 1CO EMPTY | TERMSERIES, Relay socket, Number of contacts: 1, CO contact, Rated control voltage: 24?230 V UC ±10 %, Continuous current: 10 A, Screw connection
17398 | 1123340000 | TRZ 5VDC 1CO EMPTY | TERMSERIES, Relay socket, Number of contacts: 1, CO contact, Rated control voltage: 5 V DC ±20 %, Continuous current: 10 A, Tension-clamp connection
17399 | 1123350000 | TRZ 12VDC 1CO EMPTY | TERMSERIES, Relay socket, Number of contacts: 1, CO contact, Rated control voltage: 12 V DC ±20 %, Continuous current: 10 A, Tension-clamp connection
17400 | 1123370000 | TRZ 24VDC 1CO EMPTY | TERMSERIES, Relay socket, Number of contacts: 1, CO contact, Rated control voltage: 24 V DC ±20 %, Continuous current: 10 A, Tension-clamp connection
17401 | 1123380000 | TRZ 24VUC 1CO EMPTY | TERMSERIES, Relay socket, Number of contacts: 1, CO contact, Rated control voltage: 24 V UC ±10 %, Continuous current: 10 A, Tension-clamp connection
17402 | 1123390000 | TRZ 48VUC 1CO EMPTY | TERMSERIES, Relay socket, Number of contacts: 1, CO contact, Rated control voltage: 48 V UC ±10 %, Continuous current: 10 A, Tension-clamp connection
17403 | 1123400000 | TRZ 60VUC 1CO EMPTY | TERMSERIES, Relay socket, Number of contacts: 1, CO contact, Rated control voltage: 60 V UC ±10 %, Continuous current: 10 A, Tension-clamp connection
17404 | 1123410000 | TRZ 120VUC 1CO EMPTY | TERMSERIES, Relay socket, Number of contacts: 1, CO contact, Rated control voltage: 120 V UC ±10 %, Continuous current: 10 A, Tension-clamp connection
17405 | 1123420000 | TRZ 230VUC 1CO EMPTY | TERMSERIES, Relay socket, Number of contacts: 1, CO contact, Rated control voltage: 230 V UC ±10%, Continuous current: 10 A, Tension-clamp connection
17406 | 1123430000 | TRZ 120VAC RC 1CO EMPTY | TERMSERIES, Relay socket, Number of contacts: 1, CO contact, Rated control voltage: 120 V AC ±10 %, Continuous current: 10 A, Tension-clamp connection
17407 | 1123440000 | TRZ 230VAC RC 1CO EMPTY | TERMSERIES, Relay socket, Number of contacts: 1, CO contact, Rated control voltage: 230 V AC ±10 %, Continuous current: 10 A, Tension-clamp connection
17408 | 1123450000 | TRZ 24-230VUC 1CO EMPTY | TERMSERIES, Relay socket, Number of contacts: 1, CO contact, Rated control voltage: 24?230 V UC ±10 %, Continuous current: 10 A, Tension-clamp connection
17409 | 1123470000 | TRS 5VDC 2CO | TERMSERIES, Relay module, Number of contacts: 2, CO contact AgNi, Rated control voltage: 5 V DC ±20 %, Continuous current: 8 A, Screw connection, Test button available: No
17410 | 1123480000 | TRS 12VDC 2CO | TERMSERIES, Relay module, Number of contacts: 2, CO contact AgNi, Rated control voltage: 12 V DC ±20 %, Continuous current: 8 A, Screw connection, Test button available: No
17411 | 1123490000 | TRS 24VDC 2CO | TERMSERIES, Relay module, Number of contacts: 2, CO contact AgNi, Rated control voltage: 24 V DC ±20 %, Continuous current: 8 A, Screw connection, Test button available: No
17412 | 1123500000 | TRS 24VUC 2CO | TERMSERIES, Relay module, Number of contacts: 2, CO contact AgNi, Rated control voltage: 24 V UC ±10 %, Continuous current: 8 A, Screw connection, Test button available: No
17413 | 1123510000 | TRS 48VUC 2CO | TERMSERIES, Relay module, Number of contacts: 2, CO contact AgNi, Rated control voltage: 48 V UC ±10 %, Continuous current: 8 A, Screw connection, Test button available: No
17414 | 1123520000 | TRS 60VUC 2CO | TERMSERIES, Relay module, Number of contacts: 2, CO contact AgNi, Rated control voltage: 60 V UC ±10 %, Continuous current: 8 A, Screw connection, Test button available: No
17415 | 1123530000 | TRS 120VUC 2CO | TERMSERIES, Relay module, Number of contacts: 2, CO contact AgNi, Rated control voltage: 120 V UC ±10 %, Continuous current: 8 A, Screw connection, Test button available: No
17416 | 1123540000 | TRS 230VUC 2CO | TERMSERIES, Relay module, Number of contacts: 2, CO contact AgNi, Rated control voltage: 230 V UC ±5 %, Continuous current: 8 A, Screw connection, Test button available: No
17417 | 1123550000 | TRS 120VAC RC 2CO | TERMSERIES, Relay module, Number of contacts: 2, CO contact AgNi, Rated control voltage: 120 V AC ±10 %, Continuous current: 8 A, Screw connection, Test button available: No
17418 | 1123570000 | TRS 230VAC RC 2CO | TERMSERIES, Relay module, Number of contacts: 2, CO contact AgNi, Rated control voltage: 230 V AC ±5 %, Continuous current: 8 A, Screw connection, Test button available: No
17419 | 1123580000 | TRS 24-230VUC 2CO | TERMSERIES, Relay module, Number of contacts: 2, CO contact AgNi, Rated control voltage: 24?230 V UC ±10 %, Continuous current: 8 A, Screw connection, Test button available: No
17420 | 1123590000 | TRZ 5VDC 2CO | TERMSERIES, Relay module, Number of contacts: 2, CO contact AgNi, Rated control voltage: 5 V DC ±20 %, Continuous current: 8 A, Tension-clamp connection, Test button available: No
17421 | 1123600000 | TRZ 12VDC 2CO | TERMSERIES, Relay module, Number of contacts: 2, CO contact AgNi, Rated control voltage: 12 V DC ±20 %, Continuous current: 8 A, Tension-clamp connection, Test button available: No
17422 | 1123610000 | TRZ 24VDC 2CO | TERMSERIES, Relay module, Number of contacts: 2, CO contact AgNi, Rated control voltage: 24 V DC ±20 %, Continuous current: 8 A, Tension-clamp connection, Test button available: No
17423 | 1123620000 | TRZ 24VUC 2CO | TERMSERIES, Relay module, Number of contacts: 2, CO contact AgNi, Rated control voltage: 24 V UC ±10 %, Continuous current: 8 A, Tension-clamp connection, Test button available: No
17424 | 1123630000 | TRZ 48VUC 2CO | TERMSERIES, Relay module, Number of contacts: 2, CO contact AgNi, Rated control voltage: 48 V UC ±10 %, Continuous current: 8 A, Tension-clamp connection, Test button available: No
17425 | 1123640000 | TRZ 60VUC 2CO | TERMSERIES, Relay module, Number of contacts: 2, CO contact AgNi, Rated control voltage: 60 V UC ±10 %, Continuous current: 8 A, Tension-clamp connection, Test button available: No
17426 | 1123650000 | TRZ 120VUC 2CO | TERMSERIES, Relay module, Number of contacts: 2, CO contact AgNi, Rated control voltage: 120 V UC ±10 %, Continuous current: 8 A, Tension-clamp connection, Test button available: No
17427 | 1123670000 | TRZ 230VUC 2CO | TERMSERIES, Relay module, Number of contacts: 2, CO contact AgNi, Rated control voltage: 230 V UC ±5 %, Continuous current: 8 A, Tension-clamp connection, Test button available: No
17428 | 1123680000 | TRZ 120VAC RC 2CO | TERMSERIES, Relay module, Number of contacts: 2, CO contact AgNi, Rated control voltage: 120 V AC ±10 %, Continuous current: 8 A, Tension-clamp connection, Test button available: No
17429 | 1123690000 | TRZ 230VAC RC 2CO | TERMSERIES, Relay module, Number of contacts: 2, CO contact AgNi, Rated control voltage: 230 V AC ±5 %, Continuous current: 8 A, Tension-clamp connection, Test button available: No
17430 | 1123700000 | TRZ 24-230VUC 2CO | TERMSERIES, Relay module, Number of contacts: 2, CO contact AgNi, Rated control voltage: 24?230 V UC ±10 %, Continuous current: 8 A, Tension-clamp connection, Test button available: No
17431 | 1123710000 | TRS 5VDC 2CO AU | TERMSERIES, Relay module, Number of contacts: 2, CO contact AgNi gold-plated, Rated control voltage: 5 V DC ±20 %, Continuous current: 8 A, Screw connection, Test button available: No
17432 | 1123720000 | TRS 12VDC 2CO AU | TERMSERIES, Relay module, Number of contacts: 2, CO contact AgNi gold-plated, Rated control voltage: 12 V DC ±20 %, Continuous current: 8 A, Screw connection, Test button available: No
17433 | 1123730000 | TRS 24VDC 2CO AU | TERMSERIES, Relay module, Number of contacts: 2, CO contact AgNi gold-plated, Rated control voltage: 24 V DC ±20 %, Continuous current: 8 A, Screw connection, Test button available: No
17434 | 1123740000 | TRS 24VUC 2CO AU | TERMSERIES, Relay module, Number of contacts: 2, CO contact AgNi gold-plated, Rated control voltage: 24 V UC ±10 %, Continuous current: 8 A, Screw connection, Test button available: No
17435 | 1123750000 | TRS 48VUC 2CO AU | TERMSERIES, Relay module, Number of contacts: 2, CO contact AgNi gold-plated, Rated control voltage: 48 V UC ±10 %, Continuous current: 8 A, Screw connection, Test button available: No
17436 | 1123770000 | TRS 60VUC 2CO AU | TERMSERIES, Relay module, Number of contacts: 2, CO contact AgNi gold-plated, Rated control voltage: 60 V UC ±10 %, Continuous current: 8 A, Screw connection, Test button available: No
17437 | 1123780000 | TRS 120VUC 2CO AU | TERMSERIES, Relay module, Number of contacts: 2, CO contact AgNi gold-plated, Rated control voltage: 120 V UC ±10 %, Continuous current: 8 A, Screw connection, Test button available: No
17438 | 1123790000 | TRS 230VUC 2CO AU | TERMSERIES, Relay module, Number of contacts: 2, CO contact AgNi gold-plated, Rated control voltage: 230 V UC ±5 %, Continuous current: 8 A, Screw connection, Test button available: No
17439 | 1123800000 | TRS 120VAC RC 2CO AU | TERMSERIES, Relay module, Number of contacts: 2, CO contact AgNi gold-plated, Rated control voltage: 120 V AC ±10 %, Continuous current: 8 A, Screw connection, Test button available: No
17440 | 1123810000 | TRS 230VAC RC 2CO AU | TERMSERIES, Relay module, Number of contacts: 2, CO contact AgNi gold-plated, Rated control voltage: 230 V AC ±5 %, Continuous current: 8 A, Screw connection, Test button available: No
17441 | 1123820000 | TRS 24-230VUC 2CO AU | TERMSERIES, Relay module, Number of contacts: 2, CO contact AgNi gold-plated, Rated control voltage: 24?230 V UC ±10 %, Continuous current: 8 A, Screw connection, Test button available: No
17442 | 1123830000 | TRZ 5VDC 2CO AU | TERMSERIES, Relay module, Number of contacts: 2, CO contact AgNi gold-plated, Rated control voltage: 5 V DC ±20 %, Continuous current: 8 A, Tension-clamp connection, Test button available: No
17443 | 1123840000 | TRZ 12VDC 2CO AU | TERMSERIES, Relay module, Number of contacts: 2, CO contact AgNi gold-plated, Rated control voltage: 12 V DC ±20 %, Continuous current: 8 A, Tension-clamp connection, Test button available: No
17444 | 1123850000 | TRZ 24VDC 2CO AU | TERMSERIES, Relay module, Number of contacts: 2, CO contact AgNi gold-plated, Rated control voltage: 24 V DC ±20 %, Continuous current: 8 A, Tension-clamp connection, Test button available: No
17445 | 1123870000 | TRZ 24VUC 2CO AU | TERMSERIES, Relay module, Number of contacts: 2, CO contact AgNi gold-plated, Rated control voltage: 24 V UC ±10 %, Continuous current: 8 A, Tension-clamp connection, Test button available: No
17446 | 1123880000 | TRZ 48VUC 2CO AU | TERMSERIES, Relay module, Number of contacts: 2, CO contact AgNi gold-plated, Rated control voltage: 48 V UC ±10 %, Continuous current: 8 A, Tension-clamp connection, Test button available: No
17447 | 1123890000 | TRZ 60VUC 2CO AU | TERMSERIES, Relay module, Number of contacts: 2, CO contact AgNi gold-plated, Rated control voltage: 60 V UC ±10 %, Continuous current: 8 A, Tension-clamp connection, Test button available: No
17448 | 1123900000 | TRZ 120VUC 2CO AU | TERMSERIES, Relay module, Number of contacts: 2, CO contact AgNi gold-plated, Rated control voltage: 120 V UC ±10 %, Continuous current: 8 A, Tension-clamp connection, Test button available: No
17449 | 1123910000 | TRZ 230VUC 2CO AU | TERMSERIES, Relay module, Number of contacts: 2, CO contact AgNi gold-plated, Rated control voltage: 230 V UC ±5 %, Continuous current: 8 A, Tension-clamp connection, Test button available: No
17450 | 1123920000 | TRZ 120VAC RC 2CO AU | TERMSERIES, Relay module, Number of contacts: 2, CO contact AgNi gold-plated, Rated control voltage: 120 V AC ±10 %, Continuous current: 8 A, Tension-clamp connection, Test button available: No
17451 | 1123930000 | TRZ 230VAC RC 2CO AU | TERMSERIES, Relay module, Number of contacts: 2, CO contact AgNi gold-plated, Rated control voltage: 230 V AC ±5 %, Continuous current: 8 A, Tension-clamp connection, Test button available: No
17452 | 1123940000 | TRZ 24-230VUC 2CO AU | TERMSERIES, Relay module, Number of contacts: 2, CO contact AgNi gold-plated, Rated control voltage: 24?230 V UC ±10 %, Continuous current: 8 A, Tension-clamp connection, Test button available: No
17453 | 1123950000 | TRS 5VDC 2CO EMPTY | TERMSERIES, Relay socket, Number of contacts: 2, CO contact, Rated control voltage: 5 V DC ±20 %, Continuous current: 10 A, Screw connection
17454 | 1123970000 | TRS 12VDC 2CO EMPTY | TERMSERIES, Relay socket, Number of contacts: 2, CO contact, Rated control voltage: 12 V DC ±20 %, Continuous current: 10 A, Screw connection
17455 | 1123980000 | TRS 24VDC 2CO EMPTY | TERMSERIES, Relay socket, Number of contacts: 2, CO contact, Rated control voltage: 24 V DC ±20 %, Continuous current: 10 A, Screw connection
17456 | 1123990000 | TRS 24VUC 2CO EMPTY | TERMSERIES, Relay socket, Number of contacts: 2, CO contact, Rated control voltage: 24 V UC ±10 %, Continuous current: 10 A, Screw connection
17457 | 1124000000 | TRS 48VUC 2CO EMPTY | TERMSERIES, Relay socket, Number of contacts: 2, CO contact, Rated control voltage: 48 V UC ±10 %, Continuous current: 10 A, Screw connection
17458 | 1124010000 | TRS 60VUC 2CO EMPTY | TERMSERIES, Relay socket, Number of contacts: 2, CO contact, Rated control voltage: 60 V UC ±10 %, Continuous current: 10 A, Screw connection
17459 | 1124020000 | TRS 120VUC 2CO EMPTY | TERMSERIES, Relay socket, Number of contacts: 2, CO contact, Rated control voltage: 120 V UC ±10 %, Continuous current: 10 A, Screw connection
17460 | 1124030000 | TRS 230VUC 2CO EMPTY | TERMSERIES, Relay socket, Number of contacts: 2, CO contact, Rated control voltage: 230 V UC ±10%, Continuous current: 10 A, Screw connection
17461 | 1124040000 | TRS 120VAC RC 2CO EMPTY | TERMSERIES, Relay socket, Number of contacts: 2, CO contact, Rated control voltage: 120 V AC ±10 %, Continuous current: 10 A, Screw connection
17462 | 1124050000 | TRS 230VAC RC 2CO EMPTY | TERMSERIES, Relay socket, Number of contacts: 2, CO contact, Rated control voltage: 230 V AC ±10 %, Continuous current: 10 A, Screw connection
17463 | 1124070000 | TRS 24-230VUC 2CO EMPTY | TERMSERIES, Relay socket, Number of contacts: 2, CO contact, Rated control voltage: 24?230 V UC ±10 %, Continuous current: 10 A, Screw connection
17464 | 1124080000 | TRZ 5VDC 2CO EMPTY | TERMSERIES, Relay socket, Number of contacts: 2, CO contact, Rated control voltage: 5 V DC ±20 %, Continuous current: 10 A, Tension-clamp connection
17465 | 1124090000 | TRZ 12VDC 2CO EMPTY | TERMSERIES, Relay socket, Number of contacts: 2, CO contact, Rated control voltage: 12 V DC ±20 %, Continuous current: 10 A, Tension-clamp connection
17466 | 1124100000 | TRZ 24VDC 2CO EMPTY | TERMSERIES, Relay socket, Number of contacts: 2, CO contact, Rated control voltage: 24 V DC ±20 %, Continuous current: 10 A, Tension-clamp connection
17467 | 1124110000 | TRZ 24VUC 2CO EMPTY | TERMSERIES, Relay socket, Number of contacts: 2, CO contact, Rated control voltage: 24 V UC ±10 %, Continuous current: 10 A, Tension-clamp connection
17468 | 1124120000 | TRZ 48VUC 2CO EMPTY | TERMSERIES, Relay socket, Number of contacts: 2, CO contact, Rated control voltage: 48 V UC ±10 %, Continuous current: 10 A, Tension-clamp connection
17469 | 1124130000 | TRZ 60VUC 2CO EMPTY | TERMSERIES, Relay socket, Number of contacts: 2, CO contact, Rated control voltage: 60 V UC ±10 %, Continuous current: 10 A, Tension-clamp connection
17470 | 1124140000 | TRZ 120VUC 2CO EMPTY | TERMSERIES, Relay socket, Number of contacts: 2, CO contact, Rated control voltage: 120 V UC ±10 %, Continuous current: 10 A, Tension-clamp connection
17471 | 1124150000 | TRZ 230VUC 2CO EMPTY | TERMSERIES, Relay socket, Number of contacts: 2, CO contact, Rated control voltage: 230 V UC ±10%, Continuous current: 10 A, Tension-clamp connection
17472 | 1124170000 | TRZ 120VAC RC 2CO EMPTY | TERMSERIES, Relay socket, Number of contacts: 2, CO contact, Rated control voltage: 120 V AC ±10 %, Continuous current: 10 A, Tension-clamp connection
17473 | 1124180000 | TRZ 230VAC RC 2CO EMPTY | TERMSERIES, Relay socket, Number of contacts: 2, CO contact, Rated control voltage: 230 V AC ±10 %, Continuous current: 10 A, Tension-clamp connection
17474 | 1124190000 | TRZ 24-230VUC 2CO EMPTY | TERMSERIES, Relay socket, Number of contacts: 2, CO contact, Rated control voltage: 24?230 V UC ±10 %, Continuous current: 10 A, Tension-clamp connection
17475 | 1126920000 | TOS 5VDC 48VDC0,1A | TERMSERIES, Solid-state relay, 1 NO contact (Bipolar transistor), Rated control voltage: 5 V DC ±20 % , Rated switching voltage: 3... 48 V DC, Continuous current: 100 mA, Screw connection
17476 | 1126930000 | TOS 12VDC 48VDC0,1A | TERMSERIES, Solid-state relay, 1 NO contact (Bipolar transistor), Rated control voltage: 12 V DC ±20 % , Rated switching voltage: 3... 48 V DC, Continuous current: 100 mA, Screw connection
17477 | 1126940000 | TOS 24VDC 48VDC0,1A | TERMSERIES, Solid-state relay, 1 NO contact (Bipolar transistor), Rated control voltage: 24 V DC ±20 % , Rated switching voltage: 3... 48 V DC, Continuous current: 100 mA, Screw connection
17478 | 1126950000 | TOS 24VUC 48VDC0,1A | TERMSERIES, Solid-state relay, 1 NO contact (Bipolar transistor), Rated control voltage: 24 V UC ±10 % , Rated switching voltage: 3... 48 V DC, Continuous current: 100 mA, Screw connection
17479 | 1126960000 | TOS 48VUC 48VDC0,1A | TERMSERIES, Solid-state relay, 1 NO contact (Bipolar transistor), Rated control voltage: 48 V UC ±10 % , Rated switching voltage: 3... 48 V DC, Continuous current: 100 mA, Screw connection
17480 | 1126970000 | TOS 60VUC 48VDC0,1A | TERMSERIES, Solid-state relay, 1 NO contact (Bipolar transistor), Rated control voltage: 60 V UC ±10 % , Rated switching voltage: 3... 48 V DC, Continuous current: 100 mA, Screw connection
17481 | 1126980000 | TOS 120VUC 48VDC0,1A | TERMSERIES, Solid-state relay, 1 NO contact (Bipolar transistor), Rated control voltage: 120 V UC ±10 % , Rated switching voltage: 3... 48 V DC, Continuous current: 100 mA, Screw connection
17482 | 1126990000 | TOS 230VUC 48VDC0,1A | TERMSERIES, Solid-state relay, 1 NO contact (Bipolar transistor), Rated control voltage: 230 V UC ±10% , Rated switching voltage: 3... 48 V DC, Continuous current: 100 mA, Screw connection
17483 | 1127000000 | TOS 120VAC RC 48VDC0,1A | TERMSERIES, Solid-state relay, 1 NO contact (Bipolar transistor), Rated control voltage: 120 V AC ±10 % , Rated switching voltage: 3... 48 V DC, Continuous current: 100 mA, Screw connection
17484 | 1127010000 | TOS 230VAC RC 48VDC0,1A | TERMSERIES, Solid-state relay, 1 NO contact (Bipolar transistor), Rated control voltage: 230 V AC ±10 % , Rated switching voltage: 3... 48 V DC, Continuous current: 100 mA, Screw connection
17485 | 1127020000 | TOS 24-230VUC 48VDC0,1A | TERMSERIES, Solid-state relay, 1 NO contact (Bipolar transistor), Rated control voltage: 24?230 V UC ±10 % , Rated switching voltage: 3... 48 V DC, Continuous current: 100 mA, Screw connection
17486 | 1127030000 | TOZ 5VDC 48VDC0,1A | TERMSERIES, Solid-state relay, 1 NO contact (Bipolar transistor), Rated control voltage: 5 V DC ±20 % , Rated switching voltage: 3... 48 V DC, Continuous current: 100 mA, Tension-clamp connection
17487 | 1127040000 | TOZ 12VDC 48VDC0,1A | TERMSERIES, Solid-state relay, 1 NO contact (Bipolar transistor), Rated control voltage: 12 V DC ±20 % , Rated switching voltage: 3... 48 V DC, Continuous current: 100 mA, Tension-clamp connection
17488 | 1127050000 | TOZ 24VDC 48VDC0,1A | TERMSERIES, Solid-state relay, 1 NO contact (Bipolar transistor), Rated control voltage: 24 V DC ±20 % , Rated switching voltage: 3... 48 V DC, Continuous current: 100 mA, Tension-clamp connection
17489 | 1127060000 | TOZ 24VUC 48VDC0,1A | TERMSERIES, Solid-state relay, 1 NO contact (Bipolar transistor), Rated control voltage: 24 V UC ±10 % , Rated switching voltage: 3... 48 V DC, Continuous current: 100 mA, Tension-clamp connection
17490 | 1127070000 | TOZ 48VUC 48VDC0,1A | TERMSERIES, Solid-state relay, 1 NO contact (Bipolar transistor), Rated control voltage: 48 V UC ±10 % , Rated switching voltage: 3... 48 V DC, Continuous current: 100 mA, Tension-clamp connection
17491 | 1127080000 | TOZ 60VUC 48VDC0,1A | TERMSERIES, Solid-state relay, 1 NO contact (Bipolar transistor), Rated control voltage: 60 V UC ±10 % , Rated switching voltage: 3... 48 V DC, Continuous current: 100 mA, Tension-clamp connection
17492 | 1127090000 | TOZ 120VUC 48VDC0,1A | TERMSERIES, Solid-state relay, 1 NO contact (Bipolar transistor), Rated control voltage: 120 V UC ±10 % , Rated switching voltage: 3... 48 V DC, Continuous current: 100 mA, Tension-clamp connection
17493 | 1127100000 | TOZ 230VUC 48VDC0,1A | TERMSERIES, Solid-state relay, 1 NO contact (Bipolar transistor), Rated control voltage: 230 V UC ±10% , Rated switching voltage: 3... 48 V DC, Continuous current: 100 mA, Tension-clamp connection
17494 | 1127110000 | TOZ 120VAC RC 48VDC0,1A | TERMSERIES, Solid-state relay, 1 NO contact (Bipolar transistor), Rated control voltage: 120 V AC ±10 % , Rated switching voltage: 3... 48 V DC, Continuous current: 100 mA, Tension-clamp connection
17495 | 1127120000 | TOZ 230VAC RC 48VDC0,1A | TERMSERIES, Solid-state relay, 1 NO contact (Bipolar transistor), Rated control voltage: 230 V AC ±10 % , Rated switching voltage: 3... 48 V DC, Continuous current: 100 mA, Tension-clamp connection
17496 | 1127130000 | TOZ 24-230VUC 48VDC0,1A | TERMSERIES, Solid-state relay, 1 NO contact (Bipolar transistor), Rated control voltage: 24?230 V UC ±10 % , Rated switching voltage: 3... 48 V DC, Continuous current: 100 mA, Tension-clamp connection
17497 | 1127140000 | TOS 5VDC 24VDC2A | TERMSERIES, Solid-state relay, 1 NO contact (MOS-FET), Rated control voltage: 5 V DC ±20 % , Rated switching voltage: 3...33 V DC, Continuous current: 2 A, Screw connection
17498 | 1127150000 | TOS 12VDC 24VDC2A | TERMSERIES, Solid-state relay, 1 NO contact (MOS-FET), Rated control voltage: 12 V DC ±20 % , Rated switching voltage: 3...33 V DC, Continuous current: 2 A, Screw connection
17499 | 1127170000 | TOS 24VDC 24VDC2A | TERMSERIES, Solid-state relay, 1 NO contact (MOS-FET), Rated control voltage: 24 V DC ±20 % , Rated switching voltage: 3...33 V DC, Continuous current: 2 A, Screw connection
17500 | 1127180000 | TOS 24VUC 24VDC2A | TERMSERIES, Solid-state relay, 1 NO contact (MOS-FET), Rated control voltage: 24 V UC ±10 % , Rated switching voltage: 3...33 V DC, Continuous current: 2 A, Screw connection
17501 | 1127190000 | TOS 48VUC 24VDC2A | TERMSERIES, Solid-state relay, 1 NO contact (MOS-FET), Rated control voltage: 48 V UC ±10 % , Rated switching voltage: 3...33 V DC, Continuous current: 2 A, Screw connection
17502 | 1127200000 | TOS 60VUC 24VDC2A | TERMSERIES, Solid-state relay, 1 NO contact (MOS-FET), Rated control voltage: 60 V UC ±10 % , Rated switching voltage: 3...33 V DC, Continuous current: 2 A, Screw connection
17503 | 1127210000 | TOS 120VUC 24VDC2A | TERMSERIES, Solid-state relay, 1 NO contact (MOS-FET), Rated control voltage: 120 V UC ±10 % , Rated switching voltage: 3...33 V DC, Continuous current: 2 A, Screw connection
17504 | 1127220000 | TOS 230VUC 24VDC2A | TERMSERIES, Solid-state relay, 1 NO contact (MOS-FET), Rated control voltage: 230 V UC ±10% , Rated switching voltage: 3...33 V DC, Continuous current: 2 A, Screw connection
17505 | 1127230000 | TOS 120VAC RC 24VDC2A | TERMSERIES, Solid-state relay, 1 NO contact (MOS-FET), Rated control voltage: 120 V AC ±10 % , Rated switching voltage: 3...33 V DC, Continuous current: 2 A, Screw connection
17506 | 1127240000 | TOS 230VAC RC 24VDC2A | TERMSERIES, Solid-state relay, 1 NO contact (MOS-FET), Rated control voltage: 230 V AC ±10 % , Rated switching voltage: 3...33 V DC, Continuous current: 2 A, Screw connection
17507 | 1127250000 | TOS 24-230VUC 24VDC2A | TERMSERIES, Solid-state relay, 1 NO contact (MOS-FET), Rated control voltage: 24?230 V UC ±10 % , Rated switching voltage: 3...33 V DC, Continuous current: 2 A, Screw connection
17508 | 1127270000 | TOZ 5VDC 24VDC2A | TERMSERIES, Solid-state relay, 1 NO contact (MOS-FET), Rated control voltage: 5 V DC ±20 % , Rated switching voltage: 3...33 V DC, Continuous current: 2 A, Tension-clamp connection
17509 | 1127280000 | TOZ 12VDC 24VDC2A | TERMSERIES, Solid-state relay, 1 NO contact (MOS-FET), Rated control voltage: 12 V DC ±20 % , Rated switching voltage: 3...33 V DC, Continuous current: 2 A, Tension-clamp connection
17510 | 1127290000 | TOZ 24VDC 24VDC2A | TERMSERIES, Solid-state relay, 1 NO contact (MOS-FET), Rated control voltage: 24 V DC ±20 % , Rated switching voltage: 3...33 V DC, Continuous current: 2 A, Tension-clamp connection
17511 | 1127300000 | TOZ 24VUC 24VDC2A | TERMSERIES, Solid-state relay, 1 NO contact (MOS-FET), Rated control voltage: 24 V UC ±10 % , Rated switching voltage: 3...33 V DC, Continuous current: 2 A, Tension-clamp connection
17512 | 1127310000 | TOZ 48VUC 24VDC2A | TERMSERIES, Solid-state relay, 1 NO contact (MOS-FET), Rated control voltage: 48 V UC ±10 % , Rated switching voltage: 3...33 V DC, Continuous current: 2 A, Tension-clamp connection
17513 | 1127320000 | TOZ 60VUC 24VDC2A | TERMSERIES, Solid-state relay, 1 NO contact (MOS-FET), Rated control voltage: 60 V UC ±10 % , Rated switching voltage: 3...33 V DC, Continuous current: 2 A, Tension-clamp connection
17514 | 1127330000 | TOZ 120VUC 24VDC2A | TERMSERIES, Solid-state relay, 1 NO contact (MOS-FET), Rated control voltage: 120 V UC ±10 % , Rated switching voltage: 3...33 V DC, Continuous current: 2 A, Tension-clamp connection
17515 | 1127340000 | TOZ 230VUC 24VDC2A | TERMSERIES, Solid-state relay, 1 NO contact (MOS-FET), Rated control voltage: 230 V UC ±10% , Rated switching voltage: 3...33 V DC, Continuous current: 2 A, Tension-clamp connection
17516 | 1127350000 | TOZ 120VAC RC 24VDC2A | TERMSERIES, Solid-state relay, 1 NO contact (MOS-FET), Rated control voltage: 120 V AC ±10 % , Rated switching voltage: 3...33 V DC, Continuous current: 2 A, Tension-clamp connection
17517 | 1127370000 | TOZ 230VAC RC 24VDC2A | TERMSERIES, Solid-state relay, 1 NO contact (MOS-FET), Rated control voltage: 230 V AC ±10 % , Rated switching voltage: 3...33 V DC, Continuous current: 2 A, Tension-clamp connection
17518 | 1127380000 | TOZ 24-230VUC 24VDC2A | TERMSERIES, Solid-state relay, 1 NO contact (MOS-FET), Rated control voltage: 24?230 V UC ±10 % , Rated switching voltage: 3...33 V DC, Continuous current: 2 A, Tension-clamp connection
17519 | 1127390000 | TOS 5VDC 230VAC1A | TERMSERIES, Solid-state relay, 1 NO contact (Triac (zero-cross switch)), Rated control voltage: 5 V DC ±20 % , Rated switching voltage: 24...240 V AC, Continuous current: 1 A, Screw connection
17520 | 1127400000 | TOS 12VDC 230VAC1A | TERMSERIES, Solid-state relay, 1 NO contact (Triac (zero-cross switch)), Rated control voltage: 12 V DC ±20 % , Rated switching voltage: 24...240 V AC, Continuous current: 1 A, Screw connection
17521 | 1127410000 | TOS 24VDC 230VAC1A | TERMSERIES, Solid-state relay, 1 NO contact (Triac (zero-cross switch)), Rated control voltage: 24 V DC ±20 % , Rated switching voltage: 24...240 V AC, Continuous current: 1 A, Screw connection
17522 | 1127420000 | TOS 24VUC 230VAC1A | TERMSERIES, Solid-state relay, 1 NO contact (Triac (zero-cross switch)), Rated control voltage: 24 V UC ±10 % , Rated switching voltage: 24...240 V AC, Continuous current: 1 A, Screw connection
17523 | 1127430000 | TOS 48VUC 230VAC1A | TERMSERIES, Solid-state relay, 1 NO contact (Triac (zero-cross switch)), Rated control voltage: 48 V UC ±10 % , Rated switching voltage: 24...240 V AC, Continuous current: 1 A, Screw connection
17524 | 1127440000 | TOS 60VUC 230VAC1A | TERMSERIES, Solid-state relay, 1 NO contact (Triac (zero-cross switch)), Rated control voltage: 60 V UC ±10 % , Rated switching voltage: 24...240 V AC, Continuous current: 1 A, Screw connection
17525 | 1127450000 | TOS 120VUC 230VAC1A | TERMSERIES, Solid-state relay, 1 NO contact (Triac (zero-cross switch)), Rated control voltage: 120 V UC ±10 % , Rated switching voltage: 24...240 V AC, Continuous current: 1 A, Screw connection
17526 | 1127470000 | TOS 230VUC 230VAC1A | TERMSERIES, Solid-state relay, 1 NO contact (Triac (zero-cross switch)), Rated control voltage: 230 V UC +5 %/ -10 % , Rated switching voltage: 24...240 V AC, Continuous current: 1 A, Screw connection
17527 | 1127480000 | TOS 120VAC RC 230VAC1A | TERMSERIES, Solid-state relay, 1 NO contact (Triac (zero-cross switch)), Rated control voltage: 120 V AC ±10 % , Rated switching voltage: 24...240 V AC, Continuous current: 1 A, Screw connection
17528 | 1127490000 | TOS 230VAC RC 230VAC1A | TERMSERIES, Solid-state relay, 1 NO contact (Triac (zero-cross switch)), Rated control voltage: 230 V AC +5 % / -10 % , Rated switching voltage: 24...240 V AC, Continuous current: 1 A, Screw connection
17529 | 1127500000 | TOS 24-230VUC 230VAC1A | TERMSERIES, Solid-state relay, 1 NO contact (Triac (zero-cross switch)), Rated control voltage: 24?230 V UC ±10 % , Rated switching voltage: 24...240 V AC, Continuous current: 1 A, Screw connection
17530 | 1127510000 | TOZ 5VDC 230VAC1A | TERMSERIES, Solid-state relay, 1 NO contact (Triac (zero-cross switch)), Rated control voltage: 5 V DC ±20 % , Rated switching voltage: 24...240 V AC, Continuous current: 1 A, Tension-clamp connection
17531 | 1127520000 | TOZ 12VDC 230VAC1A | TERMSERIES, Solid-state relay, 1 NO contact (Triac (zero-cross switch)), Rated control voltage: 12 V DC ±20 % , Rated switching voltage: 24...240 V AC, Continuous current: 1 A, Tension-clamp connection
17532 | 1127530000 | TOZ 24VDC 230VAC1A | TERMSERIES, Solid-state relay, 1 NO contact (Triac (zero-cross switch)), Rated control voltage: 24 V DC ±20 % , Rated switching voltage: 24...240 V AC, Continuous current: 1 A, Tension-clamp connection
17533 | 1127540000 | TOZ 24VUC 230VAC1A | TERMSERIES, Solid-state relay, 1 NO contact (Triac (zero-cross switch)), Rated control voltage: 24 V UC ±10 % , Rated switching voltage: 24...240 V AC, Continuous current: 1 A, Tension-clamp connection
17534 | 1127550000 | TOZ 48VUC 230VAC1A | TERMSERIES, Solid-state relay, 1 NO contact (Triac (zero-cross switch)), Rated control voltage: 48 V UC ±10 % , Rated switching voltage: 24...240 V AC, Continuous current: 1 A, Tension-clamp connection
17535 | 1127570000 | TOZ 60VUC 230VAC1A | TERMSERIES, Solid-state relay, 1 NO contact (Triac (zero-cross switch)), Rated control voltage: 60 V UC ±10 % , Rated switching voltage: 24...240 V AC, Continuous current: 1 A, Tension-clamp connection
17536 | 1127580000 | TOZ 120VUC 230VAC1A | TERMSERIES, Solid-state relay, 1 NO contact (Triac (zero-cross switch)), Rated control voltage: 120 V UC ±10 % , Rated switching voltage: 24...240 V AC, Continuous current: 1 A, Tension-clamp connection
17537 | 1127590000 | TOZ 230VUC 230VAC1A | TERMSERIES, Solid-state relay, 1 NO contact (Triac (zero-cross switch)), Rated control voltage: 230 V UC +5 %/ -10 % , Rated switching voltage: 24...240 V AC, Continuous current: 1 A, Tension-clamp connection
17538 | 1127600000 | TOZ 120VAC RC 230VAC1A | TERMSERIES, Solid-state relay, 1 NO contact (Triac (zero-cross switch)), Rated control voltage: 120 V AC ±10 % , Rated switching voltage: 24...240 V AC, Continuous current: 1 A, Tension-clamp connection
17539 | 1127610000 | TOZ 230VAC RC 230VAC1A | TERMSERIES, Solid-state relay, 1 NO contact (Triac (zero-cross switch)), Rated control voltage: 230 V AC +5 % / -10 % , Rated switching voltage: 24...240 V AC, Continuous current: 1 A, Tension-clamp connection
17540 | 1127620000 | TOZ 24-230VUC 230VAC1A | TERMSERIES, Solid-state relay, 1 NO contact (Triac (zero-cross switch)), Rated control voltage: 24?230 V UC ±10 % , Rated switching voltage: 24...240 V AC, Continuous current: 1 A, Tension-clamp connection
17541 | 1127630000 | TOS 24VDC 24VDC3,5A | TERMSERIES, Solid-state relay, 1 NO contact (MOS-FET), Rated control voltage: 24 V DC ±20 % , Rated switching voltage: 3...33 V DC, Continuous current: 3.5 A, Screw connection
17542 | 1127640000 | TOS 24-230VUC 24VDC3,5A | TERMSERIES, Solid-state relay, 1 NO contact (MOS-FET), Rated control voltage: 24?230 V UC ±10 % , Rated switching voltage: 3...33 V DC, Continuous current: 3.5 A, Screw connection
17543 | 1127650000 | TOZ 24VDC 24VDC3,5A | TERMSERIES, Solid-state relay, 1 NO contact (MOS-FET), Rated control voltage: 24 V DC ±20 % , Rated switching voltage: 3...33 V DC, Continuous current: 3.5 A, Tension-clamp connection
17544 | 1127670000 | TOZ 24-230VUC 24VDC3,5A | TERMSERIES, Solid-state relay, 1 NO contact (MOS-FET), Rated control voltage: 24?230 V UC ±10 % , Rated switching voltage: 3...33 V DC, Continuous current: 3.5 A, Tension-clamp connection
17545 | 1127680000 | TOS 24VDC 230VAC1A | TERMSERIES, Solid-state relay, 1 NO contact (Triac (zero-cross switch)), Rated control voltage: 24 V DC ±20 % , Rated switching voltage: 12...275 V AC, Continuous current: 1 A, Screw connection
17546 | 1127690000 | TOS 24-230VUC 230VAC1A | TERMSERIES, Solid-state relay, 1 NO contact (Triac (zero-cross switch)), Rated control voltage: 24?230 V UC ±10 % , Rated switching voltage: 12...275 V AC, Continuous current: 1 A, Screw connection
17547 | 1127700000 | TOZ 24VDC 230VAC1A | TERMSERIES, Solid-state relay, 1 NO contact (Triac (zero-cross switch)), Rated control voltage: 24 V DC ±20 % , Rated switching voltage: 12...275 V AC, Continuous current: 1 A, Tension-clamp connection
17548 | 1127710000 | TOZ 24-230VUC 230VAC1A | TERMSERIES, Solid-state relay, 1 NO contact (Triac (zero-cross switch)), Rated control voltage: 24?230 V UC ±10 % , Rated switching voltage: 12...275 V AC, Continuous current: 1 A, Tension-clamp connection
17549 | 1127720000 | TOS 24VDC EMPTY | TERMSERIES, Relay socket, 1 NO contact, CO contact (), Rated control voltage: 24 V DC ±20 % , Rated switching voltage: 250 V AC, Continuous current: 16 A, Screw connection
17550 | 1127730000 | TOS 24-230VUC EMPTY | TERMSERIES, Relay socket, 1 NO contact, CO contact (), Rated control voltage: 24?230 V UC ±10 % , Rated switching voltage: 250 V AC, Continuous current: 16 A, Screw connection
17551 | 1127740000 | TOZ 24VDC EMPTY | TERMSERIES, Relay socket, Rated control voltage: 24 V DC ±20 % , Rated switching voltage: 250 V AC, Continuous current: 16 A, Tension-clamp connection
17552 | 1127750000 | TOZ 24-230VUC EMPTY | TERMSERIES, Relay socket, Rated control voltage: 24?230 V UC ±10 % , Rated switching voltage: 250 V AC, Continuous current: 16 A, Tension-clamp connection
17553 | 1130670000 | VSSC6 RTD EX | Surge protection for instrumentation and control, Surge protection for measurement and control, UP(L/N-PE) ? 1.8 kV
17554 | 1131740000 | ZDLD 2.5-2N PE | PE terminal, Tension-clamp connection, 2.5 mm², 500, 300 A (2.5 mm²), dark beige
17555 | 1131750000 | ZDLD 2.5-2N/PE/L/L | Multi-tier modular terminal, Tension-clamp connection, 2.5 mm², 500 V, 20 A, dark beige
17556 | 1131760000 | ZDLD 2.5-2N/PE/L/N | Multi-tier modular terminal, Tension-clamp connection, 2.5 mm², 500 V, 20 A, dark beige
17557 | 1131840000 | SM 27/27 MC NE GE | SwitchMark, Device markers, 27 x 27 mm, SwitchMark holder, yellow
17558 | 1132070000 | SRC-I QV S | RIDERSERIES RCI, Cross-connector
17559 | 1132080000 | SCM-I QV S | RIDERSERIES RCM, Cross-connector
17560 | 1135050000 | ZSI 2X6/4X2.5 ETA | Z-series, Fuse terminal, Rated cross-section: 6 mm², Tension-clamp connection
17561 | 1135070000 | ZNT 16S TNSR WS | Z-series, Installation multi-tier terminal, Neutral conductor modular terminal, Rated cross-section: 16 mm², Tension-clamp connection, Direct mounting
17562 | 1167440000 | IL WMF2.5 BLZ OR | W-Series, Locking clips
17563 | 1167630000 | FUCR SW | Accessories, Fuse holder, Rated cross-section: Direct mounting
17564 | 1167640000 | FUCR 10-36V SW | Accessories, Fuse holder, Rated cross-section: Direct mounting
17565 | 1167650000 | FUCR 30-70V SW | Accessories, Fuse holder, Rated cross-section: Direct mounting
17566 | 1167670000 | FUCR 60-150V SW | Accessories, Fuse holder, Rated cross-section: Direct mounting
17567 | 1167680000 | FUCR 100-250V SW | Accessories, Fuse holder, Rated cross-section: Direct mounting
17568 | 1167850000 | KLBUE 4-13.5 CPF16 | Clamping yoke, Clamping yoke for shield connection, Steel
17569 | 1168820000 | AP 90 BK 2029 | Electronics housings, RS 90 black, End plate, Width: 5 mm
17570 | 1168970000 | MTA 30 BK | Electronics housings, Mounting flange, Accessories
17571 | 1172210000 | RIM-I 3 230VAC RC | RIDERSERIES, RC filter, Rated control voltage: 230 V UC, Plug-in connection
17572 | 1186630000 | WDU 50N IR | Feed-through terminal, Screw connection, 50 mm², 1000 V, 150 A, dark beige
17573 | 1186720000 | WAP WDK10 | W-Series, End plate
17574 | 1186730000 | WAP WDK10 BL | W-Series, End plate
17575 | 1186740000 | WDK 10 | Feed-through terminal, Double-tier terminal, Screw connection, 10 mm², 800 V, 57 A, dark beige
17576 | 1186750000 | WDK 10 BL | Feed-through terminal, Double-tier terminal, Screw connection, 10 mm², 800 V, 57 A, blue
17577 | 1186770000 | WDK 10 V | Feed-through terminal, Double-tier terminal, Screw connection, 10 mm², 800 V, 57 A, dark beige
17578 | 1186780000 | WDK 10 V BL | Feed-through terminal, Double-tier terminal, Screw connection, 10 mm², 800 V, 57 A, blue
17579 | 1188830000 | TOP 120VAC/48VDC 0.5A RC | TERMOPTO, Solid-state relay, 1 NO contact (Transistor), Rated control voltage: 120 V AC ±20 % , Rated switching voltage: 5...48 V DC, Continuous current: 500 mA, PUSH IN
17580 | 1227850000 | ZEW 35/2 GR | Z-series, End bracket
17581 | 1230130000 | TW PRV16 0-15 | P-series, Partition plate, grey, 2 mm, Printed 0-15, horizontally
17582 | 1231330000 | WTR 4/ZZ STB BL | Test-disconnect terminal, Screw connection, 4 mm², 500 V, 27 A, Pivoting, blue
17583 | 1231870000 | PSI 6/10/LD 10-36V SW | P-series, Fuse terminal, Rated cross-section: 6 mm², PUSH IN
17584 | 1231880000 | PSI 6/10/LD 10-36V | P-series, Fuse terminal, Rated cross-section: 6 mm², PUSH IN
17585 | 1238280000 | DEK 5/6 MC NE GE | Dekafix, Terminal marker, 5 x 6 mm, Pitch in mm (P): 6.00 Weidmueller, yellow
17586 | 1238920000 | WTD 6 SL O.STB | W-Series, Feed-through terminal, Rated cross-section: 6 mm², Screw connection
17587 | 1240780000 | TXS SUPPLY | TERMSERIES, Supply module, Number of contacts: 5, , Continuous current: 10 A, Screw connection
17588 | 1240790000 | TXZ SUPPLY | TERMSERIES, Supply module, Number of contacts: 5, , Continuous current: 10 A, Tension-clamp connection
17589 | 1240800000 | TW TXS/TXZ R3.2 | TERMSERIES, Partition plate
17590 | 1243790000 | CRIMPFIX L PZ3 | Automatic stripper and crimper
17591 | 1244760000 | THM PA 60/40 WS | THM, Device markers, 40 x 60 mm
17592 | 1246790000 | RCMKITZ 24VDC 4CO LED | RIDERSERIES RCM, Relay module, Number of contacts: 4, CO contact with test button AgNi, Rated control voltage: 24 V DC, Continuous current: 6 A, Tension-clamp connection, Test button available: Yes
17593 | 1246990000 | SMSE WSH 135/60 MT | Accessories, Busbar
17594 | 1247290000 | WDK 2.5/TR-DU | Test-disconnect terminal, Screw connection, 2.5 mm², 500 V, 24 A, Pivoting, dark beige
17595 | 1247310000 | WDK 2.5/TR-DU STB | Test-disconnect terminal, Screw connection, 2.5 mm², 500 V, 24 A, Pivoting, dark beige
17596 | 1247420000 | WDK 2.5/TR-DU-PE | Test-disconnect terminal, Screw connection, 2.5 mm², 500 V, 24 A, Pivoting, dark beige
17597 | 1247430000 | WDK 2.5/TR-DU-PE STB | Test-disconnect terminal, Screw connection, 2.5 mm², 500 V, 24 A, Pivoting, dark beige
17598 | 1252490000 | KLBUE 15-32 FM4 | Clamping yoke, Clamping yoke
17599 | 1252510000 | KLBUE 10-20 FM4 | Clamping yoke
17600 | 1252520000 | KLBUE 4-13.5 FM4 | Clamping yoke
17601 | 1252530000 | KLBUE 3-8 FM4 | Clamping yoke
17602 | 1252540000 | KLBUE 15-32 CPF16 | Clamping yoke, Clamping yoke for shield connection
17603 | 1252550000 | KLBUE 10-20 CPF16 | Clamping yoke, Clamping yoke for shield connection
17604 | 1253250000 | TW PRV8 8-1 SE | P-series, Partition plate, grey, 2 mm, printed, 8-1, vertical
17605 | 1254730000 | TW PRV16 16-1 SE | P-series, Partition plate, grey, 2 mm, Printed 16-1, vertical
17606 | 1254740000 | TW PRV4 4-1 SE | P-series, Partition plate, grey, 2 mm, printed, 4-1, vertical
17607 | 1254880000 | TOP 24VDC/24VDC 4A | TERMOPTO, Solid-state relay, 1 NO contact (MOS-FET), Rated control voltage: 24 V DC ±20 % , Rated switching voltage: 3...33 V DC, Continuous current: 4 A, PUSH IN
17608 | 1255280000 | WDK 2.5 GR | Feed-through terminal, Double-tier terminal, Screw connection, 2.5 mm², 400 V, grey
17609 | 1259130000 | ZAP ZDT 2.5/8AN/4 | Z-series, End plate
17610 | 1264170000 | ZEW 35 V0 | Z-series, End bracket
17611 | 1265990000 | ZSI 2X6/4X2.5 | Z-series, Fuse terminal, Rated cross-section: 6 mm², Tension-clamp connection
17612 | 1266520000 | WTW 2.5-10 S | W-Series, Partition plate
17613 | 1267790000 | PRV 16 BL 35X15 RT/WS | P-series, Patch distributor, Rated cross-section: 1.5 mm², Number of levels: 16, Number of connections: 64, Colour: blue, Colour of operational elements: red-white, TS 35 x 15
17614 | 1267800000 | PRV 16 BL 35X15 WS/RT | P-series, Patch distributor, Rated cross-section: 1.5 mm², Number of levels: 16, Number of connections: 64, Colour: blue, Colour of operational elements: white-red, TS 35 x 15
17615 | 1267810000 | PRV 16 BL 35X7.5 RT/WS | P-series, Patch distributor, Rated cross-section: 1.5 mm², Number of levels: 16, Number of connections: 64, Colour: blue, Colour of operational elements: red-white, TS 35 x 7.5
17616 | 1267820000 | PRV 16 BL 35X7.5 WS/RT | P-series, Patch distributor, Rated cross-section: 1.5 mm², Number of levels: 16, Number of connections: 64, Colour: blue, Colour of operational elements: white-red, TS 35 x 7.5
17617 | 1267830000 | PRV 8 BL 35X15 RT/WS | P-series, Patch distributor, Rated cross-section: 1.5 mm², Number of levels: 8, Number of connections: 32, Colour: blue, Colour of operational elements: red-white, TS 35 x 15
17618 | 1267840000 | PRV 8 BL 35X7.5 RT/WS | P-series, Patch distributor, Rated cross-section: 1.5 mm², Number of levels: 8, Number of connections: 32, Colour: blue, Colour of operational elements: red-white, TS 35 x 7.5
17619 | 1267870000 | PPV 8 BL 35X15 DGR | P-series, Potential distributor, Rated cross-section: 1.5 mm², Number of levels: 8, Number of connections: 32, Colour: blue
17620 | 1267880000 | PPV 8 BL 35X7.5 DGR | P-series, Potential distributor, Rated cross-section: 1.5 mm², Number of levels: 8, Number of connections: 32, Colour: blue
17621 | 1267890000 | PRV 4 BL 35X15 RT | P-series, Patch distributor, Rated cross-section: 1.5 mm², Number of levels: 4, Number of connections: 16, Colour: blue, Colour of operational elements: red, TS 35 x 15
17622 | 1267900000 | PRV 4 BL 35X7.5 RT | P-series, Patch distributor, Rated cross-section: 1.5 mm², Number of levels: 4, Number of connections: 16, Colour: blue, Colour of operational elements: red, TS 35 x 7.5
17623 | 1267910000 | PPV 4 BL 35X15 DGR | P-series, Potential distributor, Rated cross-section: 1.5 mm², Number of levels: 4, Number of connections: 16, Colour: blue
17624 | 1267920000 | PPV 4 BL 35X7.5 DGR | P-series, Potential distributor, Rated cross-section: 1.5 mm², Number of levels: 4, Number of connections: 16, Colour: blue
17625 | 1267930000 | BZT PRV16 BL 35X15 | P-series, Marker holder, blue, Number of levels: 16, TS 35 x 15
17626 | 1267940000 | BZT PRV16 BL 35X7.5 | P-series, Marker holder, blue, Number of levels: 16, TS 35 x 7.5
17627 | 1267950000 | BZT PRV8 BL 35X15 | P-series, Marker holder, blue, Number of levels: 8, TS 35 x 15
17628 | 1267970000 | BZT PRV8 BL 35X7.5 | P-series, Marker holder, blue, Number of levels: 8, TS 35 x 7.5
17629 | 1267980000 | BZT PRV4 BL 35X15 | P-series, Marker holder, blue, Number of levels: 4, TS 35 x 15
17630 | 1267990000 | BZT PRV4 BL 35X7.5 | P-series, Marker holder, blue, Number of levels: 4, TS 35 x 7.5
17631 | 1268000000 | PAP PRV/PPV8 BL | P-series, End plate, blue, 3 mm
17632 | 1268010000 | PAP PRV/PPV4 BL | P-series, End plate, blue, 3 mm
17633 | 1269050000 | EW 35 DB | Accessories, End bracket
17634 | 1270040000 | WMF 2.5 BL | W-Series, Feed-through terminal, Rated cross-section: 2.5 mm², Screw connection
17635 | 1270050000 | WMF 2.5 PE BL | W-Series, PE terminal, Feed-through terminal, Rated cross-section: 2.5 mm², Screw connection
17636 | 1270070000 | WMF 2.5 DI BL | W-Series, Test-disconnect terminal, Rated cross-section: 2.5 mm², Screw connection
17637 | 1270080000 | WMF 2.5 DI PE BL | W-Series, Test-disconnect terminal, PE terminal, Rated cross-section: 2.5 mm², Screw connection
17638 | 1271530000 | ZDU 2.5 S OR | Z-series, Installation multi-tier terminal, Feed-through terminal, Rated cross-section: 2.5 mm², Tension-clamp connection, Direct mounting
17639 | 1272380000 | WAP 2.5-10 4-6 | W-Series, End plate
17640 | 1275100000 | TOS 24VDC/24VDC 4A | TERMOPTO, Solid-state relay, 1 NO contact (MOS-FET), Rated control voltage: 24 V DC ±20 % , Rated switching voltage: 3...33 V DC, Continuous current: 4 A, Screw connection
17641 | 1283230000 | MOS 24VDC/8-30VDC 2A E | MICROOPTO, Solid-state relay, 1 NO contact (Intelligent POWER MOS-FET), Rated control voltage: 24 V DC ±20 % , Rated switching voltage: 8...30 V DC, Continuous current: 2 A, Screw connection
17642 | 1288250000 | PRV 8 SW 35X7.5 RT | P-series, Patch distributor, Rated cross-section: 1.5 mm², Number of levels: 8, Number of connections: 32, Colour: black, Colour of operational elements: red, TS 35 x 7.5
17643 | 1288260000 | PRV 8 SW 35X7.5 WS | P-series, Patch distributor, Rated cross-section: 1.5 mm², Number of levels: 8, Number of connections: 32, Colour: black, Colour of operational elements: white, TS 35 x 7.5
17644 | 1288320000 | CC 15/17 K MC NE RT | ClipCard, Device markers, 15 x 17 mm, red
17645 | 1288330000 | CC 15/27 K MC NE RT | ClipCard, Device markers, 15 x 27 mm, red
17646 | 1288340000 | CC 15/60 K MC NE RT | ClipCard, Device markers, 15 x 60 mm, red
17647 | 1288380000 | CC 15/49 K MC NE RT | ClipCard, Device markers, 15 x 49 mm, red
17648 | 1288390000 | CC 85/54 K MC NE RT | ClipCard, Device markers, 54 x 85 mm, red
17649 | 1297870000 | TW PRV16 R-A | P-series, Partition plate, grey, 2 mm, printed, R-A, horizontally
17650 | 1297880000 | TW PRV8 A-P | P-series, Partition plate, grey, 2 mm, Printed A-P, horizontally
17651 | 1297890000 | TW PRV4 D-A | P-series, Partition plate, grey, 2 mm, printed, D-A, horizontally
17652 | 1297910000 | ZP 2.5/1AN/2 RT | Z-series, Plug-in connector, Direct mounting
17653 | 1298070000 | WDU 50N SW | Feed-through terminal, Screw connection, 50 mm², 1000 V, 150 A, black
17654 | 1298080000 | WDU 35 RT | Feed-through terminal, Screw connection, 35 mm², 1000 V, 125 A, red
17655 | 1301610000 | PPV 4 OR 35X15 DGR | P-series, Potential distributor, Rated cross-section: 1.5 mm², Number of levels: 4, Number of connections: 16, Colour: orange
17656 | 1301620000 | PPV 8 OR 35X15 DGR | P-series, Potential distributor, Rated cross-section: 1.5 mm², Number of levels: 8, Number of connections: 32, Colour: orange
17657 | 1301630000 | PPV 4 OR 35X7.5 DGR | P-series, Potential distributor, Rated cross-section: 1.5 mm², Number of levels: 4, Number of connections: 16, Colour: orange
17658 | 1301640000 | PPV 8 OR 35X7.5 DGR | P-series, Potential distributor, Rated cross-section: 1.5 mm², Number of levels: 8, Number of connections: 32, Colour: orange
17659 | 1303670000 | WDK 2.5 LD/GN 1D 2R 230 | W-Series, Feed-through terminal, Double-tier terminal, Rated cross-section: 2.5 mm², Screw connection
17660 | 1304720000 | ZT 2.5/3AN/1 BL | Z-series, Feed-through terminal, Rated cross-section: 2.5 mm², Tension-clamp connection
17661 | 1305230000 | AH WDT 2.5 BT | W-Series, Cover
17662 | 1305240000 | WAP WDT 2.5 BT | W-Series, End plate
17663 | 1305250000 | WAP WDT 2.5 AT | W-Series, End plate
17664 | 1305260000 | WAP WDT 2.5/2 | W-Series, End plate
17665 | 1307680000 | TW PRV16 H-A H-A | P-series, Partition plate, grey, 2 mm, Printed A-H, horizontally
17666 | 1307880000 | VSSC4 GDT 240VUC 2X10KA | Surge protection for instrumentation and control, Surge protection for measurement and control, UP(L/N-PE) < 1300 V
17667 | 1310540000 | THM MT30X 8/8 GE | THM, Device markers, 8 x 8 mm, yellow
17668 | 1312390000 | TW PRV4 D-A SE | P-series, Partition plate, grey, 2 mm, printed, D-A, vertical
17669 | 1312400000 | TW PRV8 9-16 SE | P-series, Partition plate, grey, 2 mm, printed, 9-16, vertical
17670 | 1312410000 | TW PRV8 1-8 SE | P-series, Partition plate, grey, 2 mm, Printed 1-8, vertical
17671 | 1312830000 | ZT 4/2AN/1 BL | Z-series, Feed-through terminal, Rated cross-section: 4 mm², Tension-clamp connection
17672 | 1314420000 | WTW 160X100 WF10/WF12 | Bolt-type screw terminals, Partition plate, dark beige, 2 mm
17673 | 1314690000 | TW PRV8 H-A | P-series, Partition plate, grey, 2 mm, Printed H-A, horizontally
17674 | 1315780000 | ZSI 2.5 RT | Z-series, Fuse terminal, Rated cross-section: 2.5 mm², Tension-clamp connection, Direct mounting
17675 | 1315790000 | ZSI 2.5 GE | Z-series, Fuse terminal, Rated cross-section: 2.5 mm², Tension-clamp connection, Direct mounting
17676 | 1315800000 | ZSI 2.5 BL | Z-series, Fuse terminal, Rated cross-section: 2.5 mm², Tension-clamp connection, Direct mounting
17677 | 1315820000 | ZSI 2.5 SW | Z-series, Fuse terminal, Rated cross-section: 2.5 mm², Tension-clamp connection, Direct mounting
17678 | 1315840000 | ZSI 2.5 GR | Z-series, Fuse terminal, Rated cross-section: 2.5 mm², Tension-clamp connection, Direct mounting
17679 | 1315880000 | ZSI 2.5/LD 120AC BL | Z-series, Fuse terminal, Rated cross-section: 2.5 mm², Tension-clamp connection, Direct mounting
17680 | 1315900000 | ZSI 2.5/LD 120AC SW | Z-series, Fuse terminal, Rated cross-section: 2.5 mm², Tension-clamp connection, Direct mounting
17681 | 1315920000 | ZSI 2.5/LD 120AC GR | Z-series, Fuse terminal, Rated cross-section: 2.5 mm², Tension-clamp connection, Direct mounting
17682 | 1316880000 | ZDU 2.5N OR | Feed-through terminal, Tension-clamp connection, 2.5 mm², 800 V, 24 A, orange
17683 | 1316890000 | ZDU 2.5N/4AN OR | Feed-through terminal, Tension-clamp connection, 2.5 mm², 800 V, 24 A, orange
17684 | 1317840000 | TW PRV4 1-8 | P-series, Partition plate, grey, 2 mm, Printed 1-8, horizontally
17685 | 1317850000 | TW PRV4 8-1 | P-series, Partition plate, grey, 2 mm, printed, 8-1, horizontally
17686 | 1324100000 | SL 5.08/4/WDK2.5 OR | W-Series, Adapter
17687 | 1334480000 | ZSI 2.5/LD 28AC BL | Z-series, Fuse terminal, Rated cross-section: 2.5 mm², Tension-clamp connection
17688 | 1335100000 | THM GEW 38/19 GE | THM, Device markers, 19 x 38 mm, yellow
17689 | 1336670000 | SM 35/18 K MC SDR | SwitchMark, Device markers, 18 x 35 mm, To customer specification
17690 | 1336690000 | SM 35/18 K MC NE WS | SwitchMark, Device markers, 18 x 35 mm, white
17691 | 1336700000 | SM 35/18 K MC NE GR | SwitchMark, Device markers, 18 x 35 mm, grey
17692 | 1338280000 | THM MT30X 17.5/17.5 SI | THM, Device markers, 17.5 x 17.5 mm, silver
17693 | 1339570000 | THM ESO 7 PA WS | Terminal markers, Insert markers, 27 x 6.3 mm, white
17694 | 1339580000 | THM ESO 7 PA GE | Terminal markers, Insert markers, 27 x 6.3 mm, yellow
17695 | 1339670000 | THM MT30X DIA 30 WS | THM, Device markers, white
17696 | 1340340000 | TW PRV16 17-32 | P-series, Partition plate, grey, 2 mm, printed, 17-32, horizontally
17697 | 1341140000 | DKB CC 27/18 | MetalliCard, Adhesive strip, 27 x 18 mm, Transparent
17698 | 1341150000 | DKB CC 15/60 | MetalliCard, Adhesive strip, 15 x 60 mm, Transparent
17699 | 1341170000 | DKB CC 15/45 | MetalliCard, Adhesive strip, 15 x 45 mm, Transparent
17700 | 1341180000 | DKB CC DIA 30 | MetalliCard, Adhesive strip, Transparent
17701 | 1341610000 | DEK 5/8-11.5 MC SDR | Dekafix, Terminal marker, 5 x 8 mm, Pitch in mm (P): 8.00 Weidmueller, To customer specification
17702 | 1345280000 | WTL 6/1/TNSC/EN | Test-disconnect terminal, Screw connection, 6 mm², 630 V, 41 A, sliding, dark beige
17703 | 1346130000 | SM 27/18 MC NE GN | SwitchMark, Device markers, 18 x 27 mm, SwitchMark holder, green
17704 | 1346320000 | ESG 6.6/15 BHZ 5.00 SDR | ESG, Device markers x 15 mm, PA 66, Colour: To customer specification
17705 | 1407760000 | LM2N 3.50/12/90 3.2SN BK BX | Printed circuit board terminals, 3.50 mm, Number of poles: 12, 90°, Solder pin length (l): 3.2 mm, tinned, black, Clamping yoke connection, Clamping range, max. : 2.08 mm²
17706 | 1409260000 | SL 5.08HC/02/90B 3.2SN GN BX | PCB plug-in connector, male header, Dovetails for fixing blocks, THT solder connection, 5.08 mm, Number of poles: 2, 90°, Solder pin length (l): 3.2 mm, tinned, Pale green, Box
17707 | 1409360000 | SL 5.08HC/02/180B 3.2SN GN BX | PCB plug-in connector, male header, Dovetails for fixing blocks, THT solder connection, 5.08 mm, Number of poles: 2, 180°, Solder pin length (l): 3.2 mm, tinned, Pale green, Box
17708 | 1410320000 | BLZP 5.00HC/18/180 SN GN BX | PCB plug-in connector, female plug, 5.00 mm, Number of poles: 18, 180°, Clamping yoke connection, Clamping range, max. : 4 mm², Box
17709 | 1410330000 | BLZP 5.08HC/18/180 SN GN BX | PCB plug-in connector, female plug, 5.08 mm, Number of poles: 18, 180°, Clamping yoke connection, Clamping range, max. : 4 mm², Box
17710 | 1410510000 | SL 5.00/07/90 3.2SN BK BX | PCB plug-in connector, male header, open side, THT solder connection, 5.00 mm, Number of poles: 7, 90°, Solder pin length (l): 3.2 mm, tinned, black, Box
17711 | 1420580000 | BLF 7.50HP/02/180F SN BK BX | PCB plug-in connector, female plug, Pitch in mm (P): 7.50 mm, Number of poles: 2, Box
17712 | 1420590000 | BLF 7.50HP/03/180F SN BK BX | PCB plug-in connector, female plug, Pitch in mm (P): 7.50 mm, Number of poles: 3, Box
17713 | 1420610000 | BLF 7.50HP/04/180F SN BK BX | PCB plug-in connector, female plug, Pitch in mm (P): 7.50 mm, Number of poles: 4, Box
17714 | 1420620000 | BLF 7.50HP/05/180F SN BK BX | PCB plug-in connector, female plug, Pitch in mm (P): 7.50 mm, Number of poles: 5, Box
17715 | 1420630000 | BLF 7.50HP/02/180LR SN BK BX | PCB plug-in connector, female plug, Pitch in mm (P): 7.50 mm, Number of poles: 2, Box
17716 | 1420640000 | BLF 7.50HP/03/180LR SN BK BX | PCB plug-in connector, female plug, Pitch in mm (P): 7.50 mm, Number of poles: 3, Box
17717 | 1420650000 | BLF 7.50HP/04/180LR SN BK BX | PCB plug-in connector, female plug, Pitch in mm (P): 7.50 mm, Number of poles: 4, Box
17718 | 1420660000 | BLF 7.50HP/05/180LR SN BK BX | PCB plug-in connector, female plug, Pitch in mm (P): 7.50 mm, Number of poles: 5, Box
17719 | 1425030000 | LMF 5.00/02/180 3.5SN BK BX | Printed circuit board terminals, 5.00 mm, Number of poles: 2, 180°, Solder pin length (l): 3.5 mm, tinned, black, PUSH IN with actuator, Clamping range, max. : 2.5 mm², Box
17720 | 1425040000 | LMF 5.00/03/180 3.5SN BK BX | Printed circuit board terminals, 5.00 mm, Number of poles: 3, 180°, Solder pin length (l): 3.5 mm, tinned, black, PUSH IN with actuator, Clamping range, max. : 2.5 mm², Box
17721 | 1425060000 | LMF 5.00/05/180 3.5SN BK BX | Printed circuit board terminals, 5.00 mm, Number of poles: 5, 180°, Solder pin length (l): 3.5 mm, tinned, black, PUSH IN with actuator, Clamping range, max. : 2.5 mm², Box
17722 | 1425070000 | LMF 5.00/06/180 3.5SN BK BX | Printed circuit board terminals, 5.00 mm, Number of poles: 6, 180°, Solder pin length (l): 3.5 mm, tinned, black, PUSH IN with actuator, Clamping range, max. : 2.5 mm², Box
17723 | 1425110000 | LMF 5.00/09/180 3.5SN BK BX | Printed circuit board terminals, 5.00 mm, Number of poles: 9, 180°, Solder pin length (l): 3.5 mm, tinned, black, PUSH IN with actuator, Clamping range, max. : 2.5 mm², Box
17724 | 1425120000 | LMF 5.00/10/180 3.5SN BK BX | Printed circuit board terminals, 5.00 mm, Number of poles: 10, 180°, Solder pin length (l): 3.5 mm, tinned, black, PUSH IN with actuator, Clamping range, max. : 2.5 mm², Box
17725 | 1425130000 | LMF 5.00/11/180 3.5SN BK BX | Printed circuit board terminals, 5.00 mm, Number of poles: 11, 180°, Solder pin length (l): 3.5 mm, tinned, black, PUSH IN with actuator, Clamping range, max. : 2.5 mm², Box
17726 | 1425140000 | LMF 5.00/12/180 3.5SN BK BX | Printed circuit board terminals, 5.00 mm, Number of poles: 12, 180°, Solder pin length (l): 3.5 mm, tinned, black, PUSH IN with actuator, Clamping range, max. : 2.5 mm², Box
17727 | 1425150000 | LMF 5.00/13/180 3.5SN BK BX | Printed circuit board terminals, 5.00 mm, Number of poles: 13, 180°, Solder pin length (l): 3.5 mm, tinned, black, PUSH IN with actuator, Clamping range, max. : 2.5 mm², Box
17728 | 1425160000 | LMF 5.00/14/180 3.5SN BK BX | Printed circuit board terminals, 5.00 mm, Number of poles: 14, 180°, Solder pin length (l): 3.5 mm, tinned, black, PUSH IN with actuator, Clamping range, max. : 2.5 mm², Box
17729 | 1425170000 | LMF 5.00/15/180 3.5SN BK BX | Printed circuit board terminals, 5.00 mm, Number of poles: 15, 180°, Solder pin length (l): 3.5 mm, tinned, black, PUSH IN with actuator, Clamping range, max. : 2.5 mm², Box
17730 | 1425180000 | LMF 5.00/16/180 3.5SN BK BX | Printed circuit board terminals, 5.00 mm, Number of poles: 16, 180°, Solder pin length (l): 3.5 mm, tinned, black, PUSH IN with actuator, Clamping range, max. : 2.5 mm², Box
17731 | 1425190000 | LMF 5.00/17/180 3.5SN BK BX | Printed circuit board terminals, 5.00 mm, Number of poles: 17, 180°, Solder pin length (l): 3.5 mm, tinned, black, PUSH IN with actuator, Clamping range, max. : 2.5 mm², Box
17732 | 1425210000 | LMF 5.00/18/180 3.5SN BK BX | Printed circuit board terminals, 5.00 mm, Number of poles: 18, 180°, Solder pin length (l): 3.5 mm, tinned, black, PUSH IN with actuator, Clamping range, max. : 2.5 mm², Box
17733 | 1425220000 | LMF 5.00/19/180 3.5SN BK BX | Printed circuit board terminals, 5.00 mm, Number of poles: 19, 180°, Solder pin length (l): 3.5 mm, tinned, black, PUSH IN with actuator, Clamping range, max. : 2.5 mm², Box
17734 | 1425230000 | LMF 5.00/20/180 3.5SN BK BX | Printed circuit board terminals, 5.00 mm, Number of poles: 20, 180°, Solder pin length (l): 3.5 mm, tinned, black, PUSH IN with actuator, Clamping range, max. : 2.5 mm², Box
17735 | 1425240000 | LMF 5.00/21/180 3.5SN BK BX | Printed circuit board terminals, 5.00 mm, Number of poles: 21, 180°, Solder pin length (l): 3.5 mm, tinned, black, PUSH IN with actuator, Clamping range, max. : 2.5 mm², Box
17736 | 1425250000 | LMF 5.00/22/180 3.5SN BK BX | Printed circuit board terminals, 5.00 mm, Number of poles: 22, 180°, Solder pin length (l): 3.5 mm, tinned, black, PUSH IN with actuator, Clamping range, max. : 2.5 mm², Box
17737 | 1425260000 | LMF 5.00/23/180 3.5SN BK BX | Printed circuit board terminals, 5.00 mm, Number of poles: 23, 180°, Solder pin length (l): 3.5 mm, tinned, black, PUSH IN with actuator, Clamping range, max. : 2.5 mm², Box
17738 | 1425270000 | LMF 5.00/24/180 3.5SN BK BX | Printed circuit board terminals, 5.00 mm, Number of poles: 24, 180°, Solder pin length (l): 3.5 mm, tinned, black, PUSH IN with actuator, Clamping range, max. : 2.5 mm², Box
17739 | 1425540000 | LMFS 5.00/02/180 3.5SN BK BX | Printed circuit board terminals, 5.00 mm, Number of poles: 2, 180°, Solder pin length (l): 3.5 mm, tinned, black, PUSH IN without actuator, Clamping range, max. : 2.5 mm², Box
17740 | 1425550000 | LMFS 5.00/03/180 3.5SN BK BX | Printed circuit board terminals, 5.00 mm, Number of poles: 3, 180°, Solder pin length (l): 3.5 mm, tinned, black, PUSH IN without actuator, Clamping range, max. : 2.5 mm², Box
17741 | 1425560000 | LMFS 5.00/04/180 3.5SN BK BX | Printed circuit board terminals, 5.00 mm, Number of poles: 4, 180°, Solder pin length (l): 3.5 mm, tinned, black, PUSH IN without actuator, Clamping range, max. : 2.5 mm², Box
17742 | 1425570000 | LMFS 5.00/05/180 3.5SN BK BX | Printed circuit board terminals, 5.00 mm, Number of poles: 5, 180°, Solder pin length (l): 3.5 mm, tinned, black, PUSH IN without actuator, Clamping range, max. : 2.5 mm², Box
17743 | 1425580000 | LMFS 5.00/06/180 3.5SN BK BX | Printed circuit board terminals, 5.00 mm, Number of poles: 6, 180°, Solder pin length (l): 3.5 mm, tinned, black, PUSH IN without actuator, Clamping range, max. : 2.5 mm², Box
17744 | 1433780000 | LM 3.50/04/90 4.5SN BK BX | Printed circuit board terminals, 3.50 mm, Number of poles: 4, 90°, Solder pin length (l): 4.5 mm, tinned, black, Clamping yoke connection, Clamping range, max. : 2.08 mm², Box
17745 | 1437920000 | LM2NZF 5.08/06/135 3.5SN BK BX | Printed circuit board terminals, 5.08 mm, Number of poles: 6, 135°, Solder pin length (l): 3.5 mm, black, Tension-clamp connection, Clamping range, max. : 2.5 mm², Box
17746 | 1440010000 | BLZP 5.08HC/03/270 SN GN BX | PCB plug-in connector, female plug, 5.08 mm, Number of poles: 3, 270°, Clamping yoke connection, Clamping range, max. : 4 mm², Box
17747 | 1440020000 | BLZP 5.08HC/06/270 SN GN BX | PCB plug-in connector, female plug, 5.08 mm, Number of poles: 6, 270°, Clamping yoke connection, Clamping range, max. : 4 mm², Box
17748 | 1440030000 | BLZP 5.08HC/09/270 SN GN BX | PCB plug-in connector, female plug, 5.08 mm, Number of poles: 9, 270°, Clamping yoke connection, Clamping range, max. : 4 mm², Box
17749 | 1440040000 | BLZP 5.08HC/11/270 SN GN BX | PCB plug-in connector, female plug, 5.08 mm, Number of poles: 11, 270°, Clamping yoke connection, Clamping range, max. : 4 mm², Box
17750 | 1440110000 | SL 5.08HC/09/180G 3.2SN GN BX | PCB plug-in connector, male header, closed side, THT solder connection, 5.08 mm, Number of poles: 9, 180°, Solder pin length (l): 3.2 mm, tinned, Pale green, Box
17751 | 1452620000 | SL 7.62/04/180B 3.2SN GN BX | PCB plug-in connector, male header, Dovetails for fixing blocks, THT solder connection, 7.62 mm, Number of poles: 4, 180°, Solder pin length (l): 3.2 mm, Pale green, Box
17752 | 1452630000 | SL 7.62/06/180B 3.2SN GN BX | PCB plug-in connector, male header, Dovetails for fixing blocks, THT solder connection, 7.62 mm, Number of poles: 6, 180°, Solder pin length (l): 3.2 mm, Pale green, Box
17753 | 1452640000 | SL 7.62/10/180B 3.2SN GN BX | PCB plug-in connector, male header, Dovetails for fixing blocks, THT solder connection, 7.62 mm, Number of poles: 10, 180°, Solder pin length (l): 3.2 mm, Pale green, Box
17754 | 1452650000 | SL 7.50/07/180B 3.2SN GN BX | PCB plug-in connector, male header, Dovetails for fixing blocks, THT solder connection, 7.50 mm, Number of poles: 7, 180°, Solder pin length (l): 3.2 mm, Pale green, Box
17755 | 1452700000 | BLZ 7.50/07/180 SN GN BX | PCB plug-in connector, female plug, 7.50 mm, Number of poles: 7, 180°, Clamping yoke connection, Clamping range, max. : 3.31 mm², Box
17756 | 1453540000 | SLD 3.50/18/90G 3.2SN BK BX | PCB plug-in connector, male header, closed side, THT solder connection, 3.50 mm, Number of poles: 18, 90°, Solder pin length (l): 3.2 mm, tinned, black, Box
17757 | 1464990000 | SL-SMT 5.08HC/08/180G 3.2SN BK RL | PCB plug-in connector, male header, closed side, THT/THR solder connection, 5.08 mm, Number of poles: 8, 180°, Solder pin length (l): 3.2 mm, tinned, black, Tape
17758 | 1465190000 | SLS 5.08/08/180B SN GN BX | PCB plug-in connector, male plug, 5.08 mm, Number of poles: 8, 180°, Clamping yoke connection, Clamping range, max. : 3.31 mm², Box
17759 | 1465210000 | BLL 5.08/08/90FI 3.2SN GN BX | PCB plug-in connector, female header, Inverted flange, THT solder connection, 5.08 mm, Number of poles: 8, 90°, Solder pin length (l): 3.2 mm, Pale green, Box
17760 | 1467970000 | SL 3.50/18/180F 3.2SN GN BX | PCB plug-in connector, male header, Flange, THT solder connection, 3.50 mm, Number of poles: 18, 180°, Solder pin length (l): 3.2 mm, tinned, Pale green, Box
17761 | 1467990000 | BL 3.50/18/90F SN GN BX | PCB plug-in connector, female plug, 3.50 mm, Number of poles: 18, 90°, Clamping yoke connection, Clamping range, max. : 1.5 mm², Box
17762 | 1472480000 | SL 7.62HP/02/270G 3.2SN OR BX | PCB plug-in connector, male header, closed side, THT solder connection, 7.62 mm, Number of poles: 2, 270°, Solder pin length (l): 3.2 mm, orange, Box
17763 | 1472490000 | SL 7.62HP/03/270G 3.2SN OR BX | PCB plug-in connector, male header, closed side, THT solder connection, 7.62 mm, Number of poles: 3, 270°, Solder pin length (l): 3.2 mm, orange, Box
17764 | 1472510000 | SL 7.62HP/04/270G 3.2SN OR BX | PCB plug-in connector, male header, closed side, THT solder connection, 7.62 mm, Number of poles: 4, 270°, Solder pin length (l): 3.2 mm, orange, Box
17765 | 1472520000 | SL 7.62HP/05/270G 3.2SN OR BX | PCB plug-in connector, male header, closed side, THT solder connection, 7.62 mm, Number of poles: 5, 270°, Solder pin length (l): 3.2 mm, orange, Box
17766 | 1472530000 | SL 7.62HP/06/270G 3.2SN OR BX | PCB plug-in connector, male header, closed side, THT solder connection, 7.62 mm, Number of poles: 6, 270°, Solder pin length (l): 3.2 mm, orange, Box
17767 | 1472540000 | SL 7.62HP/07/270G 3.2SN OR BX | PCB plug-in connector, male header, closed side, THT solder connection, 7.62 mm, Number of poles: 7, 270°, Solder pin length (l): 3.2 mm, orange, Box
17768 | 1472550000 | SL 7.62HP/08/270G 3.2SN OR BX | PCB plug-in connector, male header, closed side, THT solder connection, 7.62 mm, Number of poles: 8, 270°, Solder pin length (l): 3.2 mm, orange, Box
17769 | 1472560000 | SL 7.62HP/09/270G 3.2SN OR BX | PCB plug-in connector, male header, closed side, THT solder connection, 7.62 mm, Number of poles: 9, 270°, Solder pin length (l): 3.2 mm, orange, Box
17770 | 1472570000 | SL 7.62HP/10/270G 3.2SN OR BX | PCB plug-in connector, male header, closed side, THT solder connection, 7.62 mm, Number of poles: 10, 270°, Solder pin length (l): 3.2 mm, orange, Box
17771 | 1472580000 | SL 7.62HP/11/270G 3.2SN OR BX | PCB plug-in connector, male header, closed side, THT solder connection, 7.62 mm, Number of poles: 11, 270°, Solder pin length (l): 3.2 mm, orange, Box
17772 | 1472590000 | SL 7.62HP/12/270G 3.2SN OR BX | PCB plug-in connector, male header, closed side, THT solder connection, 7.62 mm, Number of poles: 12, 270°, Solder pin length (l): 3.2 mm, orange, Box
17773 | 1472610000 | SL 7.62HP/02/270LF 3.2SN OR BX | PCB plug-in connector, male header, Solder flange, THT solder connection, 7.62 mm, Number of poles: 2, 270°, Solder pin length (l): 3.2 mm, orange, Box
17774 | 1472620000 | SL 7.62HP/03/270LF 3.2SN OR BX | PCB plug-in connector, male header, Solder flange, THT solder connection, 7.62 mm, Number of poles: 3, 270°, Solder pin length (l): 3.2 mm, orange, Box
17775 | 1472630000 | SL 7.62HP/04/270LF 3.2SN OR BX | PCB plug-in connector, male header, Solder flange, THT solder connection, 7.62 mm, Number of poles: 4, 270°, Solder pin length (l): 3.2 mm, orange, Box
17776 | 1472640000 | SL 7.62HP/05/270LF 3.2SN OR BX | PCB plug-in connector, male header, Solder flange, THT solder connection, 7.62 mm, Number of poles: 5, 270°, Solder pin length (l): 3.2 mm, orange, Box
17777 | 1472650000 | SL 7.62HP/06/270LF 3.2SN OR BX | PCB plug-in connector, male header, Solder flange, THT solder connection, 7.62 mm, Number of poles: 6, 270°, Solder pin length (l): 3.2 mm, orange, Box
17778 | 1472660000 | SL 7.62HP/07/270LF 3.2SN OR BX | PCB plug-in connector, male header, Solder flange, THT solder connection, 7.62 mm, Number of poles: 7, 270°, Solder pin length (l): 3.2 mm, orange, Box
17779 | 1472670000 | SL 7.62HP/08/270LF 3.2SN OR BX | PCB plug-in connector, male header, Solder flange, THT solder connection, 7.62 mm, Number of poles: 8, 270°, Solder pin length (l): 3.2 mm, orange, Box
17780 | 1472680000 | SL 7.62HP/09/270LF 3.2SN OR BX | PCB plug-in connector, male header, Solder flange, THT solder connection, 7.62 mm, Number of poles: 9, 270°, Solder pin length (l): 3.2 mm, orange, Box
17781 | 1472690000 | SL 7.62HP/10/270LF 3.2SN OR BX | PCB plug-in connector, male header, Solder flange, THT solder connection, 7.62 mm, Number of poles: 10, 270°, Solder pin length (l): 3.2 mm, orange, Box
17782 | 1472700000 | SL 7.62HP/11/270LF 3.2SN OR BX | PCB plug-in connector, male header, Solder flange, THT solder connection, 7.62 mm, Number of poles: 11, 270°, Solder pin length (l): 3.2 mm, orange, Box
17783 | 1472710000 | SL 7.62HP/12/270LF 3.2SN OR BX | PCB plug-in connector, male header, Solder flange, THT solder connection, 7.62 mm, Number of poles: 12, 270°, Solder pin length (l): 3.2 mm, orange, Box
17784 | 1473310000 | LSF-SMD 3.50/02/135 SN BK RL | Printed circuit board terminals, 3.50 mm, Number of poles: 2, 135°, black, PUSH IN with actuator, Clamping range, max. : 1.5 mm², Tape
17785 | 1473320000 | LSF-SMD 3.50/03/135 SN BK RL | Printed circuit board terminals, 3.50 mm, Number of poles: 3, 135°, black, PUSH IN with actuator, Clamping range, max. : 1.5 mm², Tape
17786 | 1473330000 | LSF-SMD 3.50/04/135 SN BK RL | Printed circuit board terminals, 3.50 mm, Number of poles: 4, 135°, black, PUSH IN with actuator, Clamping range, max. : 1.5 mm², Tape
17787 | 1473340000 | LSF-SMD 3.50/05/135 SN BK RL | Printed circuit board terminals, 3.50 mm, Number of poles: 5, 135°, black, PUSH IN with actuator, Clamping range, max. : 1.5 mm², Tape
17788 | 1473350000 | LSF-SMD 3.50/06/135 SN BK RL | Printed circuit board terminals, 3.50 mm, Number of poles: 6, 135°, black, PUSH IN with actuator, Clamping range, max. : 1.5 mm², Tape
17789 | 1473370000 | LSF-SMD 3.50/07/135 SN BK RL | Printed circuit board terminals, 3.50 mm, Number of poles: 7, 135°, black, PUSH IN with actuator, Clamping range, max. : 1.5 mm², Tape
17790 | 1473390000 | LSF-SMD 3.50/09/135 SN BK RL | Printed circuit board terminals, 3.50 mm, Number of poles: 9, 135°, black, PUSH IN with actuator, Clamping range, max. : 1.5 mm², Tape
17791 | 1473410000 | LSF-SMD 3.50/10/135 SN BK RL | Printed circuit board terminals, 3.50 mm, Number of poles: 10, 135°, black, PUSH IN with actuator, Clamping range, max. : 1.5 mm², Tape
17792 | 1473420000 | LSF-SMD 3.50/11/135 SN BK RL | Printed circuit board terminals, 3.50 mm, Number of poles: 11, 135°, black, PUSH IN with actuator, Clamping range, max. : 1.5 mm², Tape
17793 | 1473430000 | LSF-SMD 3.50/12/135 SN BK RL | Printed circuit board terminals, 3.50 mm, Number of poles: 12, 135°, black, PUSH IN with actuator, Clamping range, max. : 1.5 mm², Tape
17794 | 1473510000 | LSF-SMD 3.50/04/90 SN BK RL | Printed circuit board terminals, 3.50 mm, Number of poles: 4, 90°, black, PUSH IN with actuator, Clamping range, max. : 1.5 mm², Tape
17795 | 1473520000 | LSF-SMD 3.50/05/90 SN BK RL | Printed circuit board terminals, 3.50 mm, Number of poles: 5, 90°, black, PUSH IN with actuator, Clamping range, max. : 1.5 mm², Tape
17796 | 1473530000 | LSF-SMD 3.50/06/90 SN BK RL | Printed circuit board terminals, 3.50 mm, Number of poles: 6, 90°, black, PUSH IN with actuator, Clamping range, max. : 1.5 mm², Tape
17797 | 1473540000 | LSF-SMD 3.50/07/90 SN BK RL | Printed circuit board terminals, 3.50 mm, Number of poles: 7, 90°, black, PUSH IN with actuator, Clamping range, max. : 1.5 mm², Tape
17798 | 1473550000 | LSF-SMD 3.50/08/90 SN BK RL | Printed circuit board terminals, 3.50 mm, Number of poles: 8, 90°, black, PUSH IN with actuator, Clamping range, max. : 1.5 mm², Tape
17799 | 1473560000 | LSF-SMD 5.00/02/180 SN BK RL | Printed circuit board terminals, 5.00 mm, Number of poles: 2, 180°, black, PUSH IN with actuator, Clamping range, max. : 1.5 mm², Tape
17800 | 1473580000 | LSF-SMD 5.00/03/180 SN BK RL | Printed circuit board terminals, 5.00 mm, Number of poles: 3, 180°, black, PUSH IN with actuator, Clamping range, max. : 1.5 mm², Tape
17801 | 1473590000 | LSF-SMD 3.50/10/90 SN BK RL | Printed circuit board terminals, 3.50 mm, Number of poles: 10, 90°, black, PUSH IN with actuator, Clamping range, max. : 1.5 mm², Tape
17802 | 1473610000 | LSF-SMD 5.00/04/180 SN BK RL | Printed circuit board terminals, 5.00 mm, Number of poles: 4, 180°, black, PUSH IN with actuator, Clamping range, max. : 1.5 mm², Tape
17803 | 1473620000 | LSF-SMD 3.50/11/90 SN BK RL | Printed circuit board terminals, 3.50 mm, Number of poles: 11, 90°, black, PUSH IN with actuator, Clamping range, max. : 1.5 mm², Tape
17804 | 1473640000 | LSF-SMD 5.00/05/180 SN BK RL | Printed circuit board terminals, 5.00 mm, Number of poles: 5, 180°, black, PUSH IN with actuator, Clamping range, max. : 1.5 mm², Tape
17805 | 1473650000 | LSF-SMD 3.50/12/90 SN BK RL | Printed circuit board terminals, 3.50 mm, Number of poles: 12, 90°, black, PUSH IN with actuator, Clamping range, max. : 1.5 mm², Tape
17806 | 1473660000 | LSF-SMD 5.00/06/180 SN BK RL | Printed circuit board terminals, 5.00 mm, Number of poles: 6, 180°, black, PUSH IN with actuator, Clamping range, max. : 1.5 mm², Tape
17807 | 1473670000 | LSF-SMD 5.00/07/180 SN BK RL | Printed circuit board terminals, 5.00 mm, Number of poles: 7, 180°, black, PUSH IN with actuator, Clamping range, max. : 1.5 mm², Tape
17808 | 1473680000 | LSF-SMD 5.00/08/180 SN BK RL | Printed circuit board terminals, 5.00 mm, Number of poles: 8, 180°, black, PUSH IN with actuator, Clamping range, max. : 1.5 mm², Tape
17809 | 1473690000 | LSF-SMD 5.00/02/135 SN BK RL | Printed circuit board terminals, 5.00 mm, Number of poles: 2, 135°, black, PUSH IN with actuator, Clamping range, max. : 1.5 mm², Tape
17810 | 1473700000 | LSF-SMD 5.00/03/135 SN BK RL | Printed circuit board terminals, 5.00 mm, Number of poles: 3, 135°, black, PUSH IN with actuator, Clamping range, max. : 1.5 mm², Tape
17811 | 1473710000 | LSF-SMD 5.00/04/135 SN BK RL | Printed circuit board terminals, 5.00 mm, Number of poles: 4, 135°, black, PUSH IN with actuator, Clamping range, max. : 1.5 mm², Tape
17812 | 1473720000 | LSF-SMD 5.00/05/135 SN BK RL | Printed circuit board terminals, 5.00 mm, Number of poles: 5, 135°, black, PUSH IN with actuator, Clamping range, max. : 1.5 mm², Tape
17813 | 1473740000 | LSF-SMD 5.00/06/135 SN BK RL | Printed circuit board terminals, 5.00 mm, Number of poles: 6, 135°, black, PUSH IN with actuator, Clamping range, max. : 1.5 mm², Tape
17814 | 1473750000 | LSF-SMD 5.00/07/135 SN BK RL | Printed circuit board terminals, 5.00 mm, Number of poles: 7, 135°, black, PUSH IN with actuator, Clamping range, max. : 1.5 mm², Tape
17815 | 1473790000 | LSF-SMD 5.00/04/90 SN BK RL | Printed circuit board terminals, 5.00 mm, Number of poles: 4, 90°, black, PUSH IN with actuator, Clamping range, max. : 1.5 mm², Tape
17816 | 1473800000 | LSF-SMD 5.00/05/90 SN BK RL | Printed circuit board terminals, 5.00 mm, Number of poles: 5, 90°, black, PUSH IN with actuator, Clamping range, max. : 1.5 mm², Tape
17817 | 1473810000 | LSF-SMD 5.00/06/90 SN BK RL | Printed circuit board terminals, 5.00 mm, Number of poles: 6, 90°, black, PUSH IN with actuator, Clamping range, max. : 1.5 mm², Tape
17818 | 1473820000 | LSF-SMD 5.00/07/90 SN BK RL | Printed circuit board terminals, 5.00 mm, Number of poles: 7, 90°, black, PUSH IN with actuator, Clamping range, max. : 1.5 mm², Tape
17819 | 1473830000 | LSF-SMD 5.00/08/90 SN BK RL | Printed circuit board terminals, 5.00 mm, Number of poles: 8, 90°, black, PUSH IN with actuator, Clamping range, max. : 1.5 mm², Tape
17820 | 1473840000 | LSF-SMD 7.50/02/180 SN BK RL | Printed circuit board terminals, 7.50 mm, Number of poles: 2, 180°, black, PUSH IN with actuator, Clamping range, max. : 1.5 mm², Tape
17821 | 1473850000 | LSF-SMD 7.50/03/180 SN BK RL | Printed circuit board terminals, 7.50 mm, Number of poles: 3, 180°, black, PUSH IN with actuator, Clamping range, max. : 1.5 mm², Tape
17822 | 1473860000 | LSF-SMD 7.50/04/180 SN BK RL | Printed circuit board terminals, 7.50 mm, Number of poles: 4, 180°, black, PUSH IN with actuator, Clamping range, max. : 1.5 mm², Tape
17823 | 1473870000 | LSF-SMD 7.50/05/180 SN BK RL | Printed circuit board terminals, 7.50 mm, Number of poles: 5, 180°, black, PUSH IN with actuator, Clamping range, max. : 1.5 mm², Tape
17824 | 1473880000 | LSF-SMD 7.50/06/180 SN BK RL | Printed circuit board terminals, 7.50 mm, Number of poles: 6, 180°, black, PUSH IN with actuator, Clamping range, max. : 1.5 mm², Tape
17825 | 1473890000 | LSF-SMD 7.50/02/135 SN BK RL | Printed circuit board terminals, 7.50 mm, Number of poles: 2, 135°, black, PUSH IN with actuator, Clamping range, max. : 1.5 mm², Tape
17826 | 1473900000 | LSF-SMD 7.50/03/135 SN BK RL | Printed circuit board terminals, 7.50 mm, Number of poles: 3, 135°, black, PUSH IN with actuator, Clamping range, max. : 1.5 mm², Tape
17827 | 1473910000 | LSF-SMD 7.50/04/135 SN BK RL | Printed circuit board terminals, 7.50 mm, Number of poles: 4, 135°, black, PUSH IN with actuator, Clamping range, max. : 1.5 mm², Tape
17828 | 1473920000 | LSF-SMD 7.50/05/135 SN BK RL | Printed circuit board terminals, 7.50 mm, Number of poles: 5, 135°, black, PUSH IN with actuator, Clamping range, max. : 1.5 mm², Tape
17829 | 1473930000 | LSF-SMD 7.50/06/135 SN BK RL | Printed circuit board terminals, 7.50 mm, Number of poles: 6, 135°, black, PUSH IN with actuator, Clamping range, max. : 1.5 mm², Tape
17830 | 1473940000 | LSF-SMD 7.50/02/90 SN BK RL | Printed circuit board terminals, 7.50 mm, Number of poles: 2, 90°, black, PUSH IN with actuator, Clamping range, max. : 1.5 mm², Tape
17831 | 1473950000 | LSF-SMD 7.50/03/90 SN BK RL | Printed circuit board terminals, 7.50 mm, Number of poles: 3, 90°, black, PUSH IN with actuator, Clamping range, max. : 1.5 mm², Tape
17832 | 1473960000 | LSF-SMD 7.50/04/90 SN BK RL | Printed circuit board terminals, 7.50 mm, Number of poles: 4, 90°, black, PUSH IN with actuator, Clamping range, max. : 1.5 mm², Tape
17833 | 1473970000 | LSF-SMD 7.50/05/90 SN BK RL | Printed circuit board terminals, 7.50 mm, Number of poles: 5, 90°, black, PUSH IN with actuator, Clamping range, max. : 1.5 mm², Tape
17834 | 1473980000 | LSF-SMD 7.50/06/90 SN BK RL | Printed circuit board terminals, 7.50 mm, Number of poles: 6, 90°, black, PUSH IN with actuator, Clamping range, max. : 1.5 mm², Tape
17835 | 1474150000 | CC-M 85/27 AL SDR | MetalliCard, Device markers, 27 x 85 mm, silver
17836 | 1474240000 | CC-M 15/60 AL SDR | MetalliCard, Device markers, 15 x 60 mm, silver
17837 | 1474330000 | CC-M 58/35 AL SDR | MetalliCard, Device markers, 58 x 34.8 mm, silver
17838 | 1474350000 | CC-M 58/35 2X3 AL SDR | MetalliCard, Device markers, 58 x 34.8 mm, silver
17839 | 1474370000 | CC-M 70/48 AL SDR | MetalliCard, Device markers, 70 x 48 mm, silver
17840 | 1474390000 | CC-M 70/48 2X3 AL SDR | MetalliCard, Device markers, 70 x 48 mm, silver
17841 | 1474400000 | CC-M 70/48 2X3 ST SDR | MetalliCard, Device markers, 70 x 48 mm, silver
17842 | 1474410000 | CC-M DIA 30 AL SDR | MetalliCard, Device markers, silver
17843 | 1474420000 | CC-M DIA 30 ST SDR | MetalliCard, Device markers, silver
17844 | 1475560000 | SL 5.08HC/15/90F 3.2SN GN BX | PCB plug-in connector, male header, Flange, THT solder connection, 5.08 mm, Number of poles: 15, 90°, Solder pin length (l): 3.2 mm, tinned, Pale green, Box
17845 | 1475570000 | SL 5.08HC/20/90F 3.2SN GN BX | PCB plug-in connector, male header, Flange, THT solder connection, 5.08 mm, Number of poles: 20, 90°, Solder pin length (l): 3.2 mm, tinned, Pale green, Box
17846 | 1475580000 | SL 5.08HC/24/90F 3.2SN GN BX | PCB plug-in connector, male header, Flange, THT solder connection, 5.08 mm, Number of poles: 24, 90°, Solder pin length (l): 3.2 mm, tinned, Pale green, Box
17847 | 1475590000 | SL 5.08HC/24/90B 3.2SN GN BX | PCB plug-in connector, male header, Dovetails for fixing blocks, THT solder connection, 5.08 mm, Number of poles: 24, 90°, Solder pin length (l): 3.2 mm, tinned, Pale green, Box
17848 | 1475770000 | BLT 5.08HC/02/180F SN GN BX | PCB plug-in connector, female plug, 5.08 mm, Number of poles: 2, 180°, TOP connection, Clamping range, max. : 2.5 mm², Box
17849 | 1475780000 | BLT 5.08HC/03/180F SN GN BX | PCB plug-in connector, female plug, 5.08 mm, Number of poles: 3, 180°, TOP connection, Clamping range, max. : 2.5 mm², Box
17850 | 1475790000 | BLT 5.08HC/04/180F SN GN BX | PCB plug-in connector, female plug, 5.08 mm, Number of poles: 4, 180°, TOP connection, Clamping range, max. : 2.5 mm², Box
17851 | 1476440000 | SL-SMT 5.08HC/16/180F 1.5SN BK BX | PCB plug-in connector, male header, Flange, THT/THR solder connection, 5.08 mm, Number of poles: 16, 180°, Solder pin length (l): 1.5 mm, tinned, black, Box
17852 | 1477230000 | BLF 5.08HC/21/90F SN OR BX | PCB plug-in connector, female plug, 5.08 mm, Number of poles: 21, 90°, PUSH IN with actuator, Tension-clamp connection, Clamping range, max. : 3.31 mm², Box
17853 | 1477300000 | BLZP 5.08HC/18/180F SN GN BX | PCB plug-in connector, female plug, 5.08 mm, Number of poles: 18, 180°, Clamping yoke connection, Clamping range, max. : 4 mm², Box
17854 | 1481690020 | C300-16B-160B-2S-M25-2M | Pre-assembled cable, PAC, Cable LiYCY, 0.25 mm²
17855 | 1481710020 | C300-16B-160B-2S-M34-2M | Pre-assembled cable, PAC, Cable LiYCY, 0.34 mm²
17856 | 1481720020 | C300-16B-160B-2S-M50-2M | Pre-assembled cable, PAC, Cable LiYCY, 0.50 mm²
17857 | 1482830000 | CH20M45 S 3P/3P TYL 3887 | Modular housing, OMNIMATE Housing - series CH20M Traffic yellow, Width: 45 mm
17858 | 1494470000 | KWN-M12/-120 90 | cable lug, terminal end,120 mm²
17859 | 1507360000 | LSF-SMD 3.50/02/180 SN BK TU | Printed circuit board terminals, 3.50 mm, Number of poles: 2, 180°, black, PUSH IN with actuator, Clamping range, max. : 1.5 mm², Tape
17860 | 1507370000 | LSF-SMD 3.50/04/180 SN BK TU | Printed circuit board terminals, 3.50 mm, Number of poles: 4, 180°, black, PUSH IN with actuator, Clamping range, max. : 1.5 mm², Tape
17861 | 1507440000 | LL 5.08/06/90 3.2SN BK BX | Printed circuit board terminals, 5.08 mm, Number of poles: 6, 90°, Solder pin length (l): 3.2 mm, tinned, black, Clamping yoke connection, Clamping range, max. : 6 mm², Box
17862 | 1510940000 | SLS 5.08/16/180DF SN OR BX | PCB plug-in connector, male plug, 5.08 mm, Number of poles: 16, 180°, Clamping yoke connection, Box
17863 | 1512590060 | PAC-S1500-4X10-V0-6M | Pre-assembled cable, PAC, Cable LiYY, 5.4 ± 1 mm
17864 | 1521850000 | A2C 2.5 | Feed-through terminal, PUSH IN, 2.5 mm², 800, 24 A, dark beige
17865 | 1525470000 | BLZP 5.08HC/03/180B SN OR BX | PCB plug-in connector, female plug, 5.08 mm, Number of poles: 3, 180°, Clamping yoke connection, Clamping range, max. : 4 mm², Box
17866 | 1525850000 | CC 85/27 MC SDR | ClipCard, Device markers, 27 x 85 mm, To customer specification
17867 | 1526140000 | CC 85/27 K MC SDR | ClipCard, Device markers, 27 x 85 mm, To customer specification
17868 | 1526290000 | SL 5.08HC/16/90B 3.2SN GN BX | PCB plug-in connector, male header, Dovetails for fixing blocks, THT solder connection, 5.08 mm, Number of poles: 16, 90°, Solder pin length (l): 3.2 mm, Pale green, Box
17869 | 1526300000 | SL 5.08HC/12/90B 3.2SN GN BX | PCB plug-in connector, male header, Dovetails for fixing blocks, THT solder connection, 5.08 mm, Number of poles: 12, 90°, Solder pin length (l): 3.2 mm, Pale green, Box
17870 | 1526320000 | BLZP 5.08HC/16/180F SN GN BX | PCB plug-in connector, female plug, 5.08 mm, Number of poles: 16, 180°, Clamping yoke connection, Clamping range, max. : 4 mm², Box
17871 | 1530330000 | BLT 5.08HC/09/180F SN GN BX | PCB plug-in connector, female plug, 5.08 mm, Number of poles: 9, 180°, TOP connection, Clamping range, max. : 2.5 mm², Box
17872 | 1530340000 | BLT 5.08HC/05/180F SN GN BX | PCB plug-in connector, female plug, 5.08 mm, Number of poles: 5, 180°, TOP connection, Clamping range, max. : 2.5 mm², Box
17873 | 1530370000 | SLS 5.08/12/180B SN GN BX | PCB plug-in connector, male plug, 5.08 mm, Number of poles: 12, 180°, Clamping yoke connection, Clamping range, max. : 3.31 mm², Box
17874 | 1530380000 | BLZP 5.00HC/15/90 SN GN BX | PCB plug-in connector, female plug, 5.00 mm, Number of poles: 15, 90°, Clamping yoke connection, Clamping range, max. : 4 mm², Box
17875 | 1530390000 | BLZP 5.08HC/14/180F SN GN BX | PCB plug-in connector, female plug, 5.08 mm, Number of poles: 14, 180°, Clamping yoke connection, Clamping range, max. : 4 mm², Box
17876 | 1530990000 | BL 3.50/02/180LR SN OR BX | PCB plug-in connector, female plug, 3.50 mm, Number of poles: 2, 180°, Clamping yoke connection, Clamping range, max. : 1.5 mm², Box
17877 | 1531000000 | BL 3.50/03/180LR SN OR BX | PCB plug-in connector, female plug, 3.50 mm, Number of poles: 3, 180°, Clamping yoke connection, Clamping range, max. : 1.5 mm², Box
17878 | 1531010000 | BL 3.50/04/180LR SN OR BX | PCB plug-in connector, female plug, 3.50 mm, Number of poles: 4, 180°, Clamping yoke connection, Clamping range, max. : 1.5 mm², Box
17879 | 1531020000 | BL 3.50/05/180LR SN OR BX | PCB plug-in connector, female plug, 3.50 mm, Number of poles: 5, 180°, Clamping yoke connection, Clamping range, max. : 1.5 mm², Box
17880 | 1531030000 | BL 3.50/06/180LR SN OR BX | PCB plug-in connector, female plug, 3.50 mm, Number of poles: 6, 180°, Clamping yoke connection, Clamping range, max. : 1.5 mm², Box
17881 | 1531040000 | BL 3.50/07/180LR SN OR BX | PCB plug-in connector, female plug, 3.50 mm, Number of poles: 7, 180°, Clamping yoke connection, Clamping range, max. : 1.5 mm², Box
17882 | 1531050000 | BL 3.50/08/180LR SN OR BX | PCB plug-in connector, female plug, 3.50 mm, Number of poles: 8, 180°, Clamping yoke connection, Clamping range, max. : 1.5 mm², Box
17883 | 1531070000 | BL 3.50/09/180LR SN OR BX | PCB plug-in connector, female plug, 3.50 mm, Number of poles: 9, 180°, Clamping yoke connection, Clamping range, max. : 1.5 mm², Box
17884 | 1531100000 | BL 3.50/12/180LR SN OR BX | PCB plug-in connector, female plug, 3.50 mm, Number of poles: 12, 180°, Clamping yoke connection, Clamping range, max. : 1.5 mm², Box
17885 | 1531110000 | BL 3.50/13/180LR SN OR BX | PCB plug-in connector, female plug, 3.50 mm, Number of poles: 13, 180°, Clamping yoke connection, Clamping range, max. : 1.5 mm², Box
17886 | 1531120000 | BL 3.50/14/180LR SN OR BX | PCB plug-in connector, female plug, 3.50 mm, Number of poles: 14, 180°, Clamping yoke connection, Clamping range, max. : 1.5 mm², Box
17887 | 1531130000 | BL 3.50/15/180LR SN OR BX | PCB plug-in connector, female plug, 3.50 mm, Number of poles: 15, 180°, Clamping yoke connection, Clamping range, max. : 1.5 mm², Box
17888 | 1531140000 | BL 3.50/16/180LR SN OR BX | PCB plug-in connector, female plug, 3.50 mm, Number of poles: 16, 180°, Clamping yoke connection, Clamping range, max. : 1.5 mm², Box
17889 | 1531180000 | BL-I/O 3.50/10/180LR SN BK BX | PCB plug-in connector, female plug, 3.50 mm, Number of poles: 10, 180°, PUSH IN with actuator, Tension-clamp connection, Clamping range, max. : 1.5 mm², Box
17890 | 1531190000 | BL-I/O 3.50/10/180LR PNP LED SN BK BX | PCB plug-in connector, female plug, 3.50 mm, Number of poles: 10, 180°, PUSH IN with actuator, Tension-clamp connection, Clamping range, max. : 1.5 mm², Box
17891 | 1531210000 | BLZF 3.50/02/180LR SN OR BX | PCB plug-in connector, female plug, 3.50 mm, Number of poles: 2, 180°, Tension-clamp connection, Clamping range, max. : 1.5 mm², Box
17892 | 1531220000 | BLZF 3.50/03/180LR SN OR BX | PCB plug-in connector, female plug, 3.50 mm, Number of poles: 3, 180°, Tension-clamp connection, Clamping range, max. : 1.5 mm², Box
17893 | 1531230000 | BLZF 3.50/04/180LR SN OR BX | PCB plug-in connector, female plug, 3.50 mm, Number of poles: 4, 180°, Tension-clamp connection, Clamping range, max. : 1.5 mm², Box
17894 | 1531250000 | BLZF 3.50/05/180LR SN OR BX | PCB plug-in connector, female plug, 3.50 mm, Number of poles: 5, 180°, Tension-clamp connection, Clamping range, max. : 1.5 mm², Box
17895 | 1531270000 | BLZF 3.50/06/180LR SN OR BX | PCB plug-in connector, female plug, 3.50 mm, Number of poles: 6, 180°, Tension-clamp connection, Clamping range, max. : 1.5 mm², Box
17896 | 1531290000 | BLZF 3.50/07/180LR SN OR BX | PCB plug-in connector, female plug, 3.50 mm, Number of poles: 7, 180°, Tension-clamp connection, Clamping range, max. : 1.5 mm², Box
17897 | 1531300000 | BLZF 3.50/08/180LR SN OR BX | PCB plug-in connector, female plug, 3.50 mm, Number of poles: 8, 180°, Tension-clamp connection, Clamping range, max. : 1.5 mm², Box
17898 | 1531310000 | BLZF 3.50/09/180LR SN OR BX | PCB plug-in connector, female plug, 3.50 mm, Number of poles: 9, 180°, Tension-clamp connection, Clamping range, max. : 1.5 mm², Box
17899 | 1531320000 | BLZF 3.50/10/180LR SN OR BX | PCB plug-in connector, female plug, 3.50 mm, Number of poles: 10, 180°, Tension-clamp connection, Clamping range, max. : 1.5 mm², Box
17900 | 1531330000 | BLZF 3.50/11/180LR SN OR BX | PCB plug-in connector, female plug, 3.50 mm, Number of poles: 11, 180°, Tension-clamp connection, Clamping range, max. : 1.5 mm², Box
17901 | 1531340000 | BLZF 3.50/12/180LR SN OR BX | PCB plug-in connector, female plug, 3.50 mm, Number of poles: 12, 180°, Tension-clamp connection, Clamping range, max. : 1.5 mm², Box
17902 | 1531350000 | BLZF 3.50/13/180LR SN OR BX | PCB plug-in connector, female plug, 3.50 mm, Number of poles: 13, 180°, Tension-clamp connection, Clamping range, max. : 1.5 mm², Box
17903 | 1531360000 | BLZF 3.50/14/180LR SN OR BX | PCB plug-in connector, female plug, 3.50 mm, Number of poles: 14, 180°, Tension-clamp connection, Clamping range, max. : 1.5 mm², Box
17904 | 1531370000 | BLZF 3.50/15/180LR SN OR BX | PCB plug-in connector, female plug, 3.50 mm, Number of poles: 15, 180°, Tension-clamp connection, Clamping range, max. : 1.5 mm², Box
17905 | 1531380000 | BLZF 3.50/16/180LR SN OR BX | PCB plug-in connector, female plug, 3.50 mm, Number of poles: 16, 180°, Tension-clamp connection, Clamping range, max. : 1.5 mm², Box
17906 | 1535410000 | S2L-SMT 3.50/20/180LF 1.5SN BK RL | PCB plug-in connector, male header, Solder flange, THT/THR solder connection, 3.50 mm, Number of poles: 20, 180°, Solder pin length (l): 1.5 mm, tinned, black, Tape
17907 | 1537730000 | SL 5.00/02/180 3.2SN GN BX | PCB plug-in connector, male header, open side, THT solder connection, 5.00 mm, Number of poles: 2, 180°, Solder pin length (l): 3.2 mm, tinned, Pale green, Box
17908 | 1537740000 | SL 5.00/03/180 3.2SN GN BX | PCB plug-in connector, male header, open side, THT solder connection, 5.00 mm, Number of poles: 3, 180°, Solder pin length (l): 3.2 mm, tinned, Pale green, Box
17909 | 1539220000 | SL 5.08HC/11/180B 4.5SN OR BX | PCB plug-in connector, male header, Dovetails for fixing blocks, THT solder connection, 5.08 mm, Number of poles: 11, 180°, Solder pin length (l): 4.5 mm, tinned, orange, Box
17910 | 1539410000 | BL 3.50/17/180 SN GN BX | PCB plug-in connector, female plug, 3.50 mm, Number of poles: 17, 180°, Clamping yoke connection, Clamping range, max. : 1.5 mm², Box
17911 | 1988320000 | AEP AP11 | A-series, End plate
17912 | 2421730000 | SAIE-M12SB-4-H12TL-PG9 | Built-in plugs, M12, PG 9, Number of poles: 4, Rear panel mounting
17913 | 2421820000 | SAIE-M12B-8-H10TL | Built-in plugs, M12, M 12, Number of poles: 8, Rear panel mounting
17914 | 2421970000 | SAIE-M12BB-4S-H6.75TL | Built-in plugs, M12, M 16, Number of poles: 4, Rear panel mounting
17915 | 2422080000 | SAID-M8B-8-SMT | Built-in plugs, M8, Socket connector, Number of poles: 8
17916 | 2422100000 | SAIE-M12S-4-H5.5TL-PG9 | Built-in plugs, M12, PG 9, Number of poles: 4, Rear panel mounting
17917 | 2422190000 | SAIE-M12S-5-H12TL-PG9 | Built-in plugs, M12, PG 9, Number of poles: 5, Rear panel mounting
17918 | 2422200000 | SAIE-M8B-3-F9SMT | Built-in plugs, M8, Number of poles: 3, Front mounting
17919 | 2422290000 | SAIE-M8S-3-F13SMT | Built-in plugs, M8, Number of poles: 3, Front mounting
17920 | 2422310000 | SAIE-M12B-4B-H5.5TL-M16 | Built-in plugs, M12, M 16, Number of poles: 4, Rear panel mounting
17921 | 2422320000 | SAIE-M8S-3S-F9SMT | Built-in plugs, M8, Number of poles: 3, Front mounting
17922 | 2422330000 | SAIE-M12B-5-9SMT | Built-in plugs, M12, Number of poles: 5
17923 | 2422340000 | SAIE-M12B-4B-H12TL-M16 | Built-in plugs, M12, M 16, Number of poles: 4, Rear panel mounting
17924 | 2422350000 | SAIE-M8S-3S-F13SMT | Built-in plugs, M8, Number of poles: 3, Front mounting
17925 | 2422360000 | SAIE-M12B-4S-9SMT | Built-in plugs, M12, Number of poles: 4
17926 | 2422370000 | SAIE-M12S-4B-H5.5TL-M16 | Built-in plugs, M12, M 16, Number of poles: 4, Rear panel mounting
17927 | 2422380000 | SAIE-M8B-4-H6SMT | Built-in plugs, M8, Number of poles: 4, Rear panel mounting
17928 | 2422400000 | SAIE-M12S-4B-H12TL-M16 | Built-in plugs, M12, M 16, Number of poles: 4, Rear panel mounting
17929 | 2422410000 | SAIE-M8B-4S-F9SMT | Built-in plugs, M8, Number of poles: 4, Front mounting
17930 | 2422460000 | SAIE-M12B-4-F10TL | Built-in plugs, M12, M 12, Number of poles: 4, Front mounting
17931 | 2422470000 | SAIE-M8S-4-F9SMT | Built-in plugs, M8, Number of poles: 4, Front mounting
17932 | 2422490000 | SAIE-M12B-4S-F10TL | Built-in plugs, M12, M 12, Number of poles: 4, Front mounting
17933 | 2422530000 | SAIE-M8S-4-H6SMT | Built-in plugs, M8, Number of poles: 4, Rear panel mounting
17934 | 2422560000 | SAIE-M8S-4S-F9SMT | Built-in plugs, M8, Number of poles: 4, Front mounting
17935 | 2422620000 | SAIE-M8S-4S-H10SMT | Built-in plugs, M8, Number of poles: 4, Rear panel mounting
17936 | 2422650000 | SAIE-M8B-5-F9SMT | Built-in plugs, M8, Number of poles: 5, Front mounting
17937 | 2422680000 | SAIE-M8B-5-F13SMT | Built-in plugs, M8, Number of poles: 5, Front mounting
17938 | 2422700000 | SAIE-M12B-4-H10TL | Built-in plugs, M12, M 12, Number of poles: 4, Rear panel mounting
17939 | 2422710000 | SAIE-M8B-8S-F9SMT | Built-in plugs, M8, Number of poles: 8, Front mounting
17940 | 2422740000 | SAIE-M8B-8S-F13SMT | Built-in plugs, M8, Number of poles: 8, Front mounting
17941 | 2422760000 | SAIE-M12B-5-H10TL | Built-in plugs, M12, M 12, Number of poles: 5, Rear panel mounting
17942 | 2422770000 | SAIE-M8B-8S-H10SMT | Built-in plugs, M8, Number of poles: 8, Rear panel mounting
17943 | 2422920000 | SAIE-M8S-3S-F9THR | Built-in plugs, M8, Number of poles: 3, Front mounting
17944 | 2422940000 | SAIE-M12B-4-F5.5TL | Built-in plugs, M12, M 12, Number of poles: 4, Front mounting
17945 | 2422950000 | SAIE-M8S-3S-F13THR | Built-in plugs, M8, Number of poles: 3, Front mounting
17946 | 2422970000 | SAIE-M12B-4S-F5.5TL | Built-in plugs, M12, M 12, Number of poles: 4, Front mounting
17947 | 2422980000 | SAIE-M8B-4-H6THR | Built-in plugs, M8, Number of poles: 4, Rear panel mounting
17948 | 2423080000 | SAIE-M12B-8-13/14SMT | Built-in plugs, M12, Number of poles: 8
17949 | 2423110000 | SAIE-M12B-4S-13/14SMT | Built-in plugs, M12, Number of poles: 4
17950 | 2423140000 | SAIE-M12B-5S-13/14SMT | Built-in plugs, M12, Number of poles: 5
17951 | 2423170000 | SAIE-M12B-8S-13/14SMT | Built-in plugs, M12, Number of poles: 8
17952 | 2423190000 | SAIE-M8S-4S-F10THR | Built-in plugs, M8, Number of poles: 4, Front mounting
17953 | 2423220000 | SAIE-M8S-4S-H10THR | Built-in plugs, M8, Number of poles: 4, Rear panel mounting
17954 | 2423250000 | SAIE-M8B-5-F9THR | Built-in plugs, M8, Number of poles: 5, Front mounting
17955 | 2423280000 | SAIE-M8B-5-F13THR | Built-in plugs, M8, Number of poles: 5, Front mounting
17956 | 2423290000 | SAIE-M12S-4S-9/14SMT | Built-in plugs, M12, Number of poles: 4
17957 | 2423310000 | SAIE-M8B-8S-F9THR | Built-in plugs, M8, Number of poles: 8, Front mounting
17958 | 2423320000 | SAIE-M12S-5S-9/14SMT | Built-in plugs, M12, Number of poles: 5
17959 | 2423330000 | SAIE-M12S-4S-H5.5TL | Built-in plugs, M12, M 12, Number of poles: 4, Rear panel mounting
17960 | 2423350000 | SAIE-M12S-8S-9/14SMT | Built-in plugs, M12, Number of poles: 8
17961 | 2423400000 | SAIE-M8B-8S-H6TL | Built-in plugs, M8, M 12, Number of poles: 8, Rear panel mounting
17962 | 2423420000 | SAIEW-M12B-4-HTL | Built-in plugs, M12, M 12, Number of poles: 4, Rear panel mounting
17963 | 2423440000 | SAIE-M12B-8-9/14SMT | Built-in plugs, M12, Number of poles: 8
17964 | 2423460000 | SAIE-M8S-3S-F13TL | Built-in plugs, M8, Number of poles: 3, Front mounting
17965 | 2423610000 | SAIE-M8S-4S-H6TL | Built-in plugs, M8, M 8, Number of poles: 4, Rear panel mounting
17966 | 2423640000 | SAIE-M8S-4S-H10TL | Built-in plugs, M8, M 8, Number of poles: 4, Rear panel mounting
17967 | 2423680000 | SAIE-M12BB-4S-9/14SMT | Built-in plugs, M12, Number of poles: 4
17968 | 2423710000 | SAIE-M12BB-5S-9/14SMT | Built-in plugs, M12, Number of poles: 5
17969 | 2423740000 | SAIE-M12BB-4S-13/14SMT | Built-in plugs, M12, Number of poles: 4
17970 | 2423770000 | SAIE-M12BB-5S-13/14SMT | Built-in plugs, M12, Number of poles: 5
17971 | 2423800000 | SAIE-M12SB-4S-9SMT | Built-in plugs, M12, Number of poles: 4
17972 | 2423830000 | SAIE-M12SB-5S-9SMT | Built-in plugs, M12, Number of poles: 5
17973 | 2423900000 | SAIE-M12BB-4-F10TL | Built-in plugs, M12, M 12, Number of poles: 4, Front mounting
17974 | 2423930000 | SAIE-M12BB-4-H10TL | Built-in plugs, M12, M 12, Number of poles: 4, Rear panel mounting
17975 | 2423990000 | SAIE-M12SB-4-H10TL | Built-in plugs, M12, M 12, Number of poles: 4, Rear panel mounting
17976 | 2424020000 | SAIE-M12BB-4-F5.5TL | Built-in plugs, M12, M 12, Number of poles: 4, Front mounting
17977 | 2424050000 | SAIE-M12BB-4-H5.5TL | Built-in plugs, M12, M 12, Number of poles: 4, Rear panel mounting
17978 | 2424110000 | SAIE-M12SB-4-H5.5TL | Built-in plugs, M12, M 12, Number of poles: 4, Rear panel mounting
17979 | 2424190000 | SAID-M8B-8S-THR | Built-in plugs, M8, Socket connector, M 12, Number of poles: 8
17980 | 2424260000 | SAIEW-M12BB-4-FTL | Built-in plugs, M12, M 12, Number of poles: 4, Front mounting
17981 | 2424400000 | SAIE-M12S-4B-FV-26-LK | Built-in plugs, M12, Number of poles: 5, Front mounting
17982 | 2437960000 | HS-HF 19.5-38.1/25 MM Y | Conductor and cable markers, 19.5 - 38.1 mm, 25.4 x 60.5 mm, yellow
17983 | 2438130000 | HS-HF 6.4-12.7/25 MM B | Conductor and cable markers, 6.4 - 12.7 mm, 25.4 x 20.9 mm, blue
17984 | 2445100000 | WAD 12 MC SDR | Group markers, Cover, 36.2 x 11.9 mm, To customer specification
17985 | 2585480000 | CH20M45 S 2PSC/3SC LGY | Modular housing, OMNIMATE Housing - series CH20M Light Grey, Width: 45 mm
17986 | 2614140000 | SLF 7.62HP/04/180FSH180 SN BK BX | PCB plug-in connector, male plug, 7.62 mm, Number of poles: 4, 180°, PUSH IN with actuator, Tension-clamp connection, Clamping range, max. : 2.5 mm², Box
17987 | 2632730000 | SLF 7.62HP/04/180FSH160 SN BK BX | PCB plug-in connector, male plug, 7.62 mm, Number of poles: 4, 180°, PUSH IN with actuator, Tension-clamp connection, Clamping range, max. : 2.5 mm², Box
17988 | 2632770000 | SLF 7.62HP/04/180FSH200 SN BK BX | PCB plug-in connector, male plug, 7.62 mm, Number of poles: 4, 180°, PUSH IN with actuator, Tension-clamp connection, Clamping range, max. : 2.5 mm², Box
17989 | 7760059006 | KDKS1/35 LD 24VDC | SAK Series, Fuse terminal, Rated cross-section: 4 mm², Screw connection, Direct mounting
17990 | 1425290000 | LMFS 5.00/03/90 3.5SN BK BX | Printed circuit board terminals, 5.00 mm, Number of poles: 3, 90°, Solder pin length (l): 3.5 mm, tinned, black, PUSH IN without actuator, Clamping range, max. : 2.5 mm², Box
17991 | 1063720000 | VSSC4 CL 12VDC 0.5A | Surge protection for instrumentation and control, Surge protection for measurement and control, UP(L/N-PE) < 1000 V
17992 | 1063730000 | VSSC4 CL 24VAC/DC 0.5A | Surge protection for instrumentation and control, Surge protection for measurement and control, UP(L/N-PE) < 1000 V
17993 | 1063740000 | VSSC4 CL 48VAC/DC 0.5A | Surge protection for instrumentation and control, Surge protection for measurement and control, UP(L/N-PE) < 800 V
17994 | 1063760000 | VSSC4 CL FG 12VDC 0.5A | Surge protection for instrumentation and control, Surge protection for measurement and control, UP(L/N-PE) ? 1500 V
17995 | 1063770000 | VSSC4 CL FG24VAC/DC0.5A | Surge protection for instrumentation and control, Surge protection for measurement and control, UP(L/N-PE) ? 1500 V
17996 | 1063780000 | VSSC4 CL FG48VAC/DC0.5A | Surge protection for instrumentation and control, Surge protection for measurement and control, UP(L/N-PE) ? 1500 V
17997 | 1063810000 | VSSC4 CL FG 24VAC/DC EX | Surge protection for instrumentation and control, Surge protection for measurement and control, UP(L/N-PE) ? 2000 V
17998 | 1063820000 | VSSC4 CL FG 48VAC/DC EX | Surge protection for instrumentation and control, Surge protection for measurement and control, UP(L/N-PE) ? 2000 V
17999 | 1063830000 | VSSC4 SL 12VDC 0.5A | Surge protection for instrumentation and control, Surge protection for measurement and control, UP(L/N-PE) ? 100 V
18000 | 1063840000 | VSSC4 SL 24VAC/DC 0.5A | Surge protection for instrumentation and control, Surge protection for measurement and control, UP(L/N-PE) 150 V
18001 | 1063860000 | VSSC4 SL 48VAC/DC 0.5A | Surge protection for instrumentation and control, Surge protection for measurement and control, UP(L/N-PE) < 200 V
18002 | 1063870000 | VSSC4 SL 60VAC/DC 0.5A | Surge protection for instrumentation and control, Surge protection for measurement and control, UP(L/N-PE) 250 V
18003 | 1063880000 | VSSC4 SL FG 12VDC 0.5A | Surge protection for instrumentation and control, Surge protection for measurement and control, UP(L/N-PE) ? 100 V
18004 | 1063890000 | VSSC4 SL FG24VAC/DC0.5A | Surge protection for instrumentation and control, Surge protection for measurement and control, UP(L/N-PE) 150 V
18005 | 1063930000 | VSSC4 SL FG 24VAC/DC EX | Surge protection for instrumentation and control, Surge protection for measurement and control, UP(L/N-PE) 150 V
18006 | 1063940000 | VSSC4 SL FG 48VAC/DC EX | Surge protection for instrumentation and control, Surge protection for measurement and control, UP(L/N-PE) < 200 V
18007 | 1063950000 | VSSC4 MOV 12VDC | Surge protection for instrumentation and control, Surge protection for measurement and control, UP(L/N-PE) ? 100 V
18008 | 1063960000 | VSSC4 MOV 24VAC/DC | Surge protection for instrumentation and control, Surge protection for measurement and control, UP(L/N-PE) 150 V
18009 | 1063970000 | VSSC4 MOV 48VAC/DC | Surge protection for instrumentation and control, Surge protection for measurement and control, UP(L/N-PE) 250 V
18010 | 1063980000 | VSSC4 MOV 60VAC/DC | Surge protection for instrumentation and control, Surge protection for measurement and control, UP(L/N-PE) < 300 V
18011 | 1063990000 | VSSC4 MOV 120VAC/DC | Surge protection for instrumentation and control, Surge protection for measurement and control, UP(L/N-PE) < 600 V
18012 | 1064010000 | VSSC4 MOV 150VAC/DC | Surge protection for instrumentation and control, Surge protection for measurement and control, UP(L/N-PE) < 700 V
18013 | 1064020000 | VSSC4 MOV 240VAC/DC | Surge protection for instrumentation and control, Surge protection for measurement and control, UP(L/N-PE) < 1200 V
18014 | 1064030000 | VSSC4 GDT 24VAC/DC 20KA | Surge protection for instrumentation and control, Surge protection for measurement and control, UP(L/N-PE) < 1000 V
18015 | 1064040000 | VSSC4 GDT55VUC 20KA EX | Surge protection for instrumentation and control, Surge protection for measurement and control, UP(L/N-PE) ? 1900 V
18016 | 1064050000 | VSSC4 GDT 110VAC/DC20KA | Surge protection for instrumentation and control, Surge protection for measurement and control, UP(L/N-PE) < 1000 V
18017 | 1064060000 | VSSC4 GDT 240VAC/DC20KA | Surge protection for instrumentation and control, Surge protection for measurement and control, UP(L/N-PE) ? 1200 V
18018 | 1064070000 | VSSC4 TAZ 12VDC | Surge protection for instrumentation and control, Surge protection for measurement and control, UP(L/N-PE) 30 V
18019 | 1064080000 | VSSC4 TAZ 24VAC/DC | Surge protection for instrumentation and control, Surge protection for measurement and control, UP(L/N-PE) 70 V
18020 | 1064090000 | VSSC4 TAZ 48VAC/DC | Surge protection for instrumentation and control, Surge protection for measurement and control, UP(L/N-PE) < 165 V
18021 | 1064120000 | VSSC4 RC 24VAC/DC | Surge protection for instrumentation and control, Surge protection for measurement and control, UP(L/N-PE) 150 V
18022 | 1064130000 | VSSC4 RC 240VAC/DC | Surge protection for instrumentation and control, Surge protection for measurement and control, UP(L/N-PE) < 500 V
18023 | 1064150000 | VSSC6 CL 12VDC 0.5A | Surge protection for instrumentation and control, Surge protection for measurement and control, UP(L/N-PE) 900 V
18024 | 1064170000 | VSSC6 CL 24VAC/DC 0.5A | Surge protection for instrumentation and control, Surge protection for measurement and control, UP(L/N-PE) 900 V
18025 | 1064190000 | VSSC6 CL 48VAC/DC 0.5A | Surge protection for instrumentation and control, Surge protection for measurement and control, UP(L/N-PE) 770 V
18026 | 1064210000 | VSSC6 CL 60VAC/DC 0.5A | Surge protection for instrumentation and control, Surge protection for measurement and control, UP(L/N-PE) 780 V
18027 | 1064220000 | VSSC6 TR CL 12VDC 0.5A | Surge protection for instrumentation and control, Surge protection for measurement and control, UP(L/N-PE) 900 V
18028 | 1064230000 | VSSC6 TRCL24VAC/DC0.5A | Surge protection for instrumentation and control, Surge protection for measurement and control, UP(L/N-PE) 900 V
18029 | 1064240000 | VSSC6 TRCL48VAC/DC0.5A | Surge protection for instrumentation and control, Surge protection for measurement and control, UP(L/N-PE) 770 V
18030 | 1064250000 | VSSC6 TRCL60VAC/DC0.5A | Surge protection for instrumentation and control, Surge protection for measurement and control, UP(L/N-PE) 780 V
18031 | 1064260000 | VSSC6 CL FG 12VDC 0.5A | Surge protection for instrumentation and control, Surge protection for measurement and control, UP(L/N-PE) 1600 V
18032 | 1064270000 | VSSC6 CLFG24VAC/DC0.5A | Surge protection for instrumentation and control, Surge protection for measurement and control, UP(L/N-PE) 1632 V
18033 | 1064280000 | VSSC6 CLFG48VAC/DC0.5A | Surge protection for instrumentation and control, Surge protection for measurement and control, UP(L/N-PE) ? 1510 V
18034 | 1064290000 | VSSC6 CLFG60VAC/DC0.5A | Surge protection for instrumentation and control, Surge protection for measurement and control, UP(L/N-PE) ? 1510 V
18035 | 1064300000 | VSSC6TRCLFG12VDC0.5A | Surge protection for instrumentation and control, Surge protection for measurement and control, UP(L/N-PE) ? 1.7 kV
18036 | 1064310000 | VSSC6TRCLFG24VAC/DC0.5A | Surge protection for instrumentation and control, Surge protection for measurement and control, UP(L/N-PE) ? 1650 V
18037 | 1064330000 | VSSC6TRCLFG60VAC/DC0.5A | Surge protection for instrumentation and control, Surge protection for measurement and control, UP(L/N-PE) ? 1550 V
18038 | 1064340000 | VSSC6SL LD 12VDC 0.5A | Surge protection for instrumentation and control, Surge protection for measurement and control, UP(L/N-PE) ? 100 V
18039 | 1064350000 | VSSC6SL LD24VAC/DC0.5A | Surge protection for instrumentation and control, Surge protection for measurement and control, UP(L/N-PE) 150 V
18040 | 1064380000 | VSSC6TRSLLD12VDC0.5A | Surge protection for instrumentation and control, Surge protection for measurement and control, UP(L/N-PE) ? 100 V
18041 | 1064390000 | VSSC6TRSLLD24VAC/DC0.5A | Surge protection for instrumentation and control, Surge protection for measurement and control, UP(L/N-PE) 150 V
18042 | 1064400000 | VSSC6TRSLLD48VAC/DC0.5A | Surge protection for instrumentation and control, Surge protection for measurement and control, UP(L/N-PE) < 200 V
18043 | 1064420000 | VSSC6SL FG LD12VDC0.5A | Surge protection for instrumentation and control, Surge protection for measurement and control, UP(L/N-PE) ? 100 V
18044 | 1064430000 | VSSC6SLFGLD24VAC/DC0.5A | Surge protection for instrumentation and control, Surge protection for measurement and control, UP(L/N-PE) 150 V
18045 | 1064440000 | VSSC6SLFGLD48VAC/DC0.5A | Surge protection for instrumentation and control, Surge protection for measurement and control, UP(L/N-PE) < 200 V
18046 | 1064490000 | VSSC6TRSLFGLD12VDC0.5A | Surge protection for instrumentation and control, Surge protection for measurement and control, UP(L/N-PE) ? 100 V
18047 | 1064500000 | VSSC6TRSLFGLD24VUC 0.5A | Surge protection for instrumentation and control, Surge protection for measurement and control, UP(L/N-PE) 150 V
18048 | 1064530000 | VSSC6 MOV 12VDC | Surge protection for instrumentation and control, Surge protection for measurement and control, UP(L/N-PE) ? 100 V
18049 | 1064540000 | VSSC6 MOV 24VAC/DC | Surge protection for instrumentation and control, Surge protection for measurement and control, UP(L/N-PE) 150 V
18050 | 1064570000 | VSSC6 MOV 48VAC/DC | Surge protection for instrumentation and control, Surge protection for measurement and control, UP(L/N-PE) 250 V
18051 | 1064600000 | VSSC6 MOV 60VAC/DC | Surge protection for instrumentation and control, Surge protection for measurement and control, UP(L/N-PE) ? 300 V
18052 | 1064610000 | VSSC6 MOV 120VAC/DC | Surge protection for instrumentation and control, Surge protection for measurement and control, UP(L/N-PE) < 600 V
18053 | 1064630000 | VSSC6 MOV 240VAC/DC | Surge protection for instrumentation and control, Surge protection for measurement and control, UP(L/N-PE) ? 1200 V
18054 | 1064640000 | VSSC6 GDT 24VAC/DC 10KA | Surge protection for instrumentation and control, Surge protection for measurement and control, UP(L/N-PE) < 1000 V
18055 | 1064690000 | VSSC6 GDT 110VAC/DC10KA | Surge protection for instrumentation and control, Surge protection for measurement and control, UP(L/N-PE) ? 1200 V
18056 | 1064700000 | VSSC6 GDT 110VAC/DC20KA | Surge protection for instrumentation and control, Surge protection for measurement and control, UP(L/N-PE) < 1000 V
18057 | 1064710000 | VSSC6 GDT 240VAC/DC10KA | Surge protection for instrumentation and control, Surge protection for measurement and control, UP(L/N-PE) ? 1900 V
18058 | 1064720000 | VSSC6 GDT 240VAC/DC20KA | Surge protection for instrumentation and control, Surge protection for measurement and control, UP(L/N-PE) ? 1900 V
18059 | 1064730000 | VSSC6 TAZ 12VDC | Surge protection for instrumentation and control, Surge protection for measurement and control, UP(L/N-PE) < 50 V
18060 | 1064740000 | VSSC6 TAZ 24VAC/DC | Surge protection for instrumentation and control, Surge protection for measurement and control, UP(L/N-PE) 70 V
18061 | 1064800000 | VSSC6 TRLDMOV 12VDC | Surge protection for instrumentation and control, Surge protection for measurement and control, UP(L/N-PE) ? 100 V
18062 | 1064810000 | VSSC6 TRLDMOV 24VAC/DC | Surge protection for instrumentation and control, Surge protection for measurement and control, UP(L/N-PE) 150 V
18063 | 1064820000 | VSSC6 TRLDMOV 48VAC/DC | Surge protection for instrumentation and control, Surge protection for measurement and control, UP(L/N-PE) 250 V
18064 | 1064840000 | VSSC6 TRLDMOV120VAC/DC | Surge protection for instrumentation and control, Surge protection for measurement and control, UP(L/N-PE) < 600 V
18065 | 1064860000 | VSSC6 TRLDMOV240VAC/DC | Surge protection for instrumentation and control, Surge protection for measurement and control, UP(L/N-PE) ? 1200 V
18066 | 1064870000 | VSSC6TRGDT24VAC/DC10KA | Surge protection for instrumentation and control, Surge protection for measurement and control, UP(L/N-PE) < 1000 V
18067 | 1064890000 | VSSC6TRGDT110VAC/DC10KA | Surge protection for instrumentation and control, Surge protection for measurement and control, UP(L/N-PE) ? 1200 V
18068 | 1064920000 | VSSC6TRGDT240VAC/DC10KA | Surge protection for instrumentation and control, Surge protection for measurement and control, UP(L/N-PE) ? 1900 V
18069 | 1064950000 | VSSC6 TRLDTAZ 24VAC/DC | Surge protection for instrumentation and control, Surge protection for measurement and control, UP(L/N-PE) ? 100 V
18070 | 1064980000 | VSSC6 RS485 | Surge protection for instrumentation and control, Surge protection for measurement and control, UP(L/N-PE) ? 100 V
18071 | 1064990000 | VSSC6 RS232 | Surge protection for instrumentation and control, Surge protection for measurement and control, UP(L/N-PE) ? 100 V
18072 | 1065010000 | VSSC6 RS485 DP | Surge protection for instrumentation and control, Surge protection for measurement and control, UP(L/N-PE) ? 100 V
18073 | 1065020000 | VSSC6 RS485 PA EX | Surge protection for instrumentation and control, Surge protection for measurement and control, UP(L/N-PE) ? 2 kV
18074 | 1066490000 | VSSC6TRCLFG24VAC/DC EX | Surge protection for instrumentation and control, Surge protection for measurement and control, UP(L/N-PE) ? 1870 V
18075 | 1067940000 | WDK 2.5 ZQV SW | Feed-through terminal, Double-tier terminal, Screw connection, 2.5 mm², 400 V, 24 A, black
18076 | 1067950000 | WDK 2.5 ZQV BR | Feed-through terminal, Double-tier terminal, Screw connection, 2.5 mm², 400 V, 24 A, brown
18077 | 1067960000 | WDK 2.5 ZQV GN | Feed-through terminal, Double-tier terminal, Screw connection, 2.5 mm², 400 V, 24 A, green
18078 | 1067970000 | WDK 2.5 ZQV GR | Feed-through terminal, Double-tier terminal, Screw connection, 2.5 mm², 400 V, 24 A, grey
18079 | 1067990000 | WDK 2.5 ZQV OR | Feed-through terminal, Double-tier terminal, Screw connection, 2.5 mm², 400 V, 24 A, orange
18080 | 1068010000 | WDK 2.5 ZQV RT | Feed-through terminal, Double-tier terminal, Screw connection, 2.5 mm², 400 V, 24 A, red
18081 | 1068030000 | WDK 2.5 ZQV WS | Feed-through terminal, Double-tier terminal, Screw connection, 2.5 mm², 400 V, 24 A, white
18082 | 1068040000 | WDK 2.5 ZQV GE | Feed-through terminal, Double-tier terminal, Screw connection, 2.5 mm², 400 V, 24 A, yellow
18083 | 1069550000 | SHL-SMT 5.00/02GR 4.2BX | PCB plug-in connector, Connection element, right, male header, open side, THT/THR solder connection, 5.00 mm, Number of poles: 2, 90°, Solder pin length (l): 1.5 mm, tinned, black, Box
18084 | 1069560000 | SHL-SMT 5.00/03GR 4.2BX | PCB plug-in connector, Connection element, right, male header, open side, THT/THR solder connection, 5.00 mm, Number of poles: 3, 90°, Solder pin length (l): 4.2 mm, tinned, black, Box
18085 | 1069570000 | SHL-SMT 5.00/04GR 4.2BX | PCB plug-in connector, Connection element, right, male header, open side, THT/THR solder connection, 5.00 mm, Number of poles: 4, 90°, Solder pin length (l): 4.2 mm, tinned, black, Box
18086 | 1069620000 | SHL-SMT 5.00/02GL 4.2BX | PCB plug-in connector, Connection element, left, male header, open side, THT/THR solder connection, 5.00 mm, Number of poles: 2, 90°, Solder pin length (l): 1.5 mm, tinned, black, Box
18087 | 1069630000 | SHL-SMT 5.00/03GL 4.2BX | PCB plug-in connector, Connection element, left, male header, open side, THT/THR solder connection, 5.00 mm, Number of poles: 3, 90°, Solder pin length (l): 4.2 mm, tinned, black, Box
18088 | 1069640000 | SHL-SMT 5.00/04GL 4.2BX | PCB plug-in connector, Connection element, left, male header, open side, THT/THR solder connection, 5.00 mm, Number of poles: 4, 90°, Solder pin length (l): 4.2 mm, tinned, black, Box
18089 | 1069680000 | SHL-SMT 5.00/02GR 5.9BX | PCB plug-in connector, Connection element, right, male header, open side, THT/THR solder connection, 5.00 mm, Number of poles: 2, 90°, Solder pin length (l): 3.2 mm, tinned, black, Box
18090 | 1069690000 | SHL-SMT 5.00/03GR 5.9BX | PCB plug-in connector, Connection element, right, male header, open side, THT/THR solder connection, 5.00 mm, Number of poles: 3, 90°, Solder pin length (l): 5.9 mm, tinned, black, Box
18091 | 1069750000 | SHL-SMT 5.00/02GL 5.9BX | PCB plug-in connector, Connection element, left, male header, open side, THT/THR solder connection, 5.00 mm, Number of poles: 2, 90°, Solder pin length (l): 3.2 mm, tinned, black, Box
18092 | 1069760000 | SHL-SMT 5.00/03GL 5.9BX | PCB plug-in connector, Connection element, left, male header, open side, THT/THR solder connection, 5.00 mm, Number of poles: 3, 90°, Solder pin length (l): 5.9 mm, tinned, black, Box
18093 | 1077010000 | CTF 63 ZERT | Pressing tool, Crimping tool for contacts, 0.5mm², 6mm², B-Crimp
18094 | 1082370000 | ZSI 2.5/LD 60AC OR | Z-series, Fuse terminal, Rated cross-section: 2.5 mm², Tension-clamp connection
18095 | 1082520000 | ESG 6.6/15 BHZ 5.00/03 | ESG, Device markers x 15 mm, PA 66, Colour: white
18096 | 1083040000 | PDU 6/10/4AN | Feed-through terminal, PUSH IN, 10 mm², 800 V, 57 A, dark beige
18097 | 1083050000 | PSI 6/10 | P-series, Fuse terminal, Rated cross-section: 6 mm², PUSH IN
18098 | 1084770000 | ZDT 2.5/2 V | Z-series, Double-tier terminal, Rated cross-section: 2.5 mm², Tension-clamp connection
18099 | 1084780000 | PTL 6/10/STB | Test-disconnect terminal, PUSH IN, 6 mm², 800 V, 57 A, sliding, dark beige
18100 | 1085440000 | THM MT30X 20/100 WS | THM, Device markers, 100 x 20 mm, white
18101 | 1137530000 | VKSW | Cable duct cutting device
18102 | 1137780000 | WSI 25/1 10X38/LED 1KV | W-Series, Fuse terminal, Rated cross-section: 25 mm², Screw connection
18103 | 1137790000 | WSI 25/1 10X38 1KV | W-Series, Fuse terminal, Rated cross-section: 25 mm², Screw connection
18104 | 1137810000 | RCIKIT 24VDC 2CO LD MC | RIDERSERIES RCI, Relay module, Number of contacts: 2, CO contact AgNi, Rated control voltage: 24 V DC, Continuous current: 8 A, Screw connection, Test button available: No
18105 | 1137870000 | LHZ-SMT L 1.5SN BK BX | Printed circuit board terminals, Connection element, left, block assembly, closed side, THT/THR solder connection, Number of poles: 1, Solder pin length (l): 1.5 mm, tinned, black, Box
18106 | 1137880000 | LHZ-SMT R 1.5SN BK BX | Printed circuit board terminals, Connection element, right, block assembly, closed side, THT/THR solder connection, Number of poles: 1, Solder pin length (l): 1.5 mm, tinned, black, Box
18107 | 1139710000 | VSSC6 RTD | Surge protection for instrumentation and control, Surge protection for measurement and control, UP(L/N-PE) 150 V
18108 | 1142550000 | ZP 2.5/1AN/QV/7 GN/BE | Z-series, Plug-in connector, Direct mounting
18109 | 1142970000 | WAD WMF2.5 | W-Series, Cover, x 9.96
18110 | 1142990000 | AP WMF2.5 | W-Series, End plate
18111 | 1143000000 | WMF 2.5 DI BLZ | W-Series, Test-disconnect terminal, Rated cross-section: 2.5 mm², Screw connection
18112 | 1143010000 | WMF 2.5 DI BLZ PE | W-Series, Test-disconnect terminal, PE terminal, Rated cross-section: 2.5 mm², Screw connection
18113 | 1143020000 | WMF 2.5 DI | W-Series, Test-disconnect terminal, Rated cross-section: 2.5 mm², Screw connection
18114 | 1143030000 | WMF 2.5 DI PE | W-Series, Test-disconnect terminal, PE terminal, Rated cross-section: 2.5 mm², Screw connection
18115 | 1143040000 | WMF 2.5 BLZ PE | W-Series, Feed-through terminal, PE terminal, Rated cross-section: 2.5 mm², Screw connection
18116 | 1143050000 | WMF 2.5 BLZ | W-Series, Feed-through terminal, Rated cross-section: 2.5 mm², Screw connection
18117 | 1143060000 | WMF 2.5 PE | W-Series, PE terminal, Feed-through terminal, Rated cross-section: 2.5 mm², Screw connection
18118 | 1143070000 | WMF 2.5 | W-Series, Feed-through terminal, Rated cross-section: 2.5 mm², Screw connection
18119 | 1155870000 | SR-SMD 4.50/05/90LFM 3.2AU BK BX | PCB plug-in connector, Bus-contact block for CH20M12-67, Middle solder flange, THT/THR solder connection, Number of poles: 5, 180°, Solder pin length (l): 3.2 mm, Gold-plated, black
18120 | 1157820000 | KT 14 | Cutting tools, Cutting tool for one-hand operation
18121 | 1157830000 | KT 22 | Cutting tools, Cutting tool for one-hand operation
18122 | 1161290000 | AP MCZ1.5 GN 1670 | Small housing, OMNIMATE Housing - TERMINALBOX green, End plate, Width: 1.5 mm
18123 | 1161690000 | WTL 6 SL | W-Series, Test-disconnect terminal, Rated cross-section: 6 mm², Screw connection
18124 | 1161710000 | THM ET S7 400 TU | THM, Device markers, 251 x 13.5 mm, Siemens, Turquoise
18125 | 1161730000 | THM ET S7 300-2 TU | THM, Device markers, 103.8 x 17.3 mm, Siemens, Turquoise
18126 | 1161740000 | THM ET S7 300-2 GE | THM, Device markers, 103.8 x 17.3 mm, Siemens, yellow
18127 | 1161750000 | THM ET S7 300-1 TU | THM, Device markers, 103 x 22.6 mm, Siemens, Turquoise
18128 | 1161770000 | THM ET S7 300-1 GE | THM, Device markers, 103 x 22.6 mm, Siemens, yellow
18129 | 1161780000 | THM ET S7 50/25 TU | THM, Device markers, 50 x 25 mm, Siemens, Turquoise
18130 | 1161790000 | THM ET S7 50/12.5 TU | THM, Device markers, 50 x 12.5 mm, Siemens, Turquoise
18131 | 1161810000 | THM ET S7 50/12.5 GE | THM, Device markers, 50 x 12.5 mm, Siemens, yellow
18132 | 1162610000 | ZEW 35/2 SW | Z-series, End bracket
18133 | 1162820000 | WMF 2.5 FU BLZ PE SW | W-Series, Fuse terminal, PE terminal, Rated cross-section: 2.5 mm², Screw connection
18134 | 1162830000 | WMF 2.5 FU BLZ PE 10-36V SW | W-Series, Fuse terminal, PE terminal, Rated cross-section: 2.5 mm², Screw connection
18135 | 1162860000 | WMF 2.5 FU BLZ PE 100-250V SW | W-Series, Fuse terminal, PE terminal, Rated cross-section: 2.5 mm², Screw connection
18136 | 1162920000 | WMF 2.5 FU SW | W-Series, Fuse terminal, Rated cross-section: 2.5 mm², Screw connection
18137 | 1162930000 | WMF 2.5 FU 10-36V SW | W-Series, Fuse terminal, Rated cross-section: 2.5 mm², Screw connection
18138 | 1162940000 | WMF 2.5 FU 30-70V SW | W-Series, Fuse terminal, Rated cross-section: 2.5 mm², Screw connection
18139 | 1162950000 | WMF 2.5 FU 60-150V SW | W-Series, Fuse terminal, Rated cross-section: 2.5 mm², Screw connection
18140 | 1162960000 | WMF 2.5 FU 100-250V SW | W-Series, Fuse terminal, Rated cross-section: 2.5 mm², Screw connection
18141 | 1162980000 | WMF 2.5 FU BLZ SW | W-Series, Fuse terminal, Rated cross-section: 2.5 mm², Screw connection
18142 | 1162990000 | WMF 2.5 FU BLZ 10-36V SW | W-Series, Fuse terminal, Rated cross-section: 2.5 mm², Screw connection
18143 | 1163010000 | WMF 2.5 FU BLZ 60-150V SW | W-Series, Fuse terminal, Rated cross-section: 2.5 mm², Screw connection
18144 | 1163020000 | WMF 2.5 FU BLZ 100-250V SW | W-Series, Fuse terminal, Rated cross-section: 2.5 mm², Screw connection
18145 | 1163040000 | WMF 2.5 FU PE SW | W-Series, Fuse terminal, PE terminal, Rated cross-section: 2.5 mm², Screw connection
18146 | 1163050000 | WMF 2.5 FU PE 10-36V SW | W-Series, Fuse terminal, PE terminal, Rated cross-section: 2.5 mm², Screw connection
18147 | 1163060000 | WMF 2.5 FU PE 30-70V SW | W-Series, Fuse terminal, PE terminal, Rated cross-section: 2.5 mm², Screw connection
18148 | 1163070000 | WMF 2.5 FU PE 60-150V SW | W-Series, Fuse terminal, PE terminal, Rated cross-section: 2.5 mm², Screw connection
18149 | 1163080000 | WMF 2.5 FU PE 100-250V SW | W-Series, Fuse terminal, PE terminal, Rated cross-section: 2.5 mm², Screw connection
18150 | 1165070000 | PAP PDU 6/10 4AN | P-series, End plate, dark beige, 2.5 mm
18151 | 1165080000 | PAP PDU 6/10 4AN BL | P-series, End plate, blue, 2.5 mm
18152 | 1165130000 | PDU 6/10/4AN BL | Feed-through terminal, PUSH IN, 10 mm², 800 V, 57 A, blue
18153 | 1165140000 | PSI 6/10 SW | P-series, Fuse terminal, Rated cross-section: 6 mm², PUSH IN
18154 | 1165320000 | PAP PTL/PSI 6/10 | P-series, End plate, dark beige, 2.5 mm
18155 | 1165330000 | PAP PTL/PSI 6/10 SW | P-series, End plate, black, 2.5 mm
18156 | 1173540000 | BZT PRV16 SW 35X15 | P-series, Marker holder, black, Number of levels: 16, TS 35 x 15
18157 | 1173550000 | BZT PRV16 SW 35X7.5 | P-series, Marker holder, black, Number of levels: 16, TS 35 x 7.5
18158 | 1173570000 | BZT PRV8 SW 35X15 | P-series, Marker holder, black, Number of levels: 8, TS 35 x 15
18159 | 1173580000 | BZT PRV8 SW 35X7.5 | P-series, Marker holder, black, Number of levels: 8, TS 35 x 7.5
18160 | 1173590000 | BZT PRV4 SW 35X15 | P-series, Marker holder, black, Number of levels: 4, TS 35 x 15
18161 | 1173600000 | BZT PRV4 SW 35X7.5 | P-series, Marker holder, black, Number of levels: 4, TS 35 x 7.5
18162 | 1173620000 | PRV 16 SW 35X15 RT/WS | P-series, Patch distributor, Rated cross-section: 1.5 mm², Number of levels: 16, Number of connections: 64, Colour: black, Colour of operational elements: red-white, TS 35 x 15
18163 | 1173650000 | PRV 16 SW 35X15 WS/RT | P-series, Patch distributor, Rated cross-section: 1.5 mm², Number of levels: 16, Number of connections: 64, Colour: black, Colour of operational elements: white-red, TS 35 x 15
18164 | 1173680000 | PRV 16 SW 35X7.5 RT/WS | P-series, Patch distributor, Rated cross-section: 1.5 mm², Number of levels: 16, Number of connections: 64, Colour: black, Colour of operational elements: red-white, TS 35 x 7.5
18165 | 1173700000 | TW PRV4 | P-series, Partition plate, grey, 2 mm, Unprinted
18166 | 1173710000 | PRV 16 SW 35X7.5 WS/RT | P-series, Patch distributor, Rated cross-section: 1.5 mm², Number of levels: 16, Number of connections: 64, Colour: black, Colour of operational elements: white-red, TS 35 x 7.5
18167 | 1173740000 | PRV 8 SW 35X15 RT/WS | P-series, Patch distributor, Rated cross-section: 1.5 mm², Number of levels: 8, Number of connections: 32, Colour: black, Colour of operational elements: red-white, TS 35 x 15
18168 | 1173750000 | PAP PRV/PPV4 SW | P-series, End plate, black, 3 mm
18169 | 1173780000 | PRV 8 SW 35X15 WS/RT | P-series, Patch distributor, Rated cross-section: 1.5 mm², Number of levels: 8, Number of connections: 32, Colour: black, Colour of operational elements: white-red, TS 35 x 15
18170 | 1173790000 | PRV 8 SW 35X7.5 RT/WS | P-series, Patch distributor, Rated cross-section: 1.5 mm², Number of levels: 8, Number of connections: 32, Colour: black, Colour of operational elements: red-white, TS 35 x 7.5
18171 | 1173800000 | PRV 8 SW 35X7.5 WS/RT | P-series, Patch distributor, Rated cross-section: 1.5 mm², Number of levels: 8, Number of connections: 32, Colour: black, Colour of operational elements: white-red, TS 35 x 7.5
18172 | 1173810000 | PRV 4 SW 35X15 RT | P-series, Patch distributor, Rated cross-section: 1.5 mm², Number of levels: 4, Number of connections: 16, Colour: black, Colour of operational elements: red, TS 35 x 15
18173 | 1173820000 | PRV 4 SW 35X15 WS | P-series, Patch distributor, Rated cross-section: 1.5 mm², Number of levels: 4, Number of connections: 16, Colour: black, Colour of operational elements: white, TS 35 x 15
18174 | 1173830000 | PRV 4 SW 35X7.5 RT | P-series, Patch distributor, Rated cross-section: 1.5 mm², Number of levels: 4, Number of connections: 16, Colour: black, Colour of operational elements: red, TS 35 x 7.5
18175 | 1173840000 | PRV 4 SW 35X7.5 WS | P-series, Patch distributor, Rated cross-section: 1.5 mm², Number of levels: 4, Number of connections: 16, Colour: black, Colour of operational elements: white, TS 35 x 7.5
18176 | 1173850000 | PPV 8 GR 35X15 DGR | P-series, Potential distributor, Rated cross-section: 1.5 mm², Number of levels: 8, Number of connections: 32, Colour: grey
18177 | 1173870000 | PPV 8 GR 35X7.5 DGR | P-series, Potential distributor, Rated cross-section: 1.5 mm², Number of levels: 8, Number of connections: 32, Colour: grey
18178 | 1173880000 | PPV 4 GR 35X15 DGR | P-series, Potential distributor, Rated cross-section: 1.5 mm², Number of levels: 4, Number of connections: 16, Colour: grey
18179 | 1173890000 | PPV 4 GR 35X7.5 DGR | P-series, Potential distributor, Rated cross-section: 1.5 mm², Number of levels: 4, Number of connections: 16, Colour: grey
18180 | 1173900000 | PRV 8 BL 35X15 WS/RT | P-series, Patch distributor, Rated cross-section: 1.5 mm², Number of levels: 8, Number of connections: 32, Colour: blue, Colour of operational elements: white-red, TS 35 x 15
18181 | 1173910000 | PRV 8 BL 35X7.5 WS/RT | P-series, Patch distributor, Rated cross-section: 1.5 mm², Number of levels: 8, Number of connections: 32, Colour: blue, Colour of operational elements: white-red, TS 35 x 7.5
18182 | 1173920000 | PRV 4 BL 35X15 WS | P-series, Patch distributor, Rated cross-section: 1.5 mm², Number of levels: 4, Number of connections: 16, Colour: blue, Colour of operational elements: white, TS 35 x 15
18183 | 1173930000 | PRV 4 BL 35X7.5 WS | P-series, Patch distributor, Rated cross-section: 1.5 mm², Number of levels: 4, Number of connections: 16, Colour: blue, Colour of operational elements: white, TS 35 x 7.5
18184 | 1180240000 | RCIKITP 24VDC 2CO LD/PB MC | RIDERSERIES RCI, Relay module, Number of contacts: 2, CO contact with test button AgNi, Rated control voltage: 24 V DC, Continuous current: 8 A, PUSH IN, Test button available: Yes
18185 | 1180290000 | TOS 120VAC/48VDC 0.5A RC | TERMOPTO, Solid-state relay, 1 NO contact (Transistor), Rated control voltage: 120 V AC ±20 % , Rated switching voltage: 5...48 V DC, Continuous current: 500 mA, Screw connection
18186 | 1180910000 | THM MT30X 36/89 WS | THM, Device markers, 89 x 36 mm, white
18187 | 1189260000 | TOP 230VAC/48VDC 0.5A RC | TERMOPTO, Solid-state relay, 1 NO contact (Transistor), Rated control voltage: 230 V AC +10 %/ -15 % , Rated switching voltage: 5...48 V DC, Continuous current: 500 mA, PUSH IN
18188 | 1189270000 | TOS 230VAC/48VDC 0.5A RC | TERMOPTO, Solid-state relay, 1 NO contact (Transistor), Rated control voltage: 230 V AC +10 %/ -15 % , Rated switching voltage: 5...48 V DC, Continuous current: 500 mA, Screw connection
18189 | 1189890000 | AP 110 BK | Electronics housings black, End plate, Width: 27.2 mm
18190 | 1190340000 | TW AKZ RT | SAK Series, Partition plate, 2 mm, red
18191 | 1190360000 | TW AKZ WS | SAK Series, Partition plate, 2 mm, white
18192 | 1190490000 | MULTI-STRIPAX PV | Photovoltaics, Plug-in connector
18193 | 1191630000 | WTR 2.5 GN | Test-disconnect terminal, Screw connection, 2.5 mm², 500 V, 24 A, Pivoting, green
18194 | 1192740000 | THM MT30X 101/48 GE/G | THM, Device markers, 48 x 101 mm, yellow
18195 | 1192750000 | THM VIN 101/74 GE/G | THM, Device markers, 74 x 101 mm, yellow
18196 | 1192760000 | THM VIN 101/150 GE/G | THM, Device markers, 150 x 101 mm, yellow
18197 | 1193160000 | CH20M BUS-AP LI TS 35X7.5 & 15 | OMNIMATE Housing - series CH20M, Length: 40.5 mm, Width: 5.1 mm
18198 | 1193170000 | CH20M BUS-AP RE TS 35X7.5 & 15 | OMNIMATE Housing - series CH20M, Length: 40.5 mm, Width: 5.1 mm
18199 | 1193260000 | ZQV 2.5N/2 WS | Z-series, Cross-connector, For the terminals, Number of poles: 2
18200 | 1193270000 | ZQV 2.5N/3 WS | Z-series, Cross-connector, For the terminals, Number of poles: 3
18201 | 1193280000 | ZQV 2.5N/4 WS | Z-series, Cross-connector, For the terminals, Number of poles: 4
18202 | 1193290000 | ZQV 2.5N/5 WS | Z-series, Cross-connector, For the terminals, Number of poles: 5
18203 | 1193300000 | ZQV 2.5N/6 WS | Z-series, Cross-connector, For the terminals, Number of poles: 6
18204 | 1193310000 | ZQV 2.5N/7 WS | Z-series, Cross-connector, For the terminals, Number of poles: 7
18205 | 1193320000 | ZQV 2.5N/8 WS | Z-series, Cross-connector, For the terminals, Number of poles: 8
18206 | 1193330000 | ZQV 2.5N/9 WS | Z-series, Cross-connector, For the terminals, Number of poles: 9
18207 | 1193340000 | ZQV 2.5N/10 WS | Z-series, Cross-connector, For the terminals, Number of poles: 10
18208 | 1193350000 | ZQV 2.5N/20 WS | Z-series, Cross-connector, For the terminals, Number of poles: 20
18209 | 1444050000 | PZ 6 ROTO L | Pressing tool, Crimping tool for wire-end ferrules, 0.14mm², 6mm², Trapezoidal crimp
18210 | 1444420000 | LUP 10.16/02/90V 3.2SN GN BX | Printed circuit board terminals, 10.16 mm, Number of poles: 2, 90°, Solder pin length (l): 3.2 mm, tinned, Pale green, Clamping yoke connection, Clamping range, max. : 16 mm², Box
18211 | 1450140000 | LM 5.08/14/135 3.5SN GN BX | Printed circuit board terminals, 5.08 mm, Number of poles: 14, 135°, Solder pin length (l): 3.5 mm, tinned, Pale green, Clamping yoke connection, Clamping range, max. : 2.5 mm², Box
18212 | 1450150000 | LM1N 5.08/09/90 3.5SN GN BX | Printed circuit board terminals, 5.08 mm, Number of poles: 9, 90°, Solder pin length (l): 3.5 mm, tinned, Pale green, Clamping yoke connection, Clamping range, max. : 2.5 mm², Box
18213 | 1985920000 | SAIH-SLL-8X0.25TPE | Sensor/actuator line, Number of poles : 8, Shielded: No, LED: No, Sheath material: PUR, Halogen: No
18214 | 1988300000 | AEP AP12 | A-series, End plate
18215 | 1988340000 | AEP AP14 | A-series, End plate
18216 | 1989300000 | HDC MBUS 2 PCLIP | Fixing clip
18217 | 1989970000 | AEP DT 2.5 3C | A-series, End plate
18218 | 1989980000 | AEP DT 2.5 4C | A-series, End plate
18219 | 1990140000 | AEP AP13 | A-series, End plate
18220 | 1991910000 | AEP 3C 6 BL | A-series, End plate
18221 | 1991940000 | AEP 3C 6 | A-series, End plate
18222 | 1991950000 | AEP 2C 6 BL | A-series, End plate
18223 | 1991970000 | AEP 2C 6 | A-series, End plate
18224 | 1993580000 | AEP IO21 | A-series, End plate
18225 | 1993590000 | AEP IO22 | A-series, End plate
18226 | 1993600000 | AEP IO23 | A-series, End plate
18227 | 1993810000 | HDC HQ 12 MC | HDC insert, Male, 400 V, 10 A, Number of poles: 12, Crimp connection, Size: 1
18228 | 1993820000 | HDC HQ 12 FC | HDC insert, Female, 400 V, 10 A, Number of poles: 12, Crimp connection, Size: 1
18229 | 2003750000 | DEK 5/3.5 PLUS MC NE WS | Dekafix, Terminal marker, 5 x 3.5 mm, Pitch in mm (P): 3.50 Weidmueller, white
18230 | 2003760000 | WS 10/3.5 PLUS MC NE WS | WS, Terminal marker, 10 x 3.5 mm, Pitch in mm (P): 3.50 Weidmueller, white
18231 | 2003780000 | WS 10/6 M PLUS MC NE WS | WS, Terminal marker, 10 x 6 mm, Pitch in mm (P): 6.00 Weidmueller, Allen-Bradley, white
18232 | 2004960000 | WQV 50N/5 | W-Series, Cross-connector, Number of poles: 5
18233 | 2004970000 | THM WO 24.5/100 WS | THM, Conductor and cable markers, 8 - 23 mm, 25.4 x 100 mm, white
18234 | 2005100000 | ESG 6/17 MM WS | ESG, Device markers, 6 x 17 mm, white
18235 | 2005110000 | ESG 6/17 MM GE | ESG, Device markers, 6 x 17 mm, yellow
18236 | 2005120000 | ESG 6/17 MM GR | ESG, Device markers, 6 x 17 mm, grey
18237 | 2005130000 | ESG 6/17 MM SW | ESG, Device markers, 6 x 17 mm, black
18238 | 2005140000 | ESG 8/20 MM WS | ESG, Device markers, 8 x 20 mm, white
18239 | 2005150000 | ESG 8/20 MM GE | ESG, Device markers, 8 x 20 mm, yellow
18240 | 2005160000 | ESG 8/20 MM GR | ESG, Device markers, 8 x 20 mm, grey
18241 | 2005170000 | ESG 8/20 MM SW | ESG, Device markers, 8 x 20 mm, black
18242 | 2005180000 | ELS 8/20 MM WS | ELS, Insert markers, 20 x 8 mm, white
18243 | 2005190000 | ESG 9/17 MM WS | ESG, Device markers, 9 x 17 mm, white
18244 | 2005200000 | ELS 16/40 MM WS | ELS, Insert markers, 40 x 16 mm, white
18245 | 2005210000 | ESG 9/17 MM GE | ESG, Device markers, 9 x 17 mm, yellow
18246 | 2005230000 | ESG 9/17 MM GR | ESG, Device markers, 9 x 17 mm, grey
18247 | 2005240000 | ELS 8/20 MM GE | ELS, Insert markers, 20 x 8 mm, yellow
18248 | 2005250000 | ESG 9/17 MM SW | ESG, Device markers, 9 x 17 mm, black
18249 | 2005260000 | ELS 16/40 MM GE | ELS, Insert markers, 40 x 16 mm, yellow
18250 | 2005270000 | CC 85/54 MM WS | ClipCard, Device markers, 54 x 85 mm, white
18251 | 2005280000 | CC 85/54 MM GE | ClipCard, Device markers, 54 x 85 mm, yellow
18252 | 2005290000 | CC 85/54 MM GR | ClipCard, Device markers, 54 x 85 mm, grey
18253 | 2005310000 | CC 85/54 MM SW | ClipCard, Device markers, 54 x 85 mm, black
18254 | 2005320000 | SFX 9/24 MM WS | SlimFix, Conductor and cable markers, 7 - , 26 x 15 mm, white
18255 | 2005330000 | CC 30/60 MM WS | ClipCard, Device markers, 30 x 60 mm, white
18256 | 2005340000 | SFX 11/60 MM WS | SlimFix, Conductor and cable markers, 7 - , 60 x 13 mm, white
18257 | 2005350000 | CC 30/60 MM GE | ClipCard, Device markers, 30 x 60 mm, yellow
18258 | 2005360000 | SFX 30/60 MM WS | SlimFix, Conductor and cable markers, 7 - , 60 x 32 mm, white
18259 | 2005370000 | CC 30/60 MM GR | ClipCard, Device markers, 30 x 60 mm, grey
18260 | 2005380000 | SFX 9/24 MM GE | SlimFix, Conductor and cable markers, 7 - , 26 x 15 mm, yellow
18261 | 2005390000 | CC 30/60 MM SW | ClipCard, Device markers, 30 x 60 mm, black
18262 | 2005400000 | SFX 11/60 MM GE | SlimFix, Conductor and cable markers, 7 - , 60 x 13 mm, yellow
18263 | 2005410000 | CC 15/60 MM WS | ClipCard, Device markers, 15 x 60 mm, white
18264 | 2005420000 | SFX 30/60 MM GE | SlimFix, Conductor and cable markers, 7 - , 60 x 32 mm, yellow
18265 | 2005430000 | CC 15/60 MM GE | ClipCard, Device markers, 15 x 60 mm, yellow
18266 | 2005440000 | TM-I 12 MM WS | TM-I, Insert markers, 12 x 4 mm, white
18267 | 2005450000 | TM-I 15 MM WS | TM-I, Insert markers, 15 x 4 mm, white
18268 | 2005460000 | CC 15/60 MM GR | ClipCard, Device markers, 15 x 60 mm, grey
18269 | 2005470000 | TM-I 18 MM WS | TM-I, Insert markers, 18 x 4 mm, white
18270 | 2005480000 | CC 15/60 MM SW | ClipCard, Device markers, 15 x 60 mm, black
18271 | 2005490000 | TM-I 20 MM WS | TM-I, Insert markers, 20 x 4 mm, white
18272 | 2005500000 | CC 15/45 MM WS | ClipCard, Device markers, 15 x 45 mm, white
18273 | 2005510000 | TM-I 23 MM WS | TM-I, Insert markers, 23 x 4 mm, white
18274 | 2005520000 | CC 15/45 MM GE | ClipCard, Device markers, 15 x 45 mm, yellow
18275 | 2005530000 | TM-I 30 MM WS | TM-I, Insert markers, 30 x 4 mm, white
18276 | 2005540000 | CC 15/45 MM GR | ClipCard, Device markers, 15 x 45 mm, grey
18277 | 2005550000 | TM-I 12 MM GE | TM-I, Insert markers, 12 x 4 mm, yellow
18278 | 2005570000 | CC 15/45 MM SW | ClipCard, Device markers, 15 x 45 mm, black
18279 | 2005580000 | TM-I 15 MM GE | TM-I, Insert markers, 15 x 4 mm, yellow
18280 | 2005600000 | CC 15/27 MM WS | ClipCard, Device markers, 15 x 27 mm, white
18281 | 2005610000 | TM-I 18 MM GE | TM-I, Insert markers, 18 x 4 mm, yellow
18282 | 2005630000 | CC 15/27 MM GE | ClipCard, Device markers, 15 x 27 mm, yellow
18283 | 2005640000 | TM-I 20 MM GE | TM-I, Insert markers, 20 x 4 mm, yellow
18284 | 2005660000 | CC 15/27 MM GR | ClipCard, Device markers, 15 x 27 mm, grey
18285 | 2005670000 | TM-I 23 MM GE | TM-I, Insert markers, 23 x 4 mm, yellow
18286 | 2005690000 | CC 15/27 MM SW | ClipCard, Device markers, 15 x 27 mm, black
18287 | 2005700000 | TM-I 30 MM GE | TM-I, Insert markers, 30 x 4 mm, yellow
18288 | 2005730000 | TM-I 12 MM RT | TM-I, Insert markers, 12 x 4 mm, red
18289 | 2005760000 | TM-I 15 MM RT | TM-I, Insert markers, 15 x 4 mm, red
18290 | 2005790000 | TM-I 18 MM RT | TM-I, Insert markers, 18 x 4 mm, red
18291 | 2005810000 | SM 27/18-22 MM GE | SwitchMark, Device markers, 47.75 x 27 mm, yellow
18292 | 2005820000 | TM-I 20 MM RT | TM-I, Insert markers, 20 x 4 mm, red
18293 | 2005840000 | SM 27/18-22 MM WS | SwitchMark, Device markers, 47.75 x 27 mm, white
18294 | 2005850000 | TM-I 23 MM RT | TM-I, Insert markers, 23 x 4 mm, red
18295 | 2005860000 | SM 27/18-22 MM GR | SwitchMark, Device markers, 47.75 x 27 mm, grey
18296 | 2005870000 | TM-I 30 MM RT | TM-I, Insert markers, 30 x 4 mm, red
18297 | 2005880000 | SM 27/18-22 MM SW | SwitchMark, Device markers, 47.75 x 27 mm, black
18298 | 2005890000 | TM-I 12 MM BL | TM-I, Insert markers, 12 x 4 mm, blue
18299 | 2005900000 | SM 27/18-22 MM RT | SwitchMark, Device markers, 47.75 x 27 mm, red
18300 | 2005910000 | TM-I 15 MM BL | TM-I, Insert markers, 15 x 4 mm, blue
18301 | 2005920000 | SM 27/18-22 MM GN | SwitchMark, Device markers, 47.75 x 27 mm, green
18302 | 2005930000 | TM-I 18 MM BL | TM-I, Insert markers, 18 x 4 mm, blue
18303 | 2005950000 | TM-I 20 MM BL | TM-I, Insert markers, 20 x 4 mm, blue
18304 | 2005970000 | TM-I 23 MM BL | TM-I, Insert markers, 23 x 4 mm, blue
18305 | 2005990000 | TM-I 30 MM BL | TM-I, Insert markers, 30 x 4 mm, blue
18306 | 2006010000 | WM 0/21 1.0-2.0 MM WS | WM, Conductor and cable markers, 1 - 2 mm, 32 x 3.5 mm, white
18307 | 2006030000 | WM 1/21 2.0-3.5 MM WS | WM, Conductor and cable markers, 2 - 3.5 mm, 32 x 4.8 mm, white
18308 | 2006050000 | WM 2/21 3.5-5.0 MM WS | WM, Conductor and cable markers, 3.5 - 5 mm, 32 x 6.4 mm, white
18309 | 2006060000 | SM DIA 60-22 MM GE | SwitchMark, Device markers, yellow
18310 | 2006070000 | WM 3/21 5.0-8.0 MM WS | WM, Conductor and cable markers, 5 - 8 mm, 32 x 10 mm, white
18311 | 2006080000 | SM 36/18-30 MM GE | SwitchMark, Device markers, 56 x 36 mm, yellow
18312 | 2006090000 | WM 0/21 1.0-2.0 MM GE | WM, Conductor and cable markers, 1 - 2 mm, 32 x 3.5 mm, yellow
18313 | 2006100000 | SM 36/18-30 MM WS | SwitchMark, Device markers, 56 x 36 mm, white
18314 | 2006110000 | WM 1/21 2.0-3.5 MM GE | WM, Conductor and cable markers, 2 - 3.5 mm, 32 x 4.8 mm, yellow
18315 | 2006120000 | SM 36/18-30 MM GR | SwitchMark, Device markers, 56 x 36 mm, grey
18316 | 2006130000 | WM 2/21 3.5-5.0 MM GE | WM, Conductor and cable markers, 3.5 - 5 mm, 32 x 6.4 mm, yellow
18317 | 2006140000 | SM 36/18-30 MM SW | SwitchMark, Device markers, 56 x 36 mm, black
18318 | 2006150000 | WM 3/21 5.0-8.0 MM GE | WM, Conductor and cable markers, 5 - 8 mm, 32 x 10 mm, yellow
18319 | 2006160000 | SM 36/18-30 MM RT | SwitchMark, Device markers, 56 x 36 mm, red
18320 | 2006170000 | WM 0/12 1.0-2.0 MM WS | WM, Conductor and cable markers, 1 - 2 mm, 23 x 3.5 mm, white
18321 | 2006180000 | SM 36/18-30 MM GN | SwitchMark, Device markers, 56 x 36 mm, green
18322 | 2006190000 | WM 1/12 2.0-3.5 MM WS | WM, Conductor and cable markers, 2 - 3.5 mm, 23 x 4.8 mm, white
18323 | 2006200000 | SM 18/9.5 MM SW | SwitchMark, Device markers, 9 x 18 mm, black
18324 | 2006210000 | WM 2/12 3.5-5.0 MM WS | WM, Conductor and cable markers, 3.5 - 5 mm, 23 x 6.4 mm, white
18325 | 2006220000 | SM 18/9.5 MM WS | SwitchMark, Device markers, 9 x 18 mm, white
18326 | 2006230000 | WM 3/12 5.0-8.0 MM WS | WM, Conductor and cable markers, 5 - 8 mm, 23 x 10 mm, white
18327 | 2006240000 | SM 18/9.5 MM GE | SwitchMark, Device markers, 9 x 18 mm, yellow
18328 | 2006250000 | WM 0/12 1.0-2.0 MM GE | WM, Conductor and cable markers, 1 - 2 mm, 23 x 3.5 mm, yellow
18329 | 2006260000 | SM 18/9.5 MM GR | SwitchMark, Device markers, 9 x 18 mm, grey
18330 | 2006270000 | WM 1/12 2.0-3.5 MM GE | WM, Conductor and cable markers, 2 - 3.5 mm, 23 x 4.8 mm, yellow
18331 | 2006280000 | SM 27/18 MM WS | SwitchMark, Device markers, 18 x 27 mm, white
18332 | 2006290000 | WM 2/12 3.5-5.0 MM GE | WM, Conductor and cable markers, 3.5 - 5 mm, 23 x 6.4 mm, yellow
18333 | 2006300000 | SM 27/18 MM GE | SwitchMark, Device markers, 18 x 27 mm, yellow
18334 | 2006310000 | WM 3/12 5.0-8.0 MM GE | WM, Conductor and cable markers, 5 - 8 mm, 23 x 10 mm, yellow
18335 | 2006320000 | SM 27/18 MM SW | SwitchMark, Device markers, 18 x 27 mm, black
18336 | 2006330000 | WM 0/6 1.0-2.0 MM WS | WM, Conductor and cable markers, 1 - 2 mm, 17 x 3.5 mm, white
18337 | 2006340000 | SM 27/18 MM GR | SwitchMark, Device markers, 18 x 27 mm, grey
18338 | 2006350000 | WM 1/6 2.0-3.5 MM WS | WM, Conductor and cable markers, 2 - 3.5 mm, 17 x 4.8 mm, white
18339 | 2006360000 | SM 27/18 MM RT | SwitchMark, Device markers, 18 x 27 mm, red
18340 | 2006370000 | WM 2/6 3.5-5.0 MM WS | WM, Conductor and cable markers, 3.5 - 5 mm, 17 x 6.4 mm, white
18341 | 2006380000 | SM 27/18 MM GN | SwitchMark, Device markers, 18 x 27 mm, green
18342 | 2006390000 | WM 3/6 5.0-8.0 MM WS | WM, Conductor and cable markers, 5 - 8 mm, 17 x 10 mm, white
18343 | 2006400000 | SM 27/8 MM WS | SwitchMark, Device markers, 8 x 27 mm, white
18344 | 2006410000 | WM 0/6 1.0-2.0 MM GE | WM, Conductor and cable markers, 1 - 2 mm, 17 x 3.5 mm, yellow
18345 | 2006420000 | SM 27/8 MM GE | SwitchMark, Device markers, 8 x 27 mm, yellow
18346 | 2006430000 | WM 1/6 2.0-3.5 MM GE | WM, Conductor and cable markers, 2 - 3.5 mm, 17 x 4.8 mm, yellow
18347 | 2006440000 | SM 27/8 MM SW | SwitchMark, Device markers, 8 x 27 mm, black
18348 | 2006450000 | WM 2/6 3.5-5.0 MM GE | WM, Conductor and cable markers, 3.5 - 5 mm, 17 x 6.4 mm, yellow
18349 | 2006460000 | SM 27/8 MM RT | SwitchMark, Device markers, 8 x 27 mm, red
18350 | 2006470000 | WM 3/6 5.0-8.0 MM GE | WM, Conductor and cable markers, 5 - 8 mm, 17 x 10 mm, yellow
18351 | 2006480000 | SM 27/8 MM GR | SwitchMark, Device markers, 8 x 27 mm, grey
18352 | 2006490000 | SM 27/8 MM GN | SwitchMark, Device markers, 8 x 27 mm, green
18353 | 2006500000 | SM 27/12.5 MM WS | SwitchMark, Device markers, 12.5 x 27 mm, white
18354 | 2006510000 | SM 27/12.5 MM GE | SwitchMark, Device markers, 12.5 x 27 mm, yellow
18355 | 2006520000 | SM 27/12.5 MM GR | SwitchMark, Device markers, 12.5 x 27 mm, grey
18356 | 2006530000 | SM 27/12.5 MM SW | SwitchMark, Device markers, 12.5 x 27 mm, black
18357 | 2006540000 | SM 27/12.5 MM RT | SwitchMark, Device markers, 12.5 x 27 mm, red
18358 | 2006550000 | SM 27/12.5 MM GN | SwitchMark, Device markers, 12.5 x 27 mm, green
18359 | 2006560000 | EL 12 MM SI 30M | THM, Device markers, 12 x , silver
18360 | 2006570000 | EL 12 MM WS 30M | THM, Device markers, 12 x , white
18361 | 2006580000 | EL 12 MM GE 30M | THM, Device markers, 12 x , yellow
18362 | 2006590000 | EL 15 MM WS 30M | THM, Device markers, 15 x , white
18363 | 2006600000 | EL 15 MM GE 30M | THM, Device markers, 15 x , yellow
18364 | 2006610000 | EL 15 MM SI 30M | THM, Device markers, 15 x , silver
18365 | 2006620000 | EL 27 MM SI 30M | THM, Device markers, 27 x , silver
18366 | 2006630000 | EL 27 MM WS 30M | THM, Device markers, 27 x , white
18367 | 2006640000 | EL 27 MM GE 30M | THM, Device markers, 27 x , yellow
18368 | 2006650000 | EL 38 MM SI 30M | THM, Device markers, 38 x , silver
18369 | 2006660000 | EL 38 MM WS 30M | THM, Device markers, 38 x , white
18370 | 2006670000 | EL 38 MM GE 30M | THM, Device markers, 38 x , yellow
18371 | 2006680000 | EL 60 MM SI 30M | THM, Device markers, 60 x , silver
18372 | 2006690000 | EL 60 MM WS 30M | THM, Device markers, 60 x , white
18373 | 2006700000 | EL 60 MM GE 30M | THM, Device markers, 60 x , yellow
18374 | 2006710000 | EL 100 MM SI 30M | THM, Device markers, 100 x , silver
18375 | 2006720000 | EL 100 MM WS 30M | THM, Device markers, 100 x , white
18376 | 2006730000 | EL 100 MM GE 30M | THM, Device markers, 100 x , yellow
18377 | 2007100000 | DEK 5/3.5 MM WS | Dekafix, Terminal marker, 5 x 3.5 mm, Weidmueller, white
18378 | 2007120000 | DEK 5/6 MM WS | Dekafix, Terminal marker, 5 x 6 mm, Weidmueller, white
18379 | 2007130000 | DEK 5/8 MM WS | Dekafix, Terminal marker, 5 x 8 mm, Weidmueller, white
18380 | 2007140000 | WS 8/3.5 MM WS | WS, Terminal marker, 8 x 3.5 mm, Weidmueller, white
18381 | 2007150000 | WS 8/5 MM WS | WS, Terminal marker, 8 x 5 mm, Weidmueller, white
18382 | 2007160000 | WS 8/6 MM WS | WS, Terminal marker, 8 x 6 mm, Weidmueller, white
18383 | 2007170000 | WS 8/8 MM WS | WS, Terminal marker, 8 x 8 mm, Weidmueller, white
18384 | 2007180000 | WS 12/3.5 MM WS | WS, Terminal marker, 12 x 3.5 mm, Weidmueller, white
18385 | 2007190000 | WS 12/5 MM WS | WS, Terminal marker, 12 x 5 mm, Weidmueller, white
18386 | 2007200000 | WS 12/6 MM WS | WS, Terminal marker, 12 x 6 mm, Weidmueller, white
18387 | 2007210000 | WS 12/8 MM WS | WS, Terminal marker, 12 x 8 mm, Weidmueller, white
18388 | 2007300000 | BV/SV 7.62HP KO RD 2022 | PCB plug-in connector, Accessories, Coding element, red, Number of poles: 1
18389 | 2009980000 | ELS 6/30 MM WS | ELS, Insert markers, 30 x 6 mm, white
18390 | 2010620000 | ELS 6/30 MM GE | ELS, Insert markers, 30 x 6 mm, yellow
18391 | 2035590000 | MCV APG 2.5 | A-series, End plate
18392 | 2047320000 | MF-ABB 12/5 MC NE WS | MultiFit, Terminal marker, 12 x 5 mm, Pitch in mm (P): 5.00 ABB SNK series, white
18393 | 2047340000 | MF-ABB 12/6 MC NE WS | MultiFit, Terminal marker, 12 x 6 mm, Pitch in mm (P): 6.00 ABB SNK series, white
18394 | 2047350000 | MF-ABB 12/8 MC NE WS | MultiFit, Terminal marker, 12 x 8 mm, Pitch in mm (P): 8.00 ABB SNK series, white
18395 | 2047360000 | ESG 15/10 MC NE WS | ESG, Device markers x 15 mm, PA 66, Colour: white
18396 | 2047380000 | CC DIA 30 K MC NE WS | ClipCard, Device markers, 30 x 30 mm, Self-adhesive, Ø 30 mm, white
18397 | 2047390000 | CC DIA 30 K MC NE GE | ClipCard, Device markers, 30 x 30 mm, Self-adhesive, Ø 30 mm, yellow
18398 | 2047400000 | CC DIA 30 K MC NE GR | ClipCard, Device markers, 30 x 30 mm, Self-adhesive, Ø 30 mm, grey
18399 | 2047430000 | ESG 9/17.7 K MC NE WS | ESG, Device markers x 17.7 mm, PA 66, Colour: white
18400 | 2047540000 | ESG 15/10 MC SDR | ESG, Device markers x 15 mm, PA 66, Colour: To customer specification
18401 | 2047560000 | CC DIA 30 K MC SDR | ClipCard, Device markers, 30 x 30 mm, Self-adhesive, Ø 30 mm, To customer specification
18402 | 2051240000 | A3C 4 | Feed-through terminal, PUSH IN, 4 mm², 800 V, 32 A, dark beige
18403 | 2051280000 | A3C 4 BL | Feed-through terminal, PUSH IN, 4 mm², 800 V, 32 A, blue
18404 | 2051300000 | A3C 4 RD | Feed-through terminal, PUSH IN, 4 mm², 800 V, 32 A, red
18405 | 2051320000 | A3C 4 OR | Feed-through terminal, PUSH IN, 4 mm², 800 V, 32 A, orange
18406 | 2051340000 | A3C 4 YL | Feed-through terminal, PUSH IN, 4 mm², 800 V, 32 A, yellow
18407 | 2051350000 | A3C 4 GN | Feed-through terminal, PUSH IN, 4 mm², 800 V, 32 A, green
18408 | 2051370000 | A3C 4 WT | Feed-through terminal, PUSH IN, 4 mm², 800 V, 32 A, white
18409 | 2051400000 | A3C 4 BK | Feed-through terminal, PUSH IN, 4 mm², 800 V, 32 A, black
18410 | 2051460000 | A3C 4 LTGY | Feed-through terminal, PUSH IN, 4 mm², 800 V, 32 A, Light Grey
18411 | 2051680000 | AEP 2C 4 | A-series, End plate
18412 | 2051690000 | AEP 2C 4 BL | A-series, End plate
18413 | 2051710000 | AEP 2C 4 OR | A-series, End plate
18414 | 2051720000 | AEP 3C 4 | A-series, End plate
18415 | 2051880000 | AEP 3C 4 BL | A-series, End plate
18416 | 2051890000 | AEP 3C 4 OR | A-series, End plate
18417 | 2051900000 | AEP 4C 4 | A-series, End plate
18418 | 2051910000 | AEP 4C 4 BL | A-series, End plate
18419 | 2051920000 | AEP 4C 4 OR | A-series, End plate
18420 | 2052290000 | AEP 2C 2.5 OR | A-series, End plate
18421 | 2052300000 | AEP 3C 2.5 OR | A-series, End plate
18422 | 2052310000 | AEP 4C 2.5 OR | A-series, End plate
18423 | 2052350000 | AEP 2C 1.5 OR | A-series, End plate
18424 | 2052390000 | AEP 3C 1.5 OR | A-series, End plate
18425 | 2052400000 | AEP 4C 1.5 OR | A-series, End plate
18426 | 2052520000 | AEP 2C 6 OR | A-series, End plate
18427 | 2052530000 | AEP 3C 6 OR | A-series, End plate
18428 | 2422300000 | SAIE-M12B-4-9SMT | Built-in plugs, M12, Number of poles: 4
18429 | 2422390000 | SAIE-M12B-5S-9SMT | Built-in plugs, M12, Number of poles: 5
18430 | 2422420000 | SAID-M12S-8-9SMT | Built-in plugs, M12, Pin, Number of poles: 8
18431 | 2422430000 | SAIE-M12B-4D-H5.5TL-M16 | Built-in plugs, M12, M 16, Number of poles: 4, Rear panel mounting
18432 | 2422440000 | SAIE-M8B-4S-F13SMT | Built-in plugs, M8, Number of poles: 4, Front mounting
18433 | 2422480000 | SAID-M12B-8-9SMT | Built-in plugs, M12, Socket connector, Number of poles: 8
18434 | 2422500000 | SAIE-M8S-4-F13SMT | Built-in plugs, M8, Number of poles: 4, Front mounting
18435 | 2422520000 | SAIE-M12B-5-F10TL | Built-in plugs, M12, M 12, Number of poles: 5, Front mounting
18436 | 2422540000 | SAID-M12S-4-9SMT | Built-in plugs, M12, Pin, Number of poles: 4
18437 | 2422550000 | SAIE-M12B-5S-F10TL | Built-in plugs, M12, M 12, Number of poles: 5, Front mounting
18438 | 2422580000 | SAIE-M12S-4-F10TL | Built-in plugs, M12, M 12, Number of poles: 4, Front mounting
18439 | 2422590000 | SAIE-M8S-4S-F13SMT | Built-in plugs, M8, Number of poles: 4, Front mounting
18440 | 2422600000 | SAID-M12S-5-9SMT | Built-in plugs, M12, Pin, Number of poles: 5
18441 | 2422610000 | SAIE-M12S-4S-F10TL | Built-in plugs, M12, M 12, Number of poles: 4, Front mounting
18442 | 2422640000 | SAIE-M12S-5-F10TL | Built-in plugs, M12, M 12, Number of poles: 5, Front mounting
18443 | 2422670000 | SAIE-M12S-5S-F10TL | Built-in plugs, M12, M 12, Number of poles: 5, Front mounting
18444 | 2422720000 | SAID-M12SB-4S-9SMT | Built-in plugs, M12, Pin, Number of poles: 4
18445 | 2422730000 | SAIE-M12B-4S-H10TL | Built-in plugs, M12, M 12, Number of poles: 4, Rear panel mounting
18446 | 2422780000 | SAID-M12SB-5S-9SMT | Built-in plugs, M12, Pin, Number of poles: 5
18447 | 2422790000 | SAIE-M12B-5S-H10TL | Built-in plugs, M12, M 12, Number of poles: 5, Rear panel mounting
18448 | 2422800000 | SAIE-M8B-3-F9THR | Built-in plugs, M8, Number of poles: 3, Front mounting
18449 | 2422820000 | SAIE-M12S-4-H10TL | Built-in plugs, M12, M 12, Number of poles: 4, Rear panel mounting
18450 | 2422830000 | SAIE-M8B-3-F13THR | Built-in plugs, M8, Number of poles: 3, Front mounting
18451 | 2422840000 | SAID-M12BB-4S-9SMT | Built-in plugs, M12, Socket connector, Number of poles: 4
18452 | 2422850000 | SAIE-M12S-4S-H10TL | Built-in plugs, M12, M 12, Number of poles: 4, Rear panel mounting
18453 | 2422860000 | SAIE-M8S-3-F9THR | Built-in plugs, M8, Number of poles: 3, Front mounting
18454 | 2422880000 | SAIE-M12S-5-H10TL | Built-in plugs, M12, M 12, Number of poles: 5, Rear panel mounting
18455 | 2422890000 | SAIE-M8S-3-F13THR | Built-in plugs, M8, Number of poles: 3, Front mounting
18456 | 2422900000 | SAID-M12BB-5S-9SMT | Built-in plugs, M12, Socket connector, Number of poles: 5
18457 | 2422910000 | SAIE-M12S-5S-H10TL | Built-in plugs, M12, M 12, Number of poles: 5, Rear panel mounting
18458 | 2422960000 | SAID-M12BD-4S-9SMT | Built-in plugs, M12, Socket connector, Number of poles: 4
18459 | 2423000000 | SAIE-M12B-5-F5.5TL | Built-in plugs, M12, M 12, Number of poles: 5, Front mounting
18460 | 2423010000 | SAIE-M8B-4S-F9THR | Built-in plugs, M8, Number of poles: 4, Front mounting
18461 | 2423020000 | SAIE-M12B-4-13/14SMT | Built-in plugs, M12, Number of poles: 4
18462 | 2423030000 | SAIE-M12B-5S-F5.5TL | Built-in plugs, M12, M 12, Number of poles: 5, Front mounting
18463 | 2423040000 | SAIE-M8B-4S-F13THR | Built-in plugs, M8, Number of poles: 4, Front mounting
18464 | 2423050000 | SAIE-M12B-5-13/14SMT | Built-in plugs, M12, Number of poles: 5
18465 | 2423060000 | SAIE-M12S-4-F5.5TL | Built-in plugs, M12, M 12, Number of poles: 4, Front mounting
18466 | 2423070000 | SAIE-M8S-4-F9THR | Built-in plugs, M8, Number of poles: 4, Front mounting
18467 | 2423090000 | SAIE-M12S-4S-F5.5TL | Built-in plugs, M12, M 12, Number of poles: 4, Front mounting
18468 | 2423100000 | SAIE-M8S-4-F13THR | Built-in plugs, M8, Number of poles: 4, Front mounting
18469 | 2423120000 | SAIE-M12S-5-F5.5TL | Built-in plugs, M12, M 12, Number of poles: 5, Front mounting
18470 | 2423130000 | SAIE-M8S-4-H6THR | Built-in plugs, M8, Number of poles: 4, Rear panel mounting
18471 | 2423150000 | SAIE-M12S-5S-F5.5TL | Built-in plugs, M12, M 12, Number of poles: 5, Front mounting
18472 | 2423160000 | SAIE-M8S-4S-F9THR | Built-in plugs, M8, Number of poles: 4, Front mounting
18473 | 2423180000 | SAIE-M12B-4-H5.5TL | Built-in plugs, M12, M 12, Number of poles: 4, Rear panel mounting
18474 | 2423200000 | SAIE-M12S-4-9/14SMT | Built-in plugs, M12, Number of poles: 4
18475 | 2423210000 | SAIE-M12B-4S-H5.5TL | Built-in plugs, M12, M 12, Number of poles: 4, Rear panel mounting
18476 | 2423230000 | SAIE-M12S-5-9/14SMT | Built-in plugs, M12, Number of poles: 5
18477 | 2423240000 | SAIE-M12B-5-H5.5TL | Built-in plugs, M12, M 12, Number of poles: 5, Rear panel mounting
18478 | 2423260000 | SAIE-M12S-8-9/14SMT | Built-in plugs, M12, Number of poles: 8
18479 | 2423270000 | SAIE-M12B-5S-H5.5TL | Built-in plugs, M12, M 12, Number of poles: 5, Rear panel mounting
18480 | 2423300000 | SAIE-M12S-4-H5.5TL | Built-in plugs, M12, M 12, Number of poles: 4, Rear panel mounting
18481 | 2423340000 | SAIE-M8B-8S-F13THR | Built-in plugs, M8, Number of poles: 8, Front mounting
18482 | 2423360000 | SAIE-M12S-5-H5.5TL | Built-in plugs, M12, M 12, Number of poles: 5, Rear panel mounting
18483 | 2423370000 | SAIE-M8B-8S-H10THR | Built-in plugs, M8, Number of poles: 8, Rear panel mounting
18484 | 2423380000 | SAID-M12B-8S-9SMT | Built-in plugs, M12, Socket connector, Number of poles: 8
18485 | 2423390000 | SAIE-M12S-5S-H5.5TL | Built-in plugs, M12, M 12, Number of poles: 5, Rear panel mounting
18486 | 2423430000 | SAIE-M8S-3S-F9TL | Built-in plugs, M8, Number of poles: 3, Front mounting
18487 | 2423450000 | SAIEW-M12B-4S-HTL | Built-in plugs, M12, M 12, Number of poles: 4, Rear panel mounting
18488 | 2423470000 | SAIE-M12B-8S-9/14SMT | Built-in plugs, M12, Number of poles: 8
18489 | 2423480000 | SAIEW-M12B-5-HTL | Built-in plugs, M12, M 12, Number of poles: 5, Rear panel mounting
18490 | 2423490000 | SAIE-M8S-3S-H6TL | Built-in plugs, M8, M 8, Number of poles: 3, Rear panel mounting
18491 | 2423500000 | SAID-M12S-4S-9SMT | Built-in plugs, M12, Pin, Number of poles: 4
18492 | 2423510000 | SAIEW-M12B-5S-HTL | Built-in plugs, M12, M 12, Number of poles: 5, Rear panel mounting
18493 | 2423520000 | SAIE-M8S-3S-H10TL | Built-in plugs, M8, M 8, Number of poles: 3, Rear panel mounting
18494 | 2423540000 | SAIEW-M12B-4-FTL | Built-in plugs, M12, M 12, Number of poles: 4, Front mounting
18495 | 2424130000 | SAID-M8B-8-THR | Built-in plugs, M8, Socket connector, M 12, Number of poles: 5
18496 | 2424140000 | SAIE-M12BD-4-F10TL | Built-in plugs, M12, M 12, Number of poles: 4, Front mounting
18497 | 2424150000 | SAID-M8S-8-THR | Built-in plugs, M8, Pin, M 8, Number of poles: 8
18498 | 2424160000 | SAIE-M12S-5A-F-LK | Built-in plugs, M12, M 12, Number of poles: 5, Front mounting
18499 | 2424170000 | SAIE-M12BD-4-H10TL | Built-in plugs, M12, M 12, Number of poles: 4, Rear panel mounting
18500 | 2424180000 | SAIE-M12S-4B-F-LK | Built-in plugs, M12, M 16, Number of poles: 4, Front mounting
18501 | 2424200000 | SAIE-M12BD-4-F5.5TL | Built-in plugs, M12, M 12, Number of poles: 4, Front mounting
18502 | 2424230000 | SAIE-M12BD-4-H5.5TL | Built-in plugs, M12, M 12, Number of poles: 4, Rear panel mounting
18503 | 2424240000 | SAIE-M12S-5B-H-LK | Built-in plugs, M12, M 16, Number of poles: 5, Rear panel mounting
18504 | 2455620000 | THM MT30X 101/74 WS | THM, Device markers, 74 x 101 mm, white
18505 | 2463200000 | GH MCZUE1.5/UE BL 1667 | Small housing, OMNIMATE Housing - TERMINALBOX blue, Flange-mounted housing, Width: 6 mm
18506 | 2463210000 | AP MCZ1.5 BL | Small housing, OMNIMATE Housing - TERMINALBOX blue, End plate, Width: 1.5 mm
18507 | 2466530000 | AFS 2.5 CF 2C BK | Fuse terminal, PUSH IN, 2.5 mm², 250 V, 10 A, black
18508 | 2466600000 | AFS 2.5 CF 2C 24V BK | Fuse terminal, PUSH IN, 2.5 mm², 24 V, 10 A, black
18509 | 2466610000 | AFS 2.5 CF 2C 12V BK | Fuse terminal, PUSH IN, 2.5 mm², 12 V, 10 A, black
18510 | 2466760000 | THM MT30X 12/6 WS | THM, Device markers, 6 x 12 mm, white
18511 | 2469360000 | WSI 25 10X85 1.5KV | W-Series, Fuse terminal, Rated cross-section: 25 mm², Screw connection, TS 35
18512 | 2469420000 | AEP 2T 1.5 | A-series, End plate
18513 | 2471470000 | AEP 2T 1.5 BL | A-series, End plate
18514 | 2482510000 | AEP PGTB 1.5 4C/2 | A-series, End plate
18515 | 2482520000 | AEP PGTB 1.5 4C/2 BL | A-series, End plate
18516 | 2485980000 | MCV APG 1.5 | A-series, End plate
18517 | 2486640000 | AEP 3C 4 BK | A-series, End plate
18518 | 2486660000 | AEP 4C 2.5 BK | A-series, End plate
18519 | 2488970000 | APP 1 | A-series, Partition plate
18520 | 2489090000 | APP 2 | A-series, Partition plate
18521 | 2489100000 | APP 3 | A-series, Partition plate
18522 | 2489110000 | APP 4 | A-series, Partition plate
18523 | 2490380000 | AEP 2C 10/16 | A-series, End plate
18524 | 2490390000 | AEP 2C 10/16 BL | A-series, End plate
18525 | 2490530000 | AEP 3C 10/16 | A-series, End plate
18526 | 2490540000 | AEP 3C 10/16 BL | A-series, End plate
18527 | 2496760000 | CC 85/54 MM GR VPE100 | ClipCard, Device markers, 54 x 85 mm, grey
18528 | 2496770000 | CC 85/54 MM WS VPE100 | ClipCard, Device markers, 54 x 85 mm, white
18529 | 2496780000 | ESG 6/17 MM GE VPE1000 | ESG, Device markers, 6 x 17 mm, yellow
18530 | 2496790000 | ESG 6/17 MM WS VPE1000 | ESG, Device markers, 6 x 17 mm, white
18531 | 2496800000 | ESG 8/20 MM GE VPE1000 | ESG, Device markers, 8 x 20 mm, yellow
18532 | 2496810000 | ESG 8/20 MM WS VPE1000 | ESG, Device markers, 8 x 20 mm, white
18533 | 2496820000 | ESG 9/17 MM GE VPE1000 | ESG, Device markers, 9 x 17 mm, yellow
18534 | 2496830000 | ESG 9/17 MM WS VPE1000 | ESG, Device markers, 9 x 17 mm, white
18535 | 2496840000 | SM 18/9.5 MM GR VPE100 | SwitchMark, Device markers, 9 x 18 mm, grey
18536 | 2496850000 | SM 18/9.5 MM WS VPE100 | SwitchMark, Device markers, 9 x 18 mm, white
18537 | 2496860000 | SM 27/12.5 MM GR VPE100 | SwitchMark, Device markers, 12.5 x 27 mm, grey
18538 | 2496870000 | SM 27/12.5 MM WS VPE100 | SwitchMark, Device markers, 12.5 x 27 mm, white
18539 | 2496880000 | SM 27/18 MM GE VPE100 | SwitchMark, Device markers, 18 x 27 mm, yellow
18540 | 2496890000 | SM 27/18 MM GN VPE100 | SwitchMark, Device markers, 18 x 27 mm, green
18541 | 2496900000 | SM 27/18 MM GR VPE100 | SwitchMark, Device markers, 18 x 27 mm, grey
18542 | 2496910000 | SM 27/18 MM RT VPE100 | SwitchMark, Device markers, 18 x 27 mm, red
18543 | 2496920000 | SM 27/18 MM WS VPE100 | SwitchMark, Device markers, 18 x 27 mm, white
18544 | 2496930000 | SM 27/18-22 MM GE VPE100 | SwitchMark, Device markers, 47.75 x 27 mm, yellow
18545 | 2496940000 | SM 27/18-22 MM GR VPE100 | SwitchMark, Device markers, 47.75 x 27 mm, grey
18546 | 2496950000 | SM 27/18-22 MM SW VPE100 | SwitchMark, Device markers, 47.75 x 27 mm, black
18547 | 2496960000 | SM 27/18-22 MM WS VPE100 | SwitchMark, Device markers, 47.75 x 27 mm, white
18548 | 2496970000 | SM 27/8 MM GE VPE100 | SwitchMark, Device markers, 8 x 27 mm, yellow
18549 | 2496980000 | SM 27/8 MM GN VPE100 | SwitchMark, Device markers, 8 x 27 mm, green
18550 | 2496990000 | SM 27/8 MM GR VPE100 | SwitchMark, Device markers, 8 x 27 mm, grey
18551 | 2497000000 | SM 27/8 MM WS VPE100 | SwitchMark, Device markers, 8 x 27 mm, white
18552 | 2497010000 | SM 36/18-30 MM GR VPE100 | SwitchMark, Device markers, 56 x 36 mm, grey
18553 | 2497020000 | SM 36/18-30 MM WS VPE100 | SwitchMark, Device markers, 56 x 36 mm, white
18554 | 2497030000 | SM DIA 60-22 MM GE VPE100 | SwitchMark, Device markers, yellow
18555 | 2500710000 | IE-FCI-PWB-IND | FrontCom, Insert Power large, Type D, Socket connector, IN
18556 | 2503650000 | AAP11 6 LO OR | Supply terminal, PUSH IN, 6 mm², 500 V, 41 A, dark beige
18557 | 2503880000 | AAP12 2.5 LI OR | Modular distribution terminals, PUSH IN, 2.5 mm², 800 V, 24 A, dark beige
18558 | 2503900000 | AAP12 10 LO OR | Supply terminal, PUSH IN, 10 mm², 800 V, 57 A, dark beige
18559 | 2503910000 | AAP11 1.5 LI OR | Modular distribution terminals, PUSH IN, 1.5 mm², 500 V, 17.5 A, dark beige
18560 | 2506090000 | SET AAP11 6/1.5/12C | Modular distribution terminals, PUSH IN, 6 mm², 500 V, 35 A, dark beige
18561 | 2506340000 | SET AAP13 6/1.5/12C | Modular distribution terminals, PUSH IN, 6 mm², 250 V, 41 A, dark beige
18562 | 2506350000 | SET AAP12 10/2.5/10C | Modular distribution terminals, PUSH IN, 10 mm², 800 V, 48 A, dark beige
18563 | 2506360000 | SET AAP14 10/2.5/10C | Modular distribution terminals, PUSH IN, 10 mm², 500 V, 57 A, dark beige
18564 | 2506370000 | SET AAP11 6/1.5/24C | Modular distribution terminals, PUSH IN, 6 mm², 500 V, 41 A, dark beige
18565 | 2506380000 | SET AAP13 6/1.5/24C | Modular distribution terminals, PUSH IN, 6 mm², 250 V, 41 A, dark beige
18566 | 2508000000 | A2C 2.5 DBL | Feed-through terminal, PUSH IN, 2.5 mm², 800, 24 A, Dark Blue
18567 | 2508020000 | A2C 1.5 RD | Feed-through terminal, PUSH IN, 1.5 mm², 500 V, 17.5 A, red
18568 | 2508030000 | A2C 2.5 BR | Feed-through terminal, PUSH IN, 2.5 mm², 800, 24 A, brown
18569 | 2508160000 | A2C 1.5 WT | Feed-through terminal, PUSH IN, 1.5 mm², 500 V, 17.5 A, white
18570 | 2508170000 | A2C 1.5 BK | Feed-through terminal, PUSH IN, 1.5 mm², 500 V, 17.5 A, black
18571 | 2508180000 | A2C 1.5 DBL | Feed-through terminal, PUSH IN, 1.5 mm², 500 V, 17.5 A, Dark Blue
18572 | 2508190000 | A2C 1.5 YL | Feed-through terminal, PUSH IN, 1.5 mm², 500 V, 17.5 A, yellow
18573 | 2508200000 | A2C 1.5 BR | Feed-through terminal, PUSH IN, 1.5 mm², 500 V, 17.5 A, brown
18574 | 2508210000 | A2C 1.5 GN | Feed-through terminal, PUSH IN, 1.5 mm², 500 V, 17.5 A, green
18575 | 2508220000 | A2C 1.5 LTGY | Feed-through terminal, PUSH IN, 1.5 mm², 500 V, 17.5 A, Light Grey
18576 | 2517950000 | THM VIN DIA 12.5 GN | THM, Device markers, green
18577 | 2518500000 | MF 8/5 MM WS | Terminal marker, 8 x 5 mm, white
18578 | 2518650000 | SFX 11/60 MM SW | SlimFix, Conductor and cable markers, 7 - , 60 x 13 mm, black
18579 | 2518680000 | EL 12 MM BL 30M | THM, Device markers, 12 x , blue
18580 | 2518700000 | THM EL VIN 100 WS 30M | THM, Device markers, 100 x , white
18581 | 2518740000 | HSS-HF 1.2-2.4 EL SW30M | Conductor and cable markers, 1.2 - 2.4 mm, black
18582 | 2518920000 | HSS-HF 1.6-3.2 EL SW30M | Conductor and cable markers, 1.6 - 3.2 mm, black
18583 | 2518930000 | HSS-HF 2.4-4,8 EL SW30M | Conductor and cable markers, 2.4 - 4.8 mm, black
18584 | 2518940000 | HSS-HF 3.2-6.4 EL SW30M | Conductor and cable markers, 3.2 - 6.4 mm, black
18585 | 2518950000 | HSS-HF 4.8-9.5 EL SW30M | Conductor and cable markers, 4.8 - 9.5 mm, black
18586 | 2518960000 | HSS-HF 6.4-12.7 EL SW30M | Conductor and cable markers, 6.4 - 12.7 mm, black
18587 | 2518970000 | HSS-HF 9.5-19.1 EL SW30M | Conductor and cable markers, 9.5 - 19.1 mm, black
18588 | 2518980000 | HSS-HF 12.7-25.4EL SW30M | Conductor and cable markers, 12.7 - 25.4 mm, black
18589 | 2518990000 | EL 15 MM BL 30M | THM, Device markers, 15 x , blue
18590 | 2519000000 | EL 27 MM BL 30M | THM, Device markers, 27 x , blue
18591 | 2519010000 | EL 38 MM BL 30M | THM, Device markers, 38 x , blue
18592 | 2519020000 | EL 60 MM BL 30M | THM, Device markers, 60 x , blue
18593 | 2519030000 | EL 100 MM BL 30M | THM, Device markers, 100 x , blue
18594 | 2519040000 | SFX 11/60 MM RT | SlimFix, Conductor and cable markers, 7 - , 60 x 13 mm, red
18595 | 2519050000 | SFX 11/60 MM GN | SlimFix, Conductor and cable markers, 7 - , 60 x 13 mm, green
18596 | 2519060000 | SFX 11/60 MM BL | SlimFix, Conductor and cable markers, 7 - , 60 x 13 mm, blue
18597 | 2519070000 | SFX 9/24 MM SW | SlimFix, Conductor and cable markers, 7 - , 26 x 15 mm, black
18598 | 2519080000 | SFX 9/24 MM GN | SlimFix, Conductor and cable markers, 7 - , 26 x 15 mm, green
18599 | 2519090000 | SFX 9/24 MM RT | SlimFix, Conductor and cable markers, 7 - , 26 x 15 mm, red
18600 | 2519100000 | SFX 9/24 MM BL | SlimFix, Conductor and cable markers, 7 - , 26 x 15 mm, blue
18601 | 2519110000 | SFX 30/60 MM GN | SlimFix, Conductor and cable markers, 7 - , 60 x 32 mm, green
18602 | 2519120000 | SFX 30/60 MM SW | SlimFix, Conductor and cable markers, 7 - , 60 x 32 mm, black
18603 | 2519130000 | SFX 30/60 MM RT | SlimFix, Conductor and cable markers, 7 - , 60 x 32 mm, red
18604 | 2519140000 | SFX 30/60 MM BL | SlimFix, Conductor and cable markers, 7 - , 60 x 32 mm, blue
18605 | 2519160000 | ELS 7/40 MM GE | ELS, Insert markers, 40 x 6.3 mm, yellow
18606 | 2519170000 | MF 10/5 MM WS | Terminal marker, 10 x 5 mm, white
18607 | 2519180000 | MF 10/6 MM WS | Terminal marker, 10 x 6 mm, white
18608 | 2519190000 | MF 10/8 MM WS | Terminal marker, 10 x 8 mm, white
18609 | 2519200000 | MF 5/5 MM WS | Terminal marker, 5 x 5 mm, white
18610 | 2519210000 | MF 5/6 MM WS | Terminal marker, 5 x 6 mm, white
18611 | 2519250000 | MF-W 9/5.2 F MM WS | Terminal marker, 9 x 5.2 mm, white
18612 | 2522720000 | AAP11 6 LO BL/OR | Supply terminal, PUSH IN, 6 mm², 500 V, 41 A, blue
18613 | 2522840000 | AAP12 2.5 LI BL/OR | Modular distribution terminals, PUSH IN, 2.5 mm², 800 V, 24 A, blue
18614 | 2522860000 | AAP12 10 LO BL/OR | Supply terminal, PUSH IN, 10 mm², 800 V, 57 A, blue
18615 | 2522870000 | AAP11 1.5 LI BL/OR | Modular distribution terminals, PUSH IN, 1.5 mm², 500 V, 17.5 A, blue
18616 | 2525650000 | SAI-M12L-KBC-2.5 | Power connector, Socket connector
18617 | 2526030000 | HS 0.8-2.4/12 MM W | Conductor and cable markers, 0.8 - 2.4 mm, 12.7 x 5 mm, white
18618 | 2526060000 | HS 0.8-2.4/12 MM Y | Conductor and cable markers, 0.8 - 2.4 mm, 12.7 x 5 mm, yellow
18619 | 2526070000 | HS 1.0-3.2/12 MM W | Conductor and cable markers, 1 - 3.2 mm, 12.7 x 6.2 mm, white
18620 | 2526080000 | HS 1.0-3.2/12 MM Y | Conductor and cable markers, 1 - 3.2 mm, 12.7 x 6.2 mm, yellow
18621 | 2526090000 | HS 1.6-4.8/12 MM W | Conductor and cable markers, 1.6 - 4.8 mm, 12.7 x 8.7 mm, white
18622 | 2526100000 | HS 1.6-4.8/12 MM Y | Conductor and cable markers, 1.6 - 4.8 mm, 12.7 x 8.7 mm, yellow
18623 | 2526110000 | HS 2.1-6.4/12 MM W | Conductor and cable markers, 2.1 - 6.4 mm, 12.7 x 11.3 mm, white
18624 | 2526120000 | HS 2.1-6.4/12 MM Y | Conductor and cable markers, 2.1 - 6.4 mm, 12.7 x 11.3 mm, yellow
18625 | 2526130000 | HS 3.2-9.5/12 MM W | Conductor and cable markers, 3.2 - 9.5 mm, 12.7 x 16.1 mm, white
18626 | 2526140000 | HS 3.2-9.5/12 MM Y | Conductor and cable markers, 3.2 - 9.5 mm, 12.7 x 16.1 mm, yellow
18627 | 2526150000 | HS 4.2-12.7/12 MM W | Conductor and cable markers, 4.2 - 12.7 mm, 12.7 x 20.9 mm, white
18628 | 2526160000 | HS 4.2-12.7/12 MM Y | Conductor and cable markers, 4.2 - 12.7 mm, 12.7 x 20.9 mm, yellow
18629 | 2526230000 | HS-HF 1.2-2.4/12 MM W | Conductor and cable markers, 1.2 - 2.4 mm, 12.7 x 5 mm, white
18630 | 2526240000 | HS-HF 1.2-2.4/12 MM Y | Conductor and cable markers, 1.2 - 2.4 mm, 12.7 x 5 mm, yellow
18631 | 2526250000 | HS-HF 1.6-3.2/12 MM W | Conductor and cable markers, 1.6 - 3.2 mm, 12.7 x 6.2 mm, white
18632 | 2526260000 | HS-HF 1.6-3.2/12 MM Y | Conductor and cable markers, 1.6 - 3.2 mm, 12.7 x 6.2 mm, yellow
18633 | 2526270000 | HS-HF 2.4-4.8/12 MM W | Conductor and cable markers, 2.4 - 4.8 mm, 12.7 x 8.7 mm, white
18634 | 2526280000 | HS-HF 2.4-4.8/12 MM Y | Conductor and cable markers, 2.4 - 4.8 mm, 12.7 x 8.7 mm, yellow
18635 | 2526290000 | HS-HF 3.2-6.4/12 MM W | Conductor and cable markers, 3.2 - 6.4 mm, 12.7 x 11.3 mm, white
18636 | 2526300000 | HS-HF 3.2-6.4/12 MM Y | Conductor and cable markers, 3.2 - 6.4 mm, 12.7 x 11.3 mm, yellow
18637 | 2526310000 | HS-HF 4.8-9.5/12 MM W | Conductor and cable markers, 4.8 - 9.5 mm, 12.7 x 16.1 mm, white
18638 | 2526320000 | HS-HF 4.8-9.5/12 MM Y | Conductor and cable markers, 4.8 - 9.5 mm, 12.7 x 16.1 mm, yellow
18639 | 2526330000 | HS-HF 6.4-12.7/12 MM W | Conductor and cable markers, 6.4 - 12.7 mm, 12.7 x 20.9 mm, white
18640 | 2526340000 | HS-HF 6.4-12.7/12 MM Y | Conductor and cable markers, 6.4 - 12.7 mm, 12.7 x 20.9 mm, yellow
18641 | 2528220000 | EL 12 MM RT 30M | THM, Device markers, 12 x , red
18642 | 2528270000 | EL 15 MM RT 30M | THM, Device markers, 15 x , red
18643 | 2528280000 | EL 27 MM RT 30M | THM, Device markers, 27 x , red
18644 | 2528290000 | EL 38 MM RT 30M | THM, Device markers, 38 x , red
18645 | 2528300000 | EL 60 MM RT 30M | THM, Device markers, 60 x , red
18646 | 2528310000 | EL 100 MM RT 30M | THM, Device markers, 100 x , red
18647 | 2528320000 | EL 12 MM GN 30M | THM, Device markers, 12 x , green
18648 | 2528330000 | EL 15 MM GN 30M | THM, Device markers, 15 x , green
18649 | 2528340000 | EL 27 MM GN 30M | THM, Device markers, 27 x , green
18650 | 2528350000 | EL 38 MM GN 30M | THM, Device markers, 38 x , green
18651 | 2528360000 | EL 60 MM GN 30M | THM, Device markers, 60 x , green
18652 | 2528370000 | EL 100 MM GN 30M | THM, Device markers, 100 x , green
18653 | 2528380000 | EL 12 MM SW 30M | THM, Device markers, 12 x , black
18654 | 2528390000 | EL 15 MM SW 30M | THM, Device markers, 15 x , black
18655 | 2528400000 | EL 27 MM SW 30M | THM, Device markers, 27 x , black
18656 | 2528410000 | EL 38 MM SW 30M | THM, Device markers, 38 x , black
18657 | 2528420000 | EL 60 MM SW 30M | THM, Device markers, 60 x , black
18658 | 2528430000 | EL 100 MM SW 30M | THM, Device markers, 100 x , black
18659 | 2528550000 | H0,5/14S OR BD GSP | Wire-end ferrule, Standard, 10 mm, 8 mm, orange
18660 | 2528560000 | H0,75/14S W BD GSP | Wire-end ferrule, Standard, 10 mm, 8 mm, white
18661 | 2528570000 | H1,0/14S GE BD GSP | Wire-end ferrule, Standard, 10 mm, 8 mm, yellow
18662 | 2528580000 | H1,5/14S R BD GSP | Wire-end ferrule, Standard, 10 mm, 8 mm, red
18663 | 2528590000 | H0,5/14DS W BD GSP | Wire-end ferrule, Standard, 10 mm, 8 mm, white
18664 | 2528600000 | H0,75/14DS GR BD GSP | Wire-end ferrule, Standard, 10 mm, 8 mm, grey
18665 | 2528610000 | H1,0/14DS R BD GSP | Wire-end ferrule, Standard, 10 mm, 8 mm, red
18666 | 2528620000 | H1,5/14DS SW BD GSP | Wire-end ferrule, Standard, 10 mm, 8 mm, black
18667 | 2528630000 | H0,75/14TS HB BD GSP | Wire-end ferrule, Standard, 10 mm, 8 mm, Light Blue
18668 | 2530810000 | SAID-M12SL-5-SMT | Built-in plugs, M12, M 16, Number of poles: 5
18669 | 2530820000 | SAID-M12BL-5-SMT | Built-in plugs, M12, M 16, Number of poles: 5
18670 | 2530830000 | SAIFG-M12S-L-F12-M16 | Built-in plugs, M12, M 16, Number of poles: 5
18671 | 2530840000 | SAIFG-M12B-L-F12-M16 | Built-in plugs, M12, M 16, Number of poles: 5
18672 | 2530850000 | SAIFG-M12S-L-H11-M16 | Built-in plugs, M12, M 16, Number of poles: 5
18673 | 2530870000 | SAIFG-M12B-L-H11-M16 | Built-in plugs, M12, M 16, Number of poles: 5
18674 | 2530920000 | SAI-M12L-KSC-0.5 | Power connector, Pin
18675 | 2530930000 | SAI-M12L-KSC-0.75 | Power connector, Pin
18676 | 2530940000 | SAI-M12L-KSC-1.5 | Power connector, Pin
18677 | 2530950000 | SAI-M12L-KSC-2.5 | Power connector, Pin
18678 | 2530960000 | SAI-M12L-KSC-0.5FE | Power connector, Pin
18679 | 2530970000 | SAI-M12L-KSC-0.75FE | Power connector, Pin
18680 | 2530980000 | SAI-M12L-KSC-1.5FE | Power connector, Pin
18681 | 2530990000 | SAI-M12L-KBC-0.5 | Power connector, Socket connector
18682 | 2531000000 | SAI-M12L-KBC-0.75 | Power connector, Socket connector
18683 | 2531010000 | SAI-M12L-KBC-1.5 | Power connector, Socket connector
18684 | 2534230000 | A3C 1.5 BK | Feed-through terminal, PUSH IN, 1.5 mm², 500 V, 17.5 A, black
18685 | 2534260000 | A4C 1.5 BK | Feed-through terminal, PUSH IN, 1.5 mm², 500 V, 17.5 A, black
18686 | 2534290000 | A3C 4 BR | Feed-through terminal, PUSH IN, 4 mm², 800 V, 32 A, brown
18687 | 2534360000 | A3C 4 DBL | Feed-through terminal, PUSH IN, 4 mm², 800 V, 32 A, Dark Blue
18688 | 2534370000 | A2C 4 BR | Feed-through terminal, PUSH IN, 4 mm², 800 V, 32 A, brown
18689 | 2534380000 | A2C 4 DBL | Feed-through terminal, PUSH IN, 4 mm², 800 V, 32 A, Dark Blue
18690 | 2534390000 | A4C 4 BR | Feed-through terminal, PUSH IN, 4 mm², 800 V, 32 A, brown
18691 | 2534400000 | A4C 4 DBL | Feed-through terminal, PUSH IN, 4 mm², 800 V, 32 A, Dark Blue
18692 | 2534410000 | A4C 1.5 GN | Feed-through terminal, PUSH IN, 1.5 mm², 500 V, 17.5 A, green
18693 | 2534420000 | A4C 1.5 LTGY | Feed-through terminal, PUSH IN, 1.5 mm², 500 V, 17.5 A, Light Grey
18694 | 2534430000 | A4C 1.5 RD | Feed-through terminal, PUSH IN, 1.5 mm², 500 V, 17.5 A, red
18695 | 2534440000 | A4C 1.5 WT | Feed-through terminal, PUSH IN, 1.5 mm², 500 V, 17.5 A, white
18696 | 2534450000 | A4C 1.5 YL | Feed-through terminal, PUSH IN, 1.5 mm², 500 V, 17.5 A, yellow
18697 | 2534460000 | A4C 1.5 BR | Feed-through terminal, PUSH IN, 1.5 mm², 500 V, 17.5 A, brown
18698 | 2534470000 | A4C 1.5 DBL | Feed-through terminal, PUSH IN, 1.5 mm², 500 V, 17.5 A, Dark Blue
18699 | 2534480000 | A3C 1.5 GN | Feed-through terminal, PUSH IN, 1.5 mm², 500 V, 17.5 A, green
18700 | 2534490000 | A3C 1.5 LTGY | Feed-through terminal, PUSH IN, 1.5 mm², 500 V, 17.5 A, Light Grey
18701 | 2534500000 | A3C 1.5 RD | Feed-through terminal, PUSH IN, 1.5 mm², 500 V, 17.5 A, red
18702 | 2534510000 | A3C 1.5 WT | Feed-through terminal, PUSH IN, 1.5 mm², 500 V, 17.5 A, white
18703 | 2534530000 | A3C 1.5 BR | Feed-through terminal, PUSH IN, 1.5 mm², 500 V, 17.5 A, brown
18704 | 2534540000 | A3C 1.5 DBL | Feed-through terminal, PUSH IN, 1.5 mm², 500 V, 17.5 A, Dark Blue
18705 | 2534690000 | A3C 2.5 DBL | Feed-through terminal, PUSH IN, 2.5 mm², 800 V, 24 A, Dark Blue
18706 | 2534730000 | A3C 2.5 BR | Feed-through terminal, PUSH IN, 2.5 mm², 800 V, 24 A, brown
18707 | 2534740000 | A4C 2.5 DBL | Feed-through terminal, PUSH IN, 2.5 mm², 800 V, 24 A, Dark Blue
18708 | 2534750000 | A4C 2.5 BR | Feed-through terminal, PUSH IN, 2.5 mm², 800 V, 24 A, brown
18709 | 2535610000 | SM 22/22 MM WS | SwitchMark, Device markers, 22 x 22 mm, white
18710 | 2535620000 | SM 22/22 MM GE | SwitchMark, Device markers, 22 x 22 mm, yellow
18711 | 2535630000 | SM 22/22 MM GR | SwitchMark, Device markers, 22 x 22 mm, grey
18712 | 2539410000 | THM ET 28/28 WS | Conductor and cable markers, 28 x 28 mm, white
18713 | 2549680000 | AP 45/RE GN | Electronics housings green, End plate, Width: 8 mm
18714 | 2549690000 | AP 45/LI GN | Electronics housings green, End plate, Width: 8 mm
18715 | 2554620000 | CH20M12 B AGY/BK 3747 | Modular housing, OMNIMATE Housing - series CH20M Agate grey, Width: 12 mm
18716 | 2554640000 | CH20M17 B AGY/BK 3747 | Modular housing, OMNIMATE Housing - series CH20M Agate grey, Width: 17.5 mm
18717 | 2554690000 | CH20M12 S PPP AGY 3747 | Modular housing, OMNIMATE Housing - series CH20M Agate grey, Width: 12.5 mm
18718 | 2554700000 | CH20M17 S PPP AGY 3747 | Modular housing, OMNIMATE Housing - series CH20M Agate grey, Width: 17.5 mm
18719 | 2554710000 | CH20M22 S PPSC AGY 3747 | Modular housing, OMNIMATE Housing - series CH20M Agate grey, Width: 22.5 mm
18720 | 2554740000 | CH20M AD SHL 5.00/03 AGY 3747 | Hood, OMNIMATE Housing - series CH20M Agate grey, Width: 17.5 mm
18721 | 2554750000 | CH20M17 F AGY 3747 | Modular housing, OMNIMATE Housing - series CH20M Agate grey, Width: 17.5 mm
18722 | 2554760000 | CH20M12 F AGY 3747 | Modular housing, OMNIMATE Housing - series CH20M Agate grey, Width: 12.5 mm
18723 | 2554840000 | CH20M22 S PPP AGY 3747 | Modular housing, OMNIMATE Housing - series CH20M Agate grey, Width: 22.5 mm
18724 | 2554850000 | CH20M22 S PSCSC AGY 3747 | Modular housing, OMNIMATE Housing - series CH20M Agate grey, Width: 22.5 mm
18725 | 2554860000 | CH20M12 S PPSC AGY 3747 | Modular housing, OMNIMATE Housing - series CH20M Agate grey, Width: 12.5 mm
18726 | 2556240000 | THM MT30X 20/10 WS | THM, Device markers, 10 x 20 mm, white
18727 | 2579660000 | CH20M45 F BL | Modular housing, OMNIMATE Housing - series CH20M blue, Width: 45 mm
18728 | 2579670000 | CH20M45 S P2SC/P2SC BL | Modular housing, OMNIMATE Housing - series CH20M blue, Width: 45 mm
18729 | 2579680000 | CH20M45 B FE BL/OR | Modular housing, OMNIMATE Housing - series CH20M blue, Width: 45 mm
18730 | 2585490000 | CH20M45 S 3SC/2PSC LGY | Modular housing, OMNIMATE Housing - series CH20M
18731 | 2614190000 | SLF 7.62HP/04/180LRSH180 SN BK BX | PCB plug-in connector, male plug, 7.62 mm, Number of poles: 4, 180°, PUSH IN with actuator, Tension-clamp connection, Clamping range, max. : 2.5 mm², Box
18732 | 2632790000 | SLF 7.62HP/04/180LRSH200 SN BK BX | PCB plug-in connector, male plug, 7.62 mm, Number of poles: 4, 180°, PUSH IN with actuator, Tension-clamp connection, Clamping range, max. : 2.5 mm², Box
18733 | 7760056014 | RIM 3 110/230VAC | D-SERIES, RC filter, Rated control voltage: 110?230 V AC, Plug-in connection
18734 | 7760056015 | RIM 2 6/24VDC | D-SERIES, LED module with freewheel diode, Rated control voltage: 6?24 V DC, Plug-in connection
18735 | 7760056017 | RIM 2 110/230VDC | D-SERIES, LED module with freewheel diode, Rated control voltage: 110?230 V DC, Plug-in connection
18736 | 7760056018 | RIM 3 24/60VUC | D-SERIES, LED module, Rated control voltage: 24?60 V UC, Plug-in connection
18737 | 7760056045 | RIM 3 110/230VAC LED | D-SERIES, RC filter, Rated control voltage: 110?230 V AC, Plug-in connection
18738 | 7760056050 | DRM270012 | D-SERIES DRM, Relay, Number of contacts: 2, CO contact, AgNi flash gold-plated, Rated control voltage: 12 V DC, Continuous current: 10 A, Plug-in connection
18739 | 7760056051 | DRM270024 | D-SERIES DRM, Relay, Number of contacts: 2, CO contact, AgNi flash gold-plated, Rated control voltage: 24 V DC, Continuous current: 10 A, Plug-in connection
18740 | 7760056052 | DRM270048 | D-SERIES DRM, Relay, Number of contacts: 2, CO contact, AgNi flash gold-plated, Rated control voltage: 48 V DC, Continuous current: 10 A, Plug-in connection
18741 | 7760056053 | DRM270110 | D-SERIES DRM, Relay, Number of contacts: 2, CO contact, AgNi flash gold-plated, Rated control voltage: 110 V DC, Continuous current: 10 A, Plug-in connection
18742 | 7760056054 | DRM270220 | D-SERIES DRM, Relay, Number of contacts: 2, CO contact, AgNi flash gold-plated, Rated control voltage: 220 V DC, Continuous current: 10 A, Plug-in connection
18743 | 7760056055 | DRM270524 | D-SERIES DRM, Relay, Number of contacts: 2, CO contact, AgNi flash gold-plated, Rated control voltage: 24 V AC, Continuous current: 10 A, Plug-in connection
18744 | 7760056056 | DRM270548 | D-SERIES DRM, Relay, Number of contacts: 2, CO contact, AgNi flash gold-plated, Rated control voltage: 48 V AC, Continuous current: 10 A, Plug-in connection
18745 | 7760056057 | DRM270615 | D-SERIES DRM, Relay, Number of contacts: 2, CO contact, AgNi flash gold-plated, Rated control voltage: 115 V AC, Continuous current: 10 A, Plug-in connection
18746 | 7760056058 | DRM270730 | D-SERIES DRM, Relay, Number of contacts: 2, CO contact, AgNi flash gold-plated, Rated control voltage: 230 V AC, Continuous current: 10 A, Plug-in connection
18747 | 7760056059 | DRM270012L | D-SERIES DRM, Relay, Number of contacts: 2, CO contact, AgNi flash gold-plated, Rated control voltage: 12 V DC, Continuous current: 10 A, Plug-in connection
18748 | 7760056060 | DRM270024L | D-SERIES DRM, Relay, Number of contacts: 2, CO contact, AgNi flash gold-plated, Rated control voltage: 24 V DC, Continuous current: 10 A, Plug-in connection
18749 | 7760056061 | DRM270048L | D-SERIES DRM, Relay, Number of contacts: 2, CO contact, AgNi flash gold-plated, Rated control voltage: 48 V DC, Continuous current: 10 A, Plug-in connection
18750 | 7760056062 | DRM270110L | D-SERIES DRM, Relay, Number of contacts: 2, CO contact, AgNi flash gold-plated, Rated control voltage: 110 V DC, Continuous current: 10 A, Plug-in connection
18751 | 7760056063 | DRM270220L | D-SERIES DRM, Relay, Number of contacts: 2, CO contact, AgNi flash gold-plated, Rated control voltage: 220 V DC, Continuous current: 10 A, Plug-in connection
18752 | 7760056064 | DRM270524L | D-SERIES DRM, Relay, Number of contacts: 2, CO contact, AgNi flash gold-plated, Rated control voltage: 24 V AC, Continuous current: 10 A, Plug-in connection
18753 | 7760056065 | DRM270548L | D-SERIES DRM, Relay, Number of contacts: 2, CO contact, AgNi flash gold-plated, Rated control voltage: 48 V AC, Continuous current: 10 A, Plug-in connection
18754 | 7760056066 | DRM270615L | D-SERIES DRM, Relay, Number of contacts: 2, CO contact, AgNi flash gold-plated, Rated control voltage: 115 V AC, Continuous current: 10 A, Plug-in connection
18755 | 7760056067 | DRM270730L | D-SERIES DRM, Relay, Number of contacts: 2, CO contact, AgNi flash gold-plated, Rated control voltage: 230 V AC, Continuous current: 10 A, Plug-in connection
18756 | 7760056068 | DRM270012LT | D-SERIES DRM, Relay, Number of contacts: 2, CO contact, AgNi flash gold-plated, Rated control voltage: 12 V DC, Continuous current: 10 A, Plug-in connection
18757 | 7760056069 | DRM270024LT | D-SERIES DRM, Relay, Number of contacts: 2, CO contact, AgNi flash gold-plated, Rated control voltage: 24 V DC, Continuous current: 10 A, Plug-in connection
18758 | 7760056070 | DRM270048LT | D-SERIES DRM, Relay, Number of contacts: 2, CO contact, AgNi flash gold-plated, Rated control voltage: 48 V DC, Continuous current: 10 A, Plug-in connection
18759 | 7760056071 | DRM270110LT | D-SERIES DRM, Relay, Number of contacts: 2, CO contact, AgNi flash gold-plated, Rated control voltage: 110 V DC, Continuous current: 10 A, Plug-in connection
18760 | 7760056072 | DRM270220LT | D-SERIES DRM, Relay, Number of contacts: 2, CO contact, AgNi flash gold-plated, Rated control voltage: 220 V DC, Continuous current: 10 A, Plug-in connection
18761 | 7760056073 | DRM270524LT | D-SERIES DRM, Relay, Number of contacts: 2, CO contact, AgNi flash gold-plated, Rated control voltage: 24 V AC, Continuous current: 10 A, Plug-in connection
18762 | 7760056074 | DRM270548LT | D-SERIES DRM, Relay, Number of contacts: 2, CO contact, AgNi flash gold-plated, Rated control voltage: 48 V AC, Continuous current: 10 A, Plug-in connection
18763 | 7760056075 | DRM270615LT | D-SERIES DRM, Relay, Number of contacts: 2, CO contact, AgNi flash gold-plated, Rated control voltage: 115 V AC, Continuous current: 10 A, Plug-in connection
18764 | 7760056076 | DRM270730LT | D-SERIES DRM, Relay, Number of contacts: 2, CO contact, AgNi flash gold-plated, Rated control voltage: 230 V AC, Continuous current: 10 A, Plug-in connection
18765 | 7760056077 | DRM270024LD | D-SERIES DRM, Relay, Number of contacts: 2, CO contact, AgNi flash gold-plated, Rated control voltage: 24 V DC, Continuous current: 10 A, Plug-in connection
18766 | 7760056078 | DRM570012 | D-SERIES DRM, Relay, Number of contacts: 4, CO contact, AgNi flash gold-plated, Rated control voltage: 12 V DC, Continuous current: 5 A, Plug-in connection
18767 | 7760056079 | DRM570024 | D-SERIES DRM, Relay, Number of contacts: 4, CO contact, AgNi flash gold-plated, Rated control voltage: 24 V DC, Continuous current: 5 A, Plug-in connection
18768 | 7760056080 | DRM570048 | D-SERIES DRM, Relay, Number of contacts: 4, CO contact, AgNi flash gold-plated, Rated control voltage: 48 V DC, Continuous current: 5 A, Plug-in connection
18769 | 7760056081 | DRM570110 | D-SERIES DRM, Relay, Number of contacts: 4, CO contact, AgNi flash gold-plated, Rated control voltage: 110 V DC, Continuous current: 5 A, Plug-in connection
18770 | 7760056082 | DRM570220 | D-SERIES DRM, Relay, Number of contacts: 4, CO contact, AgNi flash gold-plated, Rated control voltage: 220 V DC, Continuous current: 5 A, Plug-in connection
18771 | 7760056083 | DRM570524 | D-SERIES DRM, Relay, Number of contacts: 4, CO contact, AgNi flash gold-plated, Rated control voltage: 24 V AC, Continuous current: 5 A, Plug-in connection
18772 | 7760056084 | DRM570548 | D-SERIES DRM, Relay, Number of contacts: 4, CO contact, AgNi flash gold-plated, Rated control voltage: 48 V AC, Continuous current: 5 A, Plug-in connection
18773 | 7760056085 | DRM570615 | D-SERIES DRM, Relay, Number of contacts: 4, CO contact, AgNi flash gold-plated, Rated control voltage: 115 V AC, Continuous current: 5 A, Plug-in connection
18774 | 7760056086 | DRM570730 | D-SERIES DRM, Relay, Number of contacts: 4, CO contact, AgNi flash gold-plated, Rated control voltage: 230 V AC, Continuous current: 5 A, Plug-in connection
18775 | 7760056087 | DRM570012L | D-SERIES DRM, Relay, Number of contacts: 4, CO contact, AgNi flash gold-plated, Rated control voltage: 12 V DC, Continuous current: 5 A, Plug-in connection
18776 | 7760056088 | DRM570024L | D-SERIES DRM, Relay, Number of contacts: 4, CO contact, AgNi flash gold-plated, Rated control voltage: 24 V DC, Continuous current: 5 A, Plug-in connection
18777 | 7760056089 | DRM570048L | D-SERIES DRM, Relay, Number of contacts: 4, CO contact, AgNi flash gold-plated, Rated control voltage: 48 V DC, Continuous current: 5 A, Plug-in connection
18778 | 7760056090 | DRM570110L | D-SERIES DRM, Relay, Number of contacts: 4, CO contact, AgNi flash gold-plated, Rated control voltage: 110 V DC, Continuous current: 5 A, Plug-in connection
18779 | 7760056091 | DRM570220L | D-SERIES DRM, Relay, Number of contacts: 4, CO contact, AgNi flash gold-plated, Rated control voltage: 220 V DC, Continuous current: 5 A, Plug-in connection
18780 | 7760056092 | DRM570524L | D-SERIES DRM, Relay, Number of contacts: 4, CO contact, AgNi flash gold-plated, Rated control voltage: 24 V AC, Continuous current: 5 A, Plug-in connection
18781 | 7760056093 | DRM570548L | D-SERIES DRM, Relay, Number of contacts: 4, CO contact, AgNi flash gold-plated, Rated control voltage: 48 V AC, Continuous current: 5 A, Plug-in connection
18782 | 7760056094 | DRM570615L | D-SERIES DRM, Relay, Number of contacts: 4, CO contact, AgNi flash gold-plated, Rated control voltage: 115 V AC, Continuous current: 5 A, Plug-in connection
18783 | 7760056095 | DRM570730L | D-SERIES DRM, Relay, Number of contacts: 4, CO contact, AgNi flash gold-plated, Rated control voltage: 230 V AC, Continuous current: 5 A, Plug-in connection
18784 | 7760056096 | DRM570012LT | D-SERIES DRM, Relay, Number of contacts: 4, CO contact, AgNi flash gold-plated, Rated control voltage: 12 V DC, Continuous current: 5 A, Plug-in connection
18785 | 7760056097 | DRM570024LT | D-SERIES DRM, Relay, Number of contacts: 4, CO contact, AgNi flash gold-plated, Rated control voltage: 24 V DC, Continuous current: 5 A, Plug-in connection
18786 | 7760056098 | DRM570048LT | D-SERIES DRM, Relay, Number of contacts: 4, CO contact, AgNi flash gold-plated, Rated control voltage: 48 V DC, Continuous current: 5 A, Plug-in connection
18787 | 7760056099 | DRM570110LT | D-SERIES DRM, Relay, Number of contacts: 4, CO contact, AgNi flash gold-plated, Rated control voltage: 110 V DC, Continuous current: 5 A, Plug-in connection
18788 | 7760056100 | DRM570220LT | D-SERIES DRM, Relay, Number of contacts: 4, CO contact, AgNi flash gold-plated, Rated control voltage: 220 V DC, Continuous current: 5 A, Plug-in connection
18789 | 7760056101 | DRM570524LT | D-SERIES DRM, Relay, Number of contacts: 4, CO contact, AgNi flash gold-plated, Rated control voltage: 24 V AC, Continuous current: 5 A, Plug-in connection
18790 | 7760056102 | DRM570548LT | D-SERIES DRM, Relay, Number of contacts: 4, CO contact, AgNi flash gold-plated, Rated control voltage: 48 V AC, Continuous current: 5 A, Plug-in connection
18791 | 7760056103 | DRM570615LT | D-SERIES DRM, Relay, Number of contacts: 4, CO contact, AgNi flash gold-plated, Rated control voltage: 115 V AC, Continuous current: 5 A, Plug-in connection
18792 | 7760056104 | DRM570730LT | D-SERIES DRM, Relay, Number of contacts: 4, CO contact, AgNi flash gold-plated, Rated control voltage: 230 V AC, Continuous current: 5 A, Plug-in connection
18793 | 7760056105 | DRM570024LD | D-SERIES DRM, Relay, Number of contacts: 4, CO contact, AgNi flash gold-plated, Rated control voltage: 24 V DC, Continuous current: 5 A, Plug-in connection
18794 | 7760056106 | FS 2CO | D-SERIES DRM, Relay socket, Number of contacts: 2, CO contact, Continuous current: 12 A, Screw connection
18795 | 7760056107 | FS 4CO | D-SERIES DRM, Relay socket, Number of contacts: 4, CO contact, Continuous current: 10 A, Screw connection
18796 | 7760056108 | DRM/DRL CLIP M | D-SERIES, Retaining clip
18797 | 7760056169 | RIM 1 6/230VDC | D-SERIES, Free-wheeling diode, Rated control voltage: 6?230 V, Plug-in connection
18798 | 7760056183 | DRM270024L AU | D-SERIES DRM, Relay, Number of contacts: 2, CO contact, AgNi gold-plated, Rated control voltage: 24 V DC, Continuous current: 10 A, Plug-in connection
18799 | 7760056184 | DRM270730L AU | D-SERIES DRM, Relay, Number of contacts: 2, CO contact, AgNi gold-plated, Rated control voltage: 230 V AC, Continuous current: 10 A, Plug-in connection
18800 | 7760056185 | DRM270024LT AU | D-SERIES DRM, Relay, Number of contacts: 2, CO contact, AgNi gold-plated, Rated control voltage: 24 V DC, Continuous current: 10 A, Plug-in connection
18801 | 7760056186 | DRM270730LT AU | D-SERIES DRM, Relay, Number of contacts: 2, CO contact, AgNi gold-plated, Rated control voltage: 230 V AC, Continuous current: 10 A, Plug-in connection
18802 | 7760056187 | DRM570024L AU | D-SERIES DRM, Relay, Number of contacts: 4, CO contact, AgNi gold-plated, Rated control voltage: 24 V DC, Continuous current: 5 A, Plug-in connection
18803 | 7760056188 | DRM570730L AU | D-SERIES DRM, Relay, Number of contacts: 4, CO contact, AgNi gold-plated, Rated control voltage: 230 V AC, Continuous current: 5 A, Plug-in connection
18804 | 7760056189 | DRM570024LT AU | D-SERIES DRM, Relay, Number of contacts: 4, CO contact, AgNi gold-plated, Rated control voltage: 24 V DC, Continuous current: 5 A, Plug-in connection
18805 | 7760056190 | DRM570730LT AU | D-SERIES DRM, Relay, Number of contacts: 4, CO contact, AgNi gold-plated, Rated control voltage: 230 V AC, Continuous current: 5 A, Plug-in connection
18806 | 7760056263 | SCM 2CO ECO | D-SERIES DRM, Relay socket, Number of contacts: 2, CO contact, Continuous current: 12 A, Screw connection
18807 | 7760056264 | SCM 4CO ECO | D-SERIES DRM, Relay socket, Number of contacts: 4, CO contact, Continuous current: 6 A, Screw connection
18808 | 7940018455 | RIM 3 110/230VUC | D-SERIES, LED module, Rated control voltage: 110?230 V UC, Plug-in connection
18809 | 7940018457 | RIM 3 6/24VUC | D-SERIES, LED module, Rated control voltage: 6?24 V UC, Plug-in connection
18810 | 2554730000 | CH20M22 F AGY 3747 | Modular housing, OMNIMATE Housing - series CH20M black, Width: 67.5 mm
18811 | 1067530000 | LL 5.00/02/90 3.2SN BK BX | Printed circuit board terminals, 5.00 mm, Number of poles: 2, 90°, Solder pin length (l): 3.2 mm, tinned, black, Clamping yoke connection, Clamping range, max. : 6 mm², Box
18812 | 1067540000 | LL 5.00/03/90 3.2SN BK BX | Printed circuit board terminals, 5.00 mm, Number of poles: 3, 90°, Solder pin length (l): 3.2 mm, tinned, black, Clamping yoke connection, Clamping range, max. : 6 mm², Box
18813 | 1067570000 | LL 5.08/03/90 3.2SN BK BX | Printed circuit board terminals, 5.08 mm, Number of poles: 3, 90°, Solder pin length (l): 3.2 mm, tinned, black, Clamping yoke connection, Clamping range, max. : 6 mm², Box
18814 | 1067850000 | BLL 5.08/02/90 3.2 SN BK BX | PCB plug-in connector, female header, closed side, THT solder connection, 5.08 mm, Number of poles: 2, 90°, Solder pin length (l): 3.2 mm, black, Box
18815 | 1068050000 | WDK 4N SW | Double-tier terminal, Screw connection, 4 mm², 800 V, 32 A, black
18816 | 1068080000 | WDK 4N RT | Double-tier terminal, Screw connection, 4 mm², 800 V, 32 A, red
18817 | 1068090000 | WDK 4N VI | Double-tier terminal, Screw connection, 4 mm², 800 V, 32 A, violet
18818 | 1068110000 | WDK 4N GE | Double-tier terminal, Screw connection, 4 mm², 800 V, 32 A, yellow
18819 | 1068510000 | BLZP 5.08HC/16/90LR SN BK BX | PCB plug-in connector, female plug, 5.08 mm, Number of poles: 16, 90°, Clamping yoke connection, Clamping range, max. : 4 mm², Box
18820 | 1071680000 | TS 35X15/LL 2M/ST/ZN/O | Rail, TS 35, TS 35 x 15, with slot, Steel, galvanic zinc plated and passivated
18821 | 1072690000 | THM MT30X 15/4 GE | THM, Device markers, 4 x 15 mm, yellow
18822 | 1074250000 | SL 5.00/03/180B 3.2SN BK BX | PCB plug-in connector, male header, Dovetails for fixing blocks, THT solder connection, 5.00 mm, Number of poles: 3, 180°, Solder pin length (l): 3.2 mm, tinned, black, Box
18823 | 1077280000 | SL 7.62/03/180B 3.2SN GN BX | PCB plug-in connector, male header, Dovetails for fixing blocks, THT solder connection, 7.62 mm, Number of poles: 3, 180°, Solder pin length (l): 3.2 mm, tinned, green, Box
18824 | 1079470000 | SM 27/8 MC NE GR | SwitchMark, Device markers, 8 x 27 mm, grey
18825 | 1079480000 | SM 27/8 K MC NE GR | SwitchMark, Device markers, 8 x 27 mm, grey
18826 | 1079490000 | SM 27/12.5 MC NE GR | SwitchMark, Device markers, 12.5 x 27 mm, SwitchMark holder, grey
18827 | 1079510000 | SM 27/27 MC NE GR | SwitchMark, Device markers, 27 x 27 mm, SwitchMark holder, grey
18828 | 1079520000 | SM 27/27 K MC NE GR | SwitchMark, Device markers, 27 x 27 mm, grey
18829 | 1081780000 | SL 7.62IT/04/90MLF4 3.2SN BK BX | PCB plug-in connector, male header, closed side, Middle solder flange, THT solder connection, 7.62 mm, Number of poles: 4, 90°, Solder pin length (l): 3.2 mm, tinned, black, Box
18830 | 1081850000 | SL 7.62IT/04/90MLF2 3.2SN BK BX | PCB plug-in connector, male header, closed side, Middle solder flange, THT solder connection, 7.62 mm, Number of poles: 4, 90°, Solder pin length (l): 3.2 mm, tinned, black, Box
18831 | 1087050000 | BLZP 5.08HC/05/90LR SN BK BX | PCB plug-in connector, female plug, 5.08 mm, Number of poles: 5, 90°, Clamping yoke connection, Clamping range, max. : 4 mm², Box
18832 | 1087080000 | BLZP 5.08HC/08/90LR SN BK BX | PCB plug-in connector, female plug, 5.08 mm, Number of poles: 8, 90°, Clamping yoke connection, Clamping range, max. : 4 mm², Box
18833 | 1087130000 | BLZP 5.08HC/12/90LR SN BK BX | PCB plug-in connector, female plug, 5.08 mm, Number of poles: 12, 90°, Clamping yoke connection, Clamping range, max. : 4 mm², Box
18834 | 1087250000 | BLZP 5.08HC/02/90LR SN OR BX | PCB plug-in connector, female plug, 5.08 mm, Number of poles: 2, 90°, Clamping yoke connection, Clamping range, max. : 4 mm², Box
18835 | 1087260000 | BLZP 5.08HC/03/90LR SN OR BX | PCB plug-in connector, female plug, 5.08 mm, Number of poles: 3, 90°, Clamping yoke connection, Clamping range, max. : 4 mm², Box
18836 | 1087270000 | BLZP 5.08HC/04/90LR SN OR BX | PCB plug-in connector, female plug, 5.08 mm, Number of poles: 4, 90°, Clamping yoke connection, Clamping range, max. : 4 mm², Box
18837 | 1087280000 | BLZP 5.08HC/05/90LR SN OR BX | PCB plug-in connector, female plug, 5.08 mm, Number of poles: 5, 90°, Clamping yoke connection, Clamping range, max. : 4 mm², Box
18838 | 1087290000 | BLZP 5.08HC/06/90LR SN OR BX | PCB plug-in connector, female plug, 5.08 mm, Number of poles: 6, 90°, Clamping yoke connection, Clamping range, max. : 4 mm², Box
18839 | 1087300000 | BLZP 5.08HC/07/90LR SN OR BX | PCB plug-in connector, female plug, 5.08 mm, Number of poles: 7, 90°, Clamping yoke connection, Clamping range, max. : 4 mm², Box
18840 | 1087310000 | BLZP 5.08HC/08/90LR SN OR BX | PCB plug-in connector, female plug, 5.08 mm, Number of poles: 8, 90°, Clamping yoke connection, Clamping range, max. : 4 mm², Box
18841 | 1087320000 | BLZP 5.08HC/09/90LR SN OR BX | PCB plug-in connector, female plug, 5.08 mm, Number of poles: 9, 90°, Clamping yoke connection, Clamping range, max. : 4 mm², Box
18842 | 1087330000 | BLZP 5.08HC/10/90LR SN OR BX | PCB plug-in connector, female plug, 5.08 mm, Number of poles: 10, 90°, Clamping yoke connection, Clamping range, max. : 4 mm², Box
18843 | 1087340000 | BLZP 5.08HC/11/90LR SN OR BX | PCB plug-in connector, female plug, 5.08 mm, Number of poles: 11, 90°, Clamping yoke connection, Clamping range, max. : 4 mm², Box
18844 | 1087350000 | BLZP 5.08HC/12/90LR SN OR BX | PCB plug-in connector, female plug, 5.08 mm, Number of poles: 12, 90°, Clamping yoke connection, Clamping range, max. : 4 mm², Box
18845 | 1087400000 | BLZP 5.08HC/17/90LR SN OR BX | PCB plug-in connector, female plug, 5.08 mm, Number of poles: 17, 90°, Clamping yoke connection, Clamping range, max. : 4 mm², Box
18846 | 1087410000 | BLZP 5.08HC/18/90LR SN OR BX | PCB plug-in connector, female plug, 5.08 mm, Number of poles: 18, 90°, Clamping yoke connection, Clamping range, max. : 4 mm², Box
18847 | 1087470000 | BLZP 5.08HC/24/90LR SN OR BX | PCB plug-in connector, female plug, 5.08 mm, Number of poles: 24, 90°, Clamping yoke connection, Clamping range, max. : 4 mm², Box
18848 | 1093430000 | BLZ 7.62HP/02/180LR SN BK BX | PCB plug-in connector, female plug, 7.62 mm, Number of poles: 2, Clamping yoke connection, Clamping range, max. : 4 mm², Box
18849 | 1093440000 | BLZ 7.62HP/03/180LR SN BK BX | PCB plug-in connector, female plug, 7.62 mm, Number of poles: 3, Clamping yoke connection, Clamping range, max. : 4 mm², Box
18850 | 1093450000 | BLZ 7.62HP/04/180LR SN BK BX | PCB plug-in connector, female plug, 7.62 mm, Number of poles: 4, Clamping yoke connection, Clamping range, max. : 4 mm², Box
18851 | 1093470000 | BLZ 7.62HP/02/180LR SN OR BX | PCB plug-in connector, female plug, 7.62 mm, Number of poles: 2, Clamping yoke connection, Clamping range, max. : 4 mm², Box
18852 | 1093480000 | BLZ 7.62HP/03/180LR SN OR BX | PCB plug-in connector, female plug, 7.62 mm, Number of poles: 3, Clamping yoke connection, Clamping range, max. : 4 mm², Box
18853 | 1093490000 | BLZ 7.62HP/04/180LR SN OR BX | PCB plug-in connector, female plug, 7.62 mm, Number of poles: 4, Clamping yoke connection, Clamping range, max. : 4 mm², Box
18854 | 1093500000 | BLZ 7.62HP/05/180LR SN OR BX | PCB plug-in connector, female plug, 7.62 mm, Number of poles: 5, Clamping yoke connection, Clamping range, max. : 4 mm², Box
18855 | 1095590000 | THM ET S7 50/25 GE | THM, Device markers, 50 x 25 mm, Siemens, yellow
18856 | 1095920000 | SL 7.62HP/02/90LF 3.2 SN BK BX | PCB plug-in connector, male header, Solder flange, THT solder connection, 7.62 mm, Number of poles: 2, 90°, Solder pin length (l): 3.2 mm, tinned, black, Box
18857 | 1095930000 | SL 7.62HP/03/90LF 3.2 SN BK BX | PCB plug-in connector, male header, Solder flange, THT solder connection, 7.62 mm, Number of poles: 3, 90°, Solder pin length (l): 3.2 mm, tinned, black, Box
18858 | 1095940000 | SL 7.62HP/04/90LF 3.2 SN BK BX | PCB plug-in connector, male header, Solder flange, THT solder connection, 7.62 mm, Number of poles: 4, 90°, Solder pin length (l): 3.2 mm, tinned, black, Box
18859 | 1095950000 | SL 7.62HP/05/90LF 3.2 SN BK BX | PCB plug-in connector, male header, Solder flange, THT solder connection, 7.62 mm, Number of poles: 5, 90°, Solder pin length (l): 3.2 mm, tinned, black, Box
18860 | 1095960000 | SL 7.62HP/06/90LF 3.2 SN BK BX | PCB plug-in connector, male header, Solder flange, THT solder connection, 7.62 mm, Number of poles: 6, 90°, Solder pin length (l): 3.2 mm, tinned, black, Box
18861 | 1095970000 | SL 7.62HP/07/90LF 3.2 SN BK BX | PCB plug-in connector, male header, Solder flange, THT solder connection, 7.62 mm, Number of poles: 7, 90°, Solder pin length (l): 3.2 mm, tinned, black, Box
18862 | 1095980000 | SL 7.62HP/08/90LF 3.2 SN BK BX | PCB plug-in connector, male header, Solder flange, THT solder connection, 7.62 mm, Number of poles: 8, 90°, Solder pin length (l): 3.2 mm, tinned, black, Box
18863 | 1095990000 | SL 7.62HP/09/90LF 3.2 SN BK BX | PCB plug-in connector, male header, Solder flange, THT solder connection, 7.62 mm, Number of poles: 9, 90°, Solder pin length (l): 3.2 mm, tinned, black, Box
18864 | 1096000000 | SL 7.62HP/10/90LF 3.2 SN BK BX | PCB plug-in connector, male header, Solder flange, THT solder connection, 7.62 mm, Number of poles: 10, 90°, Solder pin length (l): 3.2 mm, tinned, black, Box
18865 | 1096010000 | SL 7.62HP/11/90LF 3.2 SN BK BX | PCB plug-in connector, male header, Solder flange, THT solder connection, 7.62 mm, Number of poles: 11, 90°, Solder pin length (l): 3.2 mm, tinned, black, Box
18866 | 1096020000 | SL 7.62HP/12/90LF 3.2 SN BK BX | PCB plug-in connector, male header, Solder flange, THT solder connection, 7.62 mm, Number of poles: 12, 90°, Solder pin length (l): 3.2 mm, tinned, black, Box
18867 | 1096030000 | SL 7.62HP/02/90LF 3.2 SN OR BX | PCB plug-in connector, male header, Solder flange, THT solder connection, 7.62 mm, Number of poles: 2, 90°, Solder pin length (l): 3.2 mm, tinned, orange, Box
18868 | 1096040000 | SL 7.62HP/03/90LF 3.2 SN OR BX | PCB plug-in connector, male header, Solder flange, THT solder connection, 7.62 mm, Number of poles: 3, 90°, Solder pin length (l): 3.2 mm, tinned, orange, Box
18869 | 1096050000 | SL 7.62HP/04/90LF 3.2 SN OR BX | PCB plug-in connector, male header, Solder flange, THT solder connection, 7.62 mm, Number of poles: 4, 90°, Solder pin length (l): 3.2 mm, tinned, orange, Box
18870 | 1096060000 | SL 7.62HP/05/90LF 3.2 SN OR BX | PCB plug-in connector, male header, Solder flange, THT solder connection, 7.62 mm, Number of poles: 5, 90°, Solder pin length (l): 3.2 mm, tinned, orange, Box
18871 | 1096070000 | SL 7.62HP/06/90LF 3.2 SN OR BX | PCB plug-in connector, male header, Solder flange, THT solder connection, 7.62 mm, Number of poles: 6, 90°, Solder pin length (l): 3.2 mm, tinned, orange, Box
18872 | 1096080000 | SL 7.62HP/07/90LF 3.2 SN OR BX | PCB plug-in connector, male header, Solder flange, THT solder connection, 7.62 mm, Number of poles: 7, 90°, Solder pin length (l): 3.2 mm, tinned, orange, Box
18873 | 1096090000 | SL 7.62HP/08/90LF 3.2 SN OR BX | PCB plug-in connector, male header, Solder flange, THT solder connection, 7.62 mm, Number of poles: 8, 90°, Solder pin length (l): 3.2 mm, tinned, orange, Box
18874 | 1096100000 | SL 7.62HP/09/90LF 3.2 SN OR BX | PCB plug-in connector, male header, Solder flange, THT solder connection, 7.62 mm, Number of poles: 9, 90°, Solder pin length (l): 3.2 mm, tinned, orange, Box
18875 | 1096110000 | SL 7.62HP/10/90LF 3.2 SN OR BX | PCB plug-in connector, male header, Solder flange, THT solder connection, 7.62 mm, Number of poles: 10, 90°, Solder pin length (l): 3.2 mm, tinned, orange, Box
18876 | 1096120000 | SL 7.62HP/11/90LF 3.2 SN OR BX | PCB plug-in connector, male header, Solder flange, THT solder connection, 7.62 mm, Number of poles: 11, 90°, Solder pin length (l): 3.2 mm, tinned, orange, Box
18877 | 1096130000 | SL 7.62HP/12/90LF 3.2 SN OR BX | PCB plug-in connector, male header, Solder flange, THT solder connection, 7.62 mm, Number of poles: 12, 90°, Solder pin length (l): 3.2 mm, tinned, orange, Box
18878 | 1096170000 | THM EL VIN 15 WS 5L 30M | THM, Device markers, 15 x , white
18879 | 1097350000 | S2L-SMT 3.50/30/180G 1.5SN BK BX | PCB plug-in connector, male header, closed side, THT/THR solder connection, 3.50 mm, Number of poles: 30, 180°, Solder pin length (l): 1.5 mm, tinned, black, Box
18880 | 1097360000 | S2L-SMT 3.50/34/180G 1.5SN BK BX | PCB plug-in connector, male header, closed side, THT/THR solder connection, 3.50 mm, Number of poles: 34, 180°, Solder pin length (l): 1.5 mm, tinned, black, Box
18881 | 1099990000 | SL 7.62/02/180B 3.2SN GN BX | PCB plug-in connector, male header, Dovetails for fixing blocks, THT solder connection, 7.62 mm, Number of poles: 2, 180°, Solder pin length (l): 3.2 mm, tinned, Pale green, Box
18882 | 1100600000 | BLC 5.08/18/180R OR BX | PCB plug-in connector, female plug, 5.08 mm, Number of poles: 18, 180°, Crimp connection, Clamping range, max. : 2.5 mm², Box
18883 | 1135150000 | IE-PIC-HYB-S-0,2-300 | Crimp contact, for plug insert, Hybrid
18884 | 1135160000 | IE-BIC-HYB-P-0,2-300 | Crimp contact, for flange insert, Hybrid
18885 | 1139090000 | SLD 3.50/48/90F 3.2SN BK BX | PCB plug-in connector, male header, Flange, THT solder connection, 3.50 mm, Number of poles: 48, 90°, Solder pin length (l): 3.2 mm, tinned, black, Box
18886 | 1140870000 | SL 7.62HP/02/180F 3.2 SN BK BX | PCB plug-in connector, male header, Flange, THT solder connection, 7.62 mm, Number of poles: 2, 180°, Solder pin length (l): 3.2 mm, tinned, black, Box
18887 | 1140880000 | SL 7.62HP/03/180F 3.2 SN BK BX | PCB plug-in connector, male header, Flange, THT solder connection, 7.62 mm, Number of poles: 3, 180°, Solder pin length (l): 3.2 mm, tinned, black, Box
18888 | 1140890000 | SL 7.62HP/04/180F 3.2 SN BK BX | PCB plug-in connector, male header, Flange, THT solder connection, 7.62 mm, Number of poles: 4, 180°, Solder pin length (l): 3.2 mm, tinned, black, Box
18889 | 1140900000 | SL 7.62HP/05/180F 3.2 SN BK BX | PCB plug-in connector, male header, Flange, THT solder connection, 7.62 mm, Number of poles: 5, 180°, Solder pin length (l): 3.2 mm, tinned, black, Box
18890 | 1140910000 | SL 7.62HP/06/180F 3.2 SN BK BX | PCB plug-in connector, male header, Flange, THT solder connection, 7.62 mm, Number of poles: 6, 180°, Solder pin length (l): 3.2 mm, tinned, black, Box
18891 | 1140920000 | SL 7.62HP/07/180F 3.2 SN BK BX | PCB plug-in connector, male header, Flange, THT solder connection, 7.62 mm, Number of poles: 7, 180°, Solder pin length (l): 3.2 mm, tinned, black, Box
18892 | 1140930000 | SL 7.62HP/08/180F 3.2 SN BK BX | PCB plug-in connector, male header, Flange, THT solder connection, 7.62 mm, Number of poles: 8, 180°, Solder pin length (l): 3.2 mm, tinned, black, Box
18893 | 1140940000 | SL 7.62HP/09/180F 3.2 SN BK BX | PCB plug-in connector, male header, Flange, THT solder connection, 7.62 mm, Number of poles: 9, 180°, Solder pin length (l): 3.2 mm, tinned, black, Box
18894 | 1140950000 | SL 7.62HP/10/180F 3.2 SN BK BX | PCB plug-in connector, male header, Flange, THT solder connection, 7.62 mm, Number of poles: 10, 180°, Solder pin length (l): 3.2 mm, tinned, black, Box
18895 | 1140960000 | SL 7.62HP/11/180F 3.2 SN BK BX | PCB plug-in connector, male header, Flange, THT solder connection, 7.62 mm, Number of poles: 11, 180°, Solder pin length (l): 3.2 mm, tinned, black, Box
18896 | 1140970000 | SL 7.62HP/12/180F 3.2 SN BK BX | PCB plug-in connector, male header, Flange, THT solder connection, 7.62 mm, Number of poles: 12, 180°, Solder pin length (l): 3.2 mm, tinned, black, Box
18897 | 1140980000 | SL 7.62HP/02/180F 3.2 SN OR BX | PCB plug-in connector, male header, Flange, THT solder connection, 7.62 mm, Number of poles: 2, 180°, Solder pin length (l): 3.2 mm, tinned, orange, Box
18898 | 1140990000 | SL 7.62HP/03/180F 3.2 SN OR BX | PCB plug-in connector, male header, Flange, THT solder connection, 7.62 mm, Number of poles: 3, 180°, Solder pin length (l): 3.2 mm, tinned, orange, Box
18899 | 1141000000 | SL 7.62HP/04/180F 3.2 SN OR BX | PCB plug-in connector, male header, Flange, THT solder connection, 7.62 mm, Number of poles: 4, 180°, Solder pin length (l): 3.2 mm, tinned, orange, Box
18900 | 1141010000 | SL 7.62HP/05/180F 3.2 SN OR BX | PCB plug-in connector, male header, Flange, THT solder connection, 7.62 mm, Number of poles: 5, 180°, Solder pin length (l): 3.2 mm, tinned, orange, Box
18901 | 1141020000 | SL 7.62HP/06/180F 3.2 SN OR BX | PCB plug-in connector, male header, Flange, THT solder connection, 7.62 mm, Number of poles: 6, 180°, Solder pin length (l): 3.2 mm, tinned, orange, Box
18902 | 1141030000 | SL 7.62HP/07/180F 3.2 SN OR BX | PCB plug-in connector, male header, Flange, THT solder connection, 7.62 mm, Number of poles: 7, 180°, Solder pin length (l): 3.2 mm, tinned, orange, Box
18903 | 1141040000 | SL 7.62HP/08/180F 3.2 SN OR BX | PCB plug-in connector, male header, Flange, THT solder connection, 7.62 mm, Number of poles: 8, 180°, Solder pin length (l): 3.2 mm, tinned, orange, Box
18904 | 1141050000 | SL 7.62HP/09/180F 3.2 SN OR BX | PCB plug-in connector, male header, Flange, THT solder connection, 7.62 mm, Number of poles: 9, 180°, Solder pin length (l): 3.2 mm, tinned, orange, Box
18905 | 1141060000 | SL 7.62HP/10/180F 3.2 SN OR BX | PCB plug-in connector, male header, Flange, THT solder connection, 7.62 mm, Number of poles: 10, 180°, Solder pin length (l): 3.2 mm, tinned, orange, Box
18906 | 1141070000 | SL 7.62HP/11/180F 3.2 SN OR BX | PCB plug-in connector, male header, Flange, THT solder connection, 7.62 mm, Number of poles: 11, 180°, Solder pin length (l): 3.2 mm, tinned, orange, Box
18907 | 1141080000 | SL 7.62HP/12/180F 3.2 SN OR BX | PCB plug-in connector, male header, Flange, THT solder connection, 7.62 mm, Number of poles: 12, 180°, Solder pin length (l): 3.2 mm, tinned, orange, Box
18908 | 1141090000 | SL 7.62HP/02/180LF 3.2 SN BK BX | PCB plug-in connector, male header, Solder flange, THT solder connection, 7.62 mm, Number of poles: 2, 180°, Solder pin length (l): 3.2 mm, tinned, black, Box
18909 | 1141100000 | SL 7.62HP/03/180LF 3.2 SN BK BX | PCB plug-in connector, male header, Solder flange, THT solder connection, 7.62 mm, Number of poles: 3, 180°, Solder pin length (l): 3.2 mm, tinned, black, Box
18910 | 1141110000 | SL 7.62HP/04/180LF 3.2 SN BK BX | PCB plug-in connector, male header, Solder flange, THT solder connection, 7.62 mm, Number of poles: 4, 180°, Solder pin length (l): 3.2 mm, tinned, black, Box
18911 | 1141120000 | SL 7.62HP/05/180LF 3.2 SN BK BX | PCB plug-in connector, male header, Solder flange, THT solder connection, 7.62 mm, Number of poles: 5, 180°, Solder pin length (l): 3.2 mm, tinned, black, Box
18912 | 1141130000 | SL 7.62HP/06/180LF 3.2 SN BK BX | PCB plug-in connector, male header, Solder flange, THT solder connection, 7.62 mm, Number of poles: 6, 180°, Solder pin length (l): 3.2 mm, tinned, black, Box
18913 | 1141140000 | SL 7.62HP/07/180LF 3.2 SN BK BX | PCB plug-in connector, male header, Solder flange, THT solder connection, 7.62 mm, Number of poles: 7, 180°, Solder pin length (l): 3.2 mm, tinned, black, Box
18914 | 1141150000 | SL 7.62HP/08/180LF 3.2 SN BK BX | PCB plug-in connector, male header, Solder flange, THT solder connection, 7.62 mm, Number of poles: 8, 180°, Solder pin length (l): 3.2 mm, tinned, black, Box
18915 | 1141160000 | SL 7.62HP/09/180LF 3.2 SN BK BX | PCB plug-in connector, male header, Solder flange, THT solder connection, 7.62 mm, Number of poles: 9, 180°, Solder pin length (l): 3.2 mm, tinned, black, Box
18916 | 1141170000 | SL 7.62HP/10/180LF 3.2 SN BK BX | PCB plug-in connector, male header, Solder flange, THT solder connection, 7.62 mm, Number of poles: 10, 180°, Solder pin length (l): 3.2 mm, tinned, black, Box
18917 | 1141180000 | SL 7.62HP/11/180LF 3.2 SN BK BX | PCB plug-in connector, male header, Solder flange, THT solder connection, 7.62 mm, Number of poles: 11, 180°, Solder pin length (l): 3.2 mm, tinned, black, Box
18918 | 1141190000 | SL 7.62HP/12/180LF 3.2 SN BK BX | PCB plug-in connector, male header, Solder flange, THT solder connection, 7.62 mm, Number of poles: 12, 180°, Solder pin length (l): 3.2 mm, tinned, black, Box
18919 | 1141200000 | SL 7.62HP/02/180LF 3.2 SN OR BX | PCB plug-in connector, male header, Solder flange, THT solder connection, 7.62 mm, Number of poles: 2, 180°, Solder pin length (l): 3.2 mm, tinned, orange, Box
18920 | 1141210000 | SL 7.62HP/03/180LF 3.2 SN OR BX | PCB plug-in connector, male header, Solder flange, THT solder connection, 7.62 mm, Number of poles: 3, 180°, Solder pin length (l): 3.2 mm, tinned, orange, Box
18921 | 1141220000 | SL 7.62HP/04/180LF 3.2 SN OR BX | PCB plug-in connector, male header, Solder flange, THT solder connection, 7.62 mm, Number of poles: 4, 180°, Solder pin length (l): 3.2 mm, tinned, orange, Box
18922 | 1141230000 | SL 7.62HP/05/180LF 3.2 SN OR BX | PCB plug-in connector, male header, Solder flange, THT solder connection, 7.62 mm, Number of poles: 5, 180°, Solder pin length (l): 3.2 mm, tinned, orange, Box
18923 | 1141240000 | SL 7.62HP/06/180LF 3.2 SN OR BX | PCB plug-in connector, male header, Solder flange, THT solder connection, 7.62 mm, Number of poles: 6, 180°, Solder pin length (l): 3.2 mm, tinned, orange, Box
18924 | 1141250000 | SL 7.62HP/07/180LF 3.2 SN OR BX | PCB plug-in connector, male header, Solder flange, THT solder connection, 7.62 mm, Number of poles: 7, 180°, Solder pin length (l): 3.2 mm, tinned, orange, Box
18925 | 1141260000 | SL 7.62HP/08/180LF 3.2 SN OR BX | PCB plug-in connector, male header, Solder flange, THT solder connection, 7.62 mm, Number of poles: 8, 180°, Solder pin length (l): 3.2 mm, tinned, orange, Box
18926 | 1141270000 | SL 7.62HP/09/180LF 3.2 SN OR BX | PCB plug-in connector, male header, Solder flange, THT solder connection, 7.62 mm, Number of poles: 9, 180°, Solder pin length (l): 3.2 mm, tinned, orange, Box
18927 | 1141280000 | SL 7.62HP/10/180LF 3.2 SN OR BX | PCB plug-in connector, male header, Solder flange, THT solder connection, 7.62 mm, Number of poles: 10, 180°, Solder pin length (l): 3.2 mm, tinned, orange, Box
18928 | 1141290000 | SL 7.62HP/11/180LF 3.2 SN OR BX | PCB plug-in connector, male header, Solder flange, THT solder connection, 7.62 mm, Number of poles: 11, 180°, Solder pin length (l): 3.2 mm, tinned, orange, Box
18929 | 1141300000 | SL 7.62HP/12/180LF 3.2 SN OR BX | PCB plug-in connector, male header, Solder flange, THT solder connection, 7.62 mm, Number of poles: 12, 180°, Solder pin length (l): 3.2 mm, tinned, orange, Box
18930 | 1141500000 | SL 3.50/04/90F 3.2SN BK BX | PCB plug-in connector, male header, Flange, THT solder connection, 3.50 mm, Number of poles: 4, 90°, Solder pin length (l): 3.2 mm, tinned, black, Box
18931 | 1142260000 | SL 3.50/03/180F 3.2SN BK BX | PCB plug-in connector, male header, Flange, THT solder connection, 3.50 mm, Number of poles: 3, 180°, Solder pin length (l): 3.2 mm, tinned, black, Box
18932 | 1146320000 | SL 5.08HC/02/180 3.2SN OR BX | PCB plug-in connector, male header, open side, THT solder connection, 5.08 mm, Number of poles: 2, 180°, Solder pin length (l): 3.2 mm, tinned, orange, Box
18933 | 1146340000 | SL 5.08HC/03/180 3.2SN OR BX | PCB plug-in connector, male header, open side, THT solder connection, 5.08 mm, Number of poles: 3, 180°, Solder pin length (l): 3.2 mm, tinned, orange, Box
18934 | 1146380000 | SL 5.08HC/04/180 3.2SN OR BX | PCB plug-in connector, male header, open side, THT solder connection, 5.08 mm, Number of poles: 4, 180°, Solder pin length (l): 3.2 mm, tinned, orange, Box
18935 | 1146410000 | SL 5.08HC/05/180 3.2SN OR BX | PCB plug-in connector, male header, open side, THT solder connection, 5.08 mm, Number of poles: 5, 180°, Solder pin length (l): 3.2 mm, tinned, orange, Box
18936 | 1146450000 | SL 5.08HC/06/180 3.2SN OR BX | PCB plug-in connector, male header, open side, THT solder connection, 5.08 mm, Number of poles: 6, 180°, Solder pin length (l): 3.2 mm, tinned, orange, Box
18937 | 1146470000 | SL 5.08HC/07/180 3.2SN OR BX | PCB plug-in connector, male header, open side, THT solder connection, 5.08 mm, Number of poles: 7, 180°, Solder pin length (l): 3.2 mm, tinned, orange, Box
18938 | 1146490000 | SL 5.08HC/08/180 3.2SN OR BX | PCB plug-in connector, male header, open side, THT solder connection, 5.08 mm, Number of poles: 8, 180°, Solder pin length (l): 3.2 mm, tinned, orange, Box
18939 | 1146510000 | SL 5.08HC/09/180 3.2SN OR BX | PCB plug-in connector, male header, open side, THT solder connection, 5.08 mm, Number of poles: 9, 180°, Solder pin length (l): 3.2 mm, tinned, orange, Box
18940 | 1146530000 | SL 5.08HC/10/180 3.2SN OR BX | PCB plug-in connector, male header, open side, THT solder connection, 5.08 mm, Number of poles: 10, 180°, Solder pin length (l): 3.2 mm, tinned, orange, Box
18941 | 1146550000 | SL 5.08HC/11/180 3.2SN OR BX | PCB plug-in connector, male header, open side, THT solder connection, 5.08 mm, Number of poles: 11, 180°, Solder pin length (l): 3.2 mm, tinned, orange, Box
18942 | 1146570000 | SL 5.08HC/12/180 3.2SN OR BX | PCB plug-in connector, male header, open side, THT solder connection, 5.08 mm, Number of poles: 12, 180°, Solder pin length (l): 3.2 mm, tinned, orange, Box
18943 | 1146580000 | SL 5.08HC/13/180 3.2SN OR BX | PCB plug-in connector, male header, open side, THT solder connection, 5.08 mm, Number of poles: 13, 180°, Solder pin length (l): 3.2 mm, tinned, orange, Box
18944 | 1146590000 | SL 5.08HC/14/180 3.2SN OR BX | PCB plug-in connector, male header, open side, THT solder connection, 5.08 mm, Number of poles: 14, 180°, Solder pin length (l): 3.2 mm, tinned, orange, Box
18945 | 1146600000 | SL 5.08HC/15/180 3.2SN OR BX | PCB plug-in connector, male header, open side, THT solder connection, 5.08 mm, Number of poles: 15, 180°, Solder pin length (l): 3.2 mm, tinned, orange, Box
18946 | 1146610000 | SL 5.08HC/16/180 3.2SN OR BX | PCB plug-in connector, male header, open side, THT solder connection, 5.08 mm, Number of poles: 16, 180°, Solder pin length (l): 3.2 mm, tinned, orange, Box
18947 | 1146620000 | SL 5.08HC/17/180 3.2SN OR BX | PCB plug-in connector, male header, open side, THT solder connection, 5.08 mm, Number of poles: 17, 180°, Solder pin length (l): 3.2 mm, tinned, orange, Box
18948 | 1146630000 | SL 5.08HC/18/180 3.2SN OR BX | PCB plug-in connector, male header, open side, THT solder connection, 5.08 mm, Number of poles: 18, 180°, Solder pin length (l): 3.2 mm, tinned, orange, Box
18949 | 1146640000 | SL 5.08HC/19/180 3.2SN OR BX | PCB plug-in connector, male header, open side, THT solder connection, 5.08 mm, Number of poles: 19, 180°, Solder pin length (l): 3.2 mm, tinned, orange, Box
18950 | 1146650000 | SL 5.08HC/20/180 3.2SN OR BX | PCB plug-in connector, male header, open side, THT solder connection, 5.08 mm, Number of poles: 20, 180°, Solder pin length (l): 3.2 mm, tinned, orange, Box
18951 | 1146680000 | SL 5.08HC/21/180 3.2SN OR BX | PCB plug-in connector, male header, open side, THT solder connection, 5.08 mm, Number of poles: 21, 180°, Solder pin length (l): 3.2 mm, tinned, orange, Box
18952 | 1146690000 | SL 5.08HC/22/180 3.2SN OR BX | PCB plug-in connector, male header, open side, THT solder connection, 5.08 mm, Number of poles: 22, 180°, Solder pin length (l): 3.2 mm, tinned, orange, Box
18953 | 1146700000 | SL 5.08HC/23/180 3.2SN OR BX | PCB plug-in connector, male header, open side, THT solder connection, 5.08 mm, Number of poles: 23, 180°, Solder pin length (l): 3.2 mm, tinned, orange, Box
18954 | 1146710000 | SL 5.08HC/24/180 3.2SN OR BX | PCB plug-in connector, male header, open side, THT solder connection, 5.08 mm, Number of poles: 24, 180°, Solder pin length (l): 3.2 mm, tinned, orange, Box
18955 | 1146720000 | SL 5.08HC/02/90 3.2SN OR BX | PCB plug-in connector, male header, open side, THT solder connection, 5.08 mm, Number of poles: 2, 90°, Solder pin length (l): 3.2 mm, tinned, orange, Box
18956 | 1146730000 | SL 5.08HC/02/180G 3.2SN OR BX | PCB plug-in connector, male header, closed side, THT solder connection, 5.08 mm, Number of poles: 2, 180°, Solder pin length (l): 3.2 mm, tinned, orange, Box
18957 | 1146740000 | SL 5.08HC/03/90 3.2SN OR BX | PCB plug-in connector, male header, open side, THT solder connection, 5.08 mm, Number of poles: 3, 90°, Solder pin length (l): 3.2 mm, tinned, orange, Box
18958 | 1146750000 | SL 5.08HC/03/180G 3.2SN OR BX | PCB plug-in connector, male header, closed side, THT solder connection, 5.08 mm, Number of poles: 3, 180°, Solder pin length (l): 3.2 mm, tinned, orange, Box
18959 | 1146770000 | SL 5.08HC/04/90 3.2SN OR BX | PCB plug-in connector, male header, open side, THT solder connection, 5.08 mm, Number of poles: 4, 90°, Solder pin length (l): 3.2 mm, tinned, orange, Box
18960 | 1146780000 | SL 5.08HC/04/180G 3.2SN OR BX | PCB plug-in connector, male header, closed side, THT solder connection, 5.08 mm, Number of poles: 4, 180°, Solder pin length (l): 3.2 mm, tinned, orange, Box
18961 | 1146790000 | SL 5.08HC/05/90 3.2SN OR BX | PCB plug-in connector, male header, open side, THT solder connection, 5.08 mm, Number of poles: 5, 90°, Solder pin length (l): 3.2 mm, tinned, orange, Box
18962 | 1146800000 | SL 5.08HC/05/180G 3.2SN OR BX | PCB plug-in connector, male header, closed side, THT solder connection, 5.08 mm, Number of poles: 5, 180°, Solder pin length (l): 3.2 mm, tinned, orange, Box
18963 | 1146810000 | SL 5.08HC/06/90 3.2SN OR BX | PCB plug-in connector, male header, open side, THT solder connection, 5.08 mm, Number of poles: 6, 90°, Solder pin length (l): 3.2 mm, tinned, orange, Box
18964 | 1146820000 | SL 5.08HC/06/180G 3.2SN OR BX | PCB plug-in connector, male header, closed side, THT solder connection, 5.08 mm, Number of poles: 6, 180°, Solder pin length (l): 3.2 mm, tinned, orange, Box
18965 | 1146830000 | SL 5.08HC/07/90 3.2SN OR BX | PCB plug-in connector, male header, open side, THT solder connection, 5.08 mm, Number of poles: 7, 90°, Solder pin length (l): 3.2 mm, tinned, orange, Box
18966 | 1146840000 | SL 5.08HC/07/180G 3.2SN OR BX | PCB plug-in connector, male header, closed side, THT solder connection, 5.08 mm, Number of poles: 7, 180°, Solder pin length (l): 3.2 mm, tinned, orange, Box
18967 | 1146850000 | SL 5.08HC/08/90 3.2SN OR BX | PCB plug-in connector, male header, open side, THT solder connection, 5.08 mm, Number of poles: 8, 90°, Solder pin length (l): 3.2 mm, tinned, orange, Box
18968 | 1146870000 | SL 5.08HC/08/180G 3.2SN OR BX | PCB plug-in connector, male header, closed side, THT solder connection, 5.08 mm, Number of poles: 8, 180°, Solder pin length (l): 3.2 mm, tinned, orange, Box
18969 | 1146880000 | SL 5.08HC/09/90 3.2SN OR BX | PCB plug-in connector, male header, open side, THT solder connection, 5.08 mm, Number of poles: 9, 90°, Solder pin length (l): 3.2 mm, tinned, orange, Box
18970 | 1146890000 | SL 5.08HC/09/180G 3.2SN OR BX | PCB plug-in connector, male header, closed side, THT solder connection, 5.08 mm, Number of poles: 9, 180°, Solder pin length (l): 3.2 mm, tinned, orange, Box
18971 | 1146900000 | SL 5.08HC/10/90 3.2SN OR BX | PCB plug-in connector, male header, open side, THT solder connection, 5.08 mm, Number of poles: 10, 90°, Solder pin length (l): 3.2 mm, tinned, orange, Box
18972 | 1146910000 | SL 5.08HC/10/180G 3.2SN OR BX | PCB plug-in connector, male header, closed side, THT solder connection, 5.08 mm, Number of poles: 10, 180°, Solder pin length (l): 3.2 mm, tinned, orange, Box
18973 | 1146920000 | SL 5.08HC/11/90 3.2SN OR BX | PCB plug-in connector, male header, open side, THT solder connection, 5.08 mm, Number of poles: 11, 90°, Solder pin length (l): 3.2 mm, tinned, orange, Box
18974 | 1146930000 | SL 5.08HC/11/180G 3.2SN OR BX | PCB plug-in connector, male header, closed side, THT solder connection, 5.08 mm, Number of poles: 11, 180°, Solder pin length (l): 3.2 mm, tinned, orange, Box
18975 | 1146940000 | SL 5.08HC/12/90 3.2SN OR BX | PCB plug-in connector, male header, open side, THT solder connection, 5.08 mm, Number of poles: 12, 90°, Solder pin length (l): 3.2 mm, tinned, orange, Box
18976 | 1146950000 | SL 5.08HC/12/180G 3.2SN OR BX | PCB plug-in connector, male header, closed side, THT solder connection, 5.08 mm, Number of poles: 12, 180°, Solder pin length (l): 3.2 mm, tinned, orange, Box
18977 | 1146970000 | SL 5.08HC/13/90 3.2SN OR BX | PCB plug-in connector, male header, open side, THT solder connection, 5.08 mm, Number of poles: 13, 90°, Solder pin length (l): 3.2 mm, tinned, orange, Box
18978 | 1146980000 | SL 5.08HC/13/180G 3.2SN OR BX | PCB plug-in connector, male header, closed side, THT solder connection, 5.08 mm, Number of poles: 13, 180°, Solder pin length (l): 3.2 mm, tinned, orange, Box
18979 | 1146990000 | SL 5.08HC/14/90 3.2SN OR BX | PCB plug-in connector, male header, open side, THT solder connection, 5.08 mm, Number of poles: 14, 90°, Solder pin length (l): 3.2 mm, tinned, orange, Box
18980 | 1147000000 | SL 5.08HC/14/180G 3.2SN OR BX | PCB plug-in connector, male header, closed side, THT solder connection, 5.08 mm, Number of poles: 14, 180°, Solder pin length (l): 3.2 mm, tinned, orange, Box
18981 | 1147010000 | SL 5.08HC/15/90 3.2SN OR BX | PCB plug-in connector, male header, open side, THT solder connection, 5.08 mm, Number of poles: 15, 90°, Solder pin length (l): 3.2 mm, tinned, orange, Box
18982 | 1147020000 | SL 5.08HC/15/180G 3.2SN OR BX | PCB plug-in connector, male header, closed side, THT solder connection, 5.08 mm, Number of poles: 15, 180°, Solder pin length (l): 3.2 mm, tinned, orange, Box
18983 | 1147030000 | SL 5.08HC/16/90 3.2SN OR BX | PCB plug-in connector, male header, open side, THT solder connection, 5.08 mm, Number of poles: 16, 90°, Solder pin length (l): 3.2 mm, tinned, orange, Box
18984 | 1147040000 | SL 5.08HC/16/180G 3.2SN OR BX | PCB plug-in connector, male header, closed side, THT solder connection, 5.08 mm, Number of poles: 16, 180°, Solder pin length (l): 3.2 mm, tinned, orange, Box
18985 | 1147050000 | SL 5.08HC/17/90 3.2SN OR BX | PCB plug-in connector, male header, open side, THT solder connection, 5.08 mm, Number of poles: 17, 90°, Solder pin length (l): 3.2 mm, tinned, orange, Box
18986 | 1147070000 | SL 5.08HC/17/180G 3.2SN OR BX | PCB plug-in connector, male header, closed side, THT solder connection, 5.08 mm, Number of poles: 17, 180°, Solder pin length (l): 3.2 mm, tinned, orange, Box
18987 | 1147080000 | SL 5.08HC/18/90 3.2SN OR BX | PCB plug-in connector, male header, open side, THT solder connection, 5.08 mm, Number of poles: 18, 90°, Solder pin length (l): 3.2 mm, tinned, orange, Box
18988 | 1147090000 | SL 5.08HC/18/180G 3.2SN OR BX | PCB plug-in connector, male header, closed side, THT solder connection, 5.08 mm, Number of poles: 18, 180°, Solder pin length (l): 3.2 mm, tinned, orange, Box
18989 | 1147100000 | SL 5.08HC/19/90 3.2SN OR BX | PCB plug-in connector, male header, open side, THT solder connection, 5.08 mm, Number of poles: 19, 90°, Solder pin length (l): 3.2 mm, tinned, orange, Box
18990 | 1147110000 | SL 5.08HC/19/180G 3.2SN OR BX | PCB plug-in connector, male header, closed side, THT solder connection, 5.08 mm, Number of poles: 19, 180°, Solder pin length (l): 3.2 mm, tinned, orange, Box
18991 | 1147120000 | SL 5.08HC/20/90 3.2SN OR BX | PCB plug-in connector, male header, open side, THT solder connection, 5.08 mm, Number of poles: 20, 90°, Solder pin length (l): 3.2 mm, tinned, orange, Box
18992 | 1147130000 | SL 5.08HC/02/180F 3.2SN OR BX | PCB plug-in connector, male header, Flange, THT solder connection, 5.08 mm, Number of poles: 2, 180°, Solder pin length (l): 3.2 mm, tinned, orange, Box
18993 | 1147140000 | SL 5.08HC/20/180G 3.2SN OR BX | PCB plug-in connector, male header, closed side, THT solder connection, 5.08 mm, Number of poles: 20, 180°, Solder pin length (l): 3.2 mm, tinned, orange, Box
18994 | 1147150000 | SL 5.08HC/21/90 3.2SN OR BX | PCB plug-in connector, male header, open side, THT solder connection, 5.08 mm, Number of poles: 21, 90°, Solder pin length (l): 3.2 mm, tinned, orange, Box
18995 | 1147170000 | SL 5.08HC/03/180F 3.2SN OR BX | PCB plug-in connector, male header, Flange, THT solder connection, 5.08 mm, Number of poles: 3, 180°, Solder pin length (l): 3.2 mm, tinned, orange, Box
18996 | 1147180000 | SL 5.08HC/21/180G 3.2SN OR BX | PCB plug-in connector, male header, closed side, THT solder connection, 5.08 mm, Number of poles: 21, 180°, Solder pin length (l): 3.2 mm, tinned, orange, Box
18997 | 1147190000 | SL 5.08HC/22/90 3.2SN OR BX | PCB plug-in connector, male header, open side, THT solder connection, 5.08 mm, Number of poles: 22, 90°, Solder pin length (l): 3.2 mm, tinned, orange, Box
18998 | 1147200000 | SL 5.08HC/04/180F 3.2SN OR BX | PCB plug-in connector, male header, Flange, THT solder connection, 5.08 mm, Number of poles: 4, 180°, Solder pin length (l): 3.2 mm, tinned, orange, Box
18999 | 1147210000 | SL 5.08HC/22/180G 3.2SN OR BX | PCB plug-in connector, male header, closed side, THT solder connection, 5.08 mm, Number of poles: 22, 180°, Solder pin length (l): 3.2 mm, tinned, orange, Box
19000 | 1147220000 | SL 5.08HC/23/90 3.2SN OR BX | PCB plug-in connector, male header, open side, THT solder connection, 5.08 mm, Number of poles: 23, 90°, Solder pin length (l): 3.2 mm, tinned, orange, Box
19001 | 1147230000 | SL 5.08HC/05/180F 3.2SN OR BX | PCB plug-in connector, male header, Flange, THT solder connection, 5.08 mm, Number of poles: 5, 180°, Solder pin length (l): 3.2 mm, tinned, orange, Box
19002 | 1147240000 | SL 5.08HC/23/180G 3.2SN OR BX | PCB plug-in connector, male header, closed side, THT solder connection, 5.08 mm, Number of poles: 23, 180°, Solder pin length (l): 3.2 mm, tinned, orange, Box
19003 | 1147250000 | SL 5.08HC/24/90 3.2SN OR BX | PCB plug-in connector, male header, open side, THT solder connection, 5.08 mm, Number of poles: 24, 90°, Solder pin length (l): 3.2 mm, tinned, orange, Box
19004 | 1147260000 | SL 5.08HC/06/180F 3.2SN OR BX | PCB plug-in connector, male header, Flange, THT solder connection, 5.08 mm, Number of poles: 6, 180°, Solder pin length (l): 3.2 mm, tinned, orange, Box
19005 | 1147270000 | SL 5.08HC/24/180G 3.2SN OR BX | PCB plug-in connector, male header, closed side, THT solder connection, 5.08 mm, Number of poles: 24, 180°, Solder pin length (l): 3.2 mm, tinned, orange, Box
19006 | 1147280000 | SL 5.08HC/02/90G 3.2SN OR BX | PCB plug-in connector, male header, closed side, THT solder connection, 5.08 mm, Number of poles: 2, 90°, Solder pin length (l): 3.2 mm, tinned, orange, Box
19007 | 1147290000 | SL 5.08HC/07/180F 3.2SN OR BX | PCB plug-in connector, male header, Flange, THT solder connection, 5.08 mm, Number of poles: 7, 180°, Solder pin length (l): 3.2 mm, tinned, orange, Box
19008 | 1147300000 | SL 5.08HC/02/180B 3.2SN OR BX | PCB plug-in connector, male header, Dovetails for fixing blocks, THT solder connection, 5.08 mm, Number of poles: 2, 180°, Solder pin length (l): 3.2 mm, tinned, orange, Box
19009 | 1147310000 | SL 5.08HC/03/90G 3.2SN OR BX | PCB plug-in connector, male header, closed side, THT solder connection, 5.08 mm, Number of poles: 3, 90°, Solder pin length (l): 3.2 mm, tinned, orange, Box
19010 | 1147320000 | SL 5.08HC/08/180F 3.2SN OR BX | PCB plug-in connector, male header, Flange, THT solder connection, 5.08 mm, Number of poles: 8, 180°, Solder pin length (l): 3.2 mm, tinned, orange, Box
19011 | 1147330000 | SL 5.08HC/03/180B 3.2SN OR BX | PCB plug-in connector, male header, Dovetails for fixing blocks, THT solder connection, 5.08 mm, Number of poles: 3, 180°, Solder pin length (l): 3.2 mm, tinned, orange, Box
19012 | 1147340000 | SL 5.08HC/04/90G 3.2SN OR BX | PCB plug-in connector, male header, closed side, THT solder connection, 5.08 mm, Number of poles: 4, 90°, Solder pin length (l): 3.2 mm, tinned, orange, Box
19013 | 1147350000 | SL 5.08HC/09/180F 3.2SN OR BX | PCB plug-in connector, male header, Flange, THT solder connection, 5.08 mm, Number of poles: 9, 180°, Solder pin length (l): 3.2 mm, tinned, orange, Box
19014 | 1147360000 | SL 5.08HC/04/180B 3.2SN OR BX | PCB plug-in connector, male header, Dovetails for fixing blocks, THT solder connection, 5.08 mm, Number of poles: 4, 180°, Solder pin length (l): 3.2 mm, tinned, orange, Box
19015 | 1147370000 | SL 5.08HC/05/90G 3.2SN OR BX | PCB plug-in connector, male header, closed side, THT solder connection, 5.08 mm, Number of poles: 5, 90°, Solder pin length (l): 3.2 mm, tinned, orange, Box
19016 | 1147380000 | SL 5.08HC/10/180F 3.2SN OR BX | PCB plug-in connector, male header, Flange, THT solder connection, 5.08 mm, Number of poles: 10, 180°, Solder pin length (l): 3.2 mm, tinned, orange, Box
19017 | 1147390000 | SL 5.08HC/05/180B 3.2SN OR BX | PCB plug-in connector, male header, Dovetails for fixing blocks, THT solder connection, 5.08 mm, Number of poles: 5, 180°, Solder pin length (l): 3.2 mm, tinned, orange, Box
19018 | 1147400000 | SL 5.08HC/06/90G 3.2SN OR BX | PCB plug-in connector, male header, closed side, THT solder connection, 5.08 mm, Number of poles: 6, 90°, Solder pin length (l): 3.2 mm, tinned, orange, Box
19019 | 1147410000 | SL 5.08HC/11/180F 3.2SN OR BX | PCB plug-in connector, male header, Flange, THT solder connection, 5.08 mm, Number of poles: 11, 180°, Solder pin length (l): 3.2 mm, tinned, orange, Box
19020 | 1147420000 | SL 5.08HC/07/90G 3.2SN OR BX | PCB plug-in connector, male header, closed side, THT solder connection, 5.08 mm, Number of poles: 7, 90°, Solder pin length (l): 3.2 mm, tinned, orange, Box
19021 | 1147430000 | SL 5.08HC/06/180B 3.2SN OR BX | PCB plug-in connector, male header, Dovetails for fixing blocks, THT solder connection, 5.08 mm, Number of poles: 6, 180°, Solder pin length (l): 3.2 mm, tinned, orange, Box
19022 | 1147440000 | SL 5.08HC/12/180F 3.2SN OR BX | PCB plug-in connector, male header, Flange, THT solder connection, 5.08 mm, Number of poles: 12, 180°, Solder pin length (l): 3.2 mm, tinned, orange, Box
19023 | 1147450000 | SL 5.08HC/08/90G 3.2SN OR BX | PCB plug-in connector, male header, closed side, THT solder connection, 5.08 mm, Number of poles: 8, 90°, Solder pin length (l): 3.2 mm, tinned, orange, Box
19024 | 1147470000 | SL 5.08HC/07/180B 3.2SN OR BX | PCB plug-in connector, male header, Dovetails for fixing blocks, THT solder connection, 5.08 mm, Number of poles: 7, 180°, Solder pin length (l): 3.2 mm, tinned, orange, Box
19025 | 1147480000 | SL 5.08HC/13/180F 3.2SN OR BX | PCB plug-in connector, male header, Flange, THT solder connection, 5.08 mm, Number of poles: 13, 180°, Solder pin length (l): 3.2 mm, tinned, orange, Box
19026 | 1147490000 | SL 5.08HC/09/90G 3.2SN OR BX | PCB plug-in connector, male header, closed side, THT solder connection, 5.08 mm, Number of poles: 9, 90°, Solder pin length (l): 3.2 mm, tinned, orange, Box
19027 | 1147510000 | SL 5.08HC/08/180B 3.2SN OR BX | PCB plug-in connector, male header, Dovetails for fixing blocks, THT solder connection, 5.08 mm, Number of poles: 8, 180°, Solder pin length (l): 3.2 mm, tinned, orange, Box
19028 | 1147520000 | SL 5.08HC/14/180F 3.2SN OR BX | PCB plug-in connector, male header, Flange, THT solder connection, 5.08 mm, Number of poles: 14, 180°, Solder pin length (l): 3.2 mm, tinned, orange, Box
19029 | 1147530000 | SL 5.08HC/10/90G 3.2SN OR BX | PCB plug-in connector, male header, closed side, THT solder connection, 5.08 mm, Number of poles: 10, 90°, Solder pin length (l): 3.2 mm, tinned, orange, Box
19030 | 1147540000 | SL 5.08HC/09/180B 3.2SN OR BX | PCB plug-in connector, male header, Dovetails for fixing blocks, THT solder connection, 5.08 mm, Number of poles: 9, 180°, Solder pin length (l): 3.2 mm, tinned, orange, Box
19031 | 1147550000 | SL 5.08HC/15/180F 3.2SN OR BX | PCB plug-in connector, male header, Flange, THT solder connection, 5.08 mm, Number of poles: 15, 180°, Solder pin length (l): 3.2 mm, tinned, orange, Box
19032 | 1147570000 | SL 5.08HC/11/90G 3.2SN OR BX | PCB plug-in connector, male header, closed side, THT solder connection, 5.08 mm, Number of poles: 11, 90°, Solder pin length (l): 3.2 mm, tinned, orange, Box
19033 | 1147580000 | SL 5.08HC/10/180B 3.2SN OR BX | PCB plug-in connector, male header, Dovetails for fixing blocks, THT solder connection, 5.08 mm, Number of poles: 10, 180°, Solder pin length (l): 3.2 mm, tinned, orange, Box
19034 | 1147590000 | SL 5.08HC/16/180F 3.2SN OR BX | PCB plug-in connector, male header, Flange, THT solder connection, 5.08 mm, Number of poles: 16, 180°, Solder pin length (l): 3.2 mm, tinned, orange, Box
19035 | 1147600000 | SL 5.08HC/12/90G 3.2SN OR BX | PCB plug-in connector, male header, closed side, THT solder connection, 5.08 mm, Number of poles: 12, 90°, Solder pin length (l): 3.2 mm, tinned, orange, Box
19036 | 1147610000 | SL 5.08HC/11/180B 3.2SN OR BX | PCB plug-in connector, male header, Dovetails for fixing blocks, THT solder connection, 5.08 mm, Number of poles: 11, 180°, Solder pin length (l): 3.2 mm, tinned, orange, Box
19037 | 1147620000 | SL 5.08HC/17/180F 3.2SN OR BX | PCB plug-in connector, male header, Flange, THT solder connection, 5.08 mm, Number of poles: 17, 180°, Solder pin length (l): 3.2 mm, tinned, orange, Box
19038 | 1147630000 | SL 5.08HC/13/90G 3.2SN OR BX | PCB plug-in connector, male header, closed side, THT solder connection, 5.08 mm, Number of poles: 13, 90°, Solder pin length (l): 3.2 mm, tinned, orange, Box
19039 | 1147640000 | SL 5.08HC/12/180B 3.2SN OR BX | PCB plug-in connector, male header, Dovetails for fixing blocks, THT solder connection, 5.08 mm, Number of poles: 12, 180°, Solder pin length (l): 3.2 mm, tinned, orange, Box
19040 | 1147650000 | SL 5.08HC/18/180F 3.2SN OR BX | PCB plug-in connector, male header, Flange, THT solder connection, 5.08 mm, Number of poles: 18, 180°, Solder pin length (l): 3.2 mm, tinned, orange, Box
19041 | 1147670000 | SL 5.08HC/13/180B 3.2SN OR BX | PCB plug-in connector, male header, Dovetails for fixing blocks, THT solder connection, 5.08 mm, Number of poles: 13, 180°, Solder pin length (l): 3.2 mm, tinned, orange, Box
19042 | 1147680000 | SL 5.08HC/14/90G 3.2SN OR BX | PCB plug-in connector, male header, closed side, THT solder connection, 5.08 mm, Number of poles: 14, 90°, Solder pin length (l): 3.2 mm, tinned, orange, Box
19043 | 1147690000 | SL 5.08HC/19/180F 3.2SN OR BX | PCB plug-in connector, male header, Flange, THT solder connection, 5.08 mm, Number of poles: 19, 180°, Solder pin length (l): 3.2 mm, tinned, orange, Box
19044 | 1147700000 | SL 5.08HC/15/90G 3.2SN OR BX | PCB plug-in connector, male header, closed side, THT solder connection, 5.08 mm, Number of poles: 15, 90°, Solder pin length (l): 3.2 mm, tinned, orange, Box
19045 | 1147710000 | SL 5.08HC/14/180B 3.2SN OR BX | PCB plug-in connector, male header, Dovetails for fixing blocks, THT solder connection, 5.08 mm, Number of poles: 14, 180°, Solder pin length (l): 3.2 mm, tinned, orange, Box
19046 | 1147720000 | SL 5.08HC/20/180F 3.2SN OR BX | PCB plug-in connector, male header, Flange, THT solder connection, 5.08 mm, Number of poles: 20, 180°, Solder pin length (l): 3.2 mm, tinned, orange, Box
19047 | 1147730000 | SL 5.08HC/15/180B 3.2SN OR BX | PCB plug-in connector, male header, Dovetails for fixing blocks, THT solder connection, 5.08 mm, Number of poles: 15, 180°, Solder pin length (l): 3.2 mm, tinned, orange, Box
19048 | 1147740000 | SL 5.08HC/16/90G 3.2SN OR BX | PCB plug-in connector, male header, closed side, THT solder connection, 5.08 mm, Number of poles: 16, 90°, Solder pin length (l): 3.2 mm, tinned, orange, Box
19049 | 1147750000 | SL 5.08HC/21/180F 3.2SN OR BX | PCB plug-in connector, male header, Flange, THT solder connection, 5.08 mm, Number of poles: 21, 180°, Solder pin length (l): 3.2 mm, tinned, orange, Box
19050 | 1147770000 | SL 5.08HC/16/180B 3.2SN OR BX | PCB plug-in connector, male header, Dovetails for fixing blocks, THT solder connection, 5.08 mm, Number of poles: 16, 180°, Solder pin length (l): 3.2 mm, tinned, orange, Box
19051 | 1147840000 | SL 5.08HC/19/90G 3.2SN OR BX | PCB plug-in connector, male header, closed side, THT solder connection, 5.08 mm, Number of poles: 19, 90°, Solder pin length (l): 3.2 mm, tinned, orange, Box
19052 | 1147850000 | SL 5.08HC/24/180F 3.2SN OR BX | PCB plug-in connector, male header, Flange, THT solder connection, 5.08 mm, Number of poles: 24, 180°, Solder pin length (l): 3.2 mm, tinned, orange, Box
19053 | 1147870000 | SL 5.08HC/19/180B 3.2SN OR BX | PCB plug-in connector, male header, Dovetails for fixing blocks, THT solder connection, 5.08 mm, Number of poles: 19, 180°, Solder pin length (l): 3.2 mm, tinned, orange, Box
19054 | 1147880000 | SL 5.08HC/20/90G 3.2SN OR BX | PCB plug-in connector, male header, closed side, THT solder connection, 5.08 mm, Number of poles: 20, 90°, Solder pin length (l): 3.2 mm, tinned, orange, Box
19055 | 1147890000 | SL 5.08HC/02/180LF 3.2SN OR BX | PCB plug-in connector, male header, Solder flange, THT solder connection, 5.08 mm, Number of poles: 2, 180°, Solder pin length (l): 3.2 mm, tinned, orange, Box
19056 | 1147900000 | SL 5.08HC/20/180B 3.2SN OR BX | PCB plug-in connector, male header, Dovetails for fixing blocks, THT solder connection, 5.08 mm, Number of poles: 20, 180°, Solder pin length (l): 3.2 mm, tinned, orange, Box
19057 | 1147910000 | SL 5.08HC/21/90G 3.2SN OR BX | PCB plug-in connector, male header, closed side, THT solder connection, 5.08 mm, Number of poles: 21, 90°, Solder pin length (l): 3.2 mm, tinned, orange, Box
19058 | 1147920000 | SL 5.08HC/03/180LF 3.2SN OR BX | PCB plug-in connector, male header, Solder flange, THT solder connection, 5.08 mm, Number of poles: 3, 180°, Solder pin length (l): 3.2 mm, tinned, orange, Box
19059 | 1147930000 | SL 5.08HC/21/180B 3.2SN OR BX | PCB plug-in connector, male header, Dovetails for fixing blocks, THT solder connection, 5.08 mm, Number of poles: 21, 180°, Solder pin length (l): 3.2 mm, tinned, orange, Box
19060 | 1147940000 | SL 5.08HC/22/90G 3.2SN OR BX | PCB plug-in connector, male header, closed side, THT solder connection, 5.08 mm, Number of poles: 22, 90°, Solder pin length (l): 3.2 mm, tinned, orange, Box
19061 | 1147950000 | SL 5.08HC/04/180LF 3.2SN OR BX | PCB plug-in connector, male header, Solder flange, THT solder connection, 5.08 mm, Number of poles: 4, 180°, Solder pin length (l): 3.2 mm, tinned, orange, Box
19062 | 1147970000 | SL 5.08HC/22/180B 3.2SN OR BX | PCB plug-in connector, male header, Dovetails for fixing blocks, THT solder connection, 5.08 mm, Number of poles: 22, 180°, Solder pin length (l): 3.2 mm, tinned, orange, Box
19063 | 1147980000 | SL 5.08HC/23/90G 3.2SN OR BX | PCB plug-in connector, male header, closed side, THT solder connection, 5.08 mm, Number of poles: 23, 90°, Solder pin length (l): 3.2 mm, tinned, orange, Box
19064 | 1147990000 | SL 5.08HC/05/180LF 3.2SN OR BX | PCB plug-in connector, male header, Solder flange, THT solder connection, 5.08 mm, Number of poles: 5, 180°, Solder pin length (l): 3.2 mm, tinned, orange, Box
19065 | 1148610000 | SL 5.08HC/02/90F 3.2SN OR BX | PCB plug-in connector, male header, Flange, THT solder connection, 5.08 mm, Number of poles: 2, 90°, Solder pin length (l): 3.2 mm, tinned, orange, Box
19066 | 1148640000 | SL 5.08HC/03/90F 3.2SN OR BX | PCB plug-in connector, male header, Flange, THT solder connection, 5.08 mm, Number of poles: 3, 90°, Solder pin length (l): 3.2 mm, tinned, orange, Box
19067 | 1148680000 | SL 5.08HC/04/90F 3.2SN OR BX | PCB plug-in connector, male header, Flange, THT solder connection, 5.08 mm, Number of poles: 4, 90°, Solder pin length (l): 3.2 mm, tinned, orange, Box
19068 | 1148710000 | SL 5.08HC/05/90F 3.2SN OR BX | PCB plug-in connector, male header, Flange, THT solder connection, 5.08 mm, Number of poles: 5, 90°, Solder pin length (l): 3.2 mm, tinned, orange, Box
19069 | 1148740000 | SL 5.08HC/06/90F 3.2SN OR BX | PCB plug-in connector, male header, Flange, THT solder connection, 5.08 mm, Number of poles: 6, 90°, Solder pin length (l): 3.2 mm, tinned, orange, Box
19070 | 1148780000 | SL 5.08HC/07/90F 3.2SN OR BX | PCB plug-in connector, male header, Flange, THT solder connection, 5.08 mm, Number of poles: 7, 90°, Solder pin length (l): 3.2 mm, tinned, orange, Box
19071 | 1148810000 | SL 5.08HC/08/90F 3.2SN OR BX | PCB plug-in connector, male header, Flange, THT solder connection, 5.08 mm, Number of poles: 8, 90°, Solder pin length (l): 3.2 mm, tinned, orange, Box
19072 | 1148840000 | SL 5.08HC/09/90F 3.2SN OR BX | PCB plug-in connector, male header, Flange, THT solder connection, 5.08 mm, Number of poles: 9, 90°, Solder pin length (l): 3.2 mm, tinned, orange, Box
19073 | 1148880000 | SL 5.08HC/10/90F 3.2SN OR BX | PCB plug-in connector, male header, Flange, THT solder connection, 5.08 mm, Number of poles: 10, 90°, Solder pin length (l): 3.2 mm, tinned, orange, Box
19074 | 1148910000 | SL 5.08HC/11/90F 3.2SN OR BX | PCB plug-in connector, male header, Flange, THT solder connection, 5.08 mm, Number of poles: 11, 90°, Solder pin length (l): 3.2 mm, tinned, orange, Box
19075 | 1148940000 | SL 5.08HC/12/90F 3.2SN OR BX | PCB plug-in connector, male header, Flange, THT solder connection, 5.08 mm, Number of poles: 12, 90°, Solder pin length (l): 3.2 mm, tinned, orange, Box
19076 | 1148980000 | SL 5.08HC/13/90F 3.2SN OR BX | PCB plug-in connector, male header, Flange, THT solder connection, 5.08 mm, Number of poles: 13, 90°, Solder pin length (l): 3.2 mm, tinned, orange, Box
19077 | 1149010000 | SL 5.08HC/14/90F 3.2SN OR BX | PCB plug-in connector, male header, Flange, THT solder connection, 5.08 mm, Number of poles: 14, 90°, Solder pin length (l): 3.2 mm, tinned, orange, Box
19078 | 1149040000 | SL 5.08HC/15/90F 3.2SN OR BX | PCB plug-in connector, male header, Flange, THT solder connection, 5.08 mm, Number of poles: 15, 90°, Solder pin length (l): 3.2 mm, tinned, orange, Box
19079 | 1149080000 | SL 5.08HC/16/90F 3.2SN OR BX | PCB plug-in connector, male header, Flange, THT solder connection, 5.08 mm, Number of poles: 16, 90°, Solder pin length (l): 3.2 mm, tinned, orange, Box
19080 | 1149110000 | SL 5.08HC/17/90F 3.2SN OR BX | PCB plug-in connector, male header, Flange, THT solder connection, 5.08 mm, Number of poles: 17, 90°, Solder pin length (l): 3.2 mm, tinned, orange, Box
19081 | 1149140000 | SL 5.08HC/18/90F 3.2SN OR BX | PCB plug-in connector, male header, Flange, THT solder connection, 5.08 mm, Number of poles: 18, 90°, Solder pin length (l): 3.2 mm, tinned, orange, Box
19082 | 1149180000 | SL 5.08HC/19/90F 3.2SN OR BX | PCB plug-in connector, male header, Flange, THT solder connection, 5.08 mm, Number of poles: 19, 90°, Solder pin length (l): 3.2 mm, tinned, orange, Box
19083 | 1149210000 | SL 5.08HC/20/90F 3.2SN OR BX | PCB plug-in connector, male header, Flange, THT solder connection, 5.08 mm, Number of poles: 20, 90°, Solder pin length (l): 3.2 mm, tinned, orange, Box
19084 | 1149240000 | SL 5.08HC/21/90F 3.2SN OR BX | PCB plug-in connector, male header, Flange, THT solder connection, 5.08 mm, Number of poles: 21, 90°, Solder pin length (l): 3.2 mm, tinned, orange, Box
19085 | 1149280000 | SL 5.08HC/22/90F 3.2SN OR BX | PCB plug-in connector, male header, Flange, THT solder connection, 5.08 mm, Number of poles: 22, 90°, Solder pin length (l): 3.2 mm, tinned, orange, Box
19086 | 1149310000 | SL 5.08HC/23/90F 3.2SN OR BX | PCB plug-in connector, male header, Flange, THT solder connection, 5.08 mm, Number of poles: 23, 90°, Solder pin length (l): 3.2 mm, tinned, orange, Box
19087 | 1149340000 | SL 5.08HC/24/90F 3.2SN OR BX | PCB plug-in connector, male header, Flange, THT solder connection, 5.08 mm, Number of poles: 24, 90°, Solder pin length (l): 3.2 mm, tinned, orange, Box
19088 | 1149380000 | SL 5.08HC/02/90LF 3.2SN OR BX | PCB plug-in connector, male header, Solder flange, THT solder connection, 5.08 mm, Number of poles: 2, 90°, Solder pin length (l): 3.2 mm, tinned, orange, Box
19089 | 1149410000 | SL 5.08HC/03/90LF 3.2SN OR BX | PCB plug-in connector, male header, Solder flange, THT solder connection, 5.08 mm, Number of poles: 3, 90°, Solder pin length (l): 3.2 mm, tinned, orange, Box
19090 | 1149440000 | SL 5.08HC/04/90LF 3.2SN OR BX | PCB plug-in connector, male header, Solder flange, THT solder connection, 5.08 mm, Number of poles: 4, 90°, Solder pin length (l): 3.2 mm, tinned, orange, Box
19091 | 1149480000 | SL 5.08HC/05/90LF 3.2SN OR BX | PCB plug-in connector, male header, Solder flange, THT solder connection, 5.08 mm, Number of poles: 5, 90°, Solder pin length (l): 3.2 mm, tinned, orange, Box
19092 | 1149510000 | SL 5.08HC/06/90LF 3.2SN OR BX | PCB plug-in connector, male header, Solder flange, THT solder connection, 5.08 mm, Number of poles: 6, 90°, Solder pin length (l): 3.2 mm, tinned, orange, Box
19093 | 1149540000 | SL 5.08HC/07/90LF 3.2SN OR BX | PCB plug-in connector, male header, Solder flange, THT solder connection, 5.08 mm, Number of poles: 7, 90°, Solder pin length (l): 3.2 mm, tinned, orange, Box
19094 | 1149580000 | SL 5.08HC/08/90LF 3.2SN OR BX | PCB plug-in connector, male header, Solder flange, THT solder connection, 5.08 mm, Number of poles: 8, 90°, Solder pin length (l): 3.2 mm, tinned, orange, Box
19095 | 1149610000 | SL 5.08HC/09/90LF 3.2SN OR BX | PCB plug-in connector, male header, Solder flange, THT solder connection, 5.08 mm, Number of poles: 9, 90°, Solder pin length (l): 3.2 mm, tinned, orange, Box
19096 | 1149640000 | SL 5.08HC/10/90LF 3.2SN OR BX | PCB plug-in connector, male header, Solder flange, THT solder connection, 5.08 mm, Number of poles: 10, 90°, Solder pin length (l): 3.2 mm, tinned, orange, Box
19097 | 1149680000 | SL 5.08HC/11/90LF 3.2SN OR BX | PCB plug-in connector, male header, Solder flange, THT solder connection, 5.08 mm, Number of poles: 11, 90°, Solder pin length (l): 3.2 mm, tinned, orange, Box
19098 | 1149710000 | SL 5.08HC/12/90LF 3.2SN OR BX | PCB plug-in connector, male header, Solder flange, THT solder connection, 5.08 mm, Number of poles: 12, 90°, Solder pin length (l): 3.2 mm, tinned, orange, Box
19099 | 1149740000 | SL 5.08HC/13/90LF 3.2SN OR BX | PCB plug-in connector, male header, Solder flange, THT solder connection, 5.08 mm, Number of poles: 13, 90°, Solder pin length (l): 3.2 mm, tinned, orange, Box
19100 | 1149780000 | SL 5.08HC/14/90LF 3.2SN OR BX | PCB plug-in connector, male header, Solder flange, THT solder connection, 5.08 mm, Number of poles: 14, 90°, Solder pin length (l): 3.2 mm, tinned, orange, Box
19101 | 1149810000 | SL 5.08HC/15/90LF 3.2SN OR BX | PCB plug-in connector, male header, Solder flange, THT solder connection, 5.08 mm, Number of poles: 15, 90°, Solder pin length (l): 3.2 mm, tinned, orange, Box
19102 | 1149840000 | SL 5.08HC/16/90LF 3.2SN OR BX | PCB plug-in connector, male header, Solder flange, THT solder connection, 5.08 mm, Number of poles: 16, 90°, Solder pin length (l): 3.2 mm, tinned, orange, Box
19103 | 1149880000 | SL 5.08HC/17/90LF 3.2SN OR BX | PCB plug-in connector, male header, Solder flange, THT solder connection, 5.08 mm, Number of poles: 17, 90°, Solder pin length (l): 3.2 mm, tinned, orange, Box
19104 | 1149910000 | SL 5.08HC/18/90LF 3.2SN OR BX | PCB plug-in connector, male header, Solder flange, THT solder connection, 5.08 mm, Number of poles: 18, 90°, Solder pin length (l): 3.2 mm, tinned, orange, Box
19105 | 1149940000 | SL 5.08HC/19/90LF 3.2SN OR BX | PCB plug-in connector, male header, Solder flange, THT solder connection, 5.08 mm, Number of poles: 19, 90°, Solder pin length (l): 3.2 mm, tinned, orange, Box
19106 | 1163480000 | LM2NZF 5.08/64/135 3.5SN OR BX | Printed circuit board terminals, 5.08 mm, Number of poles: 64, 135°, Solder pin length (l): 3.5 mm, orange, Tension-clamp connection, Clamping range, max. : 2.5 mm², Box
19107 | 1164750000 | CH20M45 B LGY/BK | Modular housing, OMNIMATE Housing - series CH20M Light Grey, Width: 45 mm
19108 | 1164870000 | BLZ 7.62HP/06/180LR SN OR BX | PCB plug-in connector, female plug, 7.62 mm, Number of poles: 6, Clamping yoke connection, Clamping range, max. : 4 mm², Box
19109 | 1164880000 | BLZ 7.62HP/07/180LR SN OR BX | PCB plug-in connector, female plug, 7.62 mm, Number of poles: 7, Clamping yoke connection, Clamping range, max. : 4 mm², Box
19110 | 1164890000 | BLZ 7.62HP/08/180LR SN OR BX | PCB plug-in connector, female plug, 7.62 mm, Number of poles: 8, Clamping yoke connection, Clamping range, max. : 4 mm², Box
19111 | 1164910000 | BLZ 7.62HP/09/180LR SN OR BX | PCB plug-in connector, female plug, 7.62 mm, Number of poles: 9, Clamping yoke connection, Clamping range, max. : 4 mm², Box
19112 | 1164930000 | BLZ 7.62HP/10/180LR SN OR BX | PCB plug-in connector, female plug, 7.62 mm, Number of poles: 10, Clamping yoke connection, Clamping range, max. : 4 mm², Box
19113 | 1164940000 | BLZ 7.62HP/11/180LR SN OR BX | PCB plug-in connector, female plug, 7.62 mm, Number of poles: 11, Clamping yoke connection, Clamping range, max. : 4 mm², Box
19114 | 1164950000 | BLZ 7.62HP/12/180LR SN OR BX | PCB plug-in connector, female plug, 7.62 mm, Number of poles: 12, Clamping yoke connection, Clamping range, max. : 4 mm², Box
19115 | 1164960000 | BLZ 7.62HP/06/180LR SN BK BX | PCB plug-in connector, female plug, 7.62 mm, Number of poles: 6, Clamping yoke connection, Clamping range, max. : 4 mm², Box
19116 | 1164970000 | BLZ 7.62HP/07/180LR SN BK BX | PCB plug-in connector, female plug, 7.62 mm, Number of poles: 7, Clamping yoke connection, Clamping range, max. : 4 mm², Box
19117 | 1164980000 | BLZ 7.62HP/08/180LR SN BK BX | PCB plug-in connector, female plug, 7.62 mm, Number of poles: 8, Clamping yoke connection, Clamping range, max. : 4 mm², Box
19118 | 1164990000 | BLZ 7.62HP/09/180LR SN BK BX | PCB plug-in connector, female plug, 7.62 mm, Number of poles: 9, Clamping yoke connection, Clamping range, max. : 4 mm², Box
19119 | 1165000000 | BLZ 7.62HP/10/180LR SN BK BX | PCB plug-in connector, female plug, 7.62 mm, Number of poles: 10, Clamping yoke connection, Clamping range, max. : 4 mm², Box
19120 | 1165010000 | BLZ 7.62HP/11/180LR SN BK BX | PCB plug-in connector, female plug, 7.62 mm, Number of poles: 11, Clamping yoke connection, Clamping range, max. : 4 mm², Box
19121 | 1165020000 | BLZ 7.62HP/12/180LR SN BK BX | PCB plug-in connector, female plug, 7.62 mm, Number of poles: 12, Clamping yoke connection, Clamping range, max. : 4 mm², Box
19122 | 1167130000 | SL 5.00/03/90B 3.2SN GN BX | PCB plug-in connector, male header, Dovetails for fixing blocks, THT solder connection, 5.00 mm, Number of poles: 3, 90°, Solder pin length (l): 3.2 mm, tinned, Pale green, Box
19123 | 1167140000 | SL 5.00/04/90B 3.2SN GN BX | PCB plug-in connector, male header, Dovetails for fixing blocks, THT solder connection, 5.00 mm, Number of poles: 4, 90°, Solder pin length (l): 3.2 mm, tinned, Pale green, Box
19124 | 1167180000 | SL 5.00/12/90B 3.2SN GN BX | PCB plug-in connector, male header, Dovetails for fixing blocks, THT solder connection, 5.00 mm, Number of poles: 12, 90°, Solder pin length (l): 3.2 mm, tinned, Pale green, Box
19125 | 1173490000 | BLZ 7.62IT/02/180MF2 SN BK BX | PCB plug-in connector, female plug, 7.62 mm, Number of poles: 2, Clamping yoke connection, Clamping range, max. : 4 mm², Box
19126 | 1173500000 | BLZ 7.62IT/03/180MF2 SN BK BX | PCB plug-in connector, female plug, 7.62 mm, Number of poles: 3, Clamping yoke connection, Clamping range, max. : 4 mm², Box
19127 | 1173510000 | BLZ 7.62IT/03/180MF3 SN BK BX | PCB plug-in connector, female plug, 7.62 mm, Number of poles: 3, Clamping yoke connection, Clamping range, max. : 4 mm², Box
19128 | 1173520000 | BLZ 7.62IT/04/180MF2 SN BK BX | PCB plug-in connector, female plug, 7.62 mm, Number of poles: 4, Clamping yoke connection, Clamping range, max. : 4 mm², Box
19129 | 1173530000 | BLZ 7.62IT/04/180MF4 SN BK BX | PCB plug-in connector, female plug, 7.62 mm, Number of poles: 4, Clamping yoke connection, Clamping range, max. : 4 mm², Box
19130 | 1173640000 | SL 7.62IT/03/90MF2 3.2SN BK BX | PCB plug-in connector, male header, closed side, Middle flange, THT solder connection, 7.62 mm, Number of poles: 3, 90°, Solder pin length (l): 3.2 mm, tinned, black, Box
19131 | 1173690000 | SL 7.62IT/03/90MF3 3.2SN BK BX | PCB plug-in connector, male header, closed side, Middle flange, THT solder connection, 7.62 mm, Number of poles: 3, 90°, Solder pin length (l): 3.2 mm, tinned, black, Box
19132 | 1173730000 | SL 7.62IT/04/90MF2 3.2SN BK BX | PCB plug-in connector, male header, closed side, Middle flange, THT solder connection, 7.62 mm, Number of poles: 4, 90°, Solder pin length (l): 3.2 mm, tinned, black, Box
19133 | 1173770000 | SL 7.62IT/04/90MF4 3.2SN BK BX | PCB plug-in connector, male header, closed side, Middle flange, THT solder connection, 7.62 mm, Number of poles: 4, 90°, Solder pin length (l): 3.2 mm, tinned, black, Box
19134 | 1174720000 | LX 15.00/03/90 4.5SN BK BX | Printed circuit board terminals, 15.00 mm, Number of poles: 3, 90°, Solder pin length (l): 4.5 mm, tinned, black, Clamping yoke connection, Clamping range, max. : 25 mm², Box
19135 | 1175330000 | SL 5.08/03/135 3.2SN BK BX | PCB plug-in connector, male header, open side, THT solder connection, 5.08 mm, Number of poles: 3, 135°, Solder pin length (l): 3.2 mm, black
19136 | 1180720000 | LMZF 5/01/135 3.5GN | Printed circuit board terminals, 5.00 mm, Number of poles: 1, 135°, Solder pin length (l): 3.5 mm, tinned, Pale green, Tension-clamp connection, Clamping range, max. : 2.5 mm², Box
19137 | 1189850000 | SL 7.62/08/180B 3.2SN BK BX | PCB plug-in connector, male header, Dovetails for fixing blocks, THT solder connection, 7.62 mm, Number of poles: 8, 180°
19138 | 1189870000 | AP 100 D BK | Electronics housings black, End plate, Width: 21.5 mm
19139 | 1189880000 | AP 111 D BK | Electronics housings black, End plate, Width: 21.5 mm
19140 | 1189900000 | AP 111 BK | Electronics housings black, End plate, Width: 27.2 mm
19141 | 1189910000 | SL 7.62/11/180 3.2SN BK BX | PCB plug-in connector, male header, open side, THT solder connection, 7.62 mm, Number of poles: 11, 180°
19142 | 1189920000 | SL 7.62/11/90 3.2SN BK BX | PCB plug-in connector, male header, open side, THT solder connection, 7.62 mm, Number of poles: 11, 90°
19143 | 1190250000 | SLD 3.50/26/90G 3.2SN BK BX | PCB plug-in connector, male header, closed side, THT solder connection, 3.50 mm, Number of poles: 26, 90°, Solder pin length (l): 3.2 mm, tinned, black, Box
19144 | 1190600000 | SLH-THR5.08/16/180F 3.2SN BK BX | PCB plug-in connector, male header, Flange, THT/THR solder connection, 5.08 mm, Number of poles: 16, 180°, Solder pin length (l): 3.2 mm, tinned, black, Box
19145 | 1191540000 | SLD 5.08V/04/90 3.2 SN BK BX | PCB plug-in connector, male header, open side, THT solder connection, 5.08 mm, Number of poles: 4, 90°, Solder pin length (l): 3.2 mm, black, Box
19146 | 1192960000 | BLF 5.08HC/03/180 SN GN BX | PCB plug-in connector, female plug, 5.08 mm, Number of poles: 3, 180°, PUSH IN with actuator, Tension-clamp connection, Clamping range, max. : 3.31 mm², Box
19147 | 1192970000 | BLF 5.08HC/08/180 SN GN BX | PCB plug-in connector, female plug, 5.08 mm, Number of poles: 8, 180°, PUSH IN with actuator, Tension-clamp connection, Clamping range, max. : 3.31 mm², Box
19148 | 1192980000 | LUP 10.16/02/90V 3.2SN BK BX | Printed circuit board terminals, 10.16 mm, Number of poles: 2, 90°, Solder pin length (l): 3.2 mm, tinned, black, Clamping yoke connection, Clamping range, max. : 16 mm², Box
19149 | 1192990000 | LUP 10.16/03/90V 3.2SN BK BX | Printed circuit board terminals, 10.16 mm, Number of poles: 3, 90°, Solder pin length (l): 3.2 mm, tinned, black, Clamping yoke connection, Clamping range, max. : 16 mm², Box
19150 | 1193000000 | LUP 10.16/04/90V 3.2SN BK BX | Printed circuit board terminals, 10.16 mm, Number of poles: 4, 90°, Solder pin length (l): 3.2 mm, tinned, black, Clamping yoke connection, Clamping range, max. : 16 mm², Box
19151 | 1193010000 | LUP 10.16/05/90V 3.2SN BK BX | Printed circuit board terminals, 10.16 mm, Number of poles: 5, 90°, Solder pin length (l): 3.2 mm, tinned, black, Clamping yoke connection, Clamping range, max. : 16 mm², Box
19152 | 1193030000 | LUP 10.16/07/90V 3.2SN BK BX | Printed circuit board terminals, 10.16 mm, Number of poles: 7, 90°, Solder pin length (l): 3.2 mm, tinned, black, Clamping yoke connection, Clamping range, max. : 16 mm², Box
19153 | 1202720000 | SLA 09/90B 3.2SN BK BX | PCB plug-in connector, male header, Dovetails for fixing blocks, THT solder connection, 5.08 mm, Number of poles: 9, 90°, Solder pin length (l): 3.2 mm
19154 | 1203810000 | SLA 10/90B 3.2SN BK BX | PCB plug-in connector, male header, Dovetails for fixing blocks, THT solder connection, 5.08 mm, Number of poles: 10, 90°, Solder pin length (l): 3.2 mm
19155 | 1204960000 | BLZP 5.00HC/02/180 SN GN BX | PCB plug-in connector, female plug, 5.00 mm, Number of poles: 2, 180°, Clamping yoke connection, Clamping range, max. : 4 mm², Box
19156 | 1204970000 | BLZP 5.00HC/03/180 SN GN BX | PCB plug-in connector, female plug, 5.00 mm, Number of poles: 3, 180°, Clamping yoke connection, Clamping range, max. : 4 mm², Box
19157 | 1204980000 | BLZP 5.00HC/04/180 SN GN BX | PCB plug-in connector, female plug, 5.00 mm, Number of poles: 4, 180°, Clamping yoke connection, Clamping range, max. : 4 mm², Box
19158 | 1204990000 | BLZP 5.00HC/05/180 SN GN BX | PCB plug-in connector, female plug, 5.00 mm, Number of poles: 5, 180°, Clamping yoke connection, Clamping range, max. : 4 mm², Box
19159 | 1205010000 | BLZP 5.00HC/06/180 SN GN BX | PCB plug-in connector, female plug, 5.00 mm, Number of poles: 6, 180°, Clamping yoke connection, Clamping range, max. : 4 mm², Box
19160 | 1205020000 | BLZP 5.00HC/07/180 SN GN BX | PCB plug-in connector, female plug, 5.00 mm, Number of poles: 7, 180°, Clamping yoke connection, Clamping range, max. : 4 mm², Box
19161 | 1205030000 | BLZP 5.00HC/08/180 SN GN BX | PCB plug-in connector, female plug, 5.00 mm, Number of poles: 8, 180°, Clamping yoke connection, Clamping range, max. : 4 mm², Box
19162 | 1205040000 | BLZP 5.00HC/10/180 SN GN BX | PCB plug-in connector, female plug, 5.00 mm, Number of poles: 10, 180°, Clamping yoke connection, Clamping range, max. : 4 mm², Box
19163 | 1206040000 | SLA 07/90B 3.2SN BK BX | PCB plug-in connector, male header, Dovetails for fixing blocks, THT solder connection, 5.08 mm, Number of poles: 7, 90°, Solder pin length (l): 3.2 mm, black, Box
19164 | 1206050000 | SLA 12/90B 3.2SN BK BX | PCB plug-in connector, male header, Dovetails for fixing blocks, THT solder connection, 5.08 mm, Number of poles: 12, 90°, Solder pin length (l): 3.2 mm, black, Box
19165 | 1206060000 | SLA 14/90B 3.2SN BK BX | PCB plug-in connector, male header, Dovetails for fixing blocks, THT solder connection, 5.08 mm, Number of poles: 14, 90°, Solder pin length (l): 3.2 mm, black, Box
19166 | 1206070000 | SLA 16/90B 3.2SN BK BX | PCB plug-in connector, male header, Dovetails for fixing blocks, THT solder connection, 5.08 mm, Number of poles: 16, 90°, Solder pin length (l): 3.2 mm, black, Box
19167 | 1206080000 | SLA 17/90B 3.2SN BK BX | PCB plug-in connector, male header, Dovetails for fixing blocks, THT solder connection, 5.08 mm, Number of poles: 17, 90°, Solder pin length (l): 3.2 mm, black, Box
19168 | 1206130000 | SLA 02/180B 3.2SN BK BX | PCB plug-in connector, male header, Dovetails for fixing blocks, THT solder connection, 5.08 mm, Number of poles: 2, 180°, Solder pin length (l): 3.2 mm, black, Box
19169 | 1206140000 | SLA 04/180B 3.2SN BK BX | PCB plug-in connector, male header, Dovetails for fixing blocks, THT solder connection, 5.08 mm, Number of poles: 4, 180°, Solder pin length (l): 3.2 mm, black, Box
19170 | 1206150000 | SLA 05/180B 3.2SN BK BX | PCB plug-in connector, male header, Dovetails for fixing blocks, THT solder connection, 5.08 mm, Number of poles: 5, 180°, Solder pin length (l): 3.2 mm, black, Box
19171 | 1206160000 | SLA 08/180B 3.2SN BK BX | PCB plug-in connector, male header, Dovetails for fixing blocks, THT solder connection, 5.08 mm, Number of poles: 8, 180°, Solder pin length (l): 3.2 mm, black, Box
19172 | 1206170000 | SLA 10/180B 3.2SN BK BX | PCB plug-in connector, male header, Dovetails for fixing blocks, THT solder connection, 5.08 mm, Number of poles: 10, 180°, Solder pin length (l): 3.2 mm, black, Box
19173 | 1206180000 | SLA 12/180B 3.2SN BK BX | PCB plug-in connector, male header, Dovetails for fixing blocks, THT solder connection, 5.08 mm, Number of poles: 12, 180°, Solder pin length (l): 3.2 mm, black, Box
19174 | 1210030000 | SLAD 04/90 3.2SN GY | PCB plug-in connector, male header, open side, THT solder connection, 5.08 mm, Number of poles: 4, 90°, Solder pin length (l): 3.2 mm, Pebble grey, Box
19175 | 1210040000 | SL 5.00/07/180B 3.2SN BK BX | PCB plug-in connector, male header, Dovetails for fixing blocks, THT solder connection, 5.00 mm, Number of poles: 7, 180°, Solder pin length (l): 3.2 mm, tinned, black, Box
19176 | 1211110000 | BLC 5.08/18/180BR BK BX | PCB plug-in connector, female plug, 5.08 mm, Number of poles: 18, 180°, Crimp connection, Clamping range, max. : 2.5 mm², Box
19177 | 1211250000 | SL 5.00/02/180B 3.2SN BK BX | PCB plug-in connector, male header, Dovetails for fixing blocks, THT solder connection, 5.00 mm, Number of poles: 2, 180°, Solder pin length (l): 3.2 mm, tinned, black, Box
19178 | 1211260000 | SL 5.00/04/180B 3.2SN BK BX | PCB plug-in connector, male header, Dovetails for fixing blocks, THT solder connection, 5.00 mm, Number of poles: 4, 180°, Solder pin length (l): 3.2 mm, tinned, black, Box
19179 | 1211270000 | SL 5.00/05/180B 3.2SN BK BX | PCB plug-in connector, male header, Dovetails for fixing blocks, THT solder connection, 5.00 mm, Number of poles: 5, 180°, Solder pin length (l): 3.2 mm, tinned, black, Box
19180 | 1211280000 | SL 5.00/06/180B 3.2SN BK BX | PCB plug-in connector, male header, Dovetails for fixing blocks, THT solder connection, 5.00 mm, Number of poles: 6, 180°, Solder pin length (l): 3.2 mm, tinned, black, Box
19181 | 1211290000 | SL 5.00/08/180B 3.2SN BK BX | PCB plug-in connector, male header, Dovetails for fixing blocks, THT solder connection, 5.00 mm, Number of poles: 8, 180°, Solder pin length (l): 3.2 mm, tinned, black, Box
19182 | 1211310000 | SL 5.00/12/180B 3.2SN BK BX | PCB plug-in connector, male header, Dovetails for fixing blocks, THT solder connection, 5.00 mm, Number of poles: 12, 180°, Solder pin length (l): 3.2 mm, tinned, black, Box
19183 | 1211510000 | SL 5.00/13/180B 3.2SN BK BX | PCB plug-in connector, male header, Dovetails for fixing blocks, THT solder connection, 5.00 mm, Number of poles: 13, 180°, Solder pin length (l): 3.2 mm, tinned, black, Box
19184 | 1212330000 | SL 7.50/04/180B 3.2SN BK BX | PCB plug-in connector, male header, Dovetails for fixing blocks, THT solder connection, 7.50 mm, Number of poles: 4, 180°, Solder pin length (l): 3.2 mm, black, Box
19185 | 1212350000 | SL 3.50/06/180G 3.2SN BK BX | PCB plug-in connector, male header, closed side, THT solder connection, 3.50 mm, Number of poles: 6, 180°, Solder pin length (l): 3.2 mm, tinned, black, Box
19186 | 1216800000 | SL 7.62/05/180B 3.2SN BK BX | PCB plug-in connector, male header, Dovetails for fixing blocks, THT solder connection, 7.62 mm, Number of poles: 5, 180°, Solder pin length (l): 3.2 mm, black, Box
19187 | 1223790000 | BLZP 5.08HC/02/180F SN GN BX | PCB plug-in connector, female plug, 5.08 mm, Number of poles: 2, 180°, Clamping yoke connection, Clamping range, max. : 4 mm², Box
19188 | 1223800000 | BLZP 5.08HC/04/180F SN GN BX | PCB plug-in connector, female plug, 5.08 mm, Number of poles: 4, 180°, Clamping yoke connection, Clamping range, max. : 4 mm², Box
19189 | 1223810000 | BLZP 5.08HC/06/180F SN GN BX | PCB plug-in connector, female plug, 5.08 mm, Number of poles: 6, 180°, Clamping yoke connection, Clamping range, max. : 4 mm², Box
19190 | 1226220000 | LU 10.16/04/90 4.5SN BK BX | Printed circuit board terminals, 10.16 mm, Number of poles: 4, 90°, Solder pin length (l): 4.5 mm, tinned, black, Clamping yoke connection, Clamping range, max. : 16 mm², Box
19191 | 1226230000 | LU 10.16/05/90 4.5SN BK BX | Printed circuit board terminals, 10.16 mm, Number of poles: 5, 90°, Solder pin length (l): 4.5 mm, tinned, black, Clamping yoke connection, Clamping range, max. : 16 mm², Box
19192 | 1226240000 | LU 10.16/06/90 4.5SN BK BX | Printed circuit board terminals, 10.16 mm, Number of poles: 6, 90°, Solder pin length (l): 4.5 mm, tinned, black, Clamping yoke connection, Clamping range, max. : 16 mm², Box
19193 | 1226250000 | LU 10.16/07/90 4.5SN BK BX | Printed circuit board terminals, 10.16 mm, Number of poles: 7, 90°, Solder pin length (l): 4.5 mm, tinned, black, Clamping yoke connection, Clamping range, max. : 16 mm², Box
19194 | 1226260000 | LU 10.16/08/90 4.5SN BK BX | Printed circuit board terminals, 10.16 mm, Number of poles: 8, 90°, Solder pin length (l): 4.5 mm, tinned, black, Clamping yoke connection, Clamping range, max. : 16 mm², Box
19195 | 1226270000 | LU 10.16/09/90 4.5SN BK BX | Printed circuit board terminals, 10.16 mm, Number of poles: 9, 90°, Solder pin length (l): 4.5 mm, tinned, black, Clamping yoke connection, Clamping range, max. : 16 mm², Box
19196 | 1226280000 | LU 10.16/10/90 4.5SN BK BX | Printed circuit board terminals, 10.16 mm, Number of poles: 10, 90°, Solder pin length (l): 4.5 mm, tinned, black, Clamping yoke connection, Clamping range, max. : 16 mm², Box
19197 | 1226290000 | LUP 10.16/02/90 3.2SN BK BX | Printed circuit board terminals, 10.16 mm, Number of poles: 2, 90°, Solder pin length (l): 3.2 mm, tinned, black, Clamping yoke connection, Clamping range, max. : 16 mm², Box
19198 | 1226300000 | LUP 10.16/03/90 3.2SN BK BX | Printed circuit board terminals, 10.16 mm, Number of poles: 3, 90°, Solder pin length (l): 3.2 mm, tinned, black, Clamping yoke connection, Clamping range, max. : 16 mm², Box
19199 | 1226310000 | LUP 10.16/04/90 3.2SN BK BX | Printed circuit board terminals, 10.16 mm, Number of poles: 4, 90°, Solder pin length (l): 3.2 mm, tinned, black, Clamping yoke connection, Clamping range, max. : 16 mm², Box
19200 | 1226320000 | LUP 10.16/05/90 3.2SN BK BX | Printed circuit board terminals, 10.16 mm, Number of poles: 5, 90°, Solder pin length (l): 3.2 mm, tinned, black, Clamping yoke connection, Clamping range, max. : 16 mm², Box
19201 | 1226350000 | LUP 10.16/08/90 3.2SN BK BX | Printed circuit board terminals, 10.16 mm, Number of poles: 8, 90°, Solder pin length (l): 3.2 mm, tinned, black, Clamping yoke connection, Clamping range, max. : 16 mm², Box
19202 | 1226370000 | LUP 12.70/02/90 3.2SN BK BX | Printed circuit board terminals, 12.70 mm, Number of poles: 2, 90°, Solder pin length (l): 3.2 mm, tinned, black, Clamping yoke connection, Clamping range, max. : 16 mm², Box
19203 | 1226380000 | LUP 12.70/03/90 3.2SN BK BX | Printed circuit board terminals, 12.70 mm, Number of poles: 3, 90°, Solder pin length (l): 3.2 mm, tinned, black, Clamping yoke connection, Clamping range, max. : 16 mm², Box
19204 | 1226390000 | LUP 12.70/04/90 3.2SN BK BX | Printed circuit board terminals, 12.70 mm, Number of poles: 4, 90°, Solder pin length (l): 3.2 mm, tinned, black, Clamping yoke connection, Clamping range, max. : 16 mm², Box
19205 | 1226410000 | LUP 12.70/05/90 3.2SN BK BX | Printed circuit board terminals, 12.70 mm, Number of poles: 5, 90°, Solder pin length (l): 3.2 mm, tinned, black, Clamping yoke connection, Clamping range, max. : 16 mm², Box
19206 | 1226460000 | LX 15.00/01/90 4.5SN BK BX | Printed circuit board terminals, 15.00 mm, Number of poles: 1, 90°, Solder pin length (l): 4.5 mm, tinned, black, Clamping yoke connection, Clamping range, max. : 25 mm², Box
19207 | 1226470000 | LX 15.00/02/90 4.5SN BK BX | Printed circuit board terminals, 15.00 mm, Number of poles: 2, 90°, Solder pin length (l): 4.5 mm, tinned, black, Clamping yoke connection, Clamping range, max. : 25 mm², Box
19208 | 1226480000 | LX 15.00/04/90 4.5SN BK BX | Printed circuit board terminals, 15.00 mm, Number of poles: 4, 90°, Solder pin length (l): 4.5 mm, tinned, black, Clamping yoke connection, Clamping range, max. : 25 mm², Box
19209 | 1226490000 | LX 15.00/05/90 4.5SN BK BX | Printed circuit board terminals, 15.00 mm, Number of poles: 5, 90°, Solder pin length (l): 4.5 mm, tinned, black, Clamping yoke connection, Clamping range, max. : 25 mm², Box
19210 | 1226500000 | LX 15.00/06/90 4.5SN BK BX | Printed circuit board terminals, 15.00 mm, Number of poles: 6, 90°, Solder pin length (l): 4.5 mm, tinned, black, Clamping yoke connection, Clamping range, max. : 25 mm², Box
19211 | 1226510000 | LX 15.00/07/90 4.5SN BK BX | Printed circuit board terminals, 15.00 mm, Number of poles: 7, 90°, Solder pin length (l): 4.5 mm, tinned, black, Clamping yoke connection, Clamping range, max. : 25 mm², Box
19212 | 1226520000 | LXB 15.00/02/90 4.5SN BK BX | Printed circuit board terminals, 15.00 mm, Number of poles: 2, 90°, Solder pin length (l): 4.5 mm, tinned, black, Clamping yoke connection, Clamping range, max. : 25 mm², Box
19213 | 1226530000 | LXB 15.00/03/90 4.5SN BK BX | Printed circuit board terminals, 15.00 mm, Number of poles: 3, 90°, Solder pin length (l): 4.5 mm, tinned, black, Clamping yoke connection, Clamping range, max. : 25 mm², Box
19214 | 1226540000 | LXB 15.00/04/90 4.5SN BK BX | Printed circuit board terminals, 15.00 mm, Number of poles: 4, 90°, Solder pin length (l): 4.5 mm, tinned, black, Clamping yoke connection, Clamping range, max. : 25 mm², Box
19215 | 1226550000 | LXB 15.00/05/90 4.5SN BK BX | Printed circuit board terminals, 15.00 mm, Number of poles: 5, 90°, Solder pin length (l): 4.5 mm, tinned, black, Clamping yoke connection, Clamping range, max. : 25 mm², Box
19216 | 1226560000 | LXB 15.00/06/90 4.5SN BK BX | Printed circuit board terminals, 15.00 mm, Number of poles: 6, 90°, Solder pin length (l): 4.5 mm, tinned, black, Clamping yoke connection, Clamping range, max. : 25 mm², Box
19217 | 1226570000 | LXB 15.00/07/90 4.5SN BK BX | Printed circuit board terminals, 15.00 mm, Number of poles: 7, 90°, Solder pin length (l): 4.5 mm, tinned, black, Clamping yoke connection, Clamping range, max. : 25 mm², Box
19218 | 1226580000 | LXB 15.00/08/90 4.5SN BK BX | Printed circuit board terminals, 15.00 mm, Number of poles: 8, 90°, Solder pin length (l): 4.5 mm, tinned, black, Clamping yoke connection, Clamping range, max. : 25 mm², Box
19219 | 1226590000 | LXBL 15.00/01/90 4.5SN BK BX | Printed circuit board terminals, 15.00 mm, Number of poles: 1, 90°, Solder pin length (l): 4.5 mm, tinned, black, Clamping yoke connection, Clamping range, max. : 25 mm², Box
19220 | 1227340000 | BLF 7.62HP/06/180 SN BK BX | PCB plug-in connector, female plug, 7.62 mm, Number of poles: 6, PUSH IN with actuator, Tension-clamp connection, Clamping range, max. : 2.5 mm², Box
19221 | 1227350000 | BLF 7.62HP/07/180 SN BK BX | PCB plug-in connector, female plug, 7.62 mm, Number of poles: 7, PUSH IN with actuator, Tension-clamp connection, Clamping range, max. : 2.5 mm², Box
19222 | 1227360000 | BLF 7.62HP/08/180 SN BK BX | PCB plug-in connector, female plug, 7.62 mm, Number of poles: 8, PUSH IN with actuator, Tension-clamp connection, Clamping range, max. : 2.5 mm², Box
19223 | 1227370000 | BLF 7.62HP/09/180 SN BK BX | PCB plug-in connector, female plug, 7.62 mm, Number of poles: 9, PUSH IN with actuator, Tension-clamp connection, Clamping range, max. : 2.5 mm², Box
19224 | 1227380000 | BLF 7.62HP/10/180 SN BK BX | PCB plug-in connector, female plug, 7.62 mm, Number of poles: 10, PUSH IN with actuator, Tension-clamp connection, Clamping range, max. : 2.5 mm², Box
19225 | 1227390000 | BLF 7.62HP/11/180 SN BK BX | PCB plug-in connector, female plug, 7.62 mm, Number of poles: 11, PUSH IN with actuator, Tension-clamp connection, Clamping range, max. : 2.5 mm², Box
19226 | 1227410000 | BLF 7.62HP/12/180 SN BK BX | PCB plug-in connector, female plug, 7.62 mm, Number of poles: 12, PUSH IN with actuator, Tension-clamp connection, Clamping range, max. : 2.5 mm², Box
19227 | 1227420000 | BLF 7.62HP/06/180LR SN BK BX | PCB plug-in connector, female plug, 7.62 mm, Number of poles: 6, PUSH IN with actuator, Tension-clamp connection, Clamping range, max. : 2.5 mm², Box
19228 | 1227430000 | BLF 7.62HP/07/180LR SN BK BX | PCB plug-in connector, female plug, 7.62 mm, Number of poles: 7, PUSH IN with actuator, Tension-clamp connection, Clamping range, max. : 2.5 mm², Box
19229 | 1227440000 | BLF 7.62HP/08/180LR SN BK BX | PCB plug-in connector, female plug, 7.62 mm, Number of poles: 8, PUSH IN with actuator, Tension-clamp connection, Clamping range, max. : 2.5 mm², Box
19230 | 1227450000 | BLF 7.62HP/09/180LR SN BK BX | PCB plug-in connector, female plug, 7.62 mm, Number of poles: 9, PUSH IN with actuator, Tension-clamp connection, Clamping range, max. : 2.5 mm², Box
19231 | 1227460000 | BLF 7.62HP/10/180LR SN BK BX | PCB plug-in connector, female plug, 7.62 mm, Number of poles: 10, PUSH IN with actuator, Tension-clamp connection, Clamping range, max. : 2.5 mm², Box
19232 | 1227490000 | BLF 7.62HP/06/180F SN BK BX | PCB plug-in connector, female plug, 7.62 mm, Number of poles: 6, PUSH IN with actuator, Tension-clamp connection, Clamping range, max. : 2.5 mm², Box
19233 | 1227510000 | BLF 7.62HP/07/180F SN BK BX | PCB plug-in connector, female plug, 7.62 mm, Number of poles: 7, PUSH IN with actuator, Tension-clamp connection, Clamping range, max. : 2.5 mm², Box
19234 | 1227520000 | BLF 7.62HP/08/180F SN BK BX | PCB plug-in connector, female plug, 7.62 mm, Number of poles: 8, PUSH IN with actuator, Tension-clamp connection, Clamping range, max. : 2.5 mm², Box
19235 | 1227530000 | BLF 7.62HP/09/180F SN BK BX | PCB plug-in connector, female plug, 7.62 mm, Number of poles: 9, PUSH IN with actuator, Tension-clamp connection, Clamping range, max. : 2.5 mm², Box
19236 | 1227540000 | BLF 7.62HP/10/180F SN BK BX | PCB plug-in connector, female plug, 7.62 mm, Number of poles: 10, PUSH IN with actuator, Tension-clamp connection, Clamping range, max. : 2.5 mm², Box
19237 | 1228170000 | BLZP 5.08HC/12/180 SN GN BX | PCB plug-in connector, female plug, 5.08 mm, Number of poles: 12, 180°, Clamping yoke connection, Clamping range, max. : 4 mm², Box
19238 | 1228180000 | BLZ 7.50/03/180 SN GN BX | PCB plug-in connector, female plug, 7.50 mm, Number of poles: 3, 180°, Clamping yoke connection, Clamping range, max. : 3.31 mm², Box
19239 | 1228190000 | BLZ 7.50/08/180 SN GN BX | PCB plug-in connector, female plug, 7.50 mm, Number of poles: 8, 180°, Clamping yoke connection, Clamping range, max. : 3.31 mm², Box
19240 | 1230180000 | BLF 7.62HP/06/180 SN OR BX | PCB plug-in connector, female plug, 7.62 mm, Number of poles: 6, PUSH IN with actuator, Tension-clamp connection, Clamping range, max. : 2.5 mm², Box
19241 | 1230190000 | BLF 7.62HP/07/180 SN OR BX | PCB plug-in connector, female plug, 7.62 mm, Number of poles: 7, PUSH IN with actuator, Tension-clamp connection, Clamping range, max. : 2.5 mm², Box
19242 | 1230210000 | BLF 7.62HP/08/180 SN OR BX | PCB plug-in connector, female plug, 7.62 mm, Number of poles: 8, PUSH IN with actuator, Tension-clamp connection, Clamping range, max. : 2.5 mm², Box
19243 | 1230220000 | BLF 7.62HP/09/180 SN OR BX | PCB plug-in connector, female plug, 7.62 mm, Number of poles: 9, PUSH IN with actuator, Tension-clamp connection, Clamping range, max. : 2.5 mm², Box
19244 | 1230230000 | BLF 7.62HP/10/180 SN OR BX | PCB plug-in connector, female plug, 7.62 mm, Number of poles: 10, PUSH IN with actuator, Tension-clamp connection, Clamping range, max. : 2.5 mm², Box
19245 | 1230240000 | BLF 7.62HP/11/180 SN OR BX | PCB plug-in connector, female plug, 7.62 mm, Number of poles: 11, PUSH IN with actuator, Tension-clamp connection, Clamping range, max. : 2.5 mm², Box
19246 | 1230250000 | BLF 7.62HP/12/180 SN OR BX | PCB plug-in connector, female plug, 7.62 mm, Number of poles: 12, PUSH IN with actuator, Tension-clamp connection, Clamping range, max. : 2.5 mm², Box
19247 | 1230260000 | BLF 7.62HP/06/180F SN OR BX | PCB plug-in connector, female plug, 7.62 mm, Number of poles: 6, PUSH IN with actuator, Tension-clamp connection, Clamping range, max. : 2.5 mm², Box
19248 | 1230270000 | BLF 7.62HP/07/180F SN OR BX | PCB plug-in connector, female plug, 7.62 mm, Number of poles: 7, PUSH IN with actuator, Tension-clamp connection, Clamping range, max. : 2.5 mm², Box
19249 | 1230280000 | BLF 7.62HP/08/180F SN OR BX | PCB plug-in connector, female plug, 7.62 mm, Number of poles: 8, PUSH IN with actuator, Tension-clamp connection, Clamping range, max. : 2.5 mm², Box
19250 | 1230290000 | BLF 7.62HP/09/180F SN OR BX | PCB plug-in connector, female plug, 7.62 mm, Number of poles: 9, PUSH IN with actuator, Tension-clamp connection, Clamping range, max. : 2.5 mm², Box
19251 | 1230310000 | BLF 7.62HP/10/180F SN OR BX | PCB plug-in connector, female plug, 7.62 mm, Number of poles: 10, PUSH IN with actuator, Tension-clamp connection, Clamping range, max. : 2.5 mm², Box
19252 | 1233880000 | SL 3.50/04/180G 3.2SN BK BX | PCB plug-in connector, male header, closed side, THT solder connection, 3.50 mm, Number of poles: 4, 180°, Solder pin length (l): 3.2 mm, tinned, black, Box
19253 | 1233910000 | LM 5.00/13/135 3.5SN OR BX | Printed circuit board terminals, 5.00 mm, Number of poles: 13, 135°, Solder pin length (l): 3.5 mm, tinned, orange, Clamping yoke connection, Clamping range, max. : 2.5 mm², Box
19254 | 1233920000 | LM 5.00/14/135 3.5SN OR BX | Printed circuit board terminals, 5.00 mm, Number of poles: 14, 135°, Solder pin length (l): 3.5 mm, tinned, orange, Clamping yoke connection, Clamping range, max. : 2.5 mm², Box
19255 | 1233930000 | LM 5.00/15/135 3.5SN OR BX | Printed circuit board terminals, 5.00 mm, Number of poles: 15, 135°, Solder pin length (l): 3.5 mm, tinned, orange, Clamping yoke connection, Clamping range, max. : 2.5 mm², Box
19256 | 1233940000 | LM 5.00/16/135 3.5SN OR BX | Printed circuit board terminals, 5.00 mm, Number of poles: 16, 135°, Solder pin length (l): 3.5 mm, tinned, orange, Clamping yoke connection, Clamping range, max. : 2.5 mm², Box
19257 | 1233950000 | LM 5.00/17/135 3.5SN OR BX | Printed circuit board terminals, 5.00 mm, Number of poles: 17, 135°, Solder pin length (l): 3.5 mm, tinned, orange, Clamping yoke connection, Clamping range, max. : 2.5 mm², Box
19258 | 1233970000 | LM 5.00/18/135 3.5SN OR BX | Printed circuit board terminals, 5.00 mm, Number of poles: 18, 135°, Solder pin length (l): 3.5 mm, tinned, orange, Clamping yoke connection, Clamping range, max. : 2.5 mm², Box
19259 | 1233980000 | LM 5.00/19/135 3.5SN OR BX | Printed circuit board terminals, 5.00 mm, Number of poles: 19, 135°, Solder pin length (l): 3.5 mm, tinned, orange, Clamping yoke connection, Clamping range, max. : 2.5 mm², Box
19260 | 1233990000 | LM 5.00/20/135 3.5SN OR BX | Printed circuit board terminals, 5.00 mm, Number of poles: 20, 135°, Solder pin length (l): 3.5 mm, tinned, orange, Clamping yoke connection, Clamping range, max. : 2.5 mm², Box
19261 | 1234010000 | LM 5.00/21/135 3.5SN OR BX | Printed circuit board terminals, 5.00 mm, Number of poles: 21, 135°, Solder pin length (l): 3.5 mm, tinned, orange, Clamping yoke connection, Clamping range, max. : 2.5 mm², Box
19262 | 1234020000 | LM 5.00/22/135 3.5SN OR BX | Printed circuit board terminals, 5.00 mm, Number of poles: 22, 135°, Solder pin length (l): 3.5 mm, tinned, orange, Clamping yoke connection, Clamping range, max. : 2.5 mm², Box
19263 | 1234030000 | LM 5.00/23/135 3.5SN OR BX | Printed circuit board terminals, 5.00 mm, Number of poles: 23, 135°, Solder pin length (l): 3.5 mm, tinned, orange, Clamping yoke connection, Clamping range, max. : 2.5 mm², Box
19264 | 1234040000 | LM 5.00/24/135 3.5SN OR BX | Printed circuit board terminals, 5.00 mm, Number of poles: 24, 135°, Solder pin length (l): 3.5 mm, tinned, orange, Clamping yoke connection, Clamping range, max. : 2.5 mm², Box
19265 | 1234050000 | LM 5.00/13/90 3.5SN OR BX | Printed circuit board terminals, 5.00 mm, Number of poles: 13, 90°, Solder pin length (l): 3.5 mm, tinned, orange, Clamping yoke connection, Clamping range, max. : 2.5 mm², Box
19266 | 1234070000 | LM 5.00/14/90 3.5SN OR BX | Printed circuit board terminals, 5.00 mm, Number of poles: 14, 90°, Solder pin length (l): 3.5 mm, tinned, orange, Clamping yoke connection, Clamping range, max. : 2.5 mm², Box
19267 | 1234090000 | LM 5.00/15/90 3.5SN OR BX | Printed circuit board terminals, 5.00 mm, Number of poles: 15, 90°, Solder pin length (l): 3.5 mm, tinned, orange, Clamping yoke connection, Clamping range, max. : 2.5 mm², Box
19268 | 1234120000 | LM 5.00/16/90 3.5SN OR BX | Printed circuit board terminals, 5.00 mm, Number of poles: 16, 90°, Solder pin length (l): 3.5 mm, tinned, orange, Clamping yoke connection, Clamping range, max. : 2.5 mm², Box
19269 | 1234130000 | LM 5.00/17/90 3.5SN OR BX | Printed circuit board terminals, 5.00 mm, Number of poles: 17, 90°, Solder pin length (l): 3.5 mm, tinned, orange, Clamping yoke connection, Clamping range, max. : 2.5 mm², Box
19270 | 1234140000 | LM 5.00/18/90 3.5SN OR BX | Printed circuit board terminals, 5.00 mm, Number of poles: 18, 90°, Solder pin length (l): 3.5 mm, tinned, orange, Clamping yoke connection, Clamping range, max. : 2.5 mm², Box
19271 | 1234150000 | LM 5.00/19/90 3.5SN OR BX | Printed circuit board terminals, 5.00 mm, Number of poles: 19, 90°, Solder pin length (l): 3.5 mm, tinned, orange, Clamping yoke connection, Clamping range, max. : 2.5 mm², Box
19272 | 1234170000 | LM 5.00/20/90 3.5SN OR BX | Printed circuit board terminals, 5.00 mm, Number of poles: 20, 90°, Solder pin length (l): 3.5 mm, tinned, orange, Clamping yoke connection, Clamping range, max. : 2.5 mm², Box
19273 | 1234180000 | LM 5.00/21/90 3.5SN OR BX | Printed circuit board terminals, 5.00 mm, Number of poles: 21, 90°, Solder pin length (l): 3.5 mm, tinned, orange, Clamping yoke connection, Clamping range, max. : 2.5 mm², Box
19274 | 1234190000 | LM 5.00/22/90 3.5SN OR BX | Printed circuit board terminals, 5.00 mm, Number of poles: 22, 90°, Solder pin length (l): 3.5 mm, tinned, orange, Clamping yoke connection, Clamping range, max. : 2.5 mm², Box
19275 | 1234200000 | LM 5.00/23/90 3.5SN OR BX | Printed circuit board terminals, 5.00 mm, Number of poles: 23, 90°, Solder pin length (l): 3.5 mm, tinned, orange, Clamping yoke connection, Clamping range, max. : 2.5 mm², Box
19276 | 1234210000 | LM 5.00/24/90 3.5SN OR BX | Printed circuit board terminals, 5.00 mm, Number of poles: 24, 90°, Solder pin length (l): 3.5 mm, tinned, orange, Clamping yoke connection, Clamping range, max. : 2.5 mm², Box
19277 | 1234230000 | LM 5.00/04/180 3.5SN OR BX | Printed circuit board terminals, 5.00 mm, Number of poles: 4, 180°, Solder pin length (l): 3.5 mm, tinned, orange, Clamping yoke connection, Clamping range, max. : 2.5 mm², Box
19278 | 1234240000 | LM 5.00/05/180 3.5SN OR BX | Printed circuit board terminals, 5.00 mm, Number of poles: 5, 180°, Solder pin length (l): 3.5 mm, tinned, orange, Clamping yoke connection, Clamping range, max. : 2.5 mm², Box
19279 | 1234250000 | LM 5.00/06/180 3.5SN OR BX | Printed circuit board terminals, 5.00 mm, Number of poles: 6, 180°, Solder pin length (l): 3.5 mm, tinned, orange, Clamping yoke connection, Clamping range, max. : 2.5 mm², Box
19280 | 1234270000 | LM 5.00/07/180 3.5SN OR BX | Printed circuit board terminals, 5.00 mm, Number of poles: 7, 180°, Solder pin length (l): 3.5 mm, tinned, orange, Clamping yoke connection, Clamping range, max. : 2.5 mm², Box
19281 | 1234280000 | LM 5.00/08/180 3.5SN OR BX | Printed circuit board terminals, 5.00 mm, Number of poles: 8, 180°, Solder pin length (l): 3.5 mm, tinned, orange, Clamping yoke connection, Clamping range, max. : 2.5 mm², Box
19282 | 1234290000 | LM 5.00/09/180 3.5SN OR BX | Printed circuit board terminals, 5.00 mm, Number of poles: 9, 180°, Solder pin length (l): 3.5 mm, tinned, orange, Clamping yoke connection, Clamping range, max. : 2.5 mm², Box
19283 | 1234310000 | LM 5.00/10/180 3.5SN OR BX | Printed circuit board terminals, 5.00 mm, Number of poles: 10, 180°, Solder pin length (l): 3.5 mm, tinned, orange, Clamping yoke connection, Clamping range, max. : 2.5 mm², Box
19284 | 1234320000 | LM 5.00/11/180 3.5SN OR BX | Printed circuit board terminals, 5.00 mm, Number of poles: 11, 180°, Solder pin length (l): 3.5 mm, tinned, orange, Clamping yoke connection, Clamping range, max. : 2.5 mm², Box
19285 | 1234330000 | LM 5.00/12/180 3.5SN OR BX | Printed circuit board terminals, 5.00 mm, Number of poles: 12, 180°, Solder pin length (l): 3.5 mm, tinned, orange, Clamping yoke connection, Clamping range, max. : 2.5 mm², Box
19286 | 1234340000 | LM 5.00/13/180 3.5SN OR BX | Printed circuit board terminals, 5.00 mm, Number of poles: 13, 180°, Solder pin length (l): 3.5 mm, tinned, orange, Clamping yoke connection, Clamping range, max. : 2.5 mm², Box
19287 | 1234350000 | LM 5.00/14/180 3.5SN OR BX | Printed circuit board terminals, 5.00 mm, Number of poles: 14, 180°, Solder pin length (l): 3.5 mm, tinned, orange, Clamping yoke connection, Clamping range, max. : 2.5 mm², Box
19288 | 1234370000 | LM 5.00/15/180 3.5SN OR BX | Printed circuit board terminals, 5.00 mm, Number of poles: 15, 180°, Solder pin length (l): 3.5 mm, tinned, orange, Clamping yoke connection, Clamping range, max. : 2.5 mm², Box
19289 | 1234380000 | LM 5.00/16/180 3.5SN OR BX | Printed circuit board terminals, 5.00 mm, Number of poles: 16, 180°, Solder pin length (l): 3.5 mm, tinned, orange, Clamping yoke connection, Clamping range, max. : 2.5 mm², Box
19290 | 1234390000 | LM 5.00/17/180 3.5SN OR BX | Printed circuit board terminals, 5.00 mm, Number of poles: 17, 180°, Solder pin length (l): 3.5 mm, tinned, orange, Clamping yoke connection, Clamping range, max. : 2.5 mm², Box
19291 | 1234400000 | LM 5.00/18/180 3.5SN OR BX | Printed circuit board terminals, 5.00 mm, Number of poles: 18, 180°, Solder pin length (l): 3.5 mm, tinned, orange, Clamping yoke connection, Clamping range, max. : 2.5 mm², Box
19292 | 1234410000 | LM 5.00/19/180 3.5SN OR BX | Printed circuit board terminals, 5.00 mm, Number of poles: 19, 180°, Solder pin length (l): 3.5 mm, tinned, orange, Clamping yoke connection, Clamping range, max. : 2.5 mm², Box
19293 | 1234420000 | LM 5.00/20/180 3.5SN OR BX | Printed circuit board terminals, 5.00 mm, Number of poles: 20, 180°, Solder pin length (l): 3.5 mm, tinned, orange, Clamping yoke connection, Clamping range, max. : 2.5 mm², Box
19294 | 1234430000 | LM 5.00/21/180 3.5SN OR BX | Printed circuit board terminals, 5.00 mm, Number of poles: 21, 180°, Solder pin length (l): 3.5 mm, tinned, orange, Clamping yoke connection, Clamping range, max. : 2.5 mm², Box
19295 | 1234440000 | LM 5.00/22/180 3.5SN OR BX | Printed circuit board terminals, 5.00 mm, Number of poles: 22, 180°, Solder pin length (l): 3.5 mm, tinned, orange, Clamping yoke connection, Clamping range, max. : 2.5 mm², Box
19296 | 1234450000 | LM 5.00/23/180 3.5SN OR BX | Printed circuit board terminals, 5.00 mm, Number of poles: 23, 180°, Solder pin length (l): 3.5 mm, tinned, orange, Clamping yoke connection, Clamping range, max. : 2.5 mm², Box
19297 | 1234470000 | LM 5.00/24/180 3.5SN OR BX | Printed circuit board terminals, 5.00 mm, Number of poles: 24, 180°, Solder pin length (l): 3.5 mm, tinned, orange, Clamping yoke connection, Clamping range, max. : 2.5 mm², Box
19298 | 1234550000 | PM 5.08/04/90 3.5SN OR BX | Printed circuit board terminals, 5.08 mm, Number of poles: 4, 90°, Solder pin length (l): 3.5 mm, tinned, orange, Pressure clamp connection, Clamping range, max. : 2.5 mm², Box
19299 | 1234570000 | PM 5.08/05/90 3.5SN OR BX | Printed circuit board terminals, 5.08 mm, Number of poles: 5, 90°, Solder pin length (l): 3.5 mm, tinned, orange, Pressure clamp connection, Clamping range, max. : 2.5 mm², Box
19300 | 1234580000 | PM 5.08/06/90 3.5SN OR BX | Printed circuit board terminals, 5.08 mm, Number of poles: 6, 90°, Solder pin length (l): 3.5 mm, tinned, orange, Pressure clamp connection, Clamping range, max. : 2.5 mm², Box
19301 | 1234590000 | PM 5.08/07/90 3.5SN OR BX | Printed circuit board terminals, 5.08 mm, Number of poles: 7, 90°, Solder pin length (l): 3.5 mm, tinned, orange, Pressure clamp connection, Clamping range, max. : 2.5 mm², Box
19302 | 1234600000 | PM 5.08/08/90 3.5SN OR BX | Printed circuit board terminals, 5.08 mm, Number of poles: 8, 90°, Solder pin length (l): 3.5 mm, tinned, orange, Pressure clamp connection, Clamping range, max. : 2.5 mm², Box
19303 | 1234610000 | PM 5.08/09/90 3.5SN OR BX | Printed circuit board terminals, 5.08 mm, Number of poles: 9, 90°, Solder pin length (l): 3.5 mm, tinned, orange, Pressure clamp connection, Clamping range, max. : 2.5 mm², Box
19304 | 1234620000 | PM 5.08/10/90 3.5SN OR BX | Printed circuit board terminals, 5.08 mm, Number of poles: 10, 90°, Solder pin length (l): 3.5 mm, tinned, orange, Pressure clamp connection, Clamping range, max. : 2.5 mm², Box
19305 | 1234630000 | PM 5.08/11/90 3.5SN OR BX | Printed circuit board terminals, 5.08 mm, Number of poles: 11, 90°, Solder pin length (l): 3.5 mm, tinned, orange, Pressure clamp connection, Clamping range, max. : 2.5 mm², Box
19306 | 1234640000 | PM 5.08/12/90 3.5SN OR BX | Printed circuit board terminals, 5.08 mm, Number of poles: 12, 90°, Solder pin length (l): 3.5 mm, tinned, orange, Pressure clamp connection, Clamping range, max. : 2.5 mm², Box
19307 | 1234650000 | PM 5.00/04/90 3.5SN OR BX | Printed circuit board terminals, 5.00 mm, Number of poles: 4, 90°, Solder pin length (l): 3.5 mm, tinned, orange, Pressure clamp connection, Clamping range, max. : 2.5 mm², Box
19308 | 1234670000 | PM 5.00/05/90 3.5SN OR BX | Printed circuit board terminals, 5.00 mm, Number of poles: 5, 90°, Solder pin length (l): 3.5 mm, tinned, orange, Pressure clamp connection, Clamping range, max. : 2.5 mm², Box
19309 | 1234680000 | PM 5.00/06/90 3.5SN OR BX | Printed circuit board terminals, 5.00 mm, Number of poles: 6, 90°, Solder pin length (l): 3.5 mm, tinned, orange, Pressure clamp connection, Clamping range, max. : 2.5 mm², Box
19310 | 1234690000 | PM 5.00/07/90 3.5SN OR BX | Printed circuit board terminals, 5.00 mm, Number of poles: 7, 90°, Solder pin length (l): 3.5 mm, tinned, orange, Pressure clamp connection, Clamping range, max. : 2.5 mm², Box
19311 | 1234700000 | PM 5.00/08/90 3.5SN OR BX | Printed circuit board terminals, 5.00 mm, Number of poles: 8, 90°, Solder pin length (l): 3.5 mm, tinned, orange, Pressure clamp connection, Clamping range, max. : 2.5 mm², Box
19312 | 1234710000 | PM 5.00/09/90 3.5SN OR BX | Printed circuit board terminals, 5.00 mm, Number of poles: 9, 90°, Solder pin length (l): 3.5 mm, tinned, orange, Pressure clamp connection, Clamping range, max. : 2.5 mm², Box
19313 | 1234720000 | PM 5.00/10/90 3.5SN OR BX | Printed circuit board terminals, 5.00 mm, Number of poles: 10, 90°, Solder pin length (l): 3.5 mm, tinned, orange, Pressure clamp connection, Clamping range, max. : 2.5 mm², Box
19314 | 1234730000 | PM 5.00/11/90 3.5SN OR BX | Printed circuit board terminals, 5.00 mm, Number of poles: 11, 90°, Solder pin length (l): 3.5 mm, tinned, orange, Pressure clamp connection, Clamping range, max. : 2.5 mm², Box
19315 | 1234740000 | PM 5.00/12/90 3.5SN OR BX | Printed circuit board terminals, 5.00 mm, Number of poles: 12, 90°, Solder pin length (l): 3.5 mm, tinned, orange, Pressure clamp connection, Clamping range, max. : 2.5 mm², Box
19316 | 1234980000 | BLZP 5.08HC/02/270 SN GY BX | PCB plug-in connector, female plug, 5.08 mm, Number of poles: 2, 270°, Clamping yoke connection, Clamping range, max. : 4 mm², Box
19317 | 1235790000 | BCF 3.81/05/180ZE SN OR BX | PCB plug-in connector, female plug, 3.81 mm, Number of poles: 5, 180°, PUSH IN with actuator, Tension-clamp connection, Clamping range, max. : 1.5 mm², Box
19318 | 1235800000 | BCF 3.81/06/180ZE SN OR BX | PCB plug-in connector, female plug, 3.81 mm, Number of poles: 6, 180°, PUSH IN with actuator, Tension-clamp connection, Clamping range, max. : 1.5 mm², Box
19319 | 1235810000 | BCF 3.81/07/180ZE SN OR BX | PCB plug-in connector, female plug, 3.81 mm, Number of poles: 7, 180°, PUSH IN with actuator, Tension-clamp connection, Clamping range, max. : 1.5 mm², Box
19320 | 1235820000 | BCF 3.81/08/180ZE SN OR BX | PCB plug-in connector, female plug, 3.81 mm, Number of poles: 8, 180°, PUSH IN with actuator, Tension-clamp connection, Clamping range, max. : 1.5 mm², Box
19321 | 1235830000 | BCF 3.81/09/180ZE SN OR BX | PCB plug-in connector, female plug, 3.81 mm, Number of poles: 9, 180°, PUSH IN with actuator, Tension-clamp connection, Clamping range, max. : 1.5 mm², Box
19322 | 1235840000 | BCF 3.81/10/180ZE SN OR BX | PCB plug-in connector, female plug, 3.81 mm, Number of poles: 10, 180°, PUSH IN with actuator, Tension-clamp connection, Clamping range, max. : 1.5 mm², Box
19323 | 1235870000 | BCF 3.81/11/180ZE SN OR BX | PCB plug-in connector, female plug, 3.81 mm, Number of poles: 11, 180°, PUSH IN with actuator, Tension-clamp connection, Clamping range, max. : 1.5 mm², Box
19324 | 1235880000 | BCF 3.81/12/180ZE SN OR BX | PCB plug-in connector, female plug, 3.81 mm, Number of poles: 12, 180°, PUSH IN with actuator, Tension-clamp connection, Clamping range, max. : 1.5 mm², Box
19325 | 1235890000 | BCF 3.81/13/180ZE SN OR BX | PCB plug-in connector, female plug, 3.81 mm, Number of poles: 13, 180°, PUSH IN with actuator, Tension-clamp connection, Clamping range, max. : 1.5 mm², Box
19326 | 1235900000 | BCF 3.81/14/180ZE SN OR BX | PCB plug-in connector, female plug, 3.81 mm, Number of poles: 14, 180°, PUSH IN with actuator, Tension-clamp connection, Clamping range, max. : 1.5 mm², Box
19327 | 1235910000 | BCF 3.81/15/180ZE SN OR BX | PCB plug-in connector, female plug, 3.81 mm, Number of poles: 15, 180°, PUSH IN with actuator, Tension-clamp connection, Clamping range, max. : 1.5 mm², Box
19328 | 1235920000 | BCF 3.81/16/180ZE SN OR BX | PCB plug-in connector, female plug, 3.81 mm, Number of poles: 16, 180°, PUSH IN with actuator, Tension-clamp connection, Clamping range, max. : 1.5 mm², Box
19329 | 1235930000 | BCF 3.81/17/180ZE SN OR BX | PCB plug-in connector, female plug, 3.81 mm, Number of poles: 17, 180°, PUSH IN with actuator, Tension-clamp connection, Clamping range, max. : 1.5 mm², Box
19330 | 1235940000 | BCF 3.81/18/180ZE SN OR BX | PCB plug-in connector, female plug, 3.81 mm, Number of poles: 18, 180°, PUSH IN with actuator, Tension-clamp connection, Clamping range, max. : 1.5 mm², Box
19331 | 1235970000 | BCF 3.81/05/180FZE SN OR BX | PCB plug-in connector, female plug, 3.81 mm, Number of poles: 5, 180°, PUSH IN with actuator, Tension-clamp connection, Clamping range, max. : 1.5 mm², Box
19332 | 1235980000 | BCF 3.81/06/180FZE SN OR BX | PCB plug-in connector, female plug, 3.81 mm, Number of poles: 6, 180°, PUSH IN with actuator, Tension-clamp connection, Clamping range, max. : 1.5 mm², Box
19333 | 1235990000 | BCF 3.81/07/180FZE SN OR BX | PCB plug-in connector, female plug, 3.81 mm, Number of poles: 7, 180°, PUSH IN with actuator, Tension-clamp connection, Clamping range, max. : 1.5 mm², Box
19334 | 1236000000 | BCF 3.81/08/180FZE SN OR BX | PCB plug-in connector, female plug, 3.81 mm, Number of poles: 8, 180°, PUSH IN with actuator, Tension-clamp connection, Clamping range, max. : 1.5 mm², Box
19335 | 1236010000 | BCF 3.81/09/180FZE SN OR BX | PCB plug-in connector, female plug, 3.81 mm, Number of poles: 9, 180°, PUSH IN with actuator, Tension-clamp connection, Clamping range, max. : 1.5 mm², Box
19336 | 1236020000 | BCF 3.81/10/180FZE SN OR BX | PCB plug-in connector, female plug, 3.81 mm, Number of poles: 10, 180°, PUSH IN with actuator, Tension-clamp connection, Clamping range, max. : 1.5 mm², Box
19337 | 1236030000 | BCF 3.81/11/180FZE SN OR BX | PCB plug-in connector, female plug, 3.81 mm, Number of poles: 11, 180°, PUSH IN with actuator, Tension-clamp connection, Clamping range, max. : 1.5 mm², Box
19338 | 1236040000 | BCF 3.81/12/180FZE SN OR BX | PCB plug-in connector, female plug, 3.81 mm, Number of poles: 12, 180°, PUSH IN with actuator, Tension-clamp connection, Clamping range, max. : 1.5 mm², Box
19339 | 1236050000 | BCF 3.81/13/180FZE SN OR BX | PCB plug-in connector, female plug, 3.81 mm, Number of poles: 13, 180°, PUSH IN with actuator, Tension-clamp connection, Clamping range, max. : 1.5 mm², Box
19340 | 1236070000 | BCF 3.81/14/180FZE SN OR BX | PCB plug-in connector, female plug, 3.81 mm, Number of poles: 14, 180°, PUSH IN with actuator, Tension-clamp connection, Clamping range, max. : 1.5 mm², Box
19341 | 1236080000 | BCF 3.81/15/180FZE SN OR BX | PCB plug-in connector, female plug, 3.81 mm, Number of poles: 15, 180°, PUSH IN with actuator, Tension-clamp connection, Clamping range, max. : 1.5 mm², Box
19342 | 1236090000 | BCF 3.81/16/180FZE SN OR BX | PCB plug-in connector, female plug, 3.81 mm, Number of poles: 16, 180°, PUSH IN with actuator, Tension-clamp connection, Clamping range, max. : 1.5 mm², Box
19343 | 1236100000 | BCF 3.81/17/180FZE SN OR BX | PCB plug-in connector, female plug, 3.81 mm, Number of poles: 17, 180°, PUSH IN with actuator, Tension-clamp connection, Clamping range, max. : 1.5 mm², Box
19344 | 1236110000 | BCF 3.81/18/180FZE SN OR BX | PCB plug-in connector, female plug, 3.81 mm, Number of poles: 18, 180°, PUSH IN with actuator, Tension-clamp connection, Clamping range, max. : 1.5 mm², Box
19345 | 1236270000 | BCZ 3.81/05/180ZE SN OR BX | PCB plug-in connector, female plug, 3.81 mm, Number of poles: 5, 180°, Clamping yoke connection, Clamping range, max. : 1.5 mm², Box
19346 | 1236280000 | BCZ 3.81/06/180ZE SN OR BX | PCB plug-in connector, female plug, 3.81 mm, Number of poles: 6, 180°, Clamping yoke connection, Clamping range, max. : 1.5 mm², Box
19347 | 1236290000 | BCZ 3.81/07/180ZE SN OR BX | PCB plug-in connector, female plug, 3.81 mm, Number of poles: 7, 180°, Clamping yoke connection, Clamping range, max. : 1.5 mm², Box
19348 | 1236300000 | BCZ 3.81/08/180ZE SN OR BX | PCB plug-in connector, female plug, 3.81 mm, Number of poles: 8, 180°, Clamping yoke connection, Clamping range, max. : 1.5 mm², Box
19349 | 1236320000 | BCZ 3.81/09/180ZE SN OR BX | PCB plug-in connector, female plug, 3.81 mm, Number of poles: 9, 180°, Clamping yoke connection, Clamping range, max. : 1.5 mm², Box
19350 | 1236330000 | BCZ 3.81/10/180ZE SN OR BX | PCB plug-in connector, female plug, 3.81 mm, Number of poles: 10, 180°, Clamping yoke connection, Clamping range, max. : 1.5 mm², Box
19351 | 1236340000 | BCZ 3.81/11/180ZE SN OR BX | PCB plug-in connector, female plug, 3.81 mm, Number of poles: 11, 180°, Clamping yoke connection, Clamping range, max. : 1.5 mm², Box
19352 | 1236370000 | BCZ 3.81/12/180ZE SN OR BX | PCB plug-in connector, female plug, 3.81 mm, Number of poles: 12, 180°, Clamping yoke connection, Clamping range, max. : 1.5 mm², Box
19353 | 1236380000 | BCZ 3.81/13/180ZE SN OR BX | PCB plug-in connector, female plug, 3.81 mm, Number of poles: 13, 180°, Clamping yoke connection, Clamping range, max. : 1.5 mm², Box
19354 | 1236390000 | BCZ 3.81/14/180ZE SN OR BX | PCB plug-in connector, female plug, 3.81 mm, Number of poles: 14, 180°, Clamping yoke connection, Clamping range, max. : 1.5 mm², Box
19355 | 1236400000 | BCZ 3.81/15/180ZE SN OR BX | PCB plug-in connector, female plug, 3.81 mm, Number of poles: 15, 180°, Clamping yoke connection, Clamping range, max. : 1.5 mm², Box
19356 | 1236410000 | BCZ 3.81/16/180ZE SN OR BX | PCB plug-in connector, female plug, 3.81 mm, Number of poles: 16, 180°, Clamping yoke connection, Clamping range, max. : 1.5 mm², Box
19357 | 1236420000 | BCZ 3.81/17/180ZE SN OR BX | PCB plug-in connector, female plug, 3.81 mm, Number of poles: 17, 180°, Clamping yoke connection, Clamping range, max. : 1.5 mm², Box
19358 | 1236430000 | BCZ 3.81/18/180ZE SN OR BX | PCB plug-in connector, female plug, 3.81 mm, Number of poles: 18, 180°, Clamping yoke connection, Clamping range, max. : 1.5 mm², Box
19359 | 1236440000 | BCZ 3.81/19/180ZE SN OR BX | PCB plug-in connector, female plug, 3.81 mm, Number of poles: 19, 180°, Clamping yoke connection, Clamping range, max. : 1.5 mm², Box
19360 | 1236470000 | BCZ 3.81/20/180ZE SN OR BX | PCB plug-in connector, female plug, 3.81 mm, Number of poles: 20, 180°, Clamping yoke connection, Clamping range, max. : 1.5 mm², Box
19361 | 1236530000 | BCZ 3.81/05/180FZE SN OR BX | PCB plug-in connector, female plug, 3.81 mm, Number of poles: 5, 180°, Clamping yoke connection, Clamping range, max. : 1.5 mm², Box
19362 | 1236540000 | BCZ 3.81/06/180FZE SN OR BX | PCB plug-in connector, female plug, 3.81 mm, Number of poles: 6, 180°, Clamping yoke connection, Clamping range, max. : 1.5 mm², Box
19363 | 1236570000 | BCZ 3.81/07/180FZE SN OR BX | PCB plug-in connector, female plug, 3.81 mm, Number of poles: 7, 180°, Clamping yoke connection, Clamping range, max. : 1.5 mm², Box
19364 | 1236590000 | BCZ 3.81/08/180FZE SN OR BX | PCB plug-in connector, female plug, 3.81 mm, Number of poles: 8, 180°, Clamping yoke connection, Clamping range, max. : 1.5 mm², Box
19365 | 1236600000 | BCZ 3.81/09/180FZE SN OR BX | PCB plug-in connector, female plug, 3.81 mm, Number of poles: 9, 180°, Clamping yoke connection, Clamping range, max. : 1.5 mm², Box
19366 | 1236610000 | BCZ 3.81/10/180FZE SN OR BX | PCB plug-in connector, female plug, 3.81 mm, Number of poles: 10, 180°, Clamping yoke connection, Clamping range, max. : 1.5 mm², Box
19367 | 1236620000 | BCZ 3.81/11/180FZE SN OR BX | PCB plug-in connector, female plug, 3.81 mm, Number of poles: 11, 180°, Clamping yoke connection, Clamping range, max. : 1.5 mm², Box
19368 | 1236630000 | BCZ 3.81/12/180FZE SN OR BX | PCB plug-in connector, female plug, 3.81 mm, Number of poles: 12, 180°, Clamping yoke connection, Clamping range, max. : 1.5 mm², Box
19369 | 1236640000 | BCZ 3.81/13/180FZE SN OR BX | PCB plug-in connector, female plug, 3.81 mm, Number of poles: 13, 180°, Clamping yoke connection, Clamping range, max. : 1.5 mm², Box
19370 | 1236670000 | BCZ 3.81/14/180FZE SN OR BX | PCB plug-in connector, female plug, 3.81 mm, Number of poles: 14, 180°, Clamping yoke connection, Clamping range, max. : 1.5 mm², Box
19371 | 1236680000 | BCZ 3.81/15/180FZE SN OR BX | PCB plug-in connector, female plug, 3.81 mm, Number of poles: 15, 180°, Clamping yoke connection, Clamping range, max. : 1.5 mm², Box
19372 | 1236690000 | BCZ 3.81/16/180FZE SN OR BX | PCB plug-in connector, female plug, 3.81 mm, Number of poles: 16, 180°, Clamping yoke connection, Clamping range, max. : 1.5 mm², Box
19373 | 1236700000 | BCZ 3.81/17/180FZE SN OR BX | PCB plug-in connector, female plug, 3.81 mm, Number of poles: 17, 180°, Clamping yoke connection, Clamping range, max. : 1.5 mm², Box
19374 | 1236720000 | BCZ 3.81/18/180FZE SN OR BX | PCB plug-in connector, female plug, 3.81 mm, Number of poles: 18, 180°, Clamping yoke connection, Clamping range, max. : 1.5 mm², Box
19375 | 1236730000 | BCZ 3.81/19/180FZE SN OR BX | PCB plug-in connector, female plug, 3.81 mm, Number of poles: 19, 180°, Clamping yoke connection, Clamping range, max. : 1.5 mm², Box
19376 | 1236740000 | BCZ 3.81/20/180FZE SN OR BX | PCB plug-in connector, female plug, 3.81 mm, Number of poles: 20, 180°, Clamping yoke connection, Clamping range, max. : 1.5 mm², Box
19377 | 1236790000 | BCZ 3.81/05/180LRZE SN OR BX | PCB plug-in connector, female plug, 3.81 mm, Number of poles: 5, 180°, Clamping yoke connection, Clamping range, max. : 1.5 mm², Box
19378 | 1236810000 | BCZ 3.81/07/180LRZE SN OR BX | PCB plug-in connector, female plug, 3.81 mm, Number of poles: 7, 180°, Clamping yoke connection, Clamping range, max. : 1.5 mm², Box
19379 | 1236840000 | BCZ 3.81/10/180LRZE SN OR BX | PCB plug-in connector, female plug, 3.81 mm, Number of poles: 10, 180°, Clamping yoke connection, Clamping range, max. : 1.5 mm², Box
19380 | 1236880000 | BCZ 3.81/13/180LRZE SN OR BX | PCB plug-in connector, female plug, 3.81 mm, Number of poles: 13, 180°, Clamping yoke connection, Clamping range, max. : 1.5 mm², Box
19381 | 1236920000 | BCZ 3.81/17/180LRZE SN OR BX | PCB plug-in connector, female plug, 3.81 mm, Number of poles: 17, 180°, Clamping yoke connection, Clamping range, max. : 1.5 mm², Box
19382 | 1236930000 | BCZ 3.81/18/180LRZE SN OR BX | PCB plug-in connector, female plug, 3.81 mm, Number of poles: 18, 180°, Clamping yoke connection, Clamping range, max. : 1.5 mm², Box
19383 | 1236940000 | BCZ 3.81/19/180LRZE SN OR BX | PCB plug-in connector, female plug, 3.81 mm, Number of poles: 19, 180°, Clamping yoke connection, Clamping range, max. : 1.5 mm², Box
19384 | 1236970000 | BCZ 3.81/20/180LRZE SN OR BX | PCB plug-in connector, female plug, 3.81 mm, Number of poles: 20, 180°, Clamping yoke connection, Clamping range, max. : 1.5 mm², Box
19385 | 1237000000 | SCZ 3.81/04/180GZE SN OR BX | PCB plug-in connector, male plug, 3.81 mm, Number of poles: 4, 180°, Clamping yoke connection, Clamping range, max. : 1.5 mm², Box
19386 | 1237010000 | SCZ 3.81/05/180GZE SN OR BX | PCB plug-in connector, male plug, 3.81 mm, Number of poles: 5, 180°, Clamping yoke connection, Clamping range, max. : 1.5 mm², Box
19387 | 1237020000 | SCZ 3.81/06/180GZE SN OR BX | PCB plug-in connector, male plug, 3.81 mm, Number of poles: 6, 180°, Clamping yoke connection, Clamping range, max. : 1.5 mm², Box
19388 | 1237030000 | SCZ 3.81/07/180GZE SN OR BX | PCB plug-in connector, male plug, 3.81 mm, Number of poles: 7, 180°, Clamping yoke connection, Clamping range, max. : 1.5 mm², Box
19389 | 1237040000 | SCZ 3.81/08/180GZE SN OR BX | PCB plug-in connector, male plug, 3.81 mm, Number of poles: 8, 180°, Clamping yoke connection, Clamping range, max. : 1.5 mm², Box
19390 | 1237070000 | SCZ 3.81/09/180GZE SN OR BX | PCB plug-in connector, male plug, 3.81 mm, Number of poles: 9, 180°, Clamping yoke connection, Clamping range, max. : 1.5 mm², Box
19391 | 1237080000 | SCZ 3.81/10/180GZE SN OR BX | PCB plug-in connector, male plug, 3.81 mm, Number of poles: 10, 180°, Clamping yoke connection, Clamping range, max. : 1.5 mm², Box
19392 | 1237090000 | SCZ 3.81/11/180GZE SN OR BX | PCB plug-in connector, male plug, 3.81 mm, Number of poles: 11, 180°, Clamping yoke connection, Clamping range, max. : 1.5 mm², Box
19393 | 1237100000 | SCZ 3.81/12/180GZE SN OR BX | PCB plug-in connector, male plug, 3.81 mm, Number of poles: 12, 180°, Clamping yoke connection, Clamping range, max. : 1.5 mm², Box
19394 | 1237120000 | SCZ 3.81/04/180FZE SN OR BX | PCB plug-in connector, male plug, 3.81 mm, Number of poles: 4, 180°, Clamping yoke connection, Clamping range, max. : 1.5 mm², Box
19395 | 1237130000 | SCZ 3.81/05/180FZE SN OR BX | PCB plug-in connector, male plug, 3.81 mm, Number of poles: 5, 180°, Clamping yoke connection, Clamping range, max. : 1.5 mm², Box
19396 | 1237140000 | SCZ 3.81/06/180FZE SN OR BX | PCB plug-in connector, male plug, 3.81 mm, Number of poles: 6, 180°, Clamping yoke connection, Clamping range, max. : 1.5 mm², Box
19397 | 1237170000 | SCZ 3.81/07/180FZE SN OR BX | PCB plug-in connector, male plug, 3.81 mm, Number of poles: 7, 180°, Clamping yoke connection, Clamping range, max. : 1.5 mm², Box
19398 | 1237180000 | SCZ 3.81/08/180FZE SN OR BX | PCB plug-in connector, male plug, 3.81 mm, Number of poles: 8, 180°, Clamping yoke connection, Clamping range, max. : 1.5 mm², Box
19399 | 1237190000 | SCZ 3.81/09/180FZE SN OR BX | PCB plug-in connector, male plug, 3.81 mm, Number of poles: 9, 180°, Clamping yoke connection, Clamping range, max. : 1.5 mm², Box
19400 | 1237200000 | SCZ 3.81/10/180FZE SN OR BX | PCB plug-in connector, male plug, 3.81 mm, Number of poles: 10, 180°, Clamping yoke connection, Clamping range, max. : 1.5 mm², Box
19401 | 1237210000 | SCZ 3.81/11/180FZE SN OR BX | PCB plug-in connector, male plug, 3.81 mm, Number of poles: 11, 180°, Clamping yoke connection, Clamping range, max. : 1.5 mm², Box
19402 | 1237220000 | SCZ 3.81/12/180FZE SN OR BX | PCB plug-in connector, male plug, 3.81 mm, Number of poles: 12, 180°, Clamping yoke connection, Clamping range, max. : 1.5 mm², Box
19403 | 1237550000 | SCZ 3.81/04/180FIZE SN OR BX | PCB plug-in connector, male plug, 3.81 mm, Number of poles: 4, 180°, Clamping yoke connection, Clamping range, max. : 1.5 mm², Box
19404 | 1237560000 | SCZ 3.81/05/180FIZE SN OR BX | PCB plug-in connector, male plug, 3.81 mm, Number of poles: 5, 180°, Clamping yoke connection, Clamping range, max. : 1.5 mm², Box
19405 | 1237570000 | SCZ 3.81/06/180FIZE SN OR BX | PCB plug-in connector, male plug, 3.81 mm, Number of poles: 6, 180°, Clamping yoke connection, Clamping range, max. : 1.5 mm², Box
19406 | 1237580000 | SCZ 3.81/07/180FIZE SN OR BX | PCB plug-in connector, male plug, 3.81 mm, Number of poles: 7, 180°, Clamping yoke connection, Clamping range, max. : 1.5 mm², Box
19407 | 1237590000 | SCZ 3.81/08/180FIZE SN OR BX | PCB plug-in connector, male plug, 3.81 mm, Number of poles: 8, 180°, Clamping yoke connection, Clamping range, max. : 1.5 mm², Box
19408 | 1237610000 | SCZ 3.81/09/180FIZE SN OR BX | PCB plug-in connector, male plug, 3.81 mm, Number of poles: 9, 180°, Clamping yoke connection, Clamping range, max. : 1.5 mm², Box
19409 | 1237620000 | SCZ 3.81/10/180FIZE SN OR BX | PCB plug-in connector, male plug, 3.81 mm, Number of poles: 10, 180°, Clamping yoke connection, Clamping range, max. : 1.5 mm², Box
19410 | 1237630000 | SCZ 3.81/11/180FIZE SN OR BX | PCB plug-in connector, male plug, 3.81 mm, Number of poles: 11, 180°, Clamping yoke connection, Clamping range, max. : 1.5 mm², Box
19411 | 1238040000 | ZEW 35 GR | Z-series, End bracket
19412 | 1238880000 | WAP WTL6 SL 4-6 | W-Series, End plate
19413 | 1245680000 | SLS 5.08/18/180F SN OR BX | PCB plug-in connector, male plug, 5.08 mm, Number of poles: 18, 180°, Clamping yoke connection, Clamping range, max. : 3.31 mm², Box
19414 | 1245760000 | SLD 3.50/14/90G 3.2SN BK BX | PCB plug-in connector, male header, closed side, THT solder connection, 3.50 mm, Number of poles: 14, 90°, Solder pin length (l): 3.2 mm, tinned, black, Box
19415 | 1246090000 | SL-SMART 5.0XHC/02/90 1.5SN BK BX | PCB plug-in connector, male header, open side, THT/THR solder connection, 5.08 mm, Number of poles: 2, 90°, Solder pin length (l): 1.5 mm, tinned, black, Box
19416 | 1246110000 | SL-SMART 5.0XHC/03/90 1.5SN BK BX | PCB plug-in connector, male header, open side, THT/THR solder connection, 5.08 mm, Number of poles: 3, 90°, Solder pin length (l): 1.5 mm, tinned, black, Box
19417 | 1246120000 | SL-SMART 5.0XHC/02/180 1.5SN BK BX | PCB plug-in connector, male header, open side, THT/THR solder connection, 5.08 mm, Number of poles: 2, 180°, Solder pin length (l): 1.5 mm, tinned, black, Box
19418 | 1246130000 | SL-SMART 5.0XHC/03/180 1.5SN BK BX | PCB plug-in connector, male header, open side, THT/THR solder connection, 5.08 mm, Number of poles: 3, 180°, Solder pin length (l): 1.5 mm, tinned, black, Box
19419 | 1247330000 | WAH 70 SW | Bolt-type screw terminals, Hood, black, 31 mm
19420 | 1248980000 | WAH 185/300 SW | Bolt-type screw terminals, Hood, black, 54 mm
19421 | 1250360000 | LSF-SMD 3.50/02/180 SN BK RL | Printed circuit board terminals, 3.50 mm, Number of poles: 2, 180°, black, PUSH IN with actuator, Clamping range, max. : 1.5 mm², Tape
19422 | 1253150000 | THM WO VIN 25/25 WS | THM, Conductor and cable markers, 3.2 - 4.8 mm, 25 x 25 mm, white
19423 | 1269790000 | SAIE-M16S-5-HWM | Built-in plugs, M16, M 18, Number of poles: 5
19424 | 2093010000 | THM ET S7 1500-13 TU | THM, Device markers, 108.8 x 13 mm, Siemens, Turquoise
19425 | 2093070000 | THM ET S7 1500-13 GE | THM, Device markers, 108.8 x 13 mm, Siemens, yellow
19426 | 2421570000 | SAIE-M8S-3-H5.5TL | Built-in plugs, M8, M 8, Number of poles: 3, Rear panel mounting
19427 | 2421580000 | SAIE-M8S-4-H5.5TL | Built-in plugs, M8, M 8, Number of poles: 4, Rear panel mounting
19428 | 2421590000 | SAIE-M8S-5B-H5.5TL | Built-in plugs, M8, M 8, Number of poles: 5, Rear panel mounting
19429 | 2421600000 | SAIE-M12B-4-H5.5TL-M16 | Built-in plugs, M12, M 16, Number of poles: 4, Rear panel mounting
19430 | 2421610000 | SAIE-M8B-4-H5.5TL | Built-in plugs, M8, M 12, Number of poles: 4, Rear panel mounting
19431 | 2421620000 | SAIE-M12B-5-H5.5TL-M16 | Built-in plugs, M12, M 16, Number of poles: 5, Rear panel mounting
19432 | 2421630000 | SAIE-M8B-5B-H5.5TL | Built-in plugs, M8, M 12, Number of poles: 5, Rear panel mounting
19433 | 2421640000 | SAIE-M12B-8-H5.5TL-M16 | Built-in plugs, M12, M 16, Number of poles: 8, Rear panel mounting
19434 | 2421650000 | SAIE-M8B-8-H5.5TL | Built-in plugs, M8, M 12, Number of poles: 8, Rear panel mounting
19435 | 2421660000 | SAIE-M12B-4-H12TL-M16 | Built-in plugs, M12, M 16, Number of poles: 4, Rear panel mounting
19436 | 2421680000 | SAIE-M12B-5-H12TL-M16 | Built-in plugs, M12, M 16, Number of poles: 5, Rear panel mounting
19437 | 2421690000 | SAIE-M8S-8-H5.5TL | Built-in plugs, M8, M 8, Number of poles: 8, Rear panel mounting
19438 | 2421700000 | SAIE-M12SB-4-H5.5TL-PG9 | Built-in plugs, M12, PG 9, Number of poles: 4, Rear panel mounting
19439 | 2421710000 | SAIE-M12B-8-H12TL-M16 | Built-in plugs, M12, M 16, Number of poles: 8, Rear panel mounting
19440 | 2421720000 | SAID-M8B-3-SMT | Built-in plugs, M8, Socket connector, Number of poles: 3
19441 | 2421740000 | SAIE-M12S-4-H5.5TL-M16 | Built-in plugs, M12, M 16, Number of poles: 4, Rear panel mounting
19442 | 2421750000 | SAID-M8S-3-SMT | Built-in plugs, M8, Pin, Number of poles: 3
19443 | 2421760000 | SAIE-M12B-8-F10TL | Built-in plugs, M12, M 12, Number of poles: 8, Front mounting
19444 | 2421770000 | SAIE-M12S-5-H5.5TL-M16 | Built-in plugs, M12, M 16, Number of poles: 5, Rear panel mounting
19445 | 2421780000 | SAID-M8B-3S-SMT | Built-in plugs, M8, Socket connector, Number of poles: 3
19446 | 2421790000 | SAIE-M12B-8S-F10TL | Built-in plugs, M12, M 12, Number of poles: 8, Front mounting
19447 | 2421800000 | SAIE-M12S-8-H5.5TL-M16 | Built-in plugs, M12, M 16, Number of poles: 8, Rear panel mounting
19448 | 2421810000 | SAID-M8S-3S-SMT | Built-in plugs, M8, Pin, Number of poles: 3
19449 | 2421830000 | SAIE-M12S-4-H12TL-M16 | Built-in plugs, M12, M 16, Number of poles: 4, Rear panel mounting
19450 | 2421840000 | SAID-M8B-4-SMT | Built-in plugs, M8, Socket connector, Number of poles: 4
19451 | 2421850000 | SAIE-M12B-8S-H10TL | Built-in plugs, M12, M 12, Number of poles: 8, Rear panel mounting
19452 | 2421860000 | SAIE-M12S-5-H12TL-M16 | Built-in plugs, M12, M 16, Number of poles: 5, Rear panel mounting
19453 | 2421870000 | SAID-M8S-4-SMT | Built-in plugs, M8, Pin, Number of poles: 4
19454 | 2421880000 | SAIE-M12B-4S-H6.75TL | Built-in plugs, M12, M 12, Number of poles: 4, Rear panel mounting
19455 | 2421890000 | SAIE-M12S-8-H12TL-M16 | Built-in plugs, M12, M 16, Number of poles: 8, Rear panel mounting
19456 | 2421900000 | SAID-M8B-4S-SMT | Built-in plugs, M8, Socket connector, Number of poles: 4
19457 | 2421910000 | SAIE-M12B-5S-H6.75TL | Built-in plugs, M12, M 12, Number of poles: 5, Rear panel mounting
19458 | 2421920000 | SAIE-M12B-4-H5.5TL-PG9 | Built-in plugs, M12, PG 9, Number of poles: 4, Rear panel mounting
19459 | 2421930000 | SAID-M8S-4S-SMT | Built-in plugs, M8, Pin, Number of poles: 4
19460 | 2421940000 | SAIE-M12B-8S-H6.75TL | Built-in plugs, M12, M 12, Number of poles: 8, Rear panel mounting
19461 | 2421950000 | SAIE-M12B-4-H12TL-PG9 | Built-in plugs, M12, PG 9, Number of poles: 4, Rear panel mounting
19462 | 2421960000 | SAID-M8B-5-SMT | Built-in plugs, M8, Socket connector, Number of poles: 5
19463 | 2421980000 | SAIE-M12B-5-H5.5TL-PG9 | Built-in plugs, M12, PG 9, Number of poles: 5, Rear panel mounting
19464 | 2421990000 | SAID-M8S-5-SMT | Built-in plugs, M8, Pin, Number of poles: 5
19465 | 2422000000 | SAIE-M12BD-4S-H6.75TL | Built-in plugs, M12, M 16, Number of poles: 4, Rear panel mounting
19466 | 2422010000 | SAIE-M12B-5-H12TL-PG9 | Built-in plugs, M12, PG 9, Number of poles: 5, Rear panel mounting
19467 | 2422020000 | SAID-M8B-5S-SMT | Built-in plugs, M8, Socket connector, Number of poles: 5
19468 | 2422040000 | SAIE-M12B-8-H5.5TL-PG9 | Built-in plugs, M12, PG 9, Number of poles: 8, Rear panel mounting
19469 | 2422050000 | SAID-M8S-5S-SMT | Built-in plugs, M8, Pin, Number of poles: 5
19470 | 2422060000 | SAID-M12B-4-9SMT | Built-in plugs, M12, Socket connector, Number of poles: 4
19471 | 2422070000 | SAIE-M12B-8-H12TL-PG9 | Built-in plugs, M12, PG 9, Number of poles: 8, Rear panel mounting
19472 | 2422110000 | SAID-M8S-8-SMT | Built-in plugs, M8, Pin, Number of poles: 8
19473 | 2422120000 | SAID-M12B-5-9SMT | Built-in plugs, M12, Socket connector, Number of poles: 5
19474 | 2422130000 | SAIE-M12S-4-H12TL-PG9 | Built-in plugs, M12, PG 9, Number of poles: 4, Rear panel mounting
19475 | 2422140000 | SAID-M8B-8S-SMT | Built-in plugs, M8, Socket connector, Number of poles: 8
19476 | 2422160000 | SAIE-M12S-5-H5.5TL-PG9 | Built-in plugs, M12, PG 9, Number of poles: 5, Rear panel mounting
19477 | 2422170000 | SAID-M8S-8S-SMT | Built-in plugs, M8, Pin, Number of poles: 8
19478 | 2422180000 | SAID-M12B-4S-9SMT | Built-in plugs, M12, Socket connector, Number of poles: 4
19479 | 2422220000 | SAIE-M12S-8-H5.5TL-PG9 | Built-in plugs, M12, PG 9, Number of poles: 8, Rear panel mounting
19480 | 2422230000 | SAIE-M8B-3-F13SMT | Built-in plugs, M8, Number of poles: 3, Front mounting
19481 | 2422240000 | SAID-M12B-5S-9SMT | Built-in plugs, M12, Socket connector, Number of poles: 4
19482 | 2422250000 | SAIE-M12S-8-H12TL-PG9 | Built-in plugs, M12, PG 9, Number of poles: 8, Rear panel mounting
19483 | 2422260000 | SAIE-M8S-3-F9SMT | Built-in plugs, M8, Number of poles: 3, Front mounting
19484 | 2422280000 | SAIE-M12B-4D-H12TL-M16 | Built-in plugs, M12, M 16, Number of poles: 4, Rear panel mounting
19485 | 2423550000 | SAIE-M8B-4S-F9TL | Built-in plugs, M8, Number of poles: 4, Front mounting
19486 | 2423560000 | SAID-M12S-5S-9SMT | Built-in plugs, M12, Pin, Number of poles: 5
19487 | 2423570000 | SAIEW-M12B-4S-FTL | Built-in plugs, M12, M 12, Number of poles: 4, Front mounting
19488 | 2423580000 | SAIE-M8B-4S-H10TL | Built-in plugs, M8, M 12, Number of poles: 4, Rear panel mounting
19489 | 2423600000 | SAIEW-M12B-5-FTL | Built-in plugs, M12, M 12, Number of poles: 5, Front mounting
19490 | 2423620000 | SAID-M12S-8S-9SMT | Built-in plugs, M12, Pin, Number of poles: 8
19491 | 2423630000 | SAIEW-M12B-5S-FTL | Built-in plugs, M12, M 12, Number of poles: 5, Front mounting
19492 | 2423660000 | SAIEW-M12S-4-HTL | Built-in plugs, M12, M 12, Number of poles: 4, Rear panel mounting
19493 | 2423670000 | SAIE-M8B-5S-F13TL | Built-in plugs, M8, Number of poles: 5, Front mounting
19494 | 2423690000 | SAIEW-M12S-4S-HTL | Built-in plugs, M12, M 12, Number of poles: 4, Rear panel mounting
19495 | 2423700000 | SAIE-M8B-5S-H6TL | Built-in plugs, M8, M 12, Number of poles: 5, Rear panel mounting
19496 | 2423720000 | SAIEW-M12S-5-HTL | Built-in plugs, M12, M 12, Number of poles: 5, Rear panel mounting
19497 | 2423730000 | SAIE-M8B-8S-H10TL | Built-in plugs, M8, M 12, Number of poles: 8, Rear panel mounting
19498 | 2423750000 | SAIEW-M12S-5S-HTL | Built-in plugs, M12, M 12, Number of poles: 5, Rear panel mounting
19499 | 2423760000 | SAID-M8B-3-THR | Built-in plugs, M8, Socket connector, M 12, Number of poles: 3
19500 | 2423780000 | SAIEW-M12S-4-FTL | Built-in plugs, M12, M 12, Number of poles: 4, Front mounting
19501 | 2423790000 | SAID-M8S-3-THR | Built-in plugs, M8, Pin, M 8, Number of poles: 3
19502 | 2423810000 | SAIEW-M12S-4S-FTL | Built-in plugs, M12, M 12, Number of poles: 4, Front mounting
19503 | 2423820000 | SAID-M8B-3S-THR | Built-in plugs, M8, Socket connector, M 12, Number of poles: 3
19504 | 2423840000 | SAIEW-M12S-5-FTL | Built-in plugs, M12, M 12, Number of poles: 5, Front mounting
19505 | 2423850000 | SAID-M8S-3S-THR | Built-in plugs, M8, Pin, M 8, Number of poles: 3
19506 | 2423860000 | SAIE-M12BD-4S-9/14SMT | Built-in plugs, M12, Number of poles: 4
19507 | 2423870000 | SAIEW-M12S-5S-FTL | Built-in plugs, M12, M 12, Number of poles: 5, Front mounting
19508 | 2423880000 | SAID-M8B-4-THR | Built-in plugs, M8, Socket connector, M 12, Number of poles: 4
19509 | 2423890000 | SAIE-M12BD-4S-13/14SMT | Built-in plugs, M12, Number of poles: 4
19510 | 2423910000 | SAID-M8S-4-THR | Built-in plugs, M8, Pin, M 8, Number of poles: 4
19511 | 2423920000 | SAIFG-M14X1-B-1 | Built-in plug housing, M12 socket, Mounting height: 9 mm
19512 | 2423940000 | SAID-M8B-4S-THR | Built-in plugs, M8, Socket connector, M 12, Number of poles: 4
19513 | 2423950000 | SAIFG-M14X1-B-2 | Built-in plug housing, M12 socket, Mounting height: 13 mm
19514 | 2423960000 | SAIE-M12SB-4-F10TL | Built-in plugs, M12, M 12, Number of poles: 4, Front mounting
19515 | 2423970000 | SAID-M8S-4S-THR | Built-in plugs, M8, Pin, M 8, Number of poles: 4
19516 | 2423980000 | SAIFG-M14X1-S-1 | Built-in plug housing, M12 pin, Mounting height: 9 mm
19517 | 2424000000 | SAID-M8B-5-THR | Built-in plugs, M8, Socket connector, M 12, Number of poles: 5
19518 | 2424010000 | SAIE-KMM14X1-SW15 | Locknut
19519 | 2424030000 | SAID-M8S-5-THR | Built-in plugs, M8, Pin, M 8, Number of poles: 5
19520 | 2424040000 | SAIE-M12S-4AS-H6.75TL | Built-in plugs, M12, M 12, Number of poles: 4, Rear panel mounting
19521 | 2424060000 | SAID-M8B-5S-THR | Built-in plugs, M8, Socket connector, M 12, Number of poles: 5
19522 | 2424070000 | SAIE-M12S-5AS-H6.75TL | Built-in plugs, M12, M 12, Number of poles: 5, Rear panel mounting
19523 | 2424080000 | SAIE-M12SB-4-F5.5TL | Built-in plugs, M12, M 12, Number of poles: 4, Front mounting
19524 | 2424090000 | SAID-M8S-5S-THR | Built-in plugs, M8, Pin, M 8, Number of poles: 5
19525 | 2424100000 | SAIE-M12S-4DS-H6.75TL | Built-in plugs, M12, M 16, Number of poles: 4, Rear panel mounting
19526 | 2424120000 | SAIE-M12S-4BS-H6.75TL | Built-in plugs, M12, M 16, Number of poles: 4, Rear panel mounting
19527 | 2424250000 | SAIEW-M8B-3S-H8TL | Built-in plugs, M8, M 12, Number of poles: 3, Rear panel mounting
19528 | 2424270000 | SAIE-M12S-5A-FV-20-LK | Built-in plugs, M12, M 12, Number of poles: 5, Front mounting
19529 | 2424280000 | SAIEW-M8B-3S-H12TL | Built-in plugs, M8, M 12, Number of poles: 3, Rear panel mounting
19530 | 2424290000 | SAIEW-M12BB-4-HTL | Built-in plugs, M12, M 12, Number of poles: 4, Rear panel mounting
19531 | 2424300000 | SAIEW-M8S-3S-H8TL | Built-in plugs, M8, Number of poles: 3, Rear panel mounting
19532 | 2424310000 | SAIE-M12S-4B-FV-20-LK | Built-in plugs, M12, Number of poles: 4, Front mounting
19533 | 2424320000 | SAIEW-M12SB-4-FTL | Built-in plugs, M12, M 12, Number of poles: 4, Front mounting
19534 | 2424330000 | SAIEW-M8S-3S-H12TL | Built-in plugs, M8, Number of poles: 3, Rear panel mounting
19535 | 2424340000 | SAIE-M12S-4A-FV-26-LK | Built-in plugs, M12, M 12, Number of poles: 4, Front mounting
19536 | 2424350000 | SAIEW-M12SB-4-HTL | Built-in plugs, M12, M 12, Number of poles: 4, Rear panel mounting
19537 | 2424360000 | SAIEW-M8B-4S-H8TL | Built-in plugs, M8, M 12, Number of poles: 4, Rear panel mounting
19538 | 2424370000 | SAIE-M12S-5A-FV-26-LK | Built-in plugs, M12, M 12, Number of poles: 5, Front mounting
19539 | 2424380000 | SAIEW-M12BD-4-FTL | Built-in plugs, M12, M 12, Number of poles: 4, Front mounting
19540 | 2424390000 | SAIEW-M8B-4S-H12TL | Built-in plugs, M8, M 12, Number of poles: 4, Rear panel mounting
19541 | 2424410000 | SAEIW-M12BD-4-HTL | Built-in plugs, M12, M 12, Number of poles: 4, Rear panel mounting
19542 | 2424420000 | SAIEW-M8S-4S-H8TL | Built-in plugs, M8, Number of poles: 4, Rear panel mounting
19543 | 2424430000 | SAIFG-M8B-M10-9 | Built-in plugs, M8 socket, Mounting height: 9 mm
19544 | 2424440000 | SAIE-M12BD-4-H5.5TL-PG9 | Built-in plugs, M12, PG 9, Number of poles: 4, Rear panel mounting
19545 | 2424450000 | SAIEW-M8S-4S-H12TL | Built-in plugs, M8, Number of poles: 4, Rear panel mounting
19546 | 2424460000 | SAIFG-M8B-M10-13 | Built-in plugs, M8 socket, Mounting height: 13 mm
19547 | 2424470000 | SAIE-M12BD-4-H12TL-PG9 | Built-in plugs, M12, PG 9, Number of poles: 4, Rear panel mounting
19548 | 2424480000 | SAIHG-M8B-M12-6 | Built-in plugs, M8 socket, Mounting height: 6 mm
19549 | 2424490000 | SAIE-M12BB-4-H5.5TL-PG9 | Built-in plugs, M12, PG 9, Number of poles: 4, Rear panel mounting
19550 | 2424500000 | SAIHG-M8B-M12-10 | Built-in plugs, M8 socket, Mounting height: 10 mm
19551 | 2424510000 | SAIE-M12BB-4-H12TL-PG9 | Built-in plugs, M12, PG 9, Number of poles: 4, Rear panel mounting
19552 | 2424520000 | SAIFG-M8S-M10-9 | Built-in plugs, M8 pin, Mounting height: 9 mm
19553 | 2424530000 | SAIFG-M8S-M10-13 | Built-in plugs, M8 pin, Mounting height: 13 mm
19554 | 2424540000 | SAIHG-M8S-M12-6 | Built-in plugs, M8 pin, Mounting height: 6 mm
19555 | 2424560000 | SAIE-KMM10X1-SW12 | Built-in plugs
19556 | 2424570000 | SAIE-KMM12X1-SW14 | Built-in plugs
19557 | 2426830000 | SAI-SK STECKER M8 | Protected component assemblies, Protective cap
19558 | 2428510000 | A3T 2.5 | Feed-through terminal, PUSH IN, 2.5 mm², 800 V, 22 A, dark beige
19559 | 2428520000 | A3T 2.5 BL | Feed-through terminal, PUSH IN, 2.5 mm², 800 V, 22 A, blue
19560 | 2428540000 | A3T 2.5 VL | Feed-through terminal, PUSH IN, 2.5 mm², 800 V, 24 A, dark beige
19561 | 2428560000 | AEP 3T 2.5 | A-series, End plate
19562 | 2428850000 | A3T 2.5 VL BL | Feed-through terminal, PUSH IN, 2.5 mm², 800 V, 24 A, blue
19563 | 2428910000 | AAP21 10 LO RD | Supply terminal, PUSH IN, 10 mm², 250 V, 57 A, dark beige
19564 | 2428920000 | AAP21 10 FE | Supply terminal, PUSH IN, 10 mm², dark beige
19565 | 2428930000 | AAP21 4 LI RD | Modular distribution terminals, PUSH IN, 4 mm², 250 V, 32 A, dark beige
19566 | 2428940000 | AAP21 10 LO BL | Supply terminal, PUSH IN, 10 mm², 250 V, 57 A, dark beige
19567 | 2428960000 | AAP21 4 LI BL | Modular distribution terminals, PUSH IN, 4 mm², 250 V, 32 A, dark beige
19568 | 2428980000 | AAP21 4 DT | Modular distribution terminals, PUSH IN, 4 mm², 250 V, 20 A, dark beige
19569 | 2428990000 | AAP22 10 LO-LO | Supply terminal, PUSH IN, 10 mm², 250 V, 57 A, dark beige
19570 | 2429000000 | AAP22 10 FE-LO | Supply terminal, PUSH IN, 10 mm², 250 V, 57 A, dark beige
19571 | 2429020000 | AEP AP21 | A-series, End plate
19572 | 2429040000 | AEP AP22 | A-series, End plate
19573 | 2429850000 | ADT 4 2C | Test-disconnect terminal, PUSH IN, 4 mm², 500 V, 20 A, dark beige
19574 | 2429880000 | ADT 4 2C BL | Test-disconnect terminal, PUSH IN, 4 mm², 500 V, 20 A, blue
19575 | 2429890000 | ADT 4 2C OR | Test-disconnect terminal, PUSH IN, 4 mm², 500 V, 20 A, orange
19576 | 2433820000 | AEP MC 2.5 | A-series, End plate
19577 | 2437470000 | HS 0.8-2.4/25 MM W | Conductor and cable markers, 0.8 - 2.4 mm, 25.4 x 4.2 mm, white
19578 | 2437480000 | HS 0.8-2.4/25 MM Y | Conductor and cable markers, 0.8 - 2.4 mm, 25.4 x 4.2 mm, yellow
19579 | 2437490000 | HS 0.8-2.4/50 MM W | Conductor and cable markers, 0.8 - 2.4 mm, 50.8 x 4.2 mm, white
19580 | 2437500000 | HS 0.8-2.4/50 MM Y | Conductor and cable markers, 0.8 - 2.4 mm, 50.8 x 4.2 mm, yellow
19581 | 2437510000 | HS 1.0-3.2/25 MM W | Conductor and cable markers, 1 - 3.2 mm, 25.4 x 5.6 mm, white
19582 | 2437520000 | HS 1.0-3.2/25 MM Y | Conductor and cable markers, 1 - 3.2 mm, 25.4 x 5.6 mm, yellow
19583 | 2437530000 | HS 1.0-3.2/50 MM W | Conductor and cable markers, 1 - 3.2 mm, 50.8 x 5.6 mm, white
19584 | 2437540000 | HS 1.0-3.2/50 MM Y | Conductor and cable markers, 1 - 3.2 mm, 50.8 x 5.6 mm, yellow
19585 | 2437550000 | HS 1.6-4.8/25 MM W | Conductor and cable markers, 1.6 - 4.8 mm, 25.4 x 7.6 mm, white
19586 | 2437560000 | HS 1.6-4.8/25 MM Y | Conductor and cable markers, 1.6 - 4.8 mm, 25.4 x 7.6 mm, yellow
19587 | 2437570000 | HS 1.6-4.8/50 MM W | Conductor and cable markers, 1.6 - 4.8 mm, 50.8 x 7.6 mm, white
19588 | 2437580000 | HS 1.6-4.8/50 MM Y | Conductor and cable markers, 1.6 - 4.8 mm, 50.8 x 7.6 mm, yellow
19589 | 2437590000 | HS 12.7-38.1/25 MM W | Conductor and cable markers, 12.7 - 38.1 mm, 25.4 x 60.5 mm, white
19590 | 2437600000 | HS 12.7-38.1/25 MM Y | Conductor and cable markers, 12.7 - 38.1 mm, 25.4 x 60.5 mm, yellow
19591 | 2437610000 | HS 12.7-38.1/50 MM W | Conductor and cable markers, 12.7 - 38.1 mm, 50.8 x 60.5 mm, white
19592 | 2437620000 | HS 12.7-38.1/50 MM Y | Conductor and cable markers, 12.7 - 38.1 mm, 50.8 x 60.5 mm, yellow
19593 | 2437630000 | HS 2.1-6.4/25 MM W | Conductor and cable markers, 2.1 - 6.4 mm, 25.4 x 10.7 mm, white
19594 | 2437640000 | HS 2.1-6.4/25 MM Y | Conductor and cable markers, 2.1 - 6.4 mm, 25.4 x 10.7 mm, yellow
19595 | 2437650000 | HS 2.1-6.4/50 MM W | Conductor and cable markers, 2.1 - 6.4 mm, 50.8 x 10.7 mm, white
19596 | 2437660000 | HS 2.1-6.4/50 MM Y | Conductor and cable markers, 2.1 - 6.4 mm, 50.8 x 10.7 mm, yellow
19597 | 2437670000 | HS 3.2-9.5/25 MM W | Conductor and cable markers, 3.2 - 9.5 mm, 25.4 x 15.1 mm, white
19598 | 2437680000 | HS 3.2-9.5/25 MM Y | Conductor and cable markers, 3.2 - 9.5 mm, 25.4 x 15.1 mm, yellow
19599 | 2437690000 | HS 3.2-9.5/50 MM W | Conductor and cable markers, 3.2 - 9.5 mm, 50.8 x 15.1 mm, white
19600 | 2437700000 | HS 3.2-9.5/50 MM Y | Conductor and cable markers, 3.2 - 9.5 mm, 50.8 x 15.1 mm, yellow
19601 | 2437710000 | HS 4.2-12.7/25 MM W | Conductor and cable markers, 4.2 - 12.7 mm, 25.4 x 20.9 mm, white
19602 | 2437720000 | HS 4.2-12.7/25 MM Y | Conductor and cable markers, 4.2 - 12.7 mm, 25.4 x 20.9 mm, yellow
19603 | 2437730000 | HS 4.2-12.7/50 MM W | Conductor and cable markers, 4.2 - 12.7 mm, 50.8 x 20.9 mm, white
19604 | 2437740000 | HS 4.2-12.7/50 MM Y | Conductor and cable markers, 4.2 - 12.7 mm, 50.8 x 20.9 mm, yellow
19605 | 2437750000 | HS 6.4-19.1/25 MM W | Conductor and cable markers, 6.4 - 19.1 mm, 25.4 x 30.9 mm, white
19606 | 2437760000 | HS 6.4-19.1/25 MM Y | Conductor and cable markers, 6.4 - 19.1 mm, 25.4 x 30.9 mm, yellow
19607 | 2437770000 | HS 6.4-19.1/50 MM W | Conductor and cable markers, 6.4 - 19.1 mm, 50.8 x 30.9 mm, white
19608 | 2437780000 | HS 6.4-19.1/50 MM Y | Conductor and cable markers, 6.4 - 19.1 mm, 50.8 x 30.9 mm, yellow
19609 | 2437790000 | HS 8.5-25.4/25 MM W | Conductor and cable markers, 8.5 - 25.4 mm, 25.4 x 40.5 mm, white
19610 | 2437800000 | HS 8.5-25.4/25 MM Y | Conductor and cable markers, 8.5 - 25.4 mm, 25.4 x 40.5 mm, yellow
19611 | 2437810000 | HS 8.5-25.4/50 MM W | Conductor and cable markers, 8.5 - 25.4 mm, 50.8 x 40.5 mm, white
19612 | 2437820000 | HS 8.5-25.4/50 MM Y | Conductor and cable markers, 8.5 - 25.4 mm, 50.8 x 40.5 mm, yellow
19613 | 2437830000 | HS-HF 1.2-2.4/25 MM W | Conductor and cable markers, 1.2 - 2.4 mm, 25.4 x 4.2 mm, white
19614 | 2437840000 | HS-HF 1.2-2.4/25 MM Y | Conductor and cable markers, 1.2 - 2.4 mm, 25.4 x 4.2 mm, yellow
19615 | 2437850000 | HS-HF 1.2-2.4/50 MM W | Conductor and cable markers, 1.2 - 2.4 mm, 50.8 x 4.2 mm, white
19616 | 2437860000 | HS-HF 1.2-2.4/50 MM Y | Conductor and cable markers, 1.2 - 2.4 mm, 50.8 x 4.2 mm, yellow
19617 | 2437870000 | HS-HF 1.6-3.2/25 MM W | Conductor and cable markers, 1.6 - 3.2 mm, 25.4 x 5.6 mm, white
19618 | 2437880000 | HS-HF 1.6-3.2/25 MM Y | Conductor and cable markers, 1.6 - 3.2 mm, 25.4 x 5.6 mm, yellow
19619 | 2437890000 | HS-HF 1.6-3.2/50 MM W | Conductor and cable markers, 1.6 - 3.2 mm, 50.8 x 5.6 mm, white
19620 | 2437900000 | HS-HF 1.6-3.2/50 MM Y | Conductor and cable markers, 1.6 - 3.2 mm, 50.8 x 5.6 mm, yellow
19621 | 2437910000 | HS-HF 12.7-25.4/25 MM W | Conductor and cable markers, 12.7 - 25.4 mm, 25.4 x 40.5 mm, white
19622 | 2437920000 | HS-HF 12.7-25.4/25 MM Y | Conductor and cable markers, 12.7 - 25.4 mm, 25.4 x 40.5 mm, yellow
19623 | 2437930000 | HS-HF 12.7-25.4/50 MM W | Conductor and cable markers, 12.7 - 25.4 mm, 50.8 x 40.5 mm, white
19624 | 2437940000 | HS-HF 12.7-25.4/50 MM Y | Conductor and cable markers, 12.7 - 25.4 mm, 50.8 x 40.5 mm, yellow
19625 | 2437950000 | HS-HF 19.5-38.1/25 MM W | Conductor and cable markers, 19.5 - 38.1 mm, 25.4 x 60.5 mm, white
19626 | 2437970000 | HS-HF 19.5-38.1/50 MM W | Conductor and cable markers, 19.5 - 38.1 mm, 50.8 x 60.5 mm, white
19627 | 2437980000 | HS-HF 19.5-38.1/50 MM Y | Conductor and cable markers, 19.5 - 38.1 mm, 50.8 x 60.5 mm, yellow
19628 | 2437990000 | HS-HF 2.4-4.8/25 MM W | Conductor and cable markers, 2.4 - 4.8 mm, 25.4 x 7.6 mm, white
19629 | 2438000000 | HS-HF 2.4-4.8/25 MM Y | Conductor and cable markers, 2.4 - 4.8 mm, 25.4 x 7.6 mm, yellow
19630 | 2438010000 | HS-HF 2.4-4.8/50 MM W | Conductor and cable markers, 2.4 - 4.8 mm, 50.8 x 7.6 mm, white
19631 | 2438020000 | HS-HF 2.4-4.8/50 MM Y | Conductor and cable markers, 2.4 - 4.8 mm, 50.8 x 7.6 mm, yellow
19632 | 2438030000 | HS-HF 3.2-6.4/25 MM B | Conductor and cable markers, 3.2 - 6.4 mm, 25.4 x 10.7 mm, blue
19633 | 2438040000 | HS-HF 3.2-6.4/25 MM W | Conductor and cable markers, 3.2 - 6.4 mm, 25.4 x 10.7 mm, white
19634 | 2438050000 | HS-HF 3.2-6.4/25 MM Y | Conductor and cable markers, 3.2 - 6.4 mm, 25.4 x 10.7 mm, yellow
19635 | 2438060000 | HS-HF 3.2-6.4/50 MM W | Conductor and cable markers, 3.2 - 6.4 mm, 50.8 x 10.7 mm, white
19636 | 2438070000 | HS-HF 3.2-6.4/50 MM Y | Conductor and cable markers, 3.2 - 6.4 mm, 50.8 x 10.7 mm, yellow
19637 | 2438080000 | HS-HF 4.8-9.5/25 MM B | Conductor and cable markers, 4.8 - 9.5 mm, 25.4 x 15.1 mm, blue
19638 | 2438090000 | HS-HF 4.8-9.5/25 MM W | Conductor and cable markers, 4.8 - 9.5 mm, 25.4 x 15.1 mm, white
19639 | 2438100000 | HS-HF 4.8-9.5/25 MM Y | Conductor and cable markers, 4.8 - 9.5 mm, 25.4 x 15.1 mm, yellow
19640 | 2438110000 | HS-HF 4.8-9.5/50 MM W | Conductor and cable markers, 4.8 - 9.5 mm, 50.8 x 15.1 mm, white
19641 | 2438120000 | HS-HF 4.8-9.5/50 MM Y | Conductor and cable markers, 4.8 - 9.5 mm, 50.8 x 15.1 mm, yellow
19642 | 2438140000 | HS-HF 6.4-12.7/25 MM W | Conductor and cable markers, 6.4 - 12.7 mm, 25.4 x 20.9 mm, white
19643 | 2438150000 | HS-HF 6.4-12.7/25 MM Y | Conductor and cable markers, 6.4 - 12.7 mm, 25.4 x 20.9 mm, yellow
19644 | 2438160000 | HS-HF 6.4-12.7/50 MM W | Conductor and cable markers, 6.4 - 12.7 mm, 50.8 x 20.9 mm, white
19645 | 2438170000 | HS-HF 6.4-12.7/50 MM Y | Conductor and cable markers, 6.4 - 12.7 mm, 50.8 x 20.9 mm, yellow
19646 | 2438180000 | HS-HF 9.5-19.1/25 MM R | Conductor and cable markers, 9.5 - 19.1 mm, 25.4 x 30.9 mm, red
19647 | 2438190000 | HS-HF 9.5-19.1/25 MM W | Conductor and cable markers, 9.5 - 19.1 mm, 25.4 x 30.9 mm, white
19648 | 2438200000 | HS-HF 9.5-19.1/25 MM Y | Conductor and cable markers, 9.5 - 19.1 mm, 25.4 x 30.9 mm, yellow
19649 | 2438210000 | HS-HF 9.5-19.1/50 MM W | Conductor and cable markers, 9.5 - 19.1 mm, 50.8 x 30.9 mm, white
19650 | 2438220000 | HS-HF 9.5-19.1/50 MM Y | Conductor and cable markers, 9.5 - 19.1 mm, 50.8 x 30.9 mm, yellow
19651 | 2445070000 | WAD 12 MC NE WS | Group markers, Cover, 36.2 x 11.9 mm, white
19652 | 2445080000 | WAD 12 MC NE GE | Group markers, Cover, 36.2 x 11.9 mm, yellow
19653 | 2445090000 | WAD 12 MC B GE/SW | Group markers, Cover, 36.2 x 11.9 mm, yellow
19654 | 1000550000 | BL-I/O 3.50/30LR SN BK BX | PCB plug-in connector, female plug, 3.50 mm, Number of poles: 30, 180°, PUSH IN with actuator, Tension-clamp connection, Clamping range, max. : 1.5 mm², Box
19655 | 1000570000 | BL-I/O 3.50/30LR PNP LED SN BK BX | PCB plug-in connector, female plug, 3.50 mm, Number of poles: 30, 180°, PUSH IN with actuator, Tension-clamp connection, Clamping range, max. : 1.5 mm², Box
19656 | 1000590000 | BL-I/O 3.50/30LR NPN LED SN BK BX | PCB plug-in connector, female plug, 3.50 mm, Number of poles: 30, 180°, PUSH IN with actuator, Tension-clamp connection, Clamping range, max. : 1.5 mm², Box
19657 | 1000600000 | SL-SMT 3.50/04/90RF 1.5SN BK BX | PCB plug-in connector, male header, Clip-on flange, THT/THR solder connection, 3.50 mm, Number of poles: 4, 90°, Solder pin length (l): 1.5 mm, tinned, black, Box
19658 | 1000610000 | SL-SMT 3.50/05/90RF 1.5SN BK BX | PCB plug-in connector, male header, Clip-on flange, THT/THR solder connection, 3.50 mm, Number of poles: 5, 90°, Solder pin length (l): 1.5 mm, tinned, black, Box
19659 | 1000620000 | SL-SMT 3.50/06/90RF 1.5SN BK BX | PCB plug-in connector, male header, Clip-on flange, THT/THR solder connection, 3.50 mm, Number of poles: 6, 90°, Solder pin length (l): 1.5 mm, tinned, black, Box
19660 | 1000630000 | SL-SMT 3.50/07/90RF 1.5SN BK BX | PCB plug-in connector, male header, Clip-on flange, THT/THR solder connection, 3.50 mm, Number of poles: 7, 90°, Solder pin length (l): 1.5 mm, tinned, black, Box
19661 | 1000640000 | SL-SMT 3.50/08/90RF 1.5SN BK BX | PCB plug-in connector, male header, Clip-on flange, THT/THR solder connection, 3.50 mm, Number of poles: 8, 90°, Solder pin length (l): 1.5 mm, tinned, black, Box
19662 | 1000650000 | SL-SMT 3.50/09/90RF 1.5SN BK BX | PCB plug-in connector, male header, Clip-on flange, THT/THR solder connection, 3.50 mm, Number of poles: 9, 90°, Solder pin length (l): 1.5 mm, tinned, black, Box
19663 | 1000660000 | SL-SMT 3.50/11/90RF 1.5SN BK BX | PCB plug-in connector, male header, Clip-on flange, THT/THR solder connection, 3.50 mm, Number of poles: 11, 90°, Solder pin length (l): 1.5 mm, tinned, black, Box
19664 | 1000670000 | SL-SMT 3.50/12/90RF 1.5SN BK BX | PCB plug-in connector, male header, Clip-on flange, THT/THR solder connection, 3.50 mm, Number of poles: 12, 90°, Solder pin length (l): 1.5 mm, tinned, black, Box
19665 | 1000680000 | SL-SMT 3.50/13/90RF 1.5SN BK BX | PCB plug-in connector, male header, Clip-on flange, THT/THR solder connection, 3.50 mm, Number of poles: 13, 90°, Solder pin length (l): 1.5 mm, tinned, black, Box
19666 | 1000690000 | SL-SMT 3.50/14/90RF 1.5SN BK BX | PCB plug-in connector, male header, Clip-on flange, THT/THR solder connection, 3.50 mm, Number of poles: 14, 90°, Solder pin length (l): 1.5 mm, tinned, black, Box
19667 | 1000700000 | SL-SMT 3.50/15/90RF 1.5SN BK BX | PCB plug-in connector, male header, Clip-on flange, THT/THR solder connection, 3.50 mm, Number of poles: 15, 90°, Solder pin length (l): 1.5 mm, tinned, black, Box
19668 | 1000860000 | BLDF 5.08/02/180 SN BK BX | PCB plug-in connector, female plug, 5.08 mm, Number of poles: 2, 180°, PUSH IN with actuator, Tension-clamp connection, Clamping range, max. : 3.31 mm², Box
19669 | 1001190000 | BLDF 5.08/06/180 SN OR BX | PCB plug-in connector, female plug, 5.08 mm, Number of poles: 6, 180°, PUSH IN with actuator, Tension-clamp connection, Clamping range, max. : 3.31 mm², Box
19670 | 1065290000 | S2LD-THR 3.50/08/90G 3.2SN BK BX | PCB plug-in connector, male header, closed side, THT/THR solder connection, 3.50 mm, Number of poles: 8, Solder pin length (l): 3.2 mm, tinned, black, Box
19671 | 1065320000 | S2LD-THR 3.50/16/90G 3.2SN BK BX | PCB plug-in connector, male header, closed side, THT/THR solder connection, 3.50 mm, Number of poles: 16, Solder pin length (l): 3.2 mm, tinned, black, Box
19672 | 1065330000 | S2LD-THR 3.50/20/90G 3.2SN BK BX | PCB plug-in connector, male header, closed side, THT/THR solder connection, 3.50 mm, Number of poles: 20, Solder pin length (l): 3.2 mm, tinned, black, Box
19673 | 1065340000 | S2LD-THR 3.50/24/90G 3.2SN BK BX | PCB plug-in connector, male header, closed side, THT/THR solder connection, 3.50 mm, Number of poles: 24, Solder pin length (l): 3.2 mm, tinned, black, Box
19674 | 1065350000 | S2LD-THR 3.50/28/90G 3.2SN BK BX | PCB plug-in connector, male header, closed side, THT/THR solder connection, 3.50 mm, Number of poles: 28, Solder pin length (l): 3.2 mm, tinned, black, Box
19675 | 1065360000 | S2LD-THR 3.50/32/90G 3.2SN BK BX | PCB plug-in connector, male header, closed side, THT/THR solder connection, 3.50 mm, Number of poles: 32, Solder pin length (l): 3.2 mm, tinned, black, Box
19676 | 1065370000 | S2LD-THR 3.50/36/90G 3.2SN BK BX | PCB plug-in connector, male header, closed side, THT/THR solder connection, 3.50 mm, Number of poles: 36, Solder pin length (l): 3.2 mm, tinned, black, Box
19677 | 1106190000 | S2L-SMT 3.50/36/180LF 1.5SN BK RL | PCB plug-in connector, male header, Solder flange, THT/THR solder connection, 3.50 mm, Number of poles: 36, 180°, Solder pin length (l): 3.5 mm, tinned, black, Tape
19678 | 1108150000 | SV 7.62HP/04/270MF4 SC/04R SN OR BX | PCB plug-in connector, male header, closed side, Middle flange, THT solder connection, 7.62 mm, Number of poles: 4, 270°, Solder pin length (l): 3.5 mm, tinned, orange, Box
19679 | 1108550000 | SL 3.50/05/90 3.2SN GN BX | PCB plug-in connector, male header, open side, THT solder connection, 3.50 mm, Number of poles: 5, 90°, Solder pin length (l): 3.2 mm, tinned, Pale green, Box
19680 | 1108610000 | B2L 3.50/04/180 SN GN BX | PCB plug-in connector, female plug, 3.50 mm, Number of poles: 4, 180°, Tension-clamp connection, Clamping range, max. : 1 mm², Box
19681 | 1111730000 | WDK 4N V BL | Double-tier terminal, Screw connection, 4 mm², 800 V, 32 A, blue
19682 | 1116020000 | SL-SMT 3.50/04/90 3.2SN BK RL | PCB plug-in connector, male header, open side, THT/THR solder connection, 3.50 mm, Number of poles: 4, 90°, Solder pin length (l): 3.2 mm, tinned, black, Tape
19683 | 1117650000 | LL 5.08/03/90 3.2SN GY BX | Printed circuit board terminals, 5.08 mm, Number of poles: 3, 90°, Solder pin length (l): 3.2 mm, tinned, Pebble grey, Clamping yoke connection, Clamping range, max. : 6 mm², Box
19684 | 1119830000 | WSI 6/LD 30-70V LLC | W-Series, Fuse terminal, Rated cross-section: 6 mm², Screw connection
19685 | 1119840000 | WSI 6/LD 10-36V LLC | W-Series, Fuse terminal, Rated cross-section: 6 mm², Screw connection
19686 | 1119850000 | WSI 6/LD 60-150V LLC | W-Series, Fuse terminal, Rated cross-section: 6 mm², Screw connection
19687 | 1119870000 | WSI 6/LD 250AC LLC | W-Series, Fuse terminal, Rated cross-section: 6 mm², Screw connection
19688 | 1120020000 | LM2N 3.50/06/90 3.2SN GY BX | Printed circuit board terminals, 3.50 mm, Number of poles: 6, 90°, Solder pin length (l): 3.2 mm, tinned, Pebble grey, Clamping yoke connection, Clamping range, max. : 2.08 mm², Box
19689 | 1120060000 | BLT 5.08HC/09/180 SN GY BX | PCB plug-in connector, female plug, 5.08 mm, Number of poles: 9, 180°, TOP connection, Clamping range, max. : 2.5 mm², Box
19690 | 1120070000 | BLT 5.08HC/12/180 SN GY BX | PCB plug-in connector, female plug, 5.08 mm, Number of poles: 12, 180°, TOP connection, Clamping range, max. : 2.5 mm², Box
19691 | 1122050000 | BLL 7.62HP/05/180 3.2SN OR BX | PCB plug-in connector, female header, closed side, THT solder connection, 7.62 mm, Number of poles: 5, 180°, Solder pin length (l): 3.2 mm, tinned, orange, Box
19692 | 1122550000 | SL 7.62HP/02/180G 3.2SN BK BX | PCB plug-in connector, male header, closed side, THT solder connection, 7.62 mm, Number of poles: 2, 180°, Solder pin length (l): 3.2 mm, tinned, black, Box
19693 | 1122570000 | SL 7.62HP/03/180G 3.2SN BK BX | PCB plug-in connector, male header, closed side, THT solder connection, 7.62 mm, Number of poles: 3, 180°, Solder pin length (l): 3.2 mm, tinned, black, Box
19694 | 1122580000 | SL 7.62HP/04/180G 3.2SN BK BX | PCB plug-in connector, male header, closed side, THT solder connection, 7.62 mm, Number of poles: 4, 180°, Solder pin length (l): 3.2 mm, tinned, black, Box
19695 | 1122590000 | SL 7.62HP/07/180G 3.2SN BK BX | PCB plug-in connector, male header, closed side, THT solder connection, 7.62 mm, Number of poles: 7, 180°, Solder pin length (l): 3.2 mm, tinned, black, Box
19696 | 1122600000 | SL 7.62HP/09/180G 3.2SN BK BX | PCB plug-in connector, male header, closed side, THT solder connection, 7.62 mm, Number of poles: 9, 180°, Solder pin length (l): 3.2 mm, tinned, black, Box
19697 | 1122610000 | SL 7.62HP/10/180G 3.2SN BK BX | PCB plug-in connector, male header, closed side, THT solder connection, 7.62 mm, Number of poles: 10, 180°, Solder pin length (l): 3.2 mm, tinned, black, Box
19698 | 1122640000 | SL 7.62HP/11/180G 3.2SN BK BX | PCB plug-in connector, male header, closed side, THT solder connection, 7.62 mm, Number of poles: 11, 180°, Solder pin length (l): 3.2 mm, tinned, black, Box
19699 | 1122650000 | SL 7.62HP/12/180G 3.2SN BK BX | PCB plug-in connector, male header, closed side, THT solder connection, 7.62 mm, Number of poles: 12, 180°, Solder pin length (l): 3.2 mm, tinned, black, Box
19700 | 1122700000 | SLZ 7.62HP/05/180G SN OR BX | PCB plug-in connector, male plug, 7.62 mm, Number of poles: 5, Clamping yoke connection, Clamping range, max. : 2.5 mm², Box
19701 | 1124250000 | SL 7.62HP/06/90F 3.2 SN BK BX | PCB plug-in connector, male header, Flange, THT solder connection, 7.62 mm, Number of poles: 6, 90°, Solder pin length (l): 3.2 mm, tinned, black, Box
19702 | 1124270000 | SL 7.62HP/07/90F 3.2 SN BK BX | PCB plug-in connector, male header, Flange, THT solder connection, 7.62 mm, Number of poles: 7, 90°, Solder pin length (l): 3.2 mm, tinned, black, Box
19703 | 1124280000 | SL 7.62HP/08/90F 3.2 SN BK BX | PCB plug-in connector, male header, Flange, THT solder connection, 7.62 mm, Number of poles: 8, 90°, Solder pin length (l): 3.2 mm, tinned, black, Box
19704 | 1124290000 | SL 7.62HP/09/90F 3.2 SN BK BX | PCB plug-in connector, male header, Flange, THT solder connection, 7.62 mm, Number of poles: 9, 90°, Solder pin length (l): 3.2 mm, tinned, black, Box
19705 | 1124300000 | SL 7.62HP/10/90F 3.2 SN BK BX | PCB plug-in connector, male header, Flange, THT solder connection, 7.62 mm, Number of poles: 10, 90°, Solder pin length (l): 3.2 mm, tinned, black, Box
19706 | 1124310000 | SL 7.62HP/11/90F 3.2 SN BK BX | PCB plug-in connector, male header, Flange, THT solder connection, 7.62 mm, Number of poles: 11, 90°, Solder pin length (l): 3.2 mm, tinned, black, Box
19707 | 1124320000 | SL 7.62HP/12/90F 3.2 SN BK BX | PCB plug-in connector, male header, Flange, THT solder connection, 7.62 mm, Number of poles: 12, 90°, Solder pin length (l): 3.2 mm, tinned, black, Box
19708 | 1124330000 | SL 7.62HP/06/90F 3.2 SN OR BX | PCB plug-in connector, male header, Flange, THT solder connection, 7.62 mm, Number of poles: 6, 90°, Solder pin length (l): 3.2 mm, tinned, orange, Box
19709 | 1124340000 | SL 7.62HP/07/90F 3.2 SN OR BX | PCB plug-in connector, male header, Flange, THT solder connection, 7.62 mm, Number of poles: 7, 90°, Solder pin length (l): 3.2 mm, tinned, orange, Box
19710 | 1124350000 | SL 7.62HP/08/90F 3.2 SN OR BX | PCB plug-in connector, male header, Flange, THT solder connection, 7.62 mm, Number of poles: 8, 90°, Solder pin length (l): 3.2 mm, tinned, orange, Box
19711 | 1124370000 | SL 7.62HP/09/90F 3.2 SN OR BX | PCB plug-in connector, male header, Flange, THT solder connection, 7.62 mm, Number of poles: 9, 90°, Solder pin length (l): 3.2 mm, tinned, orange, Box
19712 | 1124380000 | SL 7.62HP/10/90F 3.2 SN OR BX | PCB plug-in connector, male header, Flange, THT solder connection, 7.62 mm, Number of poles: 10, 90°, Solder pin length (l): 3.2 mm, tinned, orange, Box
19713 | 1124390000 | SL 7.62HP/11/90F 3.2 SN OR BX | PCB plug-in connector, male header, Flange, THT solder connection, 7.62 mm, Number of poles: 11, 90°, Solder pin length (l): 3.2 mm, tinned, orange, Box
19714 | 1124400000 | SL 7.62HP/12/90F 3.2 SN OR BX | PCB plug-in connector, male header, Flange, THT solder connection, 7.62 mm, Number of poles: 12, 90°, Solder pin length (l): 3.2 mm, tinned, orange, Box
19715 | 1147780000 | SL 5.08HC/17/90G 3.2SN OR BX | PCB plug-in connector, male header, closed side, THT solder connection, 5.08 mm, Number of poles: 17, 90°, Solder pin length (l): 3.2 mm, tinned, orange, Box
19716 | 1147790000 | SL 5.08HC/22/180F 3.2SN OR BX | PCB plug-in connector, male header, Flange, THT solder connection, 5.08 mm, Number of poles: 22, 180°, Solder pin length (l): 3.2 mm, tinned, orange, Box
19717 | 1147800000 | SL 5.08HC/17/180B 3.2SN OR BX | PCB plug-in connector, male header, Dovetails for fixing blocks, THT solder connection, 5.08 mm, Number of poles: 17, 180°, Solder pin length (l): 3.2 mm, tinned, orange, Box
19718 | 1147810000 | SL 5.08HC/18/90G 3.2SN OR BX | PCB plug-in connector, male header, closed side, THT solder connection, 5.08 mm, Number of poles: 18, 90°, Solder pin length (l): 3.2 mm, tinned, orange, Box
19719 | 1147820000 | SL 5.08HC/23/180F 3.2SN OR BX | PCB plug-in connector, male header, Flange, THT solder connection, 5.08 mm, Number of poles: 23, 180°, Solder pin length (l): 3.2 mm, tinned, orange, Box
19720 | 1147830000 | SL 5.08HC/18/180B 3.2SN OR BX | PCB plug-in connector, male header, Dovetails for fixing blocks, THT solder connection, 5.08 mm, Number of poles: 18, 180°, Solder pin length (l): 3.2 mm, tinned, orange, Box
19721 | 1148000000 | SL 5.08HC/24/90G 3.2SN OR BX | PCB plug-in connector, male header, closed side, THT solder connection, 5.08 mm, Number of poles: 24, 90°, Solder pin length (l): 3.2 mm, tinned, orange, Box
19722 | 1148010000 | SL 5.08HC/23/180B 3.2SN OR BX | PCB plug-in connector, male header, Dovetails for fixing blocks, THT solder connection, 5.08 mm, Number of poles: 23, 180°, Solder pin length (l): 3.2 mm, tinned, orange, Box
19723 | 1148020000 | SL 5.08HC/06/180LF 3.2SN OR BX | PCB plug-in connector, male header, Solder flange, THT solder connection, 5.08 mm, Number of poles: 6, 180°, Solder pin length (l): 3.2 mm, tinned, orange, Box
19724 | 1148030000 | SL 5.08HC/02/90B 3.2SN OR BX | PCB plug-in connector, male header, Dovetails for fixing blocks, THT solder connection, 5.08 mm, Number of poles: 2, 90°, Solder pin length (l): 3.2 mm, tinned, orange, Box
19725 | 1148040000 | SL 5.08HC/24/180B 3.2SN OR BX | PCB plug-in connector, male header, Dovetails for fixing blocks, THT solder connection, 5.08 mm, Number of poles: 24, 180°, Solder pin length (l): 3.2 mm, tinned, orange, Box
19726 | 1148050000 | SL 5.08HC/07/180LF 3.2SN OR BX | PCB plug-in connector, male header, Solder flange, THT solder connection, 5.08 mm, Number of poles: 7, 180°, Solder pin length (l): 3.2 mm, tinned, orange, Box
19727 | 1148070000 | SL 5.08HC/03/90B 3.2SN OR BX | PCB plug-in connector, male header, Dovetails for fixing blocks, THT solder connection, 5.08 mm, Number of poles: 3, 90°, Solder pin length (l): 3.2 mm, tinned, orange, Box
19728 | 1148090000 | SL 5.08HC/08/180LF 3.2SN OR BX | PCB plug-in connector, male header, Solder flange, THT solder connection, 5.08 mm, Number of poles: 8, 180°, Solder pin length (l): 3.2 mm, tinned, orange, Box
19729 | 1148100000 | SL 5.08HC/04/90B 3.2SN OR BX | PCB plug-in connector, male header, Dovetails for fixing blocks, THT solder connection, 5.08 mm, Number of poles: 4, 90°, Solder pin length (l): 3.2 mm, tinned, orange, Box
19730 | 1148120000 | SL 5.08HC/09/180LF 3.2SN OR BX | PCB plug-in connector, male header, Solder flange, THT solder connection, 5.08 mm, Number of poles: 9, 180°, Solder pin length (l): 3.2 mm, tinned, orange, Box
19731 | 1148130000 | SL 5.08HC/05/90B 3.2SN OR BX | PCB plug-in connector, male header, Dovetails for fixing blocks, THT solder connection, 5.08 mm, Number of poles: 5, 90°, Solder pin length (l): 3.2 mm, tinned, orange, Box
19732 | 1148150000 | SL 5.08HC/10/180LF 3.2SN OR BX | PCB plug-in connector, male header, Solder flange, THT solder connection, 5.08 mm, Number of poles: 10, 180°, Solder pin length (l): 3.2 mm, tinned, orange, Box
19733 | 1148170000 | SL 5.08HC/06/90B 3.2SN OR BX | PCB plug-in connector, male header, Dovetails for fixing blocks, THT solder connection, 5.08 mm, Number of poles: 6, 90°, Solder pin length (l): 3.2 mm, tinned, orange, Box
19734 | 1148190000 | SL 5.08HC/11/180LF 3.2SN OR BX | PCB plug-in connector, male header, Solder flange, THT solder connection, 5.08 mm, Number of poles: 11, 180°, Solder pin length (l): 3.2 mm, tinned, orange, Box
19735 | 1148200000 | SL 5.08HC/07/90B 3.2SN OR BX | PCB plug-in connector, male header, Dovetails for fixing blocks, THT solder connection, 5.08 mm, Number of poles: 7, 90°, Solder pin length (l): 3.2 mm, tinned, orange, Box
19736 | 1148220000 | SL 5.08HC/12/180LF 3.2SN OR BX | PCB plug-in connector, male header, Solder flange, THT solder connection, 5.08 mm, Number of poles: 12, 180°, Solder pin length (l): 3.2 mm, tinned, orange, Box
19737 | 1148240000 | SL 5.08HC/13/180LF 3.2SN OR BX | PCB plug-in connector, male header, Solder flange, THT solder connection, 5.08 mm, Number of poles: 13, 180°, Solder pin length (l): 3.2 mm, tinned, orange, Box
19738 | 1148260000 | SL 5.08HC/14/180LF 3.2SN OR BX | PCB plug-in connector, male header, Solder flange, THT solder connection, 5.08 mm, Number of poles: 14, 180°, Solder pin length (l): 3.2 mm, tinned, orange, Box
19739 | 1148280000 | SL 5.08HC/15/180LF 3.2SN OR BX | PCB plug-in connector, male header, Solder flange, THT solder connection, 5.08 mm, Number of poles: 15, 180°, Solder pin length (l): 3.2 mm, tinned, orange, Box
19740 | 1148300000 | SL 5.08HC/16/180LF 3.2SN OR BX | PCB plug-in connector, male header, Solder flange, THT solder connection, 5.08 mm, Number of poles: 16, 180°, Solder pin length (l): 3.2 mm, tinned, orange, Box
19741 | 1148320000 | SL 5.08HC/17/180LF 3.2SN OR BX | PCB plug-in connector, male header, Solder flange, THT solder connection, 5.08 mm, Number of poles: 17, 180°, Solder pin length (l): 3.2 mm, tinned, orange, Box
19742 | 1148340000 | SL 5.08HC/18/180LF 3.2SN OR BX | PCB plug-in connector, male header, Solder flange, THT solder connection, 5.08 mm, Number of poles: 18, 180°, Solder pin length (l): 3.2 mm, tinned, orange, Box
19743 | 1148360000 | SL 5.08HC/19/180LF 3.2SN OR BX | PCB plug-in connector, male header, Solder flange, THT solder connection, 5.08 mm, Number of poles: 19, 180°, Solder pin length (l): 3.2 mm, tinned, orange, Box
19744 | 1148380000 | SL 5.08HC/20/180LF 3.2SN OR BX | PCB plug-in connector, male header, Solder flange, THT solder connection, 5.08 mm, Number of poles: 20, 180°, Solder pin length (l): 3.2 mm, tinned, orange, Box
19745 | 1148400000 | SL 5.08HC/21/180LF 3.2SN OR BX | PCB plug-in connector, male header, Solder flange, THT solder connection, 5.08 mm, Number of poles: 21, 180°, Solder pin length (l): 3.2 mm, tinned, orange, Box
19746 | 1148420000 | SL 5.08HC/22/180LF 3.2SN OR BX | PCB plug-in connector, male header, Solder flange, THT solder connection, 5.08 mm, Number of poles: 22, 180°, Solder pin length (l): 3.2 mm, tinned, orange, Box
19747 | 1148440000 | SL 5.08HC/23/180LF 3.2SN OR BX | PCB plug-in connector, male header, Solder flange, THT solder connection, 5.08 mm, Number of poles: 23, 180°, Solder pin length (l): 3.2 mm, tinned, orange, Box
19748 | 1148470000 | SL 5.08HC/24/180LF 3.2SN OR BX | PCB plug-in connector, male header, Solder flange, THT solder connection, 5.08 mm, Number of poles: 24, 180°, Solder pin length (l): 3.2 mm, tinned, orange, Box
19749 | 1149980000 | SL 5.08HC/20/90LF 3.2SN OR BX | PCB plug-in connector, male header, Solder flange, THT solder connection, 5.08 mm, Number of poles: 20, 90°, Solder pin length (l): 3.2 mm, tinned, orange, Box
19750 | 1150000000 | SL 5.08HC/21/90LF 3.2SN OR BX | PCB plug-in connector, male header, Solder flange, THT solder connection, 5.08 mm, Number of poles: 21, 90°, Solder pin length (l): 3.2 mm, tinned, orange, Box
19751 | 1150020000 | SL 5.08HC/22/90LF 3.2SN OR BX | PCB plug-in connector, male header, Solder flange, THT solder connection, 5.08 mm, Number of poles: 22, 90°, Solder pin length (l): 3.2 mm, tinned, orange, Box
19752 | 1150040000 | SL 5.08HC/23/90LF 3.2SN OR BX | PCB plug-in connector, male header, Solder flange, THT solder connection, 5.08 mm, Number of poles: 23, 90°, Solder pin length (l): 3.2 mm, tinned, orange, Box
19753 | 1150070000 | SL 5.08HC/24/90LF 3.2SN OR BX | PCB plug-in connector, male header, Solder flange, THT solder connection, 5.08 mm, Number of poles: 24, 90°, Solder pin length (l): 3.2 mm, tinned, orange, Box
19754 | 1154830000 | SL 5.08HC/08/90B 3.2SN OR BX | PCB plug-in connector, male header, Dovetails for fixing blocks, THT solder connection, 5.08 mm, Number of poles: 8, 90°, Solder pin length (l): 3.2 mm, tinned, orange, Box
19755 | 1154840000 | SL 5.08HC/09/90B 3.2SN OR BX | PCB plug-in connector, male header, Dovetails for fixing blocks, THT solder connection, 5.08 mm, Number of poles: 9, 90°, Solder pin length (l): 3.2 mm, tinned, orange, Box
19756 | 1154850000 | SL 5.08HC/10/90B 3.2SN OR BX | PCB plug-in connector, male header, Dovetails for fixing blocks, THT solder connection, 5.08 mm, Number of poles: 10, 90°, Solder pin length (l): 3.2 mm, tinned, orange, Box
19757 | 1154870000 | SL 5.08HC/11/90B 3.2SN OR BX | PCB plug-in connector, male header, Dovetails for fixing blocks, THT solder connection, 5.08 mm, Number of poles: 11, 90°, Solder pin length (l): 3.2 mm, tinned, orange, Box
19758 | 1154880000 | SL 5.08HC/12/90B 3.2SN OR BX | PCB plug-in connector, male header, Dovetails for fixing blocks, THT solder connection, 5.08 mm, Number of poles: 12, 90°, Solder pin length (l): 3.2 mm, tinned, orange, Box
19759 | 1154890000 | SL 5.08HC/13/90B 3.2SN OR BX | PCB plug-in connector, male header, Dovetails for fixing blocks, THT solder connection, 5.08 mm, Number of poles: 13, 90°, Solder pin length (l): 3.2 mm, tinned, orange, Box
19760 | 1154900000 | SL 5.08HC/14/90B 3.2SN OR BX | PCB plug-in connector, male header, Dovetails for fixing blocks, THT solder connection, 5.08 mm, Number of poles: 14, 90°, Solder pin length (l): 3.2 mm, tinned, orange, Box
19761 | 1154910000 | SL 5.08HC/15/90B 3.2SN OR BX | PCB plug-in connector, male header, Dovetails for fixing blocks, THT solder connection, 5.08 mm, Number of poles: 15, 90°, Solder pin length (l): 3.2 mm, tinned, orange, Box
19762 | 1154920000 | SL 5.08HC/16/90B 3.2SN OR BX | PCB plug-in connector, male header, Dovetails for fixing blocks, THT solder connection, 5.08 mm, Number of poles: 16, 90°, Solder pin length (l): 3.2 mm, tinned, orange, Box
19763 | 1154930000 | SL 5.08HC/17/90B 3.2SN OR BX | PCB plug-in connector, male header, Dovetails for fixing blocks, THT solder connection, 5.08 mm, Number of poles: 17, 90°, Solder pin length (l): 3.2 mm, tinned, orange, Box
19764 | 1154940000 | SL 5.08HC/18/90B 3.2SN OR BX | PCB plug-in connector, male header, Dovetails for fixing blocks, THT solder connection, 5.08 mm, Number of poles: 18, 90°, Solder pin length (l): 3.2 mm, tinned, orange, Box
19765 | 1154950000 | SL 5.08HC/19/90B 3.2SN OR BX | PCB plug-in connector, male header, Dovetails for fixing blocks, THT solder connection, 5.08 mm, Number of poles: 19, 90°, Solder pin length (l): 3.2 mm, tinned, orange, Box
19766 | 1154970000 | SL 5.08HC/20/90B 3.2SN OR BX | PCB plug-in connector, male header, Dovetails for fixing blocks, THT solder connection, 5.08 mm, Number of poles: 20, 90°, Solder pin length (l): 3.2 mm, tinned, orange, Box
19767 | 1154980000 | SL 5.08HC/21/90B 3.2SN OR BX | PCB plug-in connector, male header, Dovetails for fixing blocks, THT solder connection, 5.08 mm, Number of poles: 21, 90°, Solder pin length (l): 3.2 mm, tinned, orange, Box
19768 | 1154990000 | SL 5.08HC/22/90B 3.2SN OR BX | PCB plug-in connector, male header, Dovetails for fixing blocks, THT solder connection, 5.08 mm, Number of poles: 22, 90°, Solder pin length (l): 3.2 mm, tinned, orange, Box
19769 | 1155010000 | SL 5.08HC/23/90B 3.2SN OR BX | PCB plug-in connector, male header, Dovetails for fixing blocks, THT solder connection, 5.08 mm, Number of poles: 23, 90°, Solder pin length (l): 3.2 mm, tinned, orange, Box
19770 | 1155020000 | SL 5.08HC/24/90B 3.2SN OR BX | PCB plug-in connector, male header, Dovetails for fixing blocks, THT solder connection, 5.08 mm, Number of poles: 24, 90°, Solder pin length (l): 3.2 mm, tinned, orange, Box
19771 | 1303450000 | PV-STICK+ VPE10 | Photovoltaics, Plug-in connector, PUSH IN connection, Socket connector
19772 | 1303460000 | PV-STICK+ VPE50 | Photovoltaics, Plug-in connector, PUSH IN connection, Socket connector
19773 | 1303490000 | PV-STICK- VPE10 | Photovoltaics, Plug-in connector, PUSH IN connection, Pin
19774 | 1303500000 | PV-STICK- VPE50 | Photovoltaics, Plug-in connector, PUSH IN connection, Pin
19775 | 1304240000 | CH20M22 FC TYL 2083 | Modular housing, OMNIMATE Housing - series CH20M Traffic yellow, Width: 22.5 mm
19776 | 1312680000 | CH20M12 S PSCSC LGY 2018 | Modular housing, OMNIMATE Housing - series CH20M Light Grey, Width: 12.5 mm
19777 | 1312970000 | SAIE-M12B-5-TL | Built-in plugs, M12, Number of poles: 5
19778 | 1312980000 | SAIE-M12S-5-TL | Built-in plugs, M12, Number of poles: 5
19779 | 1323540000 | SM 42/42-30 K MC NE GE | SwitchMark, Device markers, 42 x 42 mm, for cam switches, Type T0, yellow
19780 | 1327990000 | CH20M45 S 2PSC/2PSC TYL 2083 | Modular housing, OMNIMATE Housing - series CH20M Traffic yellow, Width: 45 mm
19781 | 1341130000 | DKB CC 30/60 | MetalliCard, Adhesive strip, 30 x 60 mm, Transparent
19782 | 1345520000 | SAIH-3X0.34(PUR)GE | Sensor/actuator line, Number of poles : 3, Shielded: No, Sheath material: PUR, Halogen: No
19783 | 1345540000 | SAIH-5X0.34(PUR)GE | Sensor/actuator line, Number of poles : 3, Shielded: No, Sheath material: PUR, Halogen: No
19784 | 1346610000 | UR20-EBK-ACC | End bracket, ,
19785 | 1357330000 | SAIH-4X0.34-S(PUR) | Sensor/actuator line, Number of poles : 4, Shielded: Yes, LED: No, Sheath material: PUR, Halogen: No
19786 | 1357340000 | SAIH-5X0.34-S(PUR) | Sensor/actuator line, Number of poles : 5, Shielded: Yes, LED: No, Sheath material: PUR, Halogen: No
19787 | 1413740000 | CH20M AD SHL 5.00/04 GGY 2019 | Hood, OMNIMATE Housing - series CH20M Graphite grey, Width: 22.5 mm
19788 | 1435750000 | HDC MHP100 M 10 | Pin, silver, 10 mm²
19789 | 1435760000 | HDC MHP100 M 16 | Pin, silver, 16 mm²
19790 | 1435770000 | HDC MHP100 M 25 | Pin, silver, 25 mm²
19791 | 1435780000 | HDC MHP100 M 35 | Pin, silver, 35 mm²
19792 | 1435790000 | HDC MHP100 F 10 | Female, silver, 10 mm²
19793 | 1435810000 | HDC MHP100 F 16 | Female, silver, 16 mm²
19794 | 1435820000 | HDC MHP100 F 25 | Female, silver, 25 mm²
19795 | 1435830000 | HDC MHP100 F 35 | Female, silver, 35 mm²
19796 | 1467610000 | SAIE-M8S-8-TL-HW | Built-in plugs, M8 thread, pin, straight, M 8, Number of poles: 8
19797 | 1467650000 | SAIE-M8B-8-TL-HW | Built-in plugs, M8 thread, Female socket, straight, M 12, Number of poles: 8
19798 | 1467710000 | SAIE-M12S-4S-TL-HW-PG9 | Built-in plugs, M12, PG 9, Number of poles: 4
19799 | 1467720000 | SAIE-M12S-5S-TL-HW-PG9 | Built-in plugs, M12, PG 9, Number of poles: 5
19800 | 1467730000 | SAIE-M12S-8S-TL-HW-PG9 | Built-in plugs, M12, PG 9, Number of poles: 8
19801 | 1467750000 | SAIEW-M12S-4S-TL-HW-PG9 | Built-in plugs, M12, PG 9, Number of poles: 4
19802 | 1467760000 | SAIEW-M12S-5S-TL-HW-PG9 | Built-in plugs, M12, PG 9, Number of poles: 5
19803 | 1467770000 | SAIE-M12B-4S-TL-HW-PG9 | Built-in plugs, M12, PG 9, Number of poles: 4
19804 | 1467780000 | SAIE-M12B-5S-TL-HW-PG9 | Built-in plugs, M12, PG 9, Number of poles: 5
19805 | 1467790000 | SAIE-M12B-8S-TL-HW-PG9 | Built-in plugs, M12, PG 9, Number of poles: 8
19806 | 1467810000 | SAIE-M12B-12S-TL-HW-PG9 | Built-in plugs, M12, PG 9, Number of poles: 12
19807 | 1467820000 | SAIEW-M12B-4S-TL-HW-PG9 | Built-in plugs, M12, PG 9, Number of poles: 4
19808 | 1467830000 | SAIEW-M12B-5S-TL-HW-PG9 | Built-in plugs, M12, PG 9, Number of poles: 5
19809 | 1468860000 | SAI-M12-KSC-0.34/0.5 | Contact, Pin
19810 | 1474060000 | CC-M 85/54 ST SDR | MetalliCard, Device markers, 54 x 85 mm, silver
19811 | 1474070000 | CC-M 85/54 AL SDR | MetalliCard, Device markers, 54 x 85 mm, silver
19812 | 1474080000 | CC-M 85/54 4X3 AL SDR | MetalliCard, Device markers, 54 x 85 mm, silver
19813 | 1474090000 | CC-M 85/54 4X3 ST SDR | MetalliCard, Device markers, 54 x 85 mm, silver
19814 | 1474110000 | CC-M 27/18 AL SDR | MetalliCard, Device markers, 26.8 x 18 mm, silver
19815 | 1474120000 | CC-M 27/18 ST SDR | MetalliCard, Device markers, 26.8 x 18 mm, silver
19816 | 1474170000 | CC-M 85/27 2X3 AL SDR | MetalliCard, Device markers, 27 x 85 mm, silver
19817 | 1474180000 | CC-M 85/27 2X3 ST SDR | MetalliCard, Device markers, 27 x 85 mm, silver
19818 | 1474190000 | CC-M 30/60 AL SDR | MetalliCard, Device markers, 30 x 60 mm, silver
19819 | 1474210000 | CC-M 30/60 ST SDR | MetalliCard, Device markers, 30 x 60 mm, silver
19820 | 1474220000 | CC-M 30/60 2X3 AL SDR | MetalliCard, Device markers, 30 x 60 mm, silver
19821 | 1474230000 | CC-M 30/60 2X3 ST SDR | MetalliCard, Device markers, 30 x 60 mm, silver
19822 | 1474250000 | CC-M 15/60 ST SDR | MetalliCard, Device markers, 15 x 60 mm, silver
19823 | 1474260000 | CC-M 15/60 2X3 AL SDR | MetalliCard, Device markers, 15 x 60 mm, silver
19824 | 1474270000 | CC-M 15/60 2X3 ST SDR | MetalliCard, Device markers, 15 x 60 mm, silver
19825 | 1474280000 | CC-M 15/45 AL SDR | MetalliCard, Device markers, 15 x 45 mm, silver
19826 | 1474290000 | CC-M 15/45 ST SDR | MetalliCard, Device markers, 15 x 45 mm, silver
19827 | 1474310000 | CC-M 15/45 2X3 AL SDR | MetalliCard, Device markers, 15 x 45 mm, silver
19828 | 1474320000 | CC-M 15/45 2X3 ST SDR | MetalliCard, Device markers, 15 x 45 mm, silver
19829 | 1474340000 | CC-M 58/35 ST SDR | MetalliCard, Device markers, 58 x 34.8 mm, silver
19830 | 1474360000 | CC-M 58/35 2X3 ST SDR | MetalliCard, Device markers, 58 x 34.8 mm, silver
19831 | 1474380000 | CC-M 70/48 ST SDR | MetalliCard, Device markers, 70 x 48 mm, silver
19832 | 1474430000 | SFX-M 11/60 ST SDR | MetalliCard, Conductor and cable markers, 7 - 40 mm, 60 x 11 mm, silver
19833 | 1474440000 | SFX-M 11/60-5 AL SDR | MetalliCard, Conductor and cable markers, 7 - 40 mm, 60 x 11 mm
19834 | 1476070000 | H0,5/16D W BD GSP | Wire-end ferrule, Standard, 12 mm, 10 mm, white
19835 | 1476090000 | H1,0/16D R BD GSP | Wire-end ferrule, Standard, 12 mm, 10 mm, red
19836 | 1476100000 | H1,5/16D SW BD GSP | Wire-end ferrule, Standard, 12 mm, 10 mm, black
19837 | 1476110000 | H0,75/16T BL BD GSP | Wire-end ferrule, Standard, 12 mm, 10 mm, Light Blue
19838 | 1480290000 | HDC MF FIXING | Transport lock
19839 | 1491440000 | KSI/-16 | cable lug, terminal end,Insulated cable connector,16 mm²,16 mm²
19840 | 1491490000 | VSRI/0,1-0,5 | cable lug, terminal end,Insulated cable connector,0.14 mm² - 0.5 mm²
19841 | 1491510000 | VSRI/0,5-1,0 | cable lug, terminal end,Insulated cable connector,0.5 mm² - 1 mm²
19842 | 1491520000 | VSRI/1,5-2,5 | cable lug, terminal end,Insulated cable connector,1.5 mm² - 2.5 mm²
19843 | 1491530000 | VSRI/4,0-6,0 | cable lug, terminal end,Insulated cable connector,4 mm² - 6 mm²
19844 | 1491550000 | VSTI/0,5-1,0 | cable lug, terminal end,Insulated cable connector,1 mm²,0.5 mm² - 1 mm²
19845 | 1491560000 | VSTI/1,5-2,5 | cable lug, terminal end,Insulated cable connector,2.5 mm²,1.5 mm² - 2.5 mm²
19846 | 1491570000 | VSTI/4,0-6,0 | cable lug, terminal end,Insulated cable connector,6 mm²,4 mm² - 6 mm²
19847 | 1491590000 | VEI/4-6 | cable lug, terminal end,Insulated cable connector,4 mm² - 6 mm²
19848 | 1491740000 | VFSKHI/1,5-2,5/288 | cable lug, terminal end,Insulated cable connector,2.5 mm²,1.5 mm² - 2.5 mm²
19849 | 1491850000 | FSKI/1,5-2,5/488 | cable lug, terminal end,Insulated cable connector,2.5 mm²,1.5 mm² - 2.5 mm²
19850 | 1491860000 | VFSKHV/0,5-1,0/285 | cable lug, terminal end,Insulated cable connector,1 mm²,0.5 mm² - 1 mm²
19851 | 1491910000 | VFSKHV/0,5-1,0/638 | cable lug, terminal end,Insulated cable connector,1 mm²,0.5 mm² - 1 mm²
19852 | 1491930000 | VFSKHV/1,5-2,5/488 | cable lug, terminal end,Insulated cable connector,2.5 mm²,1.5 mm² - 2.5 mm²
19853 | 1491940000 | VFSKHV/1,5-2,5/638 | cable lug, terminal end,Insulated cable connector,2.5 mm²,1.5 mm² - 2.5 mm²
19854 | 1491960000 | WFSKHV/0,5-1,05 | cable lug, terminal end,Insulated cable connector,0.5 mm² - 1 mm²
19855 | 1491970000 | WFSKHV/1,5-2,5 | cable lug, terminal end,Insulated cable connector,1.5 mm² - 2.5 mm²
19856 | 1492210000 | KQI-M5/S/-1 | cable lug, terminal end,Insulated cable connector,1 mm²,0.5 mm² - 1 mm²
19857 | 1492230000 | KQI-M6/-1 | cable lug, terminal end,Insulated cable connector,1 mm²,0.5 mm² - 1 mm²
19858 | 1492240000 | KQI-M8/-1 | cable lug, terminal end,Insulated cable connector,1 mm²,0.5 mm² - 1 mm²
19859 | 1492320000 | KQI-M6/-2,5 | cable lug, terminal end,Insulated cable connector,2.5 mm²,1.5 mm² - 2.5 mm²
19860 | 1492330000 | KQI-M8/-2,5 | cable lug, terminal end,Insulated cable connector,2.5 mm²,1.5 mm² - 2.5 mm²
19861 | 1492390000 | KQI-M6/-6 | cable lug, terminal end,Insulated cable connector,6 mm²,4 mm² - 6 mm²
19862 | 1492400000 | KQI-M8/-6 | cable lug, terminal end,Insulated cable connector,6 mm²,4 mm² - 6 mm²
19863 | 1492820000 | KSN/-50 | cable lug, terminal end,50 mm²,50 mm²
19864 | 1492890000 | VPLN/-10 | cable lug, terminal end,10 mm²,10 mm²
19865 | 1493140000 | KQN-M16/-35 | cable lug, terminal end,35 mm²
19866 | 1493160000 | KQN-M10/-50 | cable lug, terminal end,50 mm²
19867 | 1493180000 | KQN-M16/-50 | cable lug, terminal end,50 mm²
19868 | 1493390000 | KQN-M16/-150 | cable lug, terminal end,150 mm²
19869 | 1493440000 | KQN-M16/-185 | cable lug, terminal end,185 mm²
19870 | 1493630000 | KQNG-M4/-2,5 | cable lug, terminal end,1.5 mm² - 2.5 mm²
19871 | 1493660000 | KQNG-M4/-6 | cable lug, terminal end,4 mm²,6 mm²
19872 | 1493740000 | KQN-M3/-1 | cable lug, terminal end,0.5 mm² - 1 mm²
19873 | 1493770000 | KQN-M4/-1 | cable lug, terminal end,0.5 mm² - 1 mm²
19874 | 1493900000 | KQN-M6/-2,5 | cable lug, terminal end,1.5 mm² - 2.5 mm²
19875 | 1493950000 | KQN-M4/-6 | cable lug, terminal end,4 mm² - 6 mm²
19876 | 1494050000 | KQN-M10/-10 | cable lug, terminal end,10 mm²
19877 | 1494350000 | KRN-M12/-240 S | cable lug, terminal end,240 mm²
19878 | 1494430000 | KRN-M6/-95 S | cable lug, terminal end,95 mm²
19879 | 1494510000 | KWN-M12/-150 90 | cable lug, terminal end,150 mm²
19880 | 1494750000 | VSTN/-50 | cable lug, terminal end,50 mm²,50 mm²
19881 | 1494890000 | KRN-M8/-95 S | cable lug, terminal end,95 mm²
19882 | 1494980000 | KRN-M10/-185 S | cable lug, terminal end,185 mm²
19883 | 1495100000 | KRN-M5/-2,5 | cable lug, terminal end,2.5 mm²
19884 | 1495150000 | KRN-M6/-4 | cable lug, terminal end,4 mm²
19885 | 1495440000 | KRN-M12/-185 | cable lug, terminal end,185 mm²
19886 | 1495510000 | KRN-M16/-240 | cable lug, terminal end,240 mm²
19887 | 1495530000 | KRN-M10/-300 | cable lug, terminal end,300 mm²
19888 | 1495610000 | KRN-M10/-95 | cable lug, terminal end,95 mm²
19889 | 1495620000 | KRN-M12/-95 | cable lug, terminal end,95 mm²
19890 | 1495670000 | KRN-M12/-120 | cable lug, terminal end,120 mm²
19891 | 1495710000 | KRN-M10/-150 | cable lug, terminal end,150 mm²
19892 | 1495720000 | KRN-M12/-150 | cable lug, terminal end,150 mm²
19893 | 1495850000 | KWN-M6/-25 90 | cable lug, terminal end,25 mm²
19894 | 1495880000 | KWN-M10/-25 90 | cable lug, terminal end,25 mm²
19895 | 1495930000 | KWN-M10/-35 90 | cable lug, terminal end,35 mm²
19896 | 1495970000 | KWN-M8/-50 90 | cable lug, terminal end,50 mm²
19897 | 1496020000 | KWN-M8/-70 90 | cable lug, terminal end,70 mm²
19898 | 1496030000 | KWN-M10/-70 90 | cable lug, terminal end,70 mm²
19899 | 1496040000 | KWN-M12/-70 90 | cable lug, terminal end,70 mm²
19900 | 1496100000 | KWN-M12/-95 90 | cable lug, terminal end,95 mm²
19901 | 1496120000 | KWN-M5/-6 90 | cable lug, terminal end,6 mm²
19902 | 1496240000 | KWN-M10/-35 45 | cable lug, terminal end,35 mm²
19903 | 1496310000 | KWN-M8/-70 45 | cable lug, terminal end,70 mm²
19904 | 1496320000 | KWN-M10/-70 45 | cable lug, terminal end,70 mm²
19905 | 1496500000 | KRN-M8/-25 | cable lug, terminal end,25 mm²
19906 | 1496510000 | KRN-M10/-25 | cable lug, terminal end,25 mm²
19907 | 1496550000 | KRN-M8/-35 | cable lug, terminal end,35 mm²
19908 | 1496570000 | KRN-M10/-35 | cable lug, terminal end,35 mm²
19909 | 1496580000 | KRN-M12/-35 | cable lug, terminal end,35 mm²
19910 | 1496600000 | KRN-M8/-50 | cable lug, terminal end,50 mm²
19911 | 1496610000 | KRN-M10/-50 | cable lug, terminal end,50 mm²
19912 | 1496620000 | KRN-M12/-50 | cable lug, terminal end,50 mm²
19913 | 1496650000 | KRN-M8/-70 | cable lug, terminal end,70 mm²
19914 | 1496670000 | KRN-M10/-70 | cable lug, terminal end,70 mm²
19915 | 1496840000 | KWN-M10/-10 45 | cable lug, terminal end,10 mm²
19916 | 1496920000 | KRN-M6/-10 | cable lug, terminal end,10 mm²
19917 | 1496930000 | KRN-M8/-10 | cable lug, terminal end,10 mm²
19918 | 1496940000 | KRN-M10/-10 | cable lug, terminal end,10 mm²
19919 | 1496980000 | KRN-M6/-16 | cable lug, terminal end,16 mm²
19920 | 1496990000 | KRN-M8/-16 | cable lug, terminal end,16 mm²
19921 | 1497000000 | KRN-M10/-16 | cable lug, terminal end,16 mm²
19922 | 1497010000 | KRN-M12/-16 | cable lug, terminal end,16 mm²
19923 | 1497050000 | KWN-M10/-10 90 | cable lug, terminal end,10 mm²
19924 | 1497130000 | VSTN/-10 | cable lug, terminal end,10 mm²,10 mm²
19925 | 1497180000 | KRN-M6/-6 | cable lug, terminal end,6 mm²
19926 | 1497190000 | KRN-M8/-6 | cable lug, terminal end,6 mm²
19927 | 1497200000 | KRN-M10/-6 | cable lug, terminal end,6 mm²
19928 | 1497870000 | KP-M5/-10 | cable lug, terminal end,10 mm²
19929 | 1497880000 | KP-M6/-10 | cable lug, terminal end,10 mm²
19930 | 1497970000 | KP-M6/-25 | cable lug, terminal end,25 mm²
19931 | 1498610000 | VPN/-6 | cable lug, terminal end,6 mm²,6 mm²
19932 | 1500150000 | CC-M 10/30 2X2.5 ST | MetalliCard, Device markers, 10 x 30 mm, silver
19933 | 1500170000 | CC-M 27/70 2X3 AL | MetalliCard, Device markers, 27 x 70 mm, silver
19934 | 1500270000 | SFX-M 17/60-5 ST | MetalliCard, Conductor and cable markers, 7 - 40 mm, 60 x 17 mm, silver
19935 | 1505170000 | CC-M 27/70 2X3 ST SDR | MetalliCard, Device markers, 27 x 70 mm, silver
19936 | 1505220000 | SFX-M 12/40-5 ST SDR | MetalliCard, Conductor and cable markers, 7 - 40 mm, 40 x 12 mm
19937 | 1505230000 | SFX-M 17/60-5 AL SDR | MetalliCard, Conductor and cable markers, 7 - 40 mm, 60 x 17 mm
19938 | 1505240000 | SFX-M 17/60-5 ST SDR | MetalliCard, Conductor and cable markers, 7 - 40 mm, 60 x 17 mm
19939 | 1512190090 | PAC-YOKO-4X10-V0-9M | Pre-assembled cable, PAC, Cable LiYY, 5.4 ± 1 mm
19940 | 1512220090 | PAC-YOKO-4X10-V2-9M | Pre-assembled cable, PAC, Cable LiYY, 5.4 ± 1 mm
19941 | 1513640000 | APG 2.5/2 | Plug, 2.5 mm², 800, 24 A, Number of poles: 2, dark beige
19942 | 1513650000 | APG 2.5/3 | Plug, 2.5 mm², 800, 24 A, Number of poles: 3, dark beige
19943 | 1513670000 | APG 2.5/4 | Plug, 2.5 mm², 800, 24 A, Number of poles: 4, dark beige
19944 | 1513680000 | APG 2.5/5 | Plug, 2.5 mm², 800, 24 A, Number of poles: 5, dark beige
19945 | 1513690000 | APG 2.5/6 | Plug, 2.5 mm², 800, 24 A, Number of poles: 6, dark beige
19946 | 1513700000 | APG 2.5/7 | Plug, 2.5 mm², 800, 24 A, Number of poles: 7, dark beige
19947 | 1513720000 | APG 2.5/1 | Plug, 2.5 mm², 800, 24 A, Number of poles: 1, dark beige
19948 | 1513730000 | APG 2.5/8 | Plug, 2.5 mm², 800, 24 A, Number of poles: 8, dark beige
19949 | 1513740000 | APG 2.5/9 | Plug, 2.5 mm², 800, 24 A, Number of poles: 9, dark beige
19950 | 1513770000 | APG 2.5/10 | Plug, 2.5 mm², 800, 24 A, Number of poles: 10, dark beige
19951 | 1513780000 | APG 2.5/5-3BG-BL-GN | Plug, 2.5 mm², 800, 24 A, Number of poles: 5, dark beige, blue, green
19952 | 1513790000 | APG 2.5/4-3BG-GN | Plug, 2.5 mm², 800, 24 A, Number of poles: 4, dark beige, green
19953 | 1513820000 | APG 2.5/3-BG-BL-GN | Plug, 2.5 mm², 800, 24 A, Number of poles: 3, dark beige, blue, green
19954 | 1513830000 | APG 2.5 L | Plug, 2.5 mm², 800, 24 A, Number of poles: 1, dark beige
19955 | 1513840000 | APG 2.5 L BL | Plug, 2.5 mm², 800, 24 A, Number of poles: 1, blue
19956 | 1513850000 | APG 2.5 L GN | Plug, 2.5 mm², 800, 24 A, Number of poles: 1, green
19957 | 1513880000 | APG 2.5 MI | Plug, 2.5 mm², 800, 24 A, Number of poles: 1, dark beige
19958 | 1513900000 | APG 2.5 MI BL | Plug, 2.5 mm², 800, 24 A, Number of poles: 1, blue
19959 | 1513930000 | APG 2.5 MI GN | Plug, 2.5 mm², 800, 24 A, Number of poles: 1, green
19960 | 1513940000 | APG 2.5 R | Plug, 2.5 mm², 800, 24 A, Number of poles: 1, dark beige
19961 | 1513950000 | APG 2.5 R BL | Plug, 2.5 mm², 800, 24 A, Number of poles: 1, blue
19962 | 1513980000 | APG 2.5 R GN | Plug, 2.5 mm², 800, 24 A, Number of poles: 1, green
19963 | 1514000000 | APGTB 2.5 FT 3C/1 | Feed-through terminal, PUSH IN, 2.5 mm², 800 V, 24 A, dark beige
19964 | 1514020000 | APGTB 2.5 FT 3C/1 BL | Feed-through terminal, PUSH IN, 2.5 mm², 800 V, 24 A, blue
19965 | 1514030000 | APGTB 2.5 FT 4C/2 | Feed-through terminal, PUSH IN, 2.5 mm², 800 V, 24 A, dark beige
19966 | 1514040000 | APGTB 2.5 FT 4C/2 BL | Feed-through terminal, PUSH IN, 2.5 mm², 800 V, 24 A, blue
19967 | 1514400000 | AEP 2C 2.5 | A-series, End plate
19968 | 1514420000 | AEP 2C 2.5 BL | A-series, End plate
19969 | 1514450000 | AEP PGTB 2.5 4C/2 | A-series, End plate
19970 | 1514470000 | AEP PGTB 2.5 4C/2 BL | A-series, End plate
19971 | 1521510000 | AEP 3C 2.5 | A-series, End plate
19972 | 1521520000 | AEP 3C 2.5 BL | A-series, End plate
19973 | 1521530000 | AEP 4C 2.5 | A-series, End plate
19974 | 1521640000 | AEP 4C 2.5 BL | A-series, End plate
19975 | 1547690000 | AEP 2T 2.5 | A-series, End plate
19976 | 1547700000 | AEP 2T 2.5 BL | A-series, End plate
19977 | 1552600000 | AEP 2C 1.5 | A-series, End plate
19978 | 1552610000 | AEP 2C 1.5 BL | A-series, End plate
19979 | 1552620000 | AEP 3C 1.5 | A-series, End plate
19980 | 1552630000 | AEP 3C 1.5 BL | A-series, End plate
19981 | 1552640000 | AEP 4C 1.5 | A-series, End plate
19982 | 1552650000 | AEP 4C 1.5 BL | A-series, End plate
19983 | 1552740000 | A3C 1.5 | Feed-through terminal, PUSH IN, 1.5 mm², 500 V, 17.5 A, dark beige
19984 | 1552770000 | A3C 1.5 BL | Feed-through terminal, PUSH IN, 1.5 mm², 500 V, 17.5 A, blue
19985 | 1552780000 | A3C 1.5 OR | Feed-through terminal, PUSH IN, 1.5 mm², 500 V, 17.5 A, orange
19986 | 1560650000 | WPD 101 2X25/2X16 GN | W-Series, Distribution block, Rated cross-section: Screw connection, Terminal rail / mounting plate
19987 | 1560670000 | WPD 101 2X25/2X16 BL | W-Series, Distribution block, Rated cross-section: Screw connection, Terminal rail / mounting plate
19988 | 1560730000 | WPD 101 2X25/2X16 GY | W-Series, Distribution block, Rated cross-section: Screw connection, Terminal rail / mounting plate
19989 | 1561100000 | WPD 101 2X25/2X16 BK | W-Series, Distribution block, Rated cross-section: Screw connection, Terminal rail / mounting plate
19990 | 1561120000 | WPD 101 2X25/2X16 BN | W-Series, Distribution block, Rated cross-section: Screw connection, Terminal rail / mounting plate
19991 | 1561130000 | WPD 301 2X25/2X16 3XGY | W-Series, Distribution block, Rated cross-section: Screw connection, Terminal rail / mounting plate
19992 | 1561620000 | WPD 202 4X35/4X25 GN | W-Series, Distribution block, Rated cross-section: Screw connection, Terminal rail / mounting plate
19993 | 1561630000 | WPD 102 2X35/2X25 BK | W-Series, Distribution block, Rated cross-section: Screw connection, Terminal rail / mounting plate
19994 | 1561640000 | WPD 102 2X35/2X25 BL | W-Series, Distribution block, Rated cross-section: Screw connection, Terminal rail / mounting plate
19995 | 1561650000 | WPD 102 2X35/2X25 BN | W-Series, Distribution block, Rated cross-section: Screw connection, Terminal rail / mounting plate
19996 | 1561670000 | WPD 102 2X35/2X25 GN | W-Series, Distribution block, Rated cross-section: Screw connection, Terminal rail / mounting plate
19997 | 1561680000 | WPD 102 2X35/2X25 GY | W-Series, Distribution block, Rated cross-section: Screw connection, Terminal rail / mounting plate
19998 | 1561690000 | WPD 202 4X35/4X25 BK | W-Series, Distribution block, Rated cross-section: Screw connection, Terminal rail / mounting plate
19999 | 1561700000 | WPD 202 4X35/4X25 BL | W-Series, Distribution block, Rated cross-section: Screw connection, Terminal rail / mounting plate
20000 | 1561720000 | WPD 202 4X35/4X25 BN | W-Series, Distribution block, Rated cross-section: Screw connection, Terminal rail / mounting plate
20001 | 1561730000 | WPD 202 4X35/4X25 GY | W-Series, Distribution block, Rated cross-section: Screw connection, Terminal rail / mounting plate
20002 | 1561740000 | WPD 302 2X35/2X25 3XGY | W-Series, Distribution block, Rated cross-section: Screw connection, Terminal rail / mounting plate
20003 | 1561750000 | WPD 501 2X25/2X16 5XGY | W-Series, Distribution block, Rated cross-section: Screw connection, Terminal rail / mounting plate
20004 | 1561770000 | WPD 103 2X70/2X50 GY | W-Series, Distribution block, Rated cross-section: Screw connection, Terminal rail / mounting plate
20005 | 1561780000 | WPD 103 2X70/2X50 BL | W-Series, Distribution block, Rated cross-section: Screw connection, Terminal rail / mounting plate
20006 | 1561790000 | WPD 103 2X70/2X50 GN | W-Series, Distribution block, Rated cross-section: Screw connection, Terminal rail / mounting plate
20007 | 1561800000 | WPD 401 2X25/2X16 4XGY | W-Series, Distribution block, Rated cross-section: Screw connection, Terminal rail / mounting plate
20008 | 1561820000 | WPD 103 2X70/2X50 BN | W-Series, Distribution block, Rated cross-section: Screw connection, Terminal rail / mounting plate
20009 | 1561830000 | WPD 103 2X70/2X50 BK | W-Series, Distribution block, Rated cross-section: Screw connection, Terminal rail / mounting plate
20010 | 1561910000 | WPD 100 2X25/6X10 GY | W-Series, Distribution block, Rated cross-section: Screw connection, Terminal rail / mounting plate
20011 | 1561920000 | WPD 100 2X25/6X10 BL | W-Series, Distribution block, Rated cross-section: Screw connection, Terminal rail / mounting plate
20012 | 1561930000 | WPD 100 2X25/6X10 GN | W-Series, Distribution block, Rated cross-section: Screw connection, Terminal rail / mounting plate
20013 | 1562000000 | WPD 104 1X25+1X16/2X16+3X10 GY | W-Series, Distribution block, Rated cross-section: Screw connection, Terminal rail / mounting plate
20014 | 1562090000 | WPD 109 1X185/2X35+3X25+4X16 GY | W-Series, Distribution block, Rated cross-section: Screw connection, Terminal rail / mounting plate
20015 | 1562100000 | WPD 108 1X120/2X35+3X25+4X16 GY | W-Series, Distribution block, Rated cross-section: Screw connection, Terminal rail / mounting plate
20016 | 1562130000 | WPD 401 2X25/2X16 3XGY/1XBL | W-Series, Distribution block, Rated cross-section: Screw connection, Terminal rail / mounting plate
20017 | 1562140000 | WPD 501 2X25/2X16 1XGN/3XGY/1XBL | W-Series, Distribution block, Rated cross-section: Screw connection, Terminal rail / mounting plate
20018 | 1562150000 | WPD 204 2X25/4X16+6X10 2XGY | W-Series, Distribution block, Rated cross-section: Screw connection, Terminal rail / mounting plate
20019 | 1562160000 | WPD 304 3X25/6X16+9X10 3XGY | W-Series, Distribution block, Rated cross-section: Screw connection, Terminal rail / mounting plate
20020 | 1562170000 | WPD 105 1X35+1X16/2X25+3X16 GY | W-Series, Distribution block, Rated cross-section: Screw connection, Terminal rail / mounting plate
20021 | 1562180000 | WPD 205 2X35/4X25+6X16 2XGY | W-Series, Distribution block, Rated cross-section: Screw connection, Terminal rail / mounting plate
20022 | 1562190000 | WPD 305 3X35/6X25+9X16 3XGY | W-Series, Distribution block, Rated cross-section: Screw connection, Terminal rail / mounting plate
20023 | 1562210000 | WPD 106 1X70/2X25+3X16 GY | W-Series, Distribution block, Rated cross-section: Screw connection, Terminal rail / mounting plate
20024 | 1562220000 | WPD 107 1X95/2X35+8X25 GY | W-Series, Distribution block, Rated cross-section: Screw connection, Terminal rail / mounting plate
20025 | 1766000000 | SL 3.50/07/90G 3.2SN BK BX | PCB plug-in connector, male header, closed side, THT solder connection, 3.50 mm, Number of poles: 7, 90°, Solder pin length (l): 3.2 mm, tinned, black, Box
20026 | 1988590000 | LUF 10.00/01/90 5.0SN BK BX | Printed circuit board terminals, 10.00 mm, Number of poles: 1, 90°, Solder pin length (l): 5 mm, black, PUSH IN with actuator, Clamping range, max. : 16 mm², Box
20027 | 1988600000 | LUF 10.00/02/90 5.0SN BK BX | Printed circuit board terminals, 10.00 mm, Number of poles: 2, 90°, Solder pin length (l): 5 mm, black, PUSH IN with actuator, Clamping range, max. : 16 mm², Box
20028 | 1988610000 | LUF 10.00/03/90 5.0SN BK BX | Printed circuit board terminals, 10.00 mm, Number of poles: 3, 90°, Solder pin length (l): 5 mm, black, PUSH IN with actuator, Clamping range, max. : 16 mm², Box
20029 | 1988620000 | LUF 10.00/04/90 5.0SN BK BX | Printed circuit board terminals, 10.00 mm, Number of poles: 4, 90°, Solder pin length (l): 5 mm, black, PUSH IN with actuator, Clamping range, max. : 16 mm², Box
20030 | 1988630000 | LUF 10.00/05/90 5.0SN BK BX | Printed circuit board terminals, 10.00 mm, Number of poles: 5, 90°, Solder pin length (l): 5 mm, black, PUSH IN with actuator, Clamping range, max. : 16 mm², Box
20031 | 1988640000 | LUF 10.00/06/90 5.0SN BK BX | Printed circuit board terminals, 10.00 mm, Number of poles: 6, 90°, Solder pin length (l): 5 mm, black, PUSH IN with actuator, Clamping range, max. : 16 mm², Box
20032 | 1988650000 | LUF 10.00/07/90 5.0SN BK BX | Printed circuit board terminals, 10.00 mm, Number of poles: 7, 90°, Solder pin length (l): 5 mm, black, PUSH IN with actuator, Clamping range, max. : 16 mm², Box
20033 | 1988660000 | LUF 10.00/08/90 5.0SN BK BX | Printed circuit board terminals, 10.00 mm, Number of poles: 8, 90°, Solder pin length (l): 5 mm, black, PUSH IN with actuator, Clamping range, max. : 16 mm², Box
20034 | 1988670000 | LUF 10.00/09/90 5.0SN BK BX | Printed circuit board terminals, 10.00 mm, Number of poles: 9, 90°, Solder pin length (l): 5 mm, black, PUSH IN with actuator, Clamping range, max. : 16 mm², Box
20035 | 1988680000 | LUF 10.00/10/90 5.0SN BK BX | Printed circuit board terminals, 10.00 mm, Number of poles: 10, 90°, Solder pin length (l): 5 mm, black, PUSH IN with actuator, Clamping range, max. : 16 mm², Box
20036 | 1988690000 | LUF 10.00/11/90 5.0SN BK BX | Printed circuit board terminals, 10.00 mm, Number of poles: 11, 90°, Solder pin length (l): 5 mm, black, PUSH IN with actuator, Clamping range, max. : 16 mm², Box
20037 | 1988700000 | LUF 10.00/12/90 5.0SN BK BX | Printed circuit board terminals, 10.00 mm, Number of poles: 12, 90°, Solder pin length (l): 5 mm, black, PUSH IN with actuator, Clamping range, max. : 16 mm², Box
20038 | 1991640000 | SCDN-THR 3.81/12/90G 1.5SN BK RL | PCB plug-in connector, male header, closed side, THT/THR solder connection, 3.81 mm, Number of poles: 12, 90°, Solder pin length (l): 1.5 mm, tinned, black, Tape
20039 | 1991650000 | BCL-SMT 3.81/04/90 1.5SN BK RL | PCB plug-in connector, female header, closed side, THT/THR solder connection, 3.81 mm, Number of poles: 4, 90°, Solder pin length (l): 1.5 mm, tinned, black, Tape
20040 | 1991660000 | BCL-SMT 3.81/02/90 1.5SN BK RL | PCB plug-in connector, female header, closed side, THT/THR solder connection, 3.81 mm, Number of poles: 2, 90°, Solder pin length (l): 1.5 mm, tinned, black, Tape
20041 | 1994230000 | LL 5.00/02/180 3.2SN OR BX | Printed circuit board terminals, 5.00 mm, Number of poles: 2, 180°, Solder pin length (l): 3.2 mm, tinned, orange, Clamping yoke connection, Clamping range, max. : 6 mm², Box
20042 | 1994240000 | LL 5.00/03/180 3.2SN OR BX | Printed circuit board terminals, 5.00 mm, Number of poles: 3, 180°, Solder pin length (l): 3.2 mm, tinned, orange, Clamping yoke connection, Clamping range, max. : 6 mm², Box
20043 | 1994250000 | LL 5.08/02/180 3.2SN OR BX | Printed circuit board terminals, 5.08 mm, Number of poles: 2, 180°, Solder pin length (l): 3.2 mm, tinned, orange, Clamping yoke connection, Clamping range, max. : 6 mm², Box
20044 | 1994260000 | LL 5.08/03/180 3.2SN OR BX | Printed circuit board terminals, 5.08 mm, Number of poles: 3, 180°, Solder pin length (l): 3.2 mm, tinned, orange, Clamping yoke connection, Clamping range, max. : 6 mm², Box
20045 | 1994980000 | S2L-SMT 3.50/04/90G 1.5SN BK RL | PCB plug-in connector, male header, closed side, THT/THR solder connection, 3.50 mm, Number of poles: 4, 90°, Solder pin length (l): 1.5 mm, tinned, black, Tape
20046 | 1994990000 | S2L-SMT 3.50/14/90G 1.5SN BK RL | PCB plug-in connector, male header, closed side, THT/THR solder connection, 3.50 mm, Number of poles: 14, 90°, Solder pin length (l): 1.5 mm, tinned, black, Tape
20047 | 2000900000 | SLD 3.50/12/90G 3.2SN BK BX | PCB plug-in connector, male header, closed side, THT solder connection, 3.50 mm, Number of poles: 12, 90°, Solder pin length (l): 3.2 mm, tinned, black, Box
20048 | 2001250000 | SL-SMT 3.50/02/180RF 1.5SN BK BX | PCB plug-in connector, male header, Clip-on flange, THT/THR solder connection, 3.50 mm, Number of poles: 2, 180°, Solder pin length (l): 1.5 mm, tinned, black, Box
20049 | 2013870000 | LUP 10.16/04/90V 5.0SN BK BX | Printed circuit board terminals, 10.16 mm, Number of poles: 4, 90°, Solder pin length (l): 5 mm, tinned, black, Clamping yoke connection, Clamping range, max. : 16 mm², Box
20050 | 2013880000 | LUP 10.16/05/90V 5.0SN BK BX | Printed circuit board terminals, 10.16 mm, Number of poles: 5, 90°, Solder pin length (l): 5 mm, tinned, black, Clamping yoke connection, Clamping range, max. : 16 mm², Box
20051 | 2013890000 | LUP 10.16/06/90V 5.0SN BK BX | Printed circuit board terminals, 10.16 mm, Number of poles: 6, 90°, Solder pin length (l): 5 mm, tinned, black, Clamping yoke connection, Clamping range, max. : 16 mm², Box
20052 | 2013900000 | LUP 10.16/07/90V 5.0SN BK BX | Printed circuit board terminals, 10.16 mm, Number of poles: 7, 90°, Solder pin length (l): 5 mm, tinned, black, Clamping yoke connection, Clamping range, max. : 16 mm², Box
20053 | 2013910000 | LUP 10.16/08/90V 5.0SN BK BX | Printed circuit board terminals, 10.16 mm, Number of poles: 8, 90°, Solder pin length (l): 5 mm, tinned, black, Clamping yoke connection, Clamping range, max. : 16 mm², Box
20054 | 2013920000 | LUP 10.16/09/90V 5.0SN BK BX | Printed circuit board terminals, 10.16 mm, Number of poles: 9, 90°, Solder pin length (l): 5 mm, tinned, black, Clamping yoke connection, Clamping range, max. : 16 mm², Box
20055 | 2013930000 | LUP 10.16/02/90V 5.0SN GY BX | Printed circuit board terminals, 10.16 mm, Number of poles: 2, 90°, Solder pin length (l): 5 mm, tinned, Pebble grey, Clamping yoke connection, Clamping range, max. : 16 mm², Box
20056 | 2013940000 | LUP 10.16/03/90V 5.0SN GY BX | Printed circuit board terminals, 10.16 mm, Number of poles: 3, 90°, Solder pin length (l): 5 mm, tinned, Pebble grey, Clamping yoke connection, Clamping range, max. : 16 mm², Box
20057 | 2013950000 | LUP 10.16/04/90V 5.0SN GY BX | Printed circuit board terminals, 10.16 mm, Number of poles: 4, 90°, Solder pin length (l): 5 mm, tinned, Pebble grey, Clamping yoke connection, Clamping range, max. : 16 mm², Box
20058 | 2013960000 | LUP 10.16/05/90V 5.0SN GY BX | Printed circuit board terminals, 10.16 mm, Number of poles: 5, 90°, Solder pin length (l): 5 mm, tinned, Pebble grey, Clamping yoke connection, Clamping range, max. : 16 mm², Box
20059 | 2013970000 | LUP 10.16/06/90V 5.0SN GY BX | Printed circuit board terminals, 10.16 mm, Number of poles: 6, 90°, Solder pin length (l): 5 mm, tinned, Pebble grey, Clamping yoke connection, Clamping range, max. : 16 mm², Box
20060 | 2013980000 | LUP 10.16/07/90V 5.0SN GY BX | Printed circuit board terminals, 10.16 mm, Number of poles: 7, 90°, Solder pin length (l): 5 mm, tinned, Pebble grey, Clamping yoke connection, Clamping range, max. : 16 mm², Box
20061 | 2013990000 | LUP 10.16/08/90V 5.0SN GY BX | Printed circuit board terminals, 10.16 mm, Number of poles: 8, 90°, Solder pin length (l): 5 mm, tinned, Pebble grey, Clamping yoke connection, Clamping range, max. : 16 mm², Box
20062 | 2014020000 | LUP 10.16/09/90V 5.0SN GY BX | Printed circuit board terminals, 10.16 mm, Number of poles: 9, 90°, Solder pin length (l): 5 mm, tinned, Pebble grey, Clamping yoke connection, Clamping range, max. : 16 mm², Box
20063 | 2014050000 | LUP 10.16/02/90 5.0SN BK BX | Printed circuit board terminals, 10.16 mm, Number of poles: 2, 90°, Solder pin length (l): 5 mm, tinned, black, Clamping yoke connection, Clamping range, max. : 16 mm², Box
20064 | 2014060000 | LUP 10.16/03/90 5.0SN BK BX | Printed circuit board terminals, 10.16 mm, Number of poles: 3, 90°, Solder pin length (l): 5 mm, tinned, black, Clamping yoke connection, Clamping range, max. : 16 mm², Box
20065 | 2014090000 | LUP 10.16/04/90 5.0SN BK BX | Printed circuit board terminals, 10.16 mm, Number of poles: 4, 90°, Solder pin length (l): 5 mm, tinned, black, Clamping yoke connection, Clamping range, max. : 16 mm², Box
20066 | 2014610000 | LUP 12.70/07/90 5.0SN BK BX | Printed circuit board terminals, 12.70 mm, Number of poles: 7, 90°, Solder pin length (l): 5 mm, tinned, black, Clamping yoke connection, Clamping range, max. : 16 mm², Box
20067 | 2123110000 | BLZP 5.08HC/02/180B SN OR BX | PCB plug-in connector, female plug, 5.08 mm, Number of poles: 2, 180°, Clamping yoke connection, Clamping range, max. : 4 mm², Box
20068 | 2123240000 | BLZP 5.08HC/04/180B SN OR BX | PCB plug-in connector, female plug, 5.08 mm, Number of poles: 4, 180°, Clamping yoke connection, Clamping range, max. : 4 mm², Box
20069 | 2168220000 | IE-PCB-M12X-S-90 | PCB plug-in connector, M12, Solder connection, Cat.6A / Class EA (ISO/IEC 11801 2010), IP67, when screwed in, Reflow compatible, 1-part
20070 | 2424210000 | SAIE-M12S-4A-H-LK | Built-in plugs, M12, M 12, Number of poles: 5, Rear panel mounting
20071 | 2427640000 | WGK 50 GY BX | OMNIMATE Power - series WGK, Feed-through terminal, Rated cross-section: 50 mm², Wemid (PA)
20072 | 2427650000 | WGK 50/Z GY BX | OMNIMATE Power - series WGK, Feed-through terminal, Rated cross-section: 50 mm², Wemid (PA)
20073 | 2427660000 | WGK 50 GN/YE BX | OMNIMATE Power - series WGK, Feed-through terminal, Rated cross-section: 50 mm², Wemid (PA)
20074 | 2427680000 | WGK 50 BK BX | OMNIMATE Power - series WGK, Feed-through terminal, Rated cross-section: 50 mm², Wemid (PA)
20075 | 2427690000 | WGK 50/Z BK BX | OMNIMATE Power - series WGK, Feed-through terminal, Rated cross-section: 50 mm², Wemid (PA)
20076 | 2427700000 | WGK 50 IK BX | OMNIMATE Power - series WGK, Feed-through terminal, Rated cross-section: 50 mm², Wemid (PA)
20077 | 2427710000 | WGK 50/Z IK BX | OMNIMATE Power - series WGK, Feed-through terminal, Rated cross-section: 50 mm², Wemid (PA)
20078 | 2427720000 | WGK 50 IK BK BX | OMNIMATE Power - series WGK, Feed-through terminal, Rated cross-section: 50 mm², Wemid (PA)
20079 | 2427730000 | WGK 50/Z IK BK BX | OMNIMATE Power - series WGK, Feed-through terminal, Rated cross-section: 50 mm², Wemid (PA)
20080 | 2427740000 | WGK 50 TXSC BX | OMNIMATE Power - series WGK, Feed-through terminal, Rated cross-section: 50 mm², Wemid (PA)
20081 | 2427760000 | WGK 50 GN/YE TXSC BX | OMNIMATE Power - series WGK, Feed-through terminal, Rated cross-section: 50 mm², Wemid (PA)
20082 | 2427770000 | WGK 50/Z GN/YE TXSC BX | OMNIMATE Power - series WGK, Feed-through terminal, Rated cross-section: 50 mm², Wemid (PA)
20083 | 2427780000 | WGK 50 BK TXSC BX | OMNIMATE Power - series WGK, Feed-through terminal, Rated cross-section: 50 mm², Wemid (PA)
20084 | 2427790000 | WGK 50/Z BK TXSC BX | OMNIMATE Power - series WGK, Feed-through terminal, Rated cross-section: 50 mm², Wemid (PA)
20085 | 2427810000 | WGK 50/Z GN/YE BX | OMNIMATE Power - series WGK, Feed-through terminal, Rated cross-section: 50 mm², Wemid (PA)
20086 | 2428270000 | WGK 50 VP GN/YE BX | OMNIMATE Power - series WGK, Feed-through terminal, Rated cross-section: 50 mm², Wemid (PA)
20087 | 2428280000 | WGK 50 VP GY BX | OMNIMATE Power - series WGK, Feed-through terminal, Rated cross-section: 50 mm², Wemid (PA)
20088 | 2428290000 | WGK 50 VP/Z GN/YE BX | OMNIMATE Power - series WGK, Feed-through terminal, Rated cross-section: 50 mm², Wemid (PA)
20089 | 2428300000 | WGK 50 VP/Z GY BX | OMNIMATE Power - series WGK, Feed-through terminal, Rated cross-section: 50 mm², Wemid (PA)
20090 | 2428360000 | WGK 50 VP/Z TXSC BX | OMNIMATE Power - series WGK, Feed-through terminal, Rated cross-section: 50 mm², Wemid (PA)
20091 | 2428370000 | WGK 50 VP GN/YE TXSC BX | OMNIMATE Power - series WGK, Feed-through terminal, Rated cross-section: 50 mm², Wemid (PA)
20092 | 2428390000 | WGK 50 VP/Z GN/YE TXSC BX | OMNIMATE Power - series WGK, Feed-through terminal, Rated cross-section: 50 mm², Wemid (PA)
20093 | 2428400000 | WGK 50 VP TXSC BX | OMNIMATE Power - series WGK, Feed-through terminal, Rated cross-section: 50 mm², Wemid (PA)
20094 | 2428430000 | WGK 50 VP IK BX | OMNIMATE Power - series WGK, Feed-through terminal, Rated cross-section: 50 mm², Wemid (PA)
20095 | 2428440000 | WGK 50 VP BK BX | OMNIMATE Power - series WGK, Feed-through terminal, Rated cross-section: 50 mm², Wemid (PA)
20096 | 2428450000 | WGK 50 VP/Z BK BX | OMNIMATE Power - series WGK, Feed-through terminal, Rated cross-section: 50 mm², Wemid (PA)
20097 | 2428460000 | WGK 50 VP/Z IK BX | OMNIMATE Power - series WGK, Feed-through terminal, Rated cross-section: 50 mm², Wemid (PA)
20098 | 2428470000 | WGK 50 VP IK BK BX | OMNIMATE Power - series WGK, Feed-through terminal, Rated cross-section: 50 mm², Wemid (PA)
20099 | 2429470000 | LL 5.00/04/180 3.2SN OR BX | Printed circuit board terminals, 5.00 mm, Number of poles: 4, 180°, Solder pin length (l): 3.2 mm, tinned, orange, Clamping yoke connection, Clamping range, max. : 6 mm², Box
20100 | 2429530000 | LL 5.00/05/180 3.2SN OR BX | Printed circuit board terminals, 5.00 mm, Number of poles: 5, 180°, Solder pin length (l): 3.2 mm, tinned, orange, Clamping yoke connection, Clamping range, max. : 6 mm², Box
20101 | 2429540000 | LL 5.00/06/180 3.2SN OR BX | Printed circuit board terminals, 5.00 mm, Number of poles: 6, 180°, Solder pin length (l): 3.2 mm, tinned, orange, Clamping yoke connection, Clamping range, max. : 6 mm², Box
20102 | 2429550000 | LL 5.00/07/180 3.2SN OR BX | Printed circuit board terminals, 5.00 mm, Number of poles: 7, 180°, Solder pin length (l): 3.2 mm, tinned, orange, Clamping yoke connection, Clamping range, max. : 6 mm², Box
20103 | 2429560000 | LL 5.00/08/180 3.2SN OR BX | Printed circuit board terminals, 5.00 mm, Number of poles: 8, 180°, Solder pin length (l): 3.2 mm, tinned, orange, Clamping yoke connection, Clamping range, max. : 6 mm², Box
20104 | 2429570000 | LL 5.00/09/180 3.2SN OR BX | Printed circuit board terminals, 5.00 mm, Number of poles: 9, 180°, Solder pin length (l): 3.2 mm, tinned, orange, Clamping yoke connection, Clamping range, max. : 6 mm², Box
20105 | 2429580000 | LL 5.00/10/180 3.2SN OR BX | Printed circuit board terminals, 5.00 mm, Number of poles: 10, 180°, Solder pin length (l): 3.2 mm, tinned, orange, Clamping yoke connection, Clamping range, max. : 6 mm², Box
20106 | 2429590000 | LL 5.00/11/180 3.2SN OR BX | Printed circuit board terminals, 5.00 mm, Number of poles: 11, 180°, Solder pin length (l): 3.2 mm, tinned, orange, Clamping yoke connection, Clamping range, max. : 6 mm², Box
20107 | 2429600000 | LL 5.00/12/180 3.2SN OR BX | Printed circuit board terminals, 5.00 mm, Number of poles: 12, 180°, Solder pin length (l): 3.2 mm, tinned, orange, Clamping yoke connection, Clamping range, max. : 6 mm², Box
20108 | 2429610000 | LL 5.00/13/180 3.2SN OR BX | Printed circuit board terminals, 5.00 mm, Number of poles: 13, 180°, Solder pin length (l): 3.2 mm, tinned, orange, Clamping yoke connection, Clamping range, max. : 6 mm², Box
20109 | 2429620000 | LL 5.00/14/180 3.2SN OR BX | Printed circuit board terminals, 5.00 mm, Number of poles: 14, 180°, Solder pin length (l): 3.2 mm, tinned, orange, Clamping yoke connection, Clamping range, max. : 6 mm², Box
20110 | 2429630000 | LL 5.00/15/180 3.2SN OR BX | Printed circuit board terminals, 5.00 mm, Number of poles: 15, 180°, Solder pin length (l): 3.2 mm, tinned, orange, Clamping yoke connection, Clamping range, max. : 6 mm², Box
20111 | 2429640000 | LL 5.00/16/180 3.2SN OR BX | Printed circuit board terminals, 5.00 mm, Number of poles: 16, 180°, Solder pin length (l): 3.2 mm, tinned, orange, Clamping yoke connection, Clamping range, max. : 6 mm², Box
20112 | 2429650000 | LL 5.00/17/180 3.2SN OR BX | Printed circuit board terminals, 5.00 mm, Number of poles: 17, 180°, Solder pin length (l): 3.2 mm, tinned, orange, Clamping yoke connection, Clamping range, max. : 6 mm², Box
20113 | 2429660000 | LL 5.00/18/180 3.2SN OR BX | Printed circuit board terminals, 5.00 mm, Number of poles: 18, 180°, Solder pin length (l): 3.2 mm, tinned, orange, Clamping yoke connection, Clamping range, max. : 6 mm², Box
20114 | 2429670000 | LL 5.00/19/180 3.2SN OR BX | Printed circuit board terminals, 5.00 mm, Number of poles: 19, 180°, Solder pin length (l): 3.2 mm, tinned, orange, Clamping yoke connection, Clamping range, max. : 6 mm², Box
20115 | 2429680000 | LL 5.00/20/180 3.2SN OR BX | Printed circuit board terminals, 5.00 mm, Number of poles: 20, 180°, Solder pin length (l): 3.2 mm, tinned, orange, Clamping yoke connection, Clamping range, max. : 6 mm², Box
20116 | 2429690000 | LL 5.00/21/180 3.2SN OR BX | Printed circuit board terminals, 5.00 mm, Number of poles: 21, 180°, Solder pin length (l): 3.2 mm, tinned, orange, Clamping yoke connection, Clamping range, max. : 6 mm², Box
20117 | 2429700000 | LL 5.00/22/180 3.2SN OR BX | Printed circuit board terminals, 5.00 mm, Number of poles: 22, 180°, Solder pin length (l): 3.2 mm, tinned, orange, Clamping yoke connection, Clamping range, max. : 6 mm², Box
20118 | 2429710000 | LL 5.00/23/180 3.2SN OR BX | Printed circuit board terminals, 5.00 mm, Number of poles: 23, 180°, Solder pin length (l): 3.2 mm, tinned, orange, Clamping yoke connection, Clamping range, max. : 6 mm², Box
20119 | 2429720000 | LL 5.00/24/180 3.2SN OR BX | Printed circuit board terminals, 5.00 mm, Number of poles: 24, 180°, Solder pin length (l): 3.2 mm, tinned, orange, Clamping yoke connection, Clamping range, max. : 6 mm², Box
20120 | 2429810000 | LL 5.08/04/180 3.2SN OR BX | Printed circuit board terminals, 5.08 mm, Number of poles: 4, 180°, Solder pin length (l): 3.2 mm, tinned, orange, Clamping yoke connection, Clamping range, max. : 6 mm², Box
20121 | 2431800000 | S2C-SMT 3.50/26/180LF 1.5SN BK RL | PCB plug-in connector, male header, Solder flange, THT/THR solder connection, 3.50 mm, Number of poles: 26, 180°, Solder pin length (l): 1.5 mm, tinned, black, Tape
20122 | 2431930000 | LL 5.08/05/180 3.2SN OR BX | Printed circuit board terminals, 5.08 mm, Number of poles: 5, 180°, Solder pin length (l): 3.2 mm, tinned, orange, Clamping yoke connection, Clamping range, max. : 6 mm², Box
20123 | 2431950000 | LL 5.08/06/180 3.2SN OR BX | Printed circuit board terminals, 5.08 mm, Number of poles: 6, 180°, Solder pin length (l): 3.2 mm, tinned, orange, Clamping yoke connection, Clamping range, max. : 6 mm², Box
20124 | 2431960000 | LL 5.08/07/180 3.2SN OR BX | Printed circuit board terminals, 5.08 mm, Number of poles: 7, 180°, Solder pin length (l): 3.2 mm, tinned, orange, Clamping yoke connection, Clamping range, max. : 6 mm², Box
20125 | 2431970000 | LL 5.08/08/180 3.2SN OR BX | Printed circuit board terminals, 5.08 mm, Number of poles: 8, 180°, Solder pin length (l): 3.2 mm, tinned, orange, Clamping yoke connection, Clamping range, max. : 6 mm², Box
20126 | 2431980000 | LL 5.08/09/180 3.2SN OR BX | Printed circuit board terminals, 5.08 mm, Number of poles: 9, 180°, Solder pin length (l): 3.2 mm, tinned, orange, Clamping yoke connection, Clamping range, max. : 6 mm², Box
20127 | 2431990000 | LL 5.08/10/180 3.2SN OR BX | Printed circuit board terminals, 5.08 mm, Number of poles: 10, 180°, Solder pin length (l): 3.2 mm, tinned, orange, Clamping yoke connection, Clamping range, max. : 6 mm², Box
20128 | 2432000000 | LL 5.08/11/180 3.2SN OR BX | Printed circuit board terminals, 5.08 mm, Number of poles: 11, 180°, Solder pin length (l): 3.2 mm, tinned, orange, Clamping yoke connection, Clamping range, max. : 6 mm², Box
20129 | 2432010000 | LL 5.08/12/180 3.2SN OR BX | Printed circuit board terminals, 5.08 mm, Number of poles: 12, 180°, Solder pin length (l): 3.2 mm, tinned, orange, Clamping yoke connection, Clamping range, max. : 6 mm², Box
20130 | 2432020000 | LL 5.08/13/180 3.2SN OR BX | Printed circuit board terminals, 5.08 mm, Number of poles: 13, 180°, Solder pin length (l): 3.2 mm, tinned, orange, Clamping yoke connection, Clamping range, max. : 6 mm², Box
20131 | 2432030000 | LL 5.08/14/180 3.2SN OR BX | Printed circuit board terminals, 5.08 mm, Number of poles: 14, 180°, Solder pin length (l): 3.2 mm, tinned, orange, Clamping yoke connection, Clamping range, max. : 6 mm², Box
20132 | 2432040000 | LL 5.08/15/180 3.2SN OR BX | Printed circuit board terminals, 5.08 mm, Number of poles: 15, 180°, Solder pin length (l): 3.2 mm, tinned, orange, Clamping yoke connection, Clamping range, max. : 6 mm², Box
20133 | 2432050000 | LL 5.08/16/180 3.2SN OR BX | Printed circuit board terminals, 5.08 mm, Number of poles: 16, 180°, Solder pin length (l): 3.2 mm, tinned, orange, Clamping yoke connection, Clamping range, max. : 6 mm², Box
20134 | 2432060000 | LL 5.08/17/180 3.2SN OR BX | Printed circuit board terminals, 5.08 mm, Number of poles: 17, 180°, Solder pin length (l): 3.2 mm, tinned, orange, Clamping yoke connection, Clamping range, max. : 6 mm², Box
20135 | 2432070000 | LL 5.08/18/180 3.2SN OR BX | Printed circuit board terminals, 5.08 mm, Number of poles: 18, 180°, Solder pin length (l): 3.2 mm, tinned, orange, Clamping yoke connection, Clamping range, max. : 6 mm², Box
20136 | 2432080000 | LL 5.08/19/180 3.2SN OR BX | Printed circuit board terminals, 5.08 mm, Number of poles: 19, 180°, Solder pin length (l): 3.2 mm, tinned, orange, Clamping yoke connection, Clamping range, max. : 6 mm², Box
20137 | 2432090000 | LL 5.08/20/180 3.2SN OR BX | Printed circuit board terminals, 5.08 mm, Number of poles: 20, 180°, Solder pin length (l): 3.2 mm, tinned, orange, Clamping yoke connection, Clamping range, max. : 6 mm², Box
20138 | 2432100000 | LL 5.08/21/180 3.2SN OR BX | Printed circuit board terminals, 5.08 mm, Number of poles: 21, 180°, Solder pin length (l): 3.2 mm, tinned, orange, Clamping yoke connection, Clamping range, max. : 6 mm², Box
20139 | 2432110000 | LL 5.08/22/180 3.2SN OR BX | Printed circuit board terminals, 5.08 mm, Number of poles: 22, 180°, Solder pin length (l): 3.2 mm, tinned, orange, Clamping yoke connection, Clamping range, max. : 6 mm², Box
20140 | 2432120000 | LL 5.08/23/180 3.2SN OR BX | Printed circuit board terminals, 5.08 mm, Number of poles: 23, 180°, Solder pin length (l): 3.2 mm, tinned, orange, Clamping yoke connection, Clamping range, max. : 6 mm², Box
20141 | 2432130000 | LL 5.08/24/180 3.2SN OR BX | Printed circuit board terminals, 5.08 mm, Number of poles: 24, 180°, Solder pin length (l): 3.2 mm, tinned, orange, Clamping yoke connection, Clamping range, max. : 6 mm², Box
20142 | 2438860000 | BLF 2.50/02/180 SN BK BX | PCB plug-in connector, female plug, Pitch in mm (P): 2.50 mm, Number of poles: 2, Box
20143 | 2439380000 | WGK 10 GN/YE BX | OMNIMATE Power - series WGK, Feed-through terminal, Rated cross-section: 10 mm², Wemid (PA)
20144 | 2439390000 | WGK 10 GY BX | OMNIMATE Power - series WGK, Feed-through terminal, Rated cross-section: 10 mm², Wemid (PA)
20145 | 2439400000 | WGK 10/Z GN/YE BX | OMNIMATE Power - series WGK, Feed-through terminal, Rated cross-section: 10 mm², Wemid (PA)
20146 | 2439410000 | WGK 10/Z GY BX | OMNIMATE Power - series WGK, Feed-through terminal, Rated cross-section: 10 mm², Wemid (PA)
20147 | 2439420000 | WGK 10 VP/Z GY BX | OMNIMATE Power - series WGK, Feed-through terminal, Rated cross-section: 10 mm², Wemid (PA), Feed-through (bushing)
20148 | 2439430000 | WGK 10 VP GN/YE BX | OMNIMATE Power - series WGK, Feed-through terminal, Rated cross-section: 10 mm², Wemid (PA), Feed-through (bushing)
20149 | 2439440000 | WGK 10 VP/Z GN/YE BX | OMNIMATE Power - series WGK, Feed-through terminal, Rated cross-section: 10 mm², Wemid (PA), Feed-through (bushing)
20150 | 2439450000 | WGK 10 VP GY BX | OMNIMATE Power - series WGK, Feed-through terminal, Rated cross-section: 10 mm², Wemid (PA), Feed-through (bushing)
20151 | 2439460000 | WGK 10/Z BK BX | OMNIMATE Power - series WGK, Feed-through terminal, Rated cross-section: 10 mm², Wemid (PA)
20152 | 2439470000 | WGK 10 BK BX | OMNIMATE Power - series WGK, Feed-through terminal, Rated cross-section: 10 mm², Wemid (PA)
20153 | 2439480000 | WGK 10/Z P BK BX | OMNIMATE Power - series WGK, Feed-through terminal, Rated cross-section: 10 mm², Wemid (PA)
20154 | 2439490000 | WGK 10/Z P GN/YE BX | OMNIMATE Power - series WGK, Feed-through terminal, Rated cross-section: 10 mm², Wemid (PA)
20155 | 2439500000 | WGK 10 VP/Z BK BX | OMNIMATE Power - series WGK, Feed-through terminal, Rated cross-section: 10 mm², Wemid (PA), Feed-through (bushing)
20156 | 2439510000 | WGK 10 VP BK BX | OMNIMATE Power - series WGK, Feed-through terminal, Rated cross-section: 10 mm², Wemid (PA), Feed-through (bushing)
20157 | 2439520000 | WGKV 10 GY BX | OMNIMATE Power - series WGK, Feed-through terminal, Rated cross-section: 10 mm², Wemid (PA)
20158 | 2439530000 | WGKV 10 GN/YE BX | OMNIMATE Power - series WGK, Feed-through terminal, Rated cross-section: 10 mm², Wemid (PA)
20159 | 2439540000 | WGKV 10/Z GN/YE BX | OMNIMATE Power - series WGK, Feed-through terminal, Rated cross-section: 10 mm², Wemid (PA)
20160 | 2439550000 | WGKV 10/Z GY BX | OMNIMATE Power - series WGK, Feed-through terminal, Rated cross-section: 10 mm², Wemid (PA)
20161 | 2439560000 | WGKV 10 BL BX | OMNIMATE Power - series WGK, Feed-through terminal, Rated cross-section: 10 mm², Wemid (PA)
20162 | 2439570000 | WGKV 10 BK BX | OMNIMATE Power - series WGK, Feed-through terminal, Rated cross-section: 10 mm², Wemid (PA)
20163 | 2439580000 | WGKV 10/Z BK BX | OMNIMATE Power - series WGK, Feed-through terminal, Rated cross-section: 10 mm², Wemid (PA)
20164 | 2439600000 | WGK 16 GN/YE BX | OMNIMATE Power - series WGK, Feed-through terminal, Rated cross-section: 16 mm², Wemid (PA)
20165 | 2439650000 | BLF 2.50/03/180 SN BK BX | PCB plug-in connector, female plug, Pitch in mm (P): 2.50 mm, Number of poles: 3, Box
20166 | 2439660000 | SL 2.50/02/90G 3.2SN BK BX | PCB plug-in connector, male header, THT solder connection, Pitch in mm (P): 2.50 mm, Number of poles: 2, 90°, Box
20167 | 2439670000 | BLF 2.50/04/180 SN BK BX | PCB plug-in connector, female plug, Pitch in mm (P): 2.50 mm, Number of poles: 4, Box
20168 | 2439680000 | BLF 2.50/05/180 SN BK BX | PCB plug-in connector, female plug, Pitch in mm (P): 2.50 mm, Number of poles: 5, Box
20169 | 2439690000 | BLF 2.50/06/180 SN BK BX | PCB plug-in connector, female plug, Pitch in mm (P): 2.50 mm, Number of poles: 6, Box
20170 | 2439700000 | BLF 2.50/07/180 SN BK BX | PCB plug-in connector, female plug, Pitch in mm (P): 2.50 mm, Number of poles: 7, Box
20171 | 2439710000 | BLF 2.50/08/180 SN BK BX | PCB plug-in connector, female plug, Pitch in mm (P): 2.50 mm, Number of poles: 8, Box
20172 | 2439720000 | BLF 2.50/09/180 SN BK BX | PCB plug-in connector, female plug, Pitch in mm (P): 2.50 mm, Number of poles: 9, Box
20173 | 2439730000 | BLF 2.50/10/180 SN BK BX | PCB plug-in connector, female plug, Pitch in mm (P): 2.50 mm, Number of poles: 10, Box
20174 | 2439740000 | BLF 2.50/11/180 SN BK BX | PCB plug-in connector, female plug, Pitch in mm (P): 2.50 mm, Number of poles: 11, Box
20175 | 2439750000 | BLF 2.50/12/180 SN BK BX | PCB plug-in connector, female plug, Pitch in mm (P): 2.50 mm, Number of poles: 12, Box
20176 | 2439760000 | SL 2.50/03/90G 3.2SN BK BX | PCB plug-in connector, male header, THT solder connection, Pitch in mm (P): 2.50 mm, Number of poles: 3, 90°, Box
20177 | 2439770000 | SL 2.50/04/90G 3.2SN BK BX | PCB plug-in connector, male header, THT solder connection, Pitch in mm (P): 2.50 mm, Number of poles: 4, 90°, Box
20178 | 2439780000 | SL 2.50/05/90G 3.2SN BK BX | PCB plug-in connector, male header, THT solder connection, Pitch in mm (P): 2.50 mm, Number of poles: 5, 90°, Box
20179 | 2439790000 | SL 2.50/06/90G 3.2SN BK BX | PCB plug-in connector, male header, THT solder connection, Pitch in mm (P): 2.50 mm, Number of poles: 6, 90°, Box
20180 | 2439800000 | SL 2.50/07/90G 3.2SN BK BX | PCB plug-in connector, male header, THT solder connection, Pitch in mm (P): 2.50 mm, Number of poles: 7, 90°, Box
20181 | 2439810000 | SL 2.50/08/90G 3.2SN BK BX | PCB plug-in connector, male header, THT solder connection, Pitch in mm (P): 2.50 mm, Number of poles: 8, 90°, Box
20182 | 2439820000 | SL 2.50/09/90G 3.2SN BK BX | PCB plug-in connector, male header, THT solder connection, Pitch in mm (P): 2.50 mm, Number of poles: 9, 90°, Box
20183 | 2439830000 | SL 2.50/10/90G 3.2SN BK BX | PCB plug-in connector, male header, THT solder connection, Pitch in mm (P): 2.50 mm, Number of poles: 10, 90°, Box
20184 | 2439840000 | SL 2.50/11/90G 3.2SN BK BX | PCB plug-in connector, male header, THT solder connection, Pitch in mm (P): 2.50 mm, Number of poles: 11, 90°, Box
20185 | 2439850000 | SL 2.50/12/90G 3.2SN BK BX | PCB plug-in connector, male header, THT solder connection, Pitch in mm (P): 2.50 mm, Number of poles: 12, 90°, Box
20186 | 2439910000 | SL 2.50/02/180G 3.2SN BK BX | PCB plug-in connector, male header, THT solder connection, Pitch in mm (P): 2.50 mm, Number of poles: 2, 180°, Box
20187 | 2439920000 | SL 2.50/03/180G 3.2SN BK BX | PCB plug-in connector, male header, THT solder connection, Pitch in mm (P): 2.50 mm, Number of poles: 3, 180°, Box
20188 | 2439930000 | SL 2.50/04/180G 3.2SN BK BX | PCB plug-in connector, male header, THT solder connection, Pitch in mm (P): 2.50 mm, Number of poles: 4, 180°, Box
20189 | 2439940000 | SL 2.50/05/180G 3.2SN BK BX | PCB plug-in connector, male header, THT solder connection, Pitch in mm (P): 2.50 mm, Number of poles: 5, 180°, Box
20190 | 2439950000 | SL 2.50/06/180G 3.2SN BK BX | PCB plug-in connector, male header, THT solder connection, Pitch in mm (P): 2.50 mm, Number of poles: 6, 180°, Box
20191 | 2439960000 | SL 2.50/07/180G 3.2SN BK BX | PCB plug-in connector, male header, THT solder connection, Pitch in mm (P): 2.50 mm, Number of poles: 7, 180°, Box
20192 | 2439970000 | SL 2.50/08/180G 3.2SN BK BX | PCB plug-in connector, male header, THT solder connection, Pitch in mm (P): 2.50 mm, Number of poles: 8, 180°, Box
20193 | 2439980000 | SL 2.50/09/180G 3.2SN BK BX | PCB plug-in connector, male header, THT solder connection, Pitch in mm (P): 2.50 mm, Number of poles: 9, 180°, Box
20194 | 2439990000 | SL 2.50/10/180G 3.2SN BK BX | PCB plug-in connector, male header, THT solder connection, Pitch in mm (P): 2.50 mm, Number of poles: 10, 180°, Box
20195 | 2440000000 | SL 2.50/11/180G 3.2SN BK BX | PCB plug-in connector, male header, THT solder connection, Pitch in mm (P): 2.50 mm, Number of poles: 11, 180°, Box
20196 | 2440010000 | SL 2.50/12/180G 3.2SN BK BX | PCB plug-in connector, male header, THT solder connection, Pitch in mm (P): 2.50 mm, Number of poles: 12, 180°, Box
20197 | 2440560000 | WGK 16 GY BX | OMNIMATE Power - series WGK, Feed-through terminal, Rated cross-section: 16 mm², Wemid (PA)
20198 | 2440570000 | WGK 16/Z GN/YE BX | OMNIMATE Power - series WGK, Feed-through terminal, Rated cross-section: 16 mm², Wemid (PA)
20199 | 2440580000 | WGK 16/Z GY BX | OMNIMATE Power - series WGK, Feed-through terminal, Rated cross-section: 16 mm², Wemid (PA)
20200 | 2440590000 | WGK 16 BK BX | OMNIMATE Power - series WGK, Feed-through terminal, Rated cross-section: 16 mm², Wemid (PA)
20201 | 2440600000 | WGK 16/Z BK BX | OMNIMATE Power - series WGK, Feed-through terminal, Rated cross-section: 16 mm², Wemid (PA)
20202 | 2440610000 | WGK 16 VP GN/YE BX | OMNIMATE Power - series WGK, Feed-through terminal, Rated cross-section: 16 mm², Wemid (PA)
20203 | 2440620000 | WGK 16 VP GY BX | OMNIMATE Power - series WGK, Feed-through terminal, Rated cross-section: 16 mm², Wemid (PA)
20204 | 2440630000 | WGK 16 VP/Z GN/YE BX | OMNIMATE Power - series WGK, Feed-through terminal, Rated cross-section: 16 mm², Wemid (PA)
20205 | 2440640000 | WGK 16 VP/Z GY BX | OMNIMATE Power - series WGK, Feed-through terminal, Rated cross-section: 16 mm², Wemid (PA)
20206 | 2440660000 | WGK 16 VP BK BX | OMNIMATE Power - series WGK, Feed-through terminal, Rated cross-section: 16 mm², Wemid (PA)
20207 | 2440710000 | WGK 16 VP/Z BK BX | OMNIMATE Power - series WGK, Feed-through terminal, Rated cross-section: 16 mm², Wemid (PA)
20208 | 2440720000 | WGKV 16/Z GN/YE BX | OMNIMATE Power - series WGK, Feed-through terminal, Rated cross-section: 16 mm², Wemid (PA)
20209 | 2440730000 | WGKV 16/Z GY BX | OMNIMATE Power - series WGK, Feed-through terminal, Rated cross-section: 16 mm², Wemid (PA)
20210 | 2440740000 | WGKV 16 GN/YE BX | OMNIMATE Power - series WGK, Feed-through terminal, Rated cross-section: 16 mm², Wemid (PA)
20211 | 2440750000 | WGKV 16 GY BX | OMNIMATE Power - series WGK, Feed-through terminal, Rated cross-section: 16 mm², Wemid (PA)
20212 | 2440760000 | WGKV 16 VP GY BX SO | OMNIMATE Power - series WGK, Feed-through terminal, Rated cross-section: 16 mm², Wemid (PA)
20213 | 2440770000 | WGKV 16 VP/Z GY BX SO | OMNIMATE Power - series WGK, Feed-through terminal, Rated cross-section: 16 mm², Wemid (PA)
20214 | 2440780000 | WGKV 16 VP GN/YE BX SO | OMNIMATE Power - series WGK, Feed-through terminal, Rated cross-section: 16 mm², Wemid (PA)
20215 | 2440790000 | WGKV 16 BK BX | OMNIMATE Power - series WGK, Feed-through terminal, Rated cross-section: 16 mm², Wemid (PA)
20216 | 2440800000 | WGKV 16/Z BK BX | OMNIMATE Power - series WGK, Feed-through terminal, Rated cross-section: 16 mm², Wemid (PA)
20217 | 2441480000 | BL 3.50/03/180LR SN BK BX | PCB plug-in connector, female plug, 3.50 mm, Number of poles: 3, 180°, Clamping yoke connection, Clamping range, max. : 1.5 mm², Box
20218 | 2441490000 | BL 3.50/04/180LR SN BK BX | PCB plug-in connector, female plug, 3.50 mm, Number of poles: 4, 180°, Clamping yoke connection, Clamping range, max. : 1.5 mm², Box
20219 | 2441500000 | BL 3.50/05/180LR SN BK BX | PCB plug-in connector, female plug, 3.50 mm, Number of poles: 5, 180°, Clamping yoke connection, Clamping range, max. : 1.5 mm², Box
20220 | 2441510000 | BL 3.50/07/180LR SN BK BX | PCB plug-in connector, female plug, 3.50 mm, Number of poles: 7, 180°, Clamping yoke connection, Clamping range, max. : 1.5 mm², Box
20221 | 2441520000 | BL 3.50/09/180LR SN BK BX | PCB plug-in connector, female plug, 3.50 mm, Number of poles: 9, 180°, Clamping yoke connection, Clamping range, max. : 1.5 mm², Box
20222 | 2441790000 | SL-SMT 3.50/03/180RF 3.2SN BK BX | PCB plug-in connector, male header, Clip-on flange, THT/THR solder connection, 3.50 mm, Number of poles: 3, 180°, Solder pin length (l): 3.2 mm, tinned, black, Box
20223 | 2441800000 | SL-SMT 3.50/04/180RF 3.2SN BK BX | PCB plug-in connector, male header, Clip-on flange, THT/THR solder connection, 3.50 mm, Number of poles: 4, 180°, Solder pin length (l): 3.2 mm, tinned, black, Box
20224 | 2441810000 | SL-SMT 3.50/05/180RF 3.2SN BK BX | PCB plug-in connector, male header, Clip-on flange, THT/THR solder connection, 3.50 mm, Number of poles: 5, 180°, Solder pin length (l): 3.2 mm, tinned, black, Box
20225 | 2441820000 | SL-SMT 3.50/07/180RF 3.2SN BK BX | PCB plug-in connector, male header, Clip-on flange, THT/THR solder connection, 3.50 mm, Number of poles: 7, 180°, Solder pin length (l): 3.2 mm, tinned, black, Box
20226 | 2441830000 | SL-SMT 3.50/09/180RF 3.2SN BK BX | PCB plug-in connector, male header, Clip-on flange, THT/THR solder connection, 3.50 mm, Number of poles: 9, 180°, Solder pin length (l): 3.2 mm, tinned, black, Box
20227 | 2442030000 | BCZ 3.81/05/180LRZE SN OR BX | PCB plug-in connector, female plug, 3.81 mm, Number of poles: 5, 180°, Clamping yoke connection, Clamping range, max. : 1.5 mm², Box
20228 | 2442040000 | BCF 3.81/02/180LR SN OR BX | PCB plug-in connector, female plug, 3.81 mm, Number of poles: 2, 180°, PUSH IN with actuator, Tension-clamp connection, Clamping range, max. : 1.5 mm², Box
20229 | 2442050000 | SCZ 3.81/02/180LR SN OR BX | PCB plug-in connector, male plug, 3.81 mm, Number of poles: 2, 180°, Clamping yoke connection, Clamping range, max. : 1.5 mm², Box
20230 | 2442160000 | BCZ 3.81/16/180LRZE SN OR BX | PCB plug-in connector, female plug, 3.81 mm, Number of poles: 16, 180°, Clamping yoke connection, Clamping range, max. : 1.5 mm², Box
20231 | 2442170000 | BCZ 3.81/18/180LRZE SN OR BX | PCB plug-in connector, female plug, 3.81 mm, Number of poles: 18, 180°, Clamping yoke connection, Clamping range, max. : 1.5 mm², Box
20232 | 2442180000 | BCZ 3.81/20/180LRZE SN OR BX | PCB plug-in connector, female plug, 3.81 mm, Number of poles: 20, 180°, Clamping yoke connection, Clamping range, max. : 1.5 mm², Box
20233 | 2442190000 | BCZ 3.81/13/180LRZE SN OR BX | PCB plug-in connector, female plug, 3.81 mm, Number of poles: 13, 180°, Clamping yoke connection, Clamping range, max. : 1.5 mm², Box
20234 | 2442200000 | BCZ 3.81/15/180LRZE SN OR BX | PCB plug-in connector, female plug, 3.81 mm, Number of poles: 15, 180°, Clamping yoke connection, Clamping range, max. : 1.5 mm², Box
20235 | 2442210000 | BCZ 3.81/07/180LRZE SN OR BX | PCB plug-in connector, female plug, 3.81 mm, Number of poles: 7, 180°, Clamping yoke connection, Clamping range, max. : 1.5 mm², Box
20236 | 2442220000 | BCZ 3.81/11/180LRZE SN OR BX | PCB plug-in connector, female plug, 3.81 mm, Number of poles: 11, 180°, Clamping yoke connection, Clamping range, max. : 1.5 mm², Box
20237 | 2442230000 | BCZ 3.81/19/180LRZE SN OR BX | PCB plug-in connector, female plug, 3.81 mm, Number of poles: 19, 180°, Clamping yoke connection, Clamping range, max. : 1.5 mm², Box
20238 | 2442240000 | BCZ 3.81/10/180LRZE SN OR BX | PCB plug-in connector, female plug, 3.81 mm, Number of poles: 10, 180°, Clamping yoke connection, Clamping range, max. : 1.5 mm², Box
20239 | 2442250000 | BCZ 3.81/17/180LRZE SN OR BX | PCB plug-in connector, female plug, 3.81 mm, Number of poles: 17, 180°, Clamping yoke connection, Clamping range, max. : 1.5 mm², Box
20240 | 2442260000 | BCZ 3.81/06/180LRZE SN OR BX | PCB plug-in connector, female plug, 3.81 mm, Number of poles: 6, 180°, Clamping yoke connection, Clamping range, max. : 1.5 mm², Box
20241 | 2442270000 | BCZ 3.81/12/180LRZE SN OR BX | PCB plug-in connector, female plug, 3.81 mm, Number of poles: 12, 180°, Clamping yoke connection, Clamping range, max. : 1.5 mm², Box
20242 | 2442280000 | BCZ 3.81/14/180LRZE SN OR BX | PCB plug-in connector, female plug, 3.81 mm, Number of poles: 14, 180°, Clamping yoke connection, Clamping range, max. : 1.5 mm², Box
20243 | 2442290000 | BCZ 3.81/08/180LRZE SN OR BX | PCB plug-in connector, female plug, 3.81 mm, Number of poles: 8, 180°, Clamping yoke connection, Clamping range, max. : 1.5 mm², Box
20244 | 2442300000 | BCZ 3.81/09/180LRZE SN OR BX | PCB plug-in connector, female plug, 3.81 mm, Number of poles: 9, 180°, Clamping yoke connection, Clamping range, max. : 1.5 mm², Box
20245 | 2442310000 | BCZ 3.81/04/180LR SN OR BX | PCB plug-in connector, female plug, 3.81 mm, Number of poles: 4, 180°, Clamping yoke connection, Clamping range, max. : 1.5 mm², Box
20246 | 2442320000 | BCZ 3.81/05/180LR SN OR BX | PCB plug-in connector, female plug, 3.81 mm, Number of poles: 5, 180°, Clamping yoke connection, Clamping range, max. : 1.5 mm², Box
20247 | 2442330000 | BCZ 3.81/06/180LR SN OR BX | PCB plug-in connector, female plug, 3.81 mm, Number of poles: 6, 180°, Clamping yoke connection, Clamping range, max. : 1.5 mm², Box
20248 | 2442340000 | BCZ 3.81/07/180LR SN OR BX | PCB plug-in connector, female plug, 3.81 mm, Number of poles: 7, 180°, Clamping yoke connection, Clamping range, max. : 1.5 mm², Box
20249 | 2442350000 | BCZ 3.81/11/180LR SN OR BX | PCB plug-in connector, female plug, 3.81 mm, Number of poles: 11, 180°, Clamping yoke connection, Clamping range, max. : 1.5 mm², Box
20250 | 2442360000 | BCZ 3.81/02/180LR SN OR BX | PCB plug-in connector, female plug, 3.81 mm, Number of poles: 2, 180°, Clamping yoke connection, Clamping range, max. : 1.5 mm², Box
20251 | 2442370000 | BCZ 3.81/03/180LR SN OR BX | PCB plug-in connector, female plug, 3.81 mm, Number of poles: 3, 180°, Clamping yoke connection, Clamping range, max. : 1.5 mm², Box
20252 | 2442380000 | BCZ 3.81/08/180LR SN OR BX | PCB plug-in connector, female plug, 3.81 mm, Number of poles: 8, 180°, Clamping yoke connection, Clamping range, max. : 1.5 mm², Box
20253 | 2442390000 | BCZ 3.81/09/180LR SN OR BX | PCB plug-in connector, female plug, 3.81 mm, Number of poles: 9, 180°, Clamping yoke connection, Clamping range, max. : 1.5 mm², Box
20254 | 2442400000 | BCZ 3.81/10/180LR SN OR BX | PCB plug-in connector, female plug, 3.81 mm, Number of poles: 10, 180°, Clamping yoke connection, Clamping range, max. : 1.5 mm², Box
20255 | 2442410000 | BCZ 3.81/12/180LR SN OR BX | PCB plug-in connector, female plug, 3.81 mm, Number of poles: 12, 180°, Clamping yoke connection, Clamping range, max. : 1.5 mm², Box
20256 | 2442420000 | BCZ 3.81/14/180LR SN OR BX | PCB plug-in connector, female plug, 3.81 mm, Number of poles: 14, 180°, Clamping yoke connection, Clamping range, max. : 1.5 mm², Box
20257 | 2442430000 | BCZ 3.81/15/180LR SN OR BX | PCB plug-in connector, female plug, 3.81 mm, Number of poles: 15, 180°, Clamping yoke connection, Clamping range, max. : 1.5 mm², Box
20258 | 2442440000 | BCZ 3.81/17/180LR SN OR BX | PCB plug-in connector, female plug, 3.81 mm, Number of poles: 17, 180°, Clamping yoke connection, Clamping range, max. : 1.5 mm², Box
20259 | 2442450000 | BCZ 3.81/18/180LR SN OR BX | PCB plug-in connector, female plug, 3.81 mm, Number of poles: 18, 180°, Clamping yoke connection, Clamping range, max. : 1.5 mm², Box
20260 | 2442460000 | BCZ 3.81/13/180LR SN OR BX | PCB plug-in connector, female plug, 3.81 mm, Number of poles: 13, 180°, Clamping yoke connection, Clamping range, max. : 1.5 mm², Box
20261 | 2442470000 | BCZ 3.81/19/180LR SN OR BX | PCB plug-in connector, female plug, 3.81 mm, Number of poles: 19, 180°, Clamping yoke connection, Clamping range, max. : 1.5 mm², Box
20262 | 2442500000 | BCZ 3.81/16/180LR SN OR BX | PCB plug-in connector, female plug, 3.81 mm, Number of poles: 16, 180°, Clamping yoke connection, Clamping range, max. : 1.5 mm², Box
20263 | 2442510000 | BCZ 3.81/20/180LR SN OR BX | PCB plug-in connector, female plug, 3.81 mm, Number of poles: 20, 180°, Clamping yoke connection, Clamping range, max. : 1.5 mm², Box
20264 | 2442610000 | BCF 3.81/03/180LR SN OR BX | PCB plug-in connector, female plug, 3.81 mm, Number of poles: 3, 180°, PUSH IN with actuator, Tension-clamp connection, Clamping range, max. : 1.5 mm², Box
20265 | 2442620000 | BCF 3.81/04/180LR SN OR BX | PCB plug-in connector, female plug, 3.81 mm, Number of poles: 4, 180°, PUSH IN with actuator, Tension-clamp connection, Clamping range, max. : 1.5 mm², Box
20266 | 2442630000 | BCF 3.81/05/180LR SN OR BX | PCB plug-in connector, female plug, 3.81 mm, Number of poles: 5, 180°, PUSH IN with actuator, Tension-clamp connection, Clamping range, max. : 1.5 mm², Box
20267 | 2442640000 | BCF 3.81/06/180LR SN OR BX | PCB plug-in connector, female plug, 3.81 mm, Number of poles: 6, 180°, PUSH IN with actuator, Tension-clamp connection, Clamping range, max. : 1.5 mm², Box
20268 | 2442650000 | BCF 3.81/07/180LR SN OR BX | PCB plug-in connector, female plug, 3.81 mm, Number of poles: 7, 180°, PUSH IN with actuator, Tension-clamp connection, Clamping range, max. : 1.5 mm², Box
20269 | 2442660000 | BCF 3.81/08/180LR SN OR BX | PCB plug-in connector, female plug, 3.81 mm, Number of poles: 8, 180°, PUSH IN with actuator, Tension-clamp connection, Clamping range, max. : 1.5 mm², Box
20270 | 2442670000 | BCF 3.81/09/180LR SN OR BX | PCB plug-in connector, female plug, 3.81 mm, Number of poles: 9, 180°, PUSH IN with actuator, Tension-clamp connection, Clamping range, max. : 1.5 mm², Box
20271 | 2442680000 | BCF 3.81/10/180LR SN OR BX | PCB plug-in connector, female plug, 3.81 mm, Number of poles: 10, 180°, PUSH IN with actuator, Tension-clamp connection, Clamping range, max. : 1.5 mm², Box
20272 | 2442690000 | BCF 3.81/11/180LR SN OR BX | PCB plug-in connector, female plug, 3.81 mm, Number of poles: 11, 180°, PUSH IN with actuator, Tension-clamp connection, Clamping range, max. : 1.5 mm², Box
20273 | 2442700000 | BCF 3.81/12/180LR SN OR BX | PCB plug-in connector, female plug, 3.81 mm, Number of poles: 12, 180°, PUSH IN with actuator, Tension-clamp connection, Clamping range, max. : 1.5 mm², Box
20274 | 2442710000 | BCF 3.81/13/180LR SN OR BX | PCB plug-in connector, female plug, 3.81 mm, Number of poles: 13, 180°, PUSH IN with actuator, Tension-clamp connection, Clamping range, max. : 1.5 mm², Box
20275 | 2442720000 | BCF 3.81/14/180LR SN OR BX | PCB plug-in connector, female plug, 3.81 mm, Number of poles: 14, 180°, PUSH IN with actuator, Tension-clamp connection, Clamping range, max. : 1.5 mm², Box
20276 | 2442730000 | BCF 3.81/15/180LR SN OR BX | PCB plug-in connector, female plug, 3.81 mm, Number of poles: 15, 180°, PUSH IN with actuator, Tension-clamp connection, Clamping range, max. : 1.5 mm², Box
20277 | 2442740000 | BCF 3.81/16/180LR SN OR BX | PCB plug-in connector, female plug, 3.81 mm, Number of poles: 16, 180°, PUSH IN with actuator, Tension-clamp connection, Clamping range, max. : 1.5 mm², Box
20278 | 2442750000 | BCF 3.81/17/180LR SN OR BX | PCB plug-in connector, female plug, 3.81 mm, Number of poles: 17, 180°, PUSH IN with actuator, Tension-clamp connection, Clamping range, max. : 1.5 mm², Box
20279 | 2442760000 | BCF 3.81/18/180LR SN OR BX | PCB plug-in connector, female plug, 3.81 mm, Number of poles: 18, 180°, PUSH IN with actuator, Tension-clamp connection, Clamping range, max. : 1.5 mm², Box
20280 | 2442910000 | BCF 3.81/10/180LRZE SN OR BX | PCB plug-in connector, female plug, 3.81 mm, Number of poles: 10, 180°, PUSH IN with actuator, Tension-clamp connection, Clamping range, max. : 1.5 mm², Box
20281 | 2442920000 | BCF 3.81/11/180LRZE SN OR BX | PCB plug-in connector, female plug, 3.81 mm, Number of poles: 11, 180°, PUSH IN with actuator, Tension-clamp connection, Clamping range, max. : 1.5 mm², Box
20282 | 2442930000 | BCF 3.81/13/180LRZE SN OR BX | PCB plug-in connector, female plug, 3.81 mm, Number of poles: 13, 180°, PUSH IN with actuator, Tension-clamp connection, Clamping range, max. : 1.5 mm², Box
20283 | 2442940000 | BCF 3.81/16/180LRZE SN OR BX | PCB plug-in connector, female plug, 3.81 mm, Number of poles: 16, 180°, PUSH IN with actuator, Tension-clamp connection, Clamping range, max. : 1.5 mm², Box
20284 | 2442950000 | BCF 3.81/18/180LRZE SN OR BX | PCB plug-in connector, female plug, 3.81 mm, Number of poles: 18, 180°, PUSH IN with actuator, Tension-clamp connection, Clamping range, max. : 1.5 mm², Box
20285 | 2442960000 | BCF 3.81/05/180LRZE SN OR BX | PCB plug-in connector, female plug, 3.81 mm, Number of poles: 5, 180°, PUSH IN with actuator, Tension-clamp connection, Clamping range, max. : 1.5 mm², Box
20286 | 2442970000 | BCF 3.81/17/180LRZE SN OR BX | PCB plug-in connector, female plug, 3.81 mm, Number of poles: 17, 180°, PUSH IN with actuator, Tension-clamp connection, Clamping range, max. : 1.5 mm², Box
20287 | 2442980000 | BCF 3.81/15/180LRZE SN OR BX | PCB plug-in connector, female plug, 3.81 mm, Number of poles: 15, 180°, PUSH IN with actuator, Tension-clamp connection, Clamping range, max. : 1.5 mm², Box
20288 | 2442990000 | BCF 3.81/14/180LRZE SN OR BX | PCB plug-in connector, female plug, 3.81 mm, Number of poles: 14, 180°, PUSH IN with actuator, Tension-clamp connection, Clamping range, max. : 1.5 mm², Box
20289 | 2443010000 | BCF 3.81/06/180LRZE SN OR BX | PCB plug-in connector, female plug, 3.81 mm, Number of poles: 6, 180°, PUSH IN with actuator, Tension-clamp connection, Clamping range, max. : 1.5 mm², Box
20290 | 2443020000 | BCF 3.81/08/180LRZE SN OR BX | PCB plug-in connector, female plug, 3.81 mm, Number of poles: 8, 180°, PUSH IN with actuator, Tension-clamp connection, Clamping range, max. : 1.5 mm², Box
20291 | 2443030000 | BCF 3.81/09/180LRZE SN OR BX | PCB plug-in connector, female plug, 3.81 mm, Number of poles: 9, 180°, PUSH IN with actuator, Tension-clamp connection, Clamping range, max. : 1.5 mm², Box
20292 | 2443050000 | BCF 3.81/12/180LRZE SN OR BX | PCB plug-in connector, female plug, 3.81 mm, Number of poles: 12, 180°, PUSH IN with actuator, Tension-clamp connection, Clamping range, max. : 1.5 mm², Box
20293 | 2443060000 | BCF 3.81/07/180LRZE SN OR BX | PCB plug-in connector, female plug, 3.81 mm, Number of poles: 7, 180°, PUSH IN with actuator, Tension-clamp connection, Clamping range, max. : 1.5 mm², Box
20294 | 2443260000 | BLZP 5.08HC/08/180B SN OR BX | PCB plug-in connector, female plug, 5.08 mm, Number of poles: 8, 180°, Clamping yoke connection, Clamping range, max. : 4 mm², Box
20295 | 2443310000 | SL-SMT 3.50/03/90RF 1.5SN BK RL | PCB plug-in connector, male header, Clip-on flange, THT/THR solder connection, 3.50 mm, Number of poles: 3, 90°, Solder pin length (l): 1.5 mm, tinned, black, Tape
20296 | 2444060000 | SCZ 3.81/03/180LR SN OR BX | PCB plug-in connector, male plug, 3.81 mm, Number of poles: 3, 180°, Clamping yoke connection, Clamping range, max. : 1.5 mm², Box
20297 | 2444090000 | SCZ 3.81/04/180LR SN OR BX | PCB plug-in connector, male plug, 3.81 mm, Number of poles: 4, 180°, Clamping yoke connection, Clamping range, max. : 1.5 mm², Box
20298 | 2444100000 | SCZ 3.81/05/180LR SN OR BX | PCB plug-in connector, male plug, 3.81 mm, Number of poles: 5, 180°, Clamping yoke connection, Clamping range, max. : 1.5 mm², Box
20299 | 2444110000 | SCZ 3.81/06/180LR SN OR BX | PCB plug-in connector, male plug, 3.81 mm, Number of poles: 6, 180°, Clamping yoke connection, Clamping range, max. : 1.5 mm², Box
20300 | 2444120000 | SCZ 3.81/07/180LR SN OR BX | PCB plug-in connector, male plug, 3.81 mm, Number of poles: 7, 180°, Clamping yoke connection, Clamping range, max. : 1.5 mm², Box
20301 | 2444130000 | SCZ 3.81/08/180LR SN OR BX | PCB plug-in connector, male plug, 3.81 mm, Number of poles: 8, 180°, Clamping yoke connection, Clamping range, max. : 1.5 mm², Box
20302 | 2444140000 | SCZ 3.81/09/180LR SN OR BX | PCB plug-in connector, male plug, 3.81 mm, Number of poles: 9, 180°, Clamping yoke connection, Clamping range, max. : 1.5 mm², Box
20303 | 2444150000 | SCZ 3.81/10/180LR SN OR BX | PCB plug-in connector, male plug, 3.81 mm, Number of poles: 10, 180°, Clamping yoke connection, Clamping range, max. : 1.5 mm², Box
20304 | 2444160000 | SCZ 3.81/11/180LR SN OR BX | PCB plug-in connector, male plug, 3.81 mm, Number of poles: 11, 180°, Clamping yoke connection, Clamping range, max. : 1.5 mm², Box
20305 | 2444170000 | SCZ 3.81/12/180LR SN OR BX | PCB plug-in connector, male plug, 3.81 mm, Number of poles: 12, 180°, Clamping yoke connection, Clamping range, max. : 1.5 mm², Box
20306 | 2444200000 | SCZ 3.81/07/180LRZE SN OR BX | PCB plug-in connector, male plug, 3.81 mm, Number of poles: 7, 180°, Clamping yoke connection, Clamping range, max. : 1.5 mm², Box
20307 | 2444220000 | SCZ 3.81/05/180LRZE SN OR BX | PCB plug-in connector, male plug, 3.81 mm, Number of poles: 5, 180°, Clamping yoke connection, Clamping range, max. : 1.5 mm², Box
20308 | 2444230000 | SCZ 3.81/09/180LRZE SN OR BX | PCB plug-in connector, male plug, 3.81 mm, Number of poles: 9, 180°, Clamping yoke connection, Clamping range, max. : 1.5 mm², Box
20309 | 2444240000 | SCZ 3.81/04/180LRZE SN OR BX | PCB plug-in connector, male plug, 3.81 mm, Number of poles: 4, 180°, Clamping yoke connection, Clamping range, max. : 1.5 mm², Box
20310 | 2444250000 | SCZ 3.81/11/180LRZE SN OR BX | PCB plug-in connector, male plug, 3.81 mm, Number of poles: 11, 180°, Clamping yoke connection, Clamping range, max. : 1.5 mm², Box
20311 | 2444260000 | SCZ 3.81/08/180LRZE SN OR BX | PCB plug-in connector, male plug, 3.81 mm, Number of poles: 8, 180°, Clamping yoke connection, Clamping range, max. : 1.5 mm², Box
20312 | 2444270000 | SCZ 3.81/06/180LRZE SN OR BX | PCB plug-in connector, male plug, 3.81 mm, Number of poles: 6, 180°, Clamping yoke connection, Clamping range, max. : 1.5 mm², Box
20313 | 2444280000 | SCZ 3.81/12/180LRZE SN OR BX | PCB plug-in connector, male plug, 3.81 mm, Number of poles: 12, 180°, Clamping yoke connection, Clamping range, max. : 1.5 mm², Box
20314 | 2444290000 | SCZ 3.81/10/180LRZE SN OR BX | PCB plug-in connector, male plug, 3.81 mm, Number of poles: 10, 180°, Clamping yoke connection, Clamping range, max. : 1.5 mm², Box
20315 | 2444300000 | WGK 25/Z GY BX | OMNIMATE Power - series WGK, Feed-through terminal, Rated cross-section: 25 mm², Wemid (PA)
20316 | 2444640000 | WGK 25/Z GN/YE BX | OMNIMATE Power - series WGK, Feed-through terminal, Rated cross-section: 25 mm², Wemid (PA)
20317 | 2444650000 | WGK 25 GN/YE BX | OMNIMATE Power - series WGK, Feed-through terminal, Rated cross-section: 25 mm², Wemid (PA)
20318 | 2444660000 | WGK 25 GY BX | OMNIMATE Power - series WGK, Feed-through terminal, Rated cross-section: 25 mm², Wemid (PA)
20319 | 2444670000 | WGK 25 BK BX | OMNIMATE Power - series WGK, Feed-through terminal, Rated cross-section: 25 mm², Wemid (PA)
20320 | 2444680000 | WGK 25/Z BK BX | OMNIMATE Power - series WGK, Feed-through terminal, Rated cross-section: 25 mm², Wemid (PA)
20321 | 2444700000 | WGK 25 VP GN/YE BX | OMNIMATE Power - series WGK, Feed-through terminal, Rated cross-section: 25 mm², Wemid (PA)
20322 | 2444710000 | WGK 25 VP GY BX | OMNIMATE Power - series WGK, Feed-through terminal, Rated cross-section: 25 mm², Wemid (PA)
20323 | 2444720000 | WGK 25 VP/Z GN/YE BX | OMNIMATE Power - series WGK, Feed-through terminal, Rated cross-section: 25 mm², Wemid (PA)
20324 | 2444730000 | WGK 25 VP/Z GY BX | OMNIMATE Power - series WGK, Feed-through terminal, Rated cross-section: 25 mm², Wemid (PA)
20325 | 2444740000 | WGK 25 VP GN/YE TXSC BX | OMNIMATE Power - series WGK, Feed-through terminal, Rated cross-section: 25 mm², Wemid (PA)
20326 | 2444750000 | WGK 25 VP/Z GN/YE TXSC BX | OMNIMATE Power - series WGK, Feed-through terminal, Rated cross-section: 25 mm², Wemid (PA)
20327 | 2444760000 | WGK 25 VP GY TXSC BX | OMNIMATE Power - series WGK, Feed-through terminal, Rated cross-section: 25 mm², Wemid (PA)
20328 | 2444780000 | WGK 25 VP/Z GY TXSC BX | OMNIMATE Power - series WGK, Feed-through terminal, Rated cross-section: 25 mm², Wemid (PA)
20329 | 2444790000 | WGK 25 VP/Z BK BX | OMNIMATE Power - series WGK, Feed-through terminal, Rated cross-section: 25 mm², Wemid (PA)
20330 | 2444800000 | WGK 25 VP BK BX | OMNIMATE Power - series WGK, Feed-through terminal, Rated cross-section: 25 mm², Wemid (PA)
20331 | 2444810000 | WGKV 25/Z GN/YE BX | OMNIMATE Power - series WGK, Feed-through terminal, Rated cross-section: 25 mm², Wemid (PA)
20332 | 2444820000 | WGKV 25 GY BX | OMNIMATE Power - series WGK, Feed-through terminal, Rated cross-section: 25 mm², Wemid (PA)
20333 | 2444830000 | WGKV 25 GN/YE BX | OMNIMATE Power - series WGK, Feed-through terminal, Rated cross-section: 25 mm², Wemid (PA)
20334 | 2444840000 | WGKV 25 BK BX | OMNIMATE Power - series WGK, Feed-through terminal, Rated cross-section: 25 mm², Wemid (PA)
20335 | 2444850000 | WGKV 25 CS GY BX | OMNIMATE Power - series WGK, Feed-through terminal, Rated cross-section: 25 mm², Wemid (PA)
20336 | 2444860000 | WGKV 25/Z GY BX | OMNIMATE Power - series WGK, Feed-through terminal, Rated cross-section: 25 mm², Wemid (PA)
20337 | 2444870000 | WGKV 25/Z BK BX | OMNIMATE Power - series WGK, Feed-through terminal, Rated cross-section: 25 mm², Wemid (PA)
20338 | 2445160000 | WGK 25 VP/Z IK GY BX | OMNIMATE Power - series WGK, Feed-through terminal, Rated cross-section: 25 mm², Wemid (PA)
20339 | 2453690000 | LUF 10.00/02/90V 5.0SN BK BX | Printed circuit board terminals, 10.00 mm, Number of poles: 2, 90°, Solder pin length (l): 5 mm, black, PUSH IN with actuator, Clamping range, max. : 16 mm², Box
20340 | 2453700000 | LUF 10.00/03/90V 5.0SN BK BX | Printed circuit board terminals, 10.00 mm, Number of poles: 3, 90°, Solder pin length (l): 5 mm, black, PUSH IN with actuator, Clamping range, max. : 16 mm², Box
20341 | 2453710000 | LUF 10.00/04/90V 5.0SN BK BX | Printed circuit board terminals, 10.00 mm, Number of poles: 4, 90°, Solder pin length (l): 5 mm, black, PUSH IN with actuator, Clamping range, max. : 16 mm², Box
20342 | 2453720000 | LUF 10.00/05/90V 5.0SN BK BX | Printed circuit board terminals, 10.00 mm, Number of poles: 5, 90°, Solder pin length (l): 5 mm, black, PUSH IN with actuator, Clamping range, max. : 16 mm², Box
20343 | 2453730000 | LUF 10.00/06/90V 5.0SN BK BX | Printed circuit board terminals, 10.00 mm, Number of poles: 6, 90°, Solder pin length (l): 5 mm, black, PUSH IN with actuator, Clamping range, max. : 16 mm², Box
20344 | 2453740000 | LUF 10.00/07/90V 5.0SN BK BX | Printed circuit board terminals, 10.00 mm, Number of poles: 7, 90°, Solder pin length (l): 5 mm, black, PUSH IN with actuator, Clamping range, max. : 16 mm², Box
20345 | 2453750000 | LUF 10.00/08/90V 5.0SN BK BX | Printed circuit board terminals, 10.00 mm, Number of poles: 8, 90°, Solder pin length (l): 5 mm, black, PUSH IN with actuator, Clamping range, max. : 16 mm², Box
20346 | 2453760000 | LUF 10.00/09/90V 5.0SN BK BX | Printed circuit board terminals, 10.00 mm, Number of poles: 9, 90°, Solder pin length (l): 5 mm, black, PUSH IN with actuator, Clamping range, max. : 16 mm², Box
20347 | 2453770000 | LUF 10.00/10/90V 5.0SN BK BX | Printed circuit board terminals, 10.00 mm, Number of poles: 10, 90°, Solder pin length (l): 5 mm, black, PUSH IN with actuator, Clamping range, max. : 16 mm², Box
20348 | 2453780000 | LUF 10.00/11/90V 5.0SN BK BX | Printed circuit board terminals, 10.00 mm, Number of poles: 11, 90°, Solder pin length (l): 5 mm, black, PUSH IN with actuator, Clamping range, max. : 16 mm², Box
20349 | 2453790000 | LUF 10.00/12/90V 5.0SN BK BX | Printed circuit board terminals, 10.00 mm, Number of poles: 12, 90°, Solder pin length (l): 5 mm, black, PUSH IN with actuator, Clamping range, max. : 16 mm², Box
20350 | 2454110000 | SV-SMT 7.62IT/04/90MF4 2.6SN BK BX | PCB plug-in connector, male header, Middle flange, THT/THR solder connection, 7.62 mm, Number of poles: 4, 90°, Solder pin length (l): 2.6 mm, tinned, black, Box
20351 | 2457370000 | LU 10.16/05/90 3.2SN BK BX | Printed circuit board terminals, 10.16 mm, Number of poles: 5, 90°, Solder pin length (l): 3.2 mm, black, Clamping yoke connection, Clamping range, max. : 16 mm², Box
20352 | 2457550000 | SC-SMT 3.81/05/270G 1.5SN BK RL | PCB plug-in connector, male header, closed side, THT/THR solder connection, 3.81 mm, Number of poles: 5, 270°, Solder pin length (l): 1.5 mm, tinned, black, Tape
20353 | 2457740000 | SLD 3.50V/30/90F 3.2SN BK BX | PCB plug-in connector, male header, Flange, THT solder connection, 3.50 mm, Number of poles: 30, 90°, Solder pin length (l): 3.2 mm, tinned, black, Box
20354 | 2458520000 | SCDN-THR 3.81/08/90G 1.5SN BK RL | PCB plug-in connector, male header, closed side, THT/THR solder connection, 3.81 mm, Number of poles: 8, 90°, Solder pin length (l): 1.5 mm, tinned, black, Tape
20355 | 2460700000 | SC-SMT 3.81 KO BK BX | PCB plug-in connector, Accessories, Coding element, black
20356 | 2461080000 | TOP4GS4/180 6.35 GN | Printed circuit board terminals, 6.35 mm, Number of poles: 4, 180°, Solder pin length (l): 3.5 mm, TOP connection, Clamping range, max. : 6 mm², Box
20357 | 2462840000 | SL 5.00/02/135B 3.2SN BK BX | PCB plug-in connector, male header, Dovetails for fixing blocks, THT solder connection, 5.00 mm, Number of poles: 2, 135°, Solder pin length (l): 3.2 mm, tinned, black, Box
20358 | 2462860000 | SL 5.00/06/135B 3.2SN BK BX | PCB plug-in connector, male header, Dovetails for fixing blocks, THT solder connection, 5.00 mm, Number of poles: 6, 135°, Solder pin length (l): 3.2 mm, tinned, black, Box
20359 | 2462870000 | SL 5.00/03/135B 3.2SN BK BX | PCB plug-in connector, male header, Dovetails for fixing blocks, THT solder connection, 5.00 mm, Number of poles: 3, 135°, Solder pin length (l): 3.2 mm, tinned, black, Box
20360 | 2463320000 | SL 5.00/05/135B 3.2SN BK BX | PCB plug-in connector, male header, Dovetails for fixing blocks, THT solder connection, 5.00 mm, Number of poles: 5, 135°, Solder pin length (l): 3.2 mm, tinned, black, Box
20361 | 2467670000 | SC-SMT 3.81 KO WT BX | PCB plug-in connector, Accessories, Coding element, white
20362 | 2469440000 | LL2N 5.08/04/90 3.2SN GN BX | Printed circuit board terminals, 5.08 mm, Number of poles: 4, 90°, Solder pin length (l): 3.2 mm, tinned, Pale green, Clamping yoke connection, Clamping range, max. : 6 mm², Box
20363 | 2471520000 | LLF 7.50/01/90 5.0SN BK BX | Printed circuit board terminals, 7.50 mm, Number of poles: 1, 90°, Solder pin length (l): 5 mm, tinned, black, PUSH IN with actuator, Clamping range, max. : 6 mm², Box
20364 | 2472090000 | LLF 7.50/03/90V 5.0SN BK BX | Printed circuit board terminals, 7.50 mm, Number of poles: 3, 90°, Solder pin length (l): 5 mm, tinned, black, PUSH IN with actuator, Clamping range, max. : 6 mm², Box
20365 | 2472100000 | LLF 7.50/04/90V 5.0SN BK BX | Printed circuit board terminals, 7.50 mm, Number of poles: 4, 90°, Solder pin length (l): 5 mm, tinned, black, PUSH IN with actuator, Clamping range, max. : 6 mm², Box
20366 | 2484460000 | SL 3.50/05/180G 3.2SN BK BX | PCB plug-in connector, male header, closed side, THT solder connection, 3.50 mm, Number of poles: 5, 180°, Solder pin length (l): 3.2 mm, tinned, black, Box
20367 | 2484610000 | SL 3.50/03/180G 3.2SN BK BX | PCB plug-in connector, male header, closed side, THT solder connection, 3.50 mm, Number of poles: 3, 180°, Solder pin length (l): 3.2 mm, tinned, black, Box
20368 | 2484680000 | VWGK 6 GN/YE BX | OMNIMATE Power - series WGK, Feed-through terminal, Rated cross-section: 6 mm², Wemid (PA), Direct mounting, Feed-through (bushing)
20369 | 2484800000 | VWGK 6 GY BX | OMNIMATE Power - series WGK, Feed-through terminal, Rated cross-section: 6 mm², Wemid (PA), Direct mounting, Feed-through (bushing)
20370 | 2484810000 | VWGK 6 BK BX | OMNIMATE Power - series WGK, Feed-through terminal, Rated cross-section: 6 mm², Wemid (PA), Direct mounting, Feed-through (bushing)
20371 | 2488670000 | BLZ 7.62HP/02/180 SN GN BX | PCB plug-in connector, female plug, 7.62 mm, Number of poles: 2, Clamping yoke connection, Clamping range, max. : 4 mm², Box
20372 | 2491110000 | LLFS 7.50/01/180 5.0SN BK BX | Printed circuit board terminals, 7.50 mm, Number of poles: 1, 180°, Solder pin length (l): 5 mm, tinned, black, PUSH IN without actuator, Clamping range, max. : 6 mm², Box
20373 | 2491620000 | LLFS 7.50/02/180V 5.0SN BK BX | Printed circuit board terminals, 7.50 mm, Number of poles: 2, 180°, Solder pin length (l): 5 mm, tinned, black, PUSH IN without actuator, Clamping range, max. : 6 mm², Box
20374 | 2491630000 | LLFS 7.50/03/180V 5.0SN BK BX | Printed circuit board terminals, 7.50 mm, Number of poles: 3, 180°, Solder pin length (l): 5 mm, tinned, black, PUSH IN without actuator, Clamping range, max. : 6 mm², Box
20375 | 2491640000 | LLFS 7.50/04/180V 5.0SN BK BX | Printed circuit board terminals, 7.50 mm, Number of poles: 4, 180°, Solder pin length (l): 5 mm, tinned, black, PUSH IN without actuator, Clamping range, max. : 6 mm², Box
20376 | 2491650000 | LLFS 7.50/05/180V 5.0SN BK BX | Printed circuit board terminals, 7.50 mm, Number of poles: 5, 180°, Solder pin length (l): 5 mm, tinned, black, PUSH IN without actuator, Clamping range, max. : 6 mm², Box
20377 | 2491660000 | LLFS 7.50/06/180V 5.0SN BK BX | Printed circuit board terminals, 7.50 mm, Number of poles: 6, 180°, Solder pin length (l): 5 mm, tinned, black, PUSH IN without actuator, Clamping range, max. : 6 mm², Box
20378 | 2491670000 | LLFS 7.50/07/180V 5.0SN BK BX | Printed circuit board terminals, 7.50 mm, Number of poles: 7, 180°, Solder pin length (l): 5 mm, tinned, black, PUSH IN without actuator, Clamping range, max. : 6 mm², Box
20379 | 2491680000 | LLFS 7.50/08/180V 5.0SN BK BX | Printed circuit board terminals, 7.50 mm, Number of poles: 8, 180°, Solder pin length (l): 5 mm, tinned, black, PUSH IN without actuator, Clamping range, max. : 6 mm², Box
20380 | 2491690000 | LLFS 7.50/09/180V 5.0SN BK BX | Printed circuit board terminals, 7.50 mm, Number of poles: 9, 180°, Solder pin length (l): 5 mm, tinned, black, PUSH IN without actuator, Clamping range, max. : 6 mm², Box
20381 | 2491700000 | LLFS 7.50/10/180V 5.0SN BK BX | Printed circuit board terminals, 7.50 mm, Number of poles: 10, 180°, Solder pin length (l): 5 mm, tinned, black, PUSH IN without actuator, Clamping range, max. : 6 mm², Box
20382 | 2491710000 | LLFS 7.50/11/180V 5.0SN BK BX | Printed circuit board terminals, 7.50 mm, Number of poles: 11, 180°, Solder pin length (l): 5 mm, tinned, black, PUSH IN without actuator, Clamping range, max. : 6 mm², Box
20383 | 2491720000 | LLFS 7.50/12/180V 5.0SN BK BX | Printed circuit board terminals, 7.50 mm, Number of poles: 12, 180°, Solder pin length (l): 5 mm, tinned, black, PUSH IN without actuator, Clamping range, max. : 6 mm², Box
20384 | 2491800000 | LUF 15.00/02/90 5.0SN BK BX | Printed circuit board terminals, 15.00 mm, Number of poles: 2, 90°, Solder pin length (l): 5 mm, black, PUSH IN with actuator, Clamping range, max. : 16 mm², Box
20385 | 2491810000 | LUFS 10.00/01/180 5.0SN BK BX | Printed circuit board terminals, 10.00 mm, Number of poles: 1, 180°, Solder pin length (l): 5 mm, black, PUSH IN with actuator, Clamping range, max. : 16 mm², Box
20386 | 2491820000 | LUFS 15.00/02/180V 5.0SN BK BX | Printed circuit board terminals, 15.00 mm, Number of poles: 2, 180°, Solder pin length (l): 5 mm, black, PUSH IN without actuator, Clamping range, max. : 16 mm², Box
20387 | 2491900000 | LUF 15.00/03/90 5.0SN BK BX | Printed circuit board terminals, 15.00 mm, Number of poles: 3, 90°, Solder pin length (l): 5 mm, black, PUSH IN with actuator, Clamping range, max. : 16 mm², Box
20388 | 2491910000 | LUF 15.00/04/90 5.0SN BK BX | Printed circuit board terminals, 15.00 mm, Number of poles: 4, 90°, Solder pin length (l): 5 mm, black, PUSH IN with actuator, Clamping range, max. : 16 mm², Box
20389 | 2491920000 | LUF 15.00/05/90 5.0SN BK BX | Printed circuit board terminals, 15.00 mm, Number of poles: 5, 90°, Solder pin length (l): 5 mm, black, PUSH IN with actuator, Clamping range, max. : 16 mm², Box
20390 | 2491930000 | LUF 15.00/06/90 5.0SN BK BX | Printed circuit board terminals, 15.00 mm, Number of poles: 6, 90°, Solder pin length (l): 5 mm, black, PUSH IN with actuator, Clamping range, max. : 16 mm², Box
20391 | 2491940000 | LUF 15.00/07/90 5.0SN BK BX | Printed circuit board terminals, 15.00 mm, Number of poles: 7, 90°, Solder pin length (l): 5 mm, black, PUSH IN with actuator, Clamping range, max. : 16 mm², Box
20392 | 2491950000 | LUF 15.00/08/90 5.0SN BK BX | Printed circuit board terminals, 15.00 mm, Number of poles: 8, 90°, Solder pin length (l): 5 mm, black, PUSH IN with actuator, Clamping range, max. : 16 mm², Box
20393 | 2492000000 | LUF 15.00/02/90V 5.0SN BK BX | Printed circuit board terminals, 15.00 mm, Number of poles: 2, 90°, Solder pin length (l): 5 mm, black, PUSH IN with actuator, Clamping range, max. : 16 mm², Box
20394 | 2492010000 | LUF 15.00/03/90V 5.0SN BK BX | Printed circuit board terminals, 15.00 mm, Number of poles: 3, 90°, Solder pin length (l): 5 mm, black, PUSH IN with actuator, Clamping range, max. : 16 mm², Box
20395 | 2492020000 | LUF 15.00/04/90V 5.0SN BK BX | Printed circuit board terminals, 15.00 mm, Number of poles: 4, 90°, Solder pin length (l): 5 mm, black, PUSH IN with actuator, Clamping range, max. : 16 mm², Box
20396 | 2492030000 | LUF 15.00/05/90V 5.0SN BK BX | Printed circuit board terminals, 15.00 mm, Number of poles: 5, 90°, Solder pin length (l): 5 mm, black, PUSH IN with actuator, Clamping range, max. : 16 mm², Box
20397 | 2492040000 | LUF 15.00/06/90V 5.0SN BK BX | Printed circuit board terminals, 15.00 mm, Number of poles: 6, 90°, Solder pin length (l): 5 mm, black, PUSH IN with actuator, Clamping range, max. : 16 mm², Box
20398 | 2492050000 | LUF 15.00/07/90V 5.0SN BK BX | Printed circuit board terminals, 15.00 mm, Number of poles: 7, 90°, Solder pin length (l): 5 mm, black, PUSH IN with actuator, Clamping range, max. : 16 mm², Box
20399 | 2492060000 | LUF 15.00/08/90V 5.0SN BK BX | Printed circuit board terminals, 15.00 mm, Number of poles: 8, 90°, Solder pin length (l): 5 mm, black, PUSH IN with actuator, Clamping range, max. : 16 mm², Box
20400 | 2492110000 | LUFS 10.00/02/180V 5.0SN BK BX | Printed circuit board terminals, 10.00 mm, Number of poles: 2, 180°, Solder pin length (l): 5 mm, tinned, black, PUSH IN with actuator, Clamping range, max. : 16 mm², Box
20401 | 2492120000 | LUFS 10.00/03/180V 5.0SN BK BX | Printed circuit board terminals, 10.00 mm, Number of poles: 3, 180°, Solder pin length (l): 5 mm, tinned, black, PUSH IN with actuator, Clamping range, max. : 16 mm², Box
20402 | 2492130000 | LUFS 10.00/04/180V 5.0SN BK BX | Printed circuit board terminals, 10.00 mm, Number of poles: 4, 180°, Solder pin length (l): 5 mm, tinned, black, PUSH IN with actuator, Clamping range, max. : 16 mm², Box
20403 | 2492140000 | LUFS 10.00/05/180V 5.0SN BK BX | Printed circuit board terminals, 10.00 mm, Number of poles: 5, 180°, Solder pin length (l): 5 mm, tinned, black, PUSH IN with actuator, Clamping range, max. : 16 mm², Box
20404 | 2492150000 | LUFS 10.00/06/180V 5.0SN BK BX | Printed circuit board terminals, 10.00 mm, Number of poles: 6, 180°, Solder pin length (l): 5 mm, tinned, black, PUSH IN with actuator, Clamping range, max. : 16 mm², Box
20405 | 2492160000 | LUFS 10.00/07/180V 5.0SN BK BX | Printed circuit board terminals, 10.00 mm, Number of poles: 7, 180°, Solder pin length (l): 5 mm, tinned, black, PUSH IN with actuator, Clamping range, max. : 16 mm², Box
20406 | 2492170000 | LUFS 10.00/08/180V 5.0SN BK BX | Printed circuit board terminals, 10.00 mm, Number of poles: 8, 180°, Solder pin length (l): 5 mm, tinned, black, PUSH IN with actuator, Clamping range, max. : 16 mm², Box
20407 | 2492180000 | LUFS 10.00/09/180V 5.0SN BK BX | Printed circuit board terminals, 10.00 mm, Number of poles: 9, 180°, Solder pin length (l): 5 mm, tinned, black, PUSH IN with actuator, Clamping range, max. : 16 mm², Box
20408 | 2492190000 | LUFS 10.00/10/180V 5.0SN BK BX | Printed circuit board terminals, 10.00 mm, Number of poles: 10, 180°, Solder pin length (l): 5 mm, tinned, black, PUSH IN with actuator, Clamping range, max. : 16 mm², Box
20409 | 2492200000 | LUFS 10.00/11/180V 5.0SN BK BX | Printed circuit board terminals, 10.00 mm, Number of poles: 11, 180°, Solder pin length (l): 5 mm, tinned, black, PUSH IN with actuator, Clamping range, max. : 16 mm², Box
20410 | 2492210000 | LUFS 10.00/12/180V 5.0SN BK BX | Printed circuit board terminals, 10.00 mm, Number of poles: 12, 180°, Solder pin length (l): 5 mm, tinned, black, PUSH IN with actuator, Clamping range, max. : 16 mm², Box
20411 | 2492220000 | LUFS 15.00/03/180V 5.0SN BK BX | Printed circuit board terminals, 15.00 mm, Number of poles: 3, 180°, Solder pin length (l): 5 mm, black, PUSH IN without actuator, Clamping range, max. : 16 mm², Box
20412 | 2492230000 | LUFS 15.00/04/180V 5.0SN BK BX | Printed circuit board terminals, 15.00 mm, Number of poles: 4, 180°, Solder pin length (l): 5 mm, black, PUSH IN without actuator, Clamping range, max. : 16 mm², Box
20413 | 2492240000 | LUFS 15.00/05/180V 5.0SN BK BX | Printed circuit board terminals, 15.00 mm, Number of poles: 5, 180°, Solder pin length (l): 5 mm, black, PUSH IN without actuator, Clamping range, max. : 16 mm², Box
20414 | 2492250000 | LUFS 15.00/06/180V 5.0SN BK BX | Printed circuit board terminals, 15.00 mm, Number of poles: 6, 180°, Solder pin length (l): 5 mm, black, PUSH IN without actuator, Clamping range, max. : 16 mm², Box
20415 | 2492260000 | LUFS 15.00/07/180V 5.0SN BK BX | Printed circuit board terminals, 15.00 mm, Number of poles: 7, 180°, Solder pin length (l): 5 mm, black, PUSH IN without actuator, Clamping range, max. : 16 mm², Box
20416 | 2492270000 | LUFS 15.00/08/180V 5.0SN BK BX | Printed circuit board terminals, 15.00 mm, Number of poles: 8, 180°, Solder pin length (l): 5 mm, black, PUSH IN without actuator, Clamping range, max. : 16 mm², Box
20417 | 2496200000 | SL 5.08HC/03/180B 4.5SN OR BX | PCB plug-in connector, male header, Dovetails for fixing blocks, THT solder connection, 5.08 mm, Number of poles: 3, 180°, Solder pin length (l): 4.5 mm, tinned, orange, Box
20418 | 2496210000 | SL 5.08HC/04/180B 4.5SN OR BX | PCB plug-in connector, male header, Dovetails for fixing blocks, THT solder connection, 5.08 mm, Number of poles: 4, 180°, Solder pin length (l): 4.5 mm, tinned, orange, Box
20419 | 2496220000 | SL 5.08HC/05/180B 4.5SN OR BX | PCB plug-in connector, male header, Dovetails for fixing blocks, THT solder connection, 5.08 mm, Number of poles: 5, 180°, Solder pin length (l): 4.5 mm, tinned, orange, Box
20420 | 2496230000 | SL 5.08HC/07/180B 4.5SN OR BX | PCB plug-in connector, male header, Dovetails for fixing blocks, THT solder connection, 5.08 mm, Number of poles: 7, 180°, Solder pin length (l): 4.5 mm, tinned, orange, Box
20421 | 2496240000 | SL 5.08HC/09/180B 4.5SN OR BX | PCB plug-in connector, male header, Dovetails for fixing blocks, THT solder connection, 5.08 mm, Number of poles: 9, 180°, Solder pin length (l): 4.5 mm, tinned, orange, Box
20422 | 2496250000 | SL 5.08HC/10/180B 4.5SN OR BX | PCB plug-in connector, male header, Dovetails for fixing blocks, THT solder connection, 5.08 mm, Number of poles: 10, 180°, Solder pin length (l): 4.5 mm, tinned, orange, Box
20423 | 2496260000 | SL 5.08HC/18/180B 4.5SN OR BX | PCB plug-in connector, male header, Dovetails for fixing blocks, THT solder connection, 5.08 mm, Number of poles: 18, 180°, Solder pin length (l): 4.5 mm, tinned, orange, Box
20424 | 2496290000 | SL 5.08HC/04/180 4.5SN OR BX | PCB plug-in connector, male header, open side, THT solder connection, 5.08 mm, Number of poles: 4, 180°, Solder pin length (l): 4.5 mm, tinned, orange, Box
20425 | 2496300000 | SL 5.08HC/05/180 4.5SN OR BX | PCB plug-in connector, male header, open side, THT solder connection, 5.08 mm, Number of poles: 5, 180°, Solder pin length (l): 4.5 mm, tinned, orange, Box
20426 | 2496310000 | SL 5.08HC/07/180 4.5SN OR BX | PCB plug-in connector, male header, open side, THT solder connection, 5.08 mm, Number of poles: 7, 180°, Solder pin length (l): 4.5 mm, tinned, orange, Box
20427 | 2496320000 | SL 5.08HC/08/180 4.5SN OR BX | PCB plug-in connector, male header, open side, THT solder connection, 5.08 mm, Number of poles: 8, 180°, Solder pin length (l): 4.5 mm, tinned, orange, Box
20428 | 2496330000 | SL 5.08HC/15/180 4.5SN OR BX | PCB plug-in connector, male header, open side, THT solder connection, 5.08 mm, Number of poles: 15, 180°, Solder pin length (l): 4.5 mm, tinned, orange, Box
20429 | 2496340000 | SL 5.08HC/16/180 4.5SN OR BX | PCB plug-in connector, male header, open side, THT solder connection, 5.08 mm, Number of poles: 16, 180°, Solder pin length (l): 4.5 mm, tinned, orange, Box
20430 | 2496560000 | SU 10.16HP/06/90G 4.0AG BK BX | PCB plug-in connector, male header, closed side, THT solder connection, 10.16 mm, Number of poles: 6, 90°, Solder pin length (l): 4 mm, black, Box
20431 | 2499430000 | LUFS 10.00/02/90V 5.0SN BK BX | Printed circuit board terminals, 10.00 mm, Number of poles: 2, 90°, Solder pin length (l): 5 mm, black, PUSH IN without actuator, Clamping range, max. : 16 mm², Box
20432 | 2499440000 | LUFS 15.00/02/90V 5.0SN BK BX | Printed circuit board terminals, 15.00 mm, Number of poles: 2, 90°, Solder pin length (l): 5 mm, black, PUSH IN without actuator, Clamping range, max. : 16 mm², Box
20433 | 2500460000 | LUFS 10.00/03/90V 5.0SN BK BX | Printed circuit board terminals, 10.00 mm, Number of poles: 3, 90°, Solder pin length (l): 5 mm, black, PUSH IN without actuator, Clamping range, max. : 16 mm², Box
20434 | 2500470000 | LUFS 10.00/04/90V 5.0SN BK BX | Printed circuit board terminals, 10.00 mm, Number of poles: 4, 90°, Solder pin length (l): 5 mm, black, PUSH IN without actuator, Clamping range, max. : 16 mm², Box
20435 | 2500480000 | LUFS 10.00/05/90V 5.0SN BK BX | Printed circuit board terminals, 10.00 mm, Number of poles: 5, 90°, Solder pin length (l): 5 mm, black, PUSH IN without actuator, Clamping range, max. : 16 mm², Box
20436 | 2500490000 | LUFS 10.00/06/90V 5.0SN BK BX | Printed circuit board terminals, 10.00 mm, Number of poles: 6, 90°, Solder pin length (l): 5 mm, black, PUSH IN without actuator, Clamping range, max. : 16 mm², Box
20437 | 2500500000 | LUFS 10.00/07/90V 5.0SN BK BX | Printed circuit board terminals, 10.00 mm, Number of poles: 7, 90°, Solder pin length (l): 5 mm, black, PUSH IN without actuator, Clamping range, max. : 16 mm², Box
20438 | 2500510000 | LUFS 10.00/08/90V 5.0SN BK BX | Printed circuit board terminals, 10.00 mm, Number of poles: 8, 90°, Solder pin length (l): 5 mm, black, PUSH IN without actuator, Clamping range, max. : 16 mm², Box
20439 | 2500520000 | LUFS 10.00/09/90V 5.0SN BK BX | Printed circuit board terminals, 10.00 mm, Number of poles: 9, 90°, Solder pin length (l): 5 mm, black, PUSH IN without actuator, Clamping range, max. : 16 mm², Box
20440 | 2500530000 | LUFS 10.00/10/90V 5.0SN BK BX | Printed circuit board terminals, 10.00 mm, Number of poles: 10, 90°, Solder pin length (l): 5 mm, black, PUSH IN without actuator, Clamping range, max. : 16 mm², Box
20441 | 2500540000 | LUFS 10.00/11/90V 5.0SN BK BX | Printed circuit board terminals, 10.00 mm, Number of poles: 11, 90°, Solder pin length (l): 5 mm, black, PUSH IN without actuator, Clamping range, max. : 16 mm², Box
20442 | 2500550000 | LUFS 10.00/12/90V 5.0SN BK BX | Printed circuit board terminals, 10.00 mm, Number of poles: 12, 90°, Solder pin length (l): 5 mm, black, PUSH IN without actuator, Clamping range, max. : 16 mm², Box
20443 | 2500560000 | LUFS 10.00/01/90 5.0SN BK BX | Printed circuit board terminals, 10.00 mm, Number of poles: 1, 90°, Solder pin length (l): 5 mm, black, PUSH IN without actuator, Clamping range, max. : 16 mm², Box
20444 | 2500570000 | LUFS 15.00/03/90V 5.0SN BK BX | Printed circuit board terminals, 15.00 mm, Number of poles: 3, 90°, Solder pin length (l): 5 mm, black, PUSH IN without actuator, Clamping range, max. : 16 mm², Box
20445 | 2500580000 | LUFS 15.00/04/90V 5.0SN BK BX | Printed circuit board terminals, 15.00 mm, Number of poles: 4, 90°, Solder pin length (l): 5 mm, black, PUSH IN without actuator, Clamping range, max. : 16 mm², Box
20446 | 2500590000 | LUFS 15.00/05/90V 5.0SN BK BX | Printed circuit board terminals, 15.00 mm, Number of poles: 5, 90°, Solder pin length (l): 5 mm, black, PUSH IN without actuator, Clamping range, max. : 16 mm², Box
20447 | 2500600000 | LUFS 15.00/07/90V 5.0SN BK BX | Printed circuit board terminals, 15.00 mm, Number of poles: 7, 90°, Solder pin length (l): 5 mm, black, PUSH IN without actuator, Clamping range, max. : 16 mm², Box
20448 | 2500610000 | LUFS 15.00/08/90V 5.0SN BK BX | Printed circuit board terminals, 15.00 mm, Number of poles: 8, 90°, Solder pin length (l): 5 mm, black, PUSH IN without actuator, Clamping range, max. : 16 mm², Box
20449 | 2500660000 | LUFS 15.00/06/90V 5.0SN BK BX | Printed circuit board terminals, 15.00 mm, Number of poles: 6, 90°, Solder pin length (l): 5 mm, black, PUSH IN without actuator, Clamping range, max. : 16 mm², Box
20450 | 9967720000 | LM 3.50/06/90 4.5SN BK BX | Printed circuit board terminals, 3.50 mm, Number of poles: 6, 90°, Solder pin length (l): 4.5 mm, tinned, black, Clamping yoke connection, Clamping range, max. : 2.08 mm², Box
20451 | 2471530000 | LLF 7.50/02/90V 5.0SN BK BX | Printed circuit board terminals, 7.50 mm, Number of poles: 2, 90°, Solder pin length (l): 5 mm, tinned, black, PUSH IN with actuator, Clamping range, max. : 6 mm², Box
20452 | 1211760000 | BLF 5.00HC/19/180 SN OR BX | PCB plug-in connector, female plug, 5.00 mm, Number of poles: 19, 180°, PUSH IN with actuator, Tension-clamp connection, Clamping range, max. : 3.31 mm², Box
20453 | 1211770000 | BLF 5.00HC/20/180 SN OR BX | PCB plug-in connector, female plug, 5.00 mm, Number of poles: 20, 180°, PUSH IN with actuator, Tension-clamp connection, Clamping range, max. : 3.31 mm², Box
20454 | 1211780000 | BLF 5.00HC/21/180 SN OR BX | PCB plug-in connector, female plug, 5.00 mm, Number of poles: 21, 180°, PUSH IN with actuator, Tension-clamp connection, Clamping range, max. : 3.31 mm², Box
20455 | 1211790000 | BLF 5.00HC/22/180 SN OR BX | PCB plug-in connector, female plug, 5.00 mm, Number of poles: 22, 180°, PUSH IN with actuator, Tension-clamp connection, Clamping range, max. : 3.31 mm², Box
20456 | 1211800000 | BLF 5.00HC/23/180 SN OR BX | PCB plug-in connector, female plug, 5.00 mm, Number of poles: 23, 180°, PUSH IN with actuator, Tension-clamp connection, Clamping range, max. : 3.31 mm², Box
20457 | 1211810000 | BLF 5.00HC/24/180 SN OR BX | PCB plug-in connector, female plug, 5.00 mm, Number of poles: 24, 180°, PUSH IN with actuator, Tension-clamp connection, Clamping range, max. : 3.31 mm², Box
20458 | 1211820000 | BLF 5.00HC/19/180 SN BK BX | PCB plug-in connector, female plug, 5.00 mm, Number of poles: 19, 180°, PUSH IN with actuator, Tension-clamp connection, Clamping range, max. : 3.31 mm², Box
20459 | 1211830000 | BLF 5.00HC/20/180 SN BK BX | PCB plug-in connector, female plug, 5.00 mm, Number of poles: 20, 180°, PUSH IN with actuator, Tension-clamp connection, Clamping range, max. : 3.31 mm², Box
20460 | 1211840000 | BLF 5.00HC/21/180 SN BK BX | PCB plug-in connector, female plug, 5.00 mm, Number of poles: 21, 180°, PUSH IN with actuator, Tension-clamp connection, Clamping range, max. : 3.31 mm², Box
20461 | 1211850000 | BLF 5.00HC/22/180 SN BK BX | PCB plug-in connector, female plug, 5.00 mm, Number of poles: 22, 180°, PUSH IN with actuator, Tension-clamp connection, Clamping range, max. : 3.31 mm², Box
20462 | 1211860000 | BLF 5.00HC/23/180 SN BK BX | PCB plug-in connector, female plug, 5.00 mm, Number of poles: 23, 180°, PUSH IN with actuator, Tension-clamp connection, Clamping range, max. : 3.31 mm², Box
20463 | 1211870000 | BLF 5.00HC/24/180 SN BK BX | PCB plug-in connector, female plug, 5.00 mm, Number of poles: 24, 180°, PUSH IN with actuator, Tension-clamp connection, Clamping range, max. : 3.31 mm², Box
20464 | 1223820000 | BLZP 5.08HC/08/180F SN GN BX | PCB plug-in connector, female plug, 5.08 mm, Number of poles: 8, 180°, Clamping yoke connection, Clamping range, max. : 4 mm², Box
20465 | 1237640000 | SCZ 3.81/12/180FIZE SN OR BX | PCB plug-in connector, male plug, 3.81 mm, Number of poles: 12, 180°, Clamping yoke connection, Clamping range, max. : 1.5 mm², Box
20466 | 1250570000 | DP WGK 10 BK BX | OMNIMATE Power - series WGK, Feed-through terminal
20467 | 1250580000 | DP WGK 16 BK BX | OMNIMATE Power - series WGK, Feed-through terminal
20468 | 1250590000 | DP WGK 25 BK BX | OMNIMATE Power - series WGK, Feed-through terminal
20469 | 1250610000 | DP WGK 50 BK BX | OMNIMATE Power - series WGK, Feed-through terminal
20470 | 1250620000 | DP WGK 95 BK BX | OMNIMATE Power - series WGK, Feed-through terminal
20471 | 1250630000 | DP VWGK 6 BK BX | OMNIMATE Power - series WGK, Feed-through terminal
20472 | 1250650000 | VWGK 4 BK BX | OMNIMATE Power - series WGK, Feed-through terminal, Rated cross-section: 4 mm², Wemid (PA), black, Direct mounting, Feed-through (bushing)
20473 | 1250660000 | WGK 95F VP BK BX | OMNIMATE Power - series WGK, Feed-through terminal, Rated cross-section: 95 mm², Screw connection, Wemid (PA), black, Direct mounting, Feed-through (bushing)
20474 | 1250670000 | WGK 95F VP/Z BK BX | OMNIMATE Power - series WGK, Feed-through terminal, Rated cross-section: 95 mm², Screw connection, Wemid (PA), black, Direct mounting, Feed-through (bushing)
20475 | 1250680000 | WGK 95 BK BX | OMNIMATE Power - series WGK, Feed-through terminal, Rated cross-section: 95 mm², Screw connection, Wemid (PA), black, Direct mounting, Feed-through (bushing)
20476 | 1250690000 | WGK 95/Z BK BX | OMNIMATE Power - series WGK, Feed-through terminal, Rated cross-section: 95 mm², Screw connection, Wemid (PA), black, Direct mounting, Feed-through (bushing)
20477 | 1250930000 | WGK 4 BK BX | OMNIMATE Power - series WGK, Feed-through terminal, Rated cross-section: 4 mm², Screw connection, Wemid (PA), black, Direct mounting, Feed-through (bushing)
20478 | 1250940000 | WGK 4/Z BK BX | OMNIMATE Power - series WGK, Feed-through terminal, Rated cross-section: 4 mm², Screw connection, Wemid (PA), black, Direct mounting, Feed-through (bushing)
20479 | 1250950000 | WGKV 4 BK BX | OMNIMATE Power - series WGK, Feed-through terminal, Rated cross-section: 4 mm², Screw connection, Wemid (PA), black, Direct mounting, Feed-through (bushing)
20480 | 1250960000 | WGKV 4/Z BK BX | OMNIMATE Power - series WGK, Feed-through terminal, Rated cross-section: 4 mm², Screw connection, Wemid (PA), black, Direct mounting, Feed-through (bushing)
20481 | 1251030000 | DP VWGK 4 BK BX | OMNIMATE Power - series WGK, Feed-through terminal
20482 | 1251330000 | LL 5.00/13/90 3.2SN OR BX | Printed circuit board terminals, 5.00 mm, Number of poles: 13, 90°, Solder pin length (l): 3.2 mm, tinned, orange, Clamping yoke connection, Clamping range, max. : 6 mm², Box
20483 | 1251340000 | LL 5.00/15/90 3.2SN OR BX | Printed circuit board terminals, 5.00 mm, Number of poles: 15, 90°, Solder pin length (l): 3.2 mm, tinned, orange, Clamping yoke connection, Clamping range, max. : 6 mm², Box
20484 | 1251350000 | LL 5.00/17/90 3.2SN OR BX | Printed circuit board terminals, 5.00 mm, Number of poles: 17, 90°, Solder pin length (l): 3.2 mm, tinned, orange, Clamping yoke connection, Clamping range, max. : 6 mm², Box
20485 | 1251360000 | LL 5.00/18/90 3.2SN OR BX | Printed circuit board terminals, 5.00 mm, Number of poles: 18, 90°, Solder pin length (l): 3.2 mm, tinned, orange, Clamping yoke connection, Clamping range, max. : 6 mm², Box
20486 | 1251370000 | LL 5.00/19/90 3.2SN OR BX | Printed circuit board terminals, 5.00 mm, Number of poles: 19, 90°, Solder pin length (l): 3.2 mm, tinned, orange, Clamping yoke connection, Clamping range, max. : 6 mm², Box
20487 | 1251380000 | LL 5.00/20/90 3.2SN OR BX | Printed circuit board terminals, 5.00 mm, Number of poles: 20, 90°, Solder pin length (l): 3.2 mm, tinned, orange, Clamping yoke connection, Clamping range, max. : 6 mm², Box
20488 | 1251390000 | LL 5.00/21/90 3.2SN OR BX | Printed circuit board terminals, 5.00 mm, Number of poles: 21, 90°, Solder pin length (l): 3.2 mm, tinned, orange, Clamping yoke connection, Clamping range, max. : 6 mm², Box
20489 | 1251410000 | LL 5.00/22/90 3.2SN OR BX | Printed circuit board terminals, 5.00 mm, Number of poles: 22, 90°, Solder pin length (l): 3.2 mm, tinned, orange, Clamping yoke connection, Clamping range, max. : 6 mm², Box
20490 | 1251420000 | LL 5.00/23/90 3.2SN OR BX | Printed circuit board terminals, 5.00 mm, Number of poles: 23, 90°, Solder pin length (l): 3.2 mm, tinned, orange, Clamping yoke connection, Clamping range, max. : 6 mm², Box
20491 | 1255060000 | SLD 3.50/06/90G 3.2SN BK BX | PCB plug-in connector, male header, closed side, THT solder connection, 3.50 mm, Number of poles: 6, 90°, Solder pin length (l): 3.2 mm, tinned, black, Box
20492 | 1258340000 | SLD 5.08V/06/90 3.2 SN BK BX | PCB plug-in connector, male header, open side, THT solder connection, 5.08 mm, Number of poles: 6, 90°, Solder pin length (l): 3.2 mm, black, Box
20493 | 1258350000 | SLD 5.08V/08/90 3.2 SN BK BX | PCB plug-in connector, male header, open side, THT solder connection, 5.08 mm, Number of poles: 8, 90°, Solder pin length (l): 3.2 mm, black, Box
20494 | 1258410000 | SL 5.08/02/135 3.2SN BK BX | PCB plug-in connector, male header, open side, THT solder connection, 5.08 mm, Number of poles: 2, 135°, Solder pin length (l): 3.2 mm, black, Box
20495 | 1264110000 | S2L-SMT 3.50/08/90LFH 1.5SN BK BX | PCB plug-in connector, male header, Solder flange, THT/THR solder connection, 3.50 mm, Number of poles: 8, 90°, Solder pin length (l): 1.5 mm, tinned, black, Box
20496 | 1264120000 | S2L-SMT 3.50/24/90LFH 1.5SN BK BX | PCB plug-in connector, male header, Solder flange, THT/THR solder connection, 3.50 mm, Number of poles: 24, 90°, Solder pin length (l): 1.5 mm, tinned, black, Box
20497 | 1265880000 | LP 7.62/07/90 3.2SN OR BX | Printed circuit board terminals, 7.62 mm, Number of poles: 7, 90°, Solder pin length (l): 3.2 mm, tinned, orange, Clamping yoke connection, Clamping range, max. : 6 mm², Box
20498 | 1268190000 | SLAD 06/90 3.2SN GY | PCB plug-in connector, male header, open side, THT solder connection, 5.08 mm, Number of poles: 6, 90°, Solder pin length (l): 3.2 mm, Pebble grey, Box
20499 | 1274180000 | SLD 3.50/06/90 3.2SN BK BX | PCB plug-in connector, male header, open side, THT solder connection, 3.50 mm, Number of poles: 6, 90°, Solder pin length (l): 3.2 mm, tinned, black, Box
20500 | 1283600000 | SL 7.50/03/90B 3.2SN GN BX | PCB plug-in connector, male header, Dovetails for fixing blocks, THT solder connection, 7.50 mm, Number of poles: 3, 90°, Solder pin length (l): 3.2 mm, Pale green, Box
20501 | 1283620000 | BLZ 7.50/03/270 SN GN BX | PCB plug-in connector, female plug, 7.50 mm, Number of poles: 3, 270°, Clamping yoke connection, Clamping range, max. : 3.31 mm², Box
20502 | 1283630000 | SL 7.50/03/180B 3.2SN GN BX | PCB plug-in connector, male header, Dovetails for fixing blocks, THT solder connection, 7.50 mm, Number of poles: 3, 180°, Solder pin length (l): 3.2 mm, Pale green, Box
20503 | 1283640000 | BLZP 5.08HC/03/180F SN GN BX | PCB plug-in connector, female plug, 5.08 mm, Number of poles: 3, 180°, Clamping yoke connection, Clamping range, max. : 4 mm², Box
20504 | 1283650000 | BLZP 5.08HC/05/180F SN GN BX | PCB plug-in connector, female plug, 5.08 mm, Number of poles: 5, 180°, Clamping yoke connection, Clamping range, max. : 4 mm², Box
20505 | 1284860000 | BLZP 5.08HC/06/90F SN GN BX | PCB plug-in connector, female plug, 5.08 mm, Number of poles: 6, 90°, Clamping yoke connection, Clamping range, max. : 4 mm², Box
20506 | 1288470000 | PGK 4 BK | OMNIMATE Power - series PGK, Feed-through terminal, Rated cross-section: 4 mm², Wemid (PA), Direct mounting, Feed-through (bushing)
20507 | 1288980000 | S2C-SMT 3.50/04/90G 3.2SN BK BX | PCB plug-in connector, male header, closed side, THT/THR solder connection, 3.50 mm, Number of poles: 4, 90°, Solder pin length (l): 3.2 mm, tinned, black, Box
20508 | 1289270000 | S2C-SMT 3.50/06/90G 3.2SN BK BX | PCB plug-in connector, male header, closed side, THT/THR solder connection, 3.50 mm, Number of poles: 6, 90°, Solder pin length (l): 3.2 mm, tinned, black, Box
20509 | 1289280000 | S2C-SMT 3.50/08/90G 3.2SN BK BX | PCB plug-in connector, male header, closed side, THT/THR solder connection, 3.50 mm, Number of poles: 8, 90°, Solder pin length (l): 3.2 mm, tinned, black, Box
20510 | 1289290000 | S2C-SMT 3.50/10/90G 3.2SN BK BX | PCB plug-in connector, male header, closed side, THT/THR solder connection, 3.50 mm, Number of poles: 10, 90°, Solder pin length (l): 3.2 mm, tinned, black, Box
20511 | 1289300000 | S2C-SMT 3.50/12/90G 3.2SN BK BX | PCB plug-in connector, male header, closed side, THT/THR solder connection, 3.50 mm, Number of poles: 12, 90°, Solder pin length (l): 3.2 mm, tinned, black, Box
20512 | 1289310000 | S2C-SMT 3.50/14/90G 3.2SN BK BX | PCB plug-in connector, male header, closed side, THT/THR solder connection, 3.50 mm, Number of poles: 14, 90°, Solder pin length (l): 3.2 mm, tinned, black, Box
20513 | 1289320000 | S2C-SMT 3.50/16/90G 3.2SN BK BX | PCB plug-in connector, male header, closed side, THT/THR solder connection, 3.50 mm, Number of poles: 16, 90°, Solder pin length (l): 3.2 mm, tinned, black, Box
20514 | 1289330000 | S2C-SMT 3.50/18/90G 3.2SN BK BX | PCB plug-in connector, male header, closed side, THT/THR solder connection, 3.50 mm, Number of poles: 18, 90°, Solder pin length (l): 3.2 mm, tinned, black, Box
20515 | 1289340000 | S2C-SMT 3.50/20/90G 3.2SN BK BX | PCB plug-in connector, male header, closed side, THT/THR solder connection, 3.50 mm, Number of poles: 20, 90°, Solder pin length (l): 3.2 mm, tinned, black, Box
20516 | 1289350000 | S2C-SMT 3.50/22/90G 3.2SN BK BX | PCB plug-in connector, male header, closed side, THT/THR solder connection, 3.50 mm, Number of poles: 22, 90°, Solder pin length (l): 3.2 mm, tinned, black, Box
20517 | 1289370000 | S2C-SMT 3.50/24/90G 3.2SN BK BX | PCB plug-in connector, male header, closed side, THT/THR solder connection, 3.50 mm, Number of poles: 24, 90°, Solder pin length (l): 3.2 mm, tinned, black, Box
20518 | 1289380000 | S2C-SMT 3.50/26/90G 3.2SN BK BX | PCB plug-in connector, male header, closed side, THT/THR solder connection, 3.50 mm, Number of poles: 26, 90°, Solder pin length (l): 3.2 mm, tinned, black, Box
20519 | 1289390000 | S2C-SMT 3.50/28/90G 3.2SN BK BX | PCB plug-in connector, male header, closed side, THT/THR solder connection, 3.50 mm, Number of poles: 28, 90°, Solder pin length (l): 3.2 mm, tinned, black, Box
20520 | 1289410000 | S2C-SMT 3.50/30/90G 3.2SN BK BX | PCB plug-in connector, male header, closed side, THT/THR solder connection, 3.50 mm, Number of poles: 30, 90°, Solder pin length (l): 3.2 mm, tinned, black, Box
20521 | 1289420000 | S2C-SMT 3.50/32/90G 3.2SN BK BX | PCB plug-in connector, male header, closed side, THT/THR solder connection, 3.50 mm, Number of poles: 32, 90°, Solder pin length (l): 3.2 mm, tinned, black, Box
20522 | 1289430000 | S2C-SMT 3.50/34/90G 3.2SN BK BX | PCB plug-in connector, male header, closed side, THT/THR solder connection, 3.50 mm, Number of poles: 34, 90°, Solder pin length (l): 3.2 mm, tinned, black, Box
20523 | 1289440000 | S2C-SMT 3.50/36/90G 3.2SN BK BX | PCB plug-in connector, male header, closed side, THT/THR solder connection, 3.50 mm, Number of poles: 36, 90°, Solder pin length (l): 3.2 mm, tinned, black, Box
20524 | 1289450000 | S2C-SMT 3.50/04/90LF 3.2SN BK BX | PCB plug-in connector, male header, Solder flange, THT/THR solder connection, 3.50 mm, Number of poles: 4, 90°, Solder pin length (l): 3.2 mm, tinned, black, Box
20525 | 1289460000 | S2C-SMT 3.50/06/90LF 3.2SN BK BX | PCB plug-in connector, male header, Solder flange, THT/THR solder connection, 3.50 mm, Number of poles: 6, 90°, Solder pin length (l): 3.2 mm, tinned, black, Box
20526 | 1289470000 | S2C-SMT 3.50/08/90LF 3.2SN BK BX | PCB plug-in connector, male header, Solder flange, THT/THR solder connection, 3.50 mm, Number of poles: 8, 90°, Solder pin length (l): 3.2 mm, tinned, black, Box
20527 | 1289480000 | S2C-SMT 3.50/10/90LF 3.2SN BK BX | PCB plug-in connector, male header, Solder flange, THT/THR solder connection, 3.50 mm, Number of poles: 10, 90°, Solder pin length (l): 3.2 mm, tinned, black, Box
20528 | 1289490000 | S2C-SMT 3.50/12/90LF 3.2SN BK BX | PCB plug-in connector, male header, Solder flange, THT/THR solder connection, 3.50 mm, Number of poles: 12, 90°, Solder pin length (l): 3.2 mm, tinned, black, Box
20529 | 1289500000 | S2C-SMT 3.50/14/90LF 3.2SN BK BX | PCB plug-in connector, male header, Solder flange, THT/THR solder connection, 3.50 mm, Number of poles: 14, 90°, Solder pin length (l): 3.2 mm, tinned, black, Box
20530 | 1289510000 | S2C-SMT 3.50/16/90LF 3.2SN BK BX | PCB plug-in connector, male header, Solder flange, THT/THR solder connection, 3.50 mm, Number of poles: 16, 90°, Solder pin length (l): 3.2 mm, tinned, black, Box
20531 | 1289520000 | S2C-SMT 3.50/18/90LF 3.2SN BK BX | PCB plug-in connector, male header, Solder flange, THT/THR solder connection, 3.50 mm, Number of poles: 18, 90°, Solder pin length (l): 3.2 mm, tinned, black, Box
20532 | 1289530000 | S2C-SMT 3.50/20/90LF 3.2SN BK BX | PCB plug-in connector, male header, Solder flange, THT/THR solder connection, 3.50 mm, Number of poles: 20, 90°, Solder pin length (l): 3.2 mm, tinned, black, Box
20533 | 1289540000 | S2C-SMT 3.50/22/90LF 3.2SN BK BX | PCB plug-in connector, male header, Solder flange, THT/THR solder connection, 3.50 mm, Number of poles: 22, 90°, Solder pin length (l): 3.2 mm, tinned, black, Box
20534 | 1289550000 | S2C-SMT 3.50/24/90LF 3.2SN BK BX | PCB plug-in connector, male header, Solder flange, THT/THR solder connection, 3.50 mm, Number of poles: 24, 90°, Solder pin length (l): 3.2 mm, tinned, black, Box
20535 | 1289570000 | S2C-SMT 3.50/26/90LF 3.2SN BK BX | PCB plug-in connector, male header, Solder flange, THT/THR solder connection, 3.50 mm, Number of poles: 26, 90°, Solder pin length (l): 3.2 mm, tinned, black, Box
20536 | 1289580000 | S2C-SMT 3.50/28/90LF 3.2SN BK BX | PCB plug-in connector, male header, Solder flange, THT/THR solder connection, 3.50 mm, Number of poles: 28, 90°, Solder pin length (l): 3.2 mm, tinned, black, Box
20537 | 1289590000 | S2C-SMT 3.50/30/90LF 3.2SN BK BX | PCB plug-in connector, male header, Solder flange, THT/THR solder connection, 3.50 mm, Number of poles: 30, 90°, Solder pin length (l): 3.2 mm, tinned, black, Box
20538 | 1289600000 | S2C-SMT 3.50/32/90LF 3.2SN BK BX | PCB plug-in connector, male header, Solder flange, THT/THR solder connection, 3.50 mm, Number of poles: 32, 90°, Solder pin length (l): 3.2 mm, tinned, black, Box
20539 | 1289610000 | S2C-SMT 3.50/34/90LF 3.2SN BK BX | PCB plug-in connector, male header, Solder flange, THT/THR solder connection, 3.50 mm, Number of poles: 34, 90°, Solder pin length (l): 3.2 mm, tinned, black, Box
20540 | 1289620000 | S2C-SMT 3.50/36/90LF 3.2SN BK BX | PCB plug-in connector, male header, Solder flange, THT/THR solder connection, 3.50 mm, Number of poles: 36, 90°, Solder pin length (l): 3.2 mm, tinned, black, Box
20541 | 1289630000 | S2C-SMT 3.50/04/90G 1.5SN BK BX | PCB plug-in connector, male header, closed side, THT/THR solder connection, 3.50 mm, Number of poles: 4, 90°, Solder pin length (l): 1.5 mm, tinned, black, Box
20542 | 1289640000 | S2C-SMT 3.50/06/90G 1.5SN BK BX | PCB plug-in connector, male header, closed side, THT/THR solder connection, 3.50 mm, Number of poles: 6, 90°, Solder pin length (l): 1.5 mm, tinned, black, Box
20543 | 1289650000 | S2C-SMT 3.50/08/90G 1.5SN BK BX | PCB plug-in connector, male header, closed side, THT/THR solder connection, 3.50 mm, Number of poles: 8, 90°, Solder pin length (l): 1.5 mm, tinned, black, Box
20544 | 1289670000 | S2C-SMT 3.50/10/90G 1.5SN BK BX | PCB plug-in connector, male header, closed side, THT/THR solder connection, 3.50 mm, Number of poles: 10, 90°, Solder pin length (l): 1.5 mm, tinned, black, Box
20545 | 1289680000 | S2C-SMT 3.50/12/90G 1.5SN BK BX | PCB plug-in connector, male header, closed side, THT/THR solder connection, 3.50 mm, Number of poles: 12, 90°, Solder pin length (l): 1.5 mm, tinned, black, Box
20546 | 1289700000 | S2C-SMT 3.50/14/90G 1.5SN BK BX | PCB plug-in connector, male header, closed side, THT/THR solder connection, 3.50 mm, Number of poles: 14, 90°, Solder pin length (l): 1.5 mm, tinned, black, Box
20547 | 1289710000 | S2C-SMT 3.50/16/90G 1.5SN BK BX | PCB plug-in connector, male header, closed side, THT/THR solder connection, 3.50 mm, Number of poles: 16, 90°, Solder pin length (l): 1.5 mm, tinned, black, Box
20548 | 1289720000 | S2C-SMT 3.50/18/90G 1.5SN BK BX | PCB plug-in connector, male header, closed side, THT/THR solder connection, 3.50 mm, Number of poles: 18, 90°, Solder pin length (l): 1.5 mm, tinned, black, Box
20549 | 1289730000 | S2C-SMT 3.50/20/90G 1.5SN BK BX | PCB plug-in connector, male header, closed side, THT/THR solder connection, 3.50 mm, Number of poles: 20, 90°, Solder pin length (l): 1.5 mm, tinned, black, Box
20550 | 1289740000 | S2C-SMT 3.50/22/90G 1.5SN BK BX | PCB plug-in connector, male header, closed side, THT/THR solder connection, 3.50 mm, Number of poles: 22, 90°, Solder pin length (l): 1.5 mm, tinned, black, Box
20551 | 1289750000 | S2C-SMT 3.50/24/90G 1.5SN BK BX | PCB plug-in connector, male header, closed side, THT/THR solder connection, 3.50 mm, Number of poles: 24, 90°, Solder pin length (l): 1.5 mm, tinned, black, Box
20552 | 1289770000 | S2C-SMT 3.50/26/90G 1.5SN BK BX | PCB plug-in connector, male header, closed side, THT/THR solder connection, 3.50 mm, Number of poles: 26, 90°, Solder pin length (l): 1.5 mm, tinned, black, Box
20553 | 1289780000 | S2C-SMT 3.50/28/90G 1.5SN BK BX | PCB plug-in connector, male header, closed side, THT/THR solder connection, 3.50 mm, Number of poles: 28, 90°, Solder pin length (l): 1.5 mm, tinned, black, Box
20554 | 1289790000 | S2C-SMT 3.50/30/90G 1.5SN BK BX | PCB plug-in connector, male header, closed side, THT/THR solder connection, 3.50 mm, Number of poles: 30, 90°, Solder pin length (l): 1.5 mm, tinned, black, Box
20555 | 1289800000 | S2C-SMT 3.50/32/90G 1.5SN BK BX | PCB plug-in connector, male header, closed side, THT/THR solder connection, 3.50 mm, Number of poles: 32, 90°, Solder pin length (l): 1.5 mm, tinned, black, Box
20556 | 1289810000 | S2C-SMT 3.50/34/90G 1.5SN BK BX | PCB plug-in connector, male header, closed side, THT/THR solder connection, 3.50 mm, Number of poles: 34, 90°, Solder pin length (l): 1.5 mm, tinned, black, Box
20557 | 1289820000 | S2C-SMT 3.50/36/90G 1.5SN BK BX | PCB plug-in connector, male header, closed side, THT/THR solder connection, 3.50 mm, Number of poles: 36, 90°, Solder pin length (l): 1.5 mm, tinned, black, Box
20558 | 1289830000 | S2C-SMT 3.50/04/90LF 1.5SN BK BX | PCB plug-in connector, male header, Solder flange, THT/THR solder connection, 3.50 mm, Number of poles: 4, 90°, Solder pin length (l): 1.5 mm, tinned, black, Box
20559 | 1289840000 | S2C-SMT 3.50/06/90LF 1.5SN BK BX | PCB plug-in connector, male header, Solder flange, THT/THR solder connection, 3.50 mm, Number of poles: 6, 90°, Solder pin length (l): 1.5 mm, tinned, black, Box
20560 | 1289850000 | S2C-SMT 3.50/08/90LF 1.5SN BK BX | PCB plug-in connector, male header, Solder flange, THT/THR solder connection, 3.50 mm, Number of poles: 8, 90°, Solder pin length (l): 1.5 mm, tinned, black, Box
20561 | 1289870000 | S2C-SMT 3.50/10/90LF 1.5SN BK BX | PCB plug-in connector, male header, Solder flange, THT/THR solder connection, 3.50 mm, Number of poles: 10, 90°, Solder pin length (l): 1.5 mm, tinned, black, Box
20562 | 1289880000 | S2C-SMT 3.50/12/90LF 1.5SN BK BX | PCB plug-in connector, male header, Solder flange, THT/THR solder connection, 3.50 mm, Number of poles: 12, 90°, Solder pin length (l): 1.5 mm, tinned, black, Box
20563 | 1289890000 | S2C-SMT 3.50/14/90LF 1.5SN BK BX | PCB plug-in connector, male header, Solder flange, THT/THR solder connection, 3.50 mm, Number of poles: 14, 90°, Solder pin length (l): 1.5 mm, tinned, black, Box
20564 | 1289910000 | S2C-SMT 3.50/16/90LF 1.5SN BK BX | PCB plug-in connector, male header, Solder flange, THT/THR solder connection, 3.50 mm, Number of poles: 16, 90°, Solder pin length (l): 1.5 mm, tinned, black, Box
20565 | 1289930000 | S2C-SMT 3.50/18/90LF 1.5SN BK BX | PCB plug-in connector, male header, Solder flange, THT/THR solder connection, 3.50 mm, Number of poles: 18, 90°, Solder pin length (l): 1.5 mm, tinned, black, Box
20566 | 1289940000 | S2C-SMT 3.50/20/90LF 1.5SN BK BX | PCB plug-in connector, male header, Solder flange, THT/THR solder connection, 3.50 mm, Number of poles: 20, 90°, Solder pin length (l): 1.5 mm, tinned, black, Box
20567 | 1289950000 | S2C-SMT 3.50/22/90LF 1.5SN BK BX | PCB plug-in connector, male header, Solder flange, THT/THR solder connection, 3.50 mm, Number of poles: 22, 90°, Solder pin length (l): 1.5 mm, tinned, black, Box
20568 | 1289960000 | S2C-SMT 3.50/24/90LF 1.5SN BK BX | PCB plug-in connector, male header, Solder flange, THT/THR solder connection, 3.50 mm, Number of poles: 24, 90°, Solder pin length (l): 1.5 mm, tinned, black, Box
20569 | 1289970000 | S2C-SMT 3.50/26/90LF 1.5SN BK BX | PCB plug-in connector, male header, Solder flange, THT/THR solder connection, 3.50 mm, Number of poles: 26, 90°, Solder pin length (l): 1.5 mm, tinned, black, Box
20570 | 1289980000 | S2C-SMT 3.50/28/90LF 1.5SN BK BX | PCB plug-in connector, male header, Solder flange, THT/THR solder connection, 3.50 mm, Number of poles: 28, 90°, Solder pin length (l): 1.5 mm, tinned, black, Box
20571 | 1289990000 | S2C-SMT 3.50/30/90LF 1.5SN BK BX | PCB plug-in connector, male header, Solder flange, THT/THR solder connection, 3.50 mm, Number of poles: 30, 90°, Solder pin length (l): 1.5 mm, tinned, black, Box
20572 | 1290000000 | S2C-SMT 3.50/32/90LF 1.5SN BK BX | PCB plug-in connector, male header, Solder flange, THT/THR solder connection, 3.50 mm, Number of poles: 32, 90°, Solder pin length (l): 1.5 mm, tinned, black, Box
20573 | 1290010000 | S2C-SMT 3.50/34/90LF 1.5SN BK BX | PCB plug-in connector, male header, Solder flange, THT/THR solder connection, 3.50 mm, Number of poles: 34, 90°, Solder pin length (l): 1.5 mm, tinned, black, Box
20574 | 1290020000 | S2C-SMT 3.50/36/90LF 1.5SN BK BX | PCB plug-in connector, male header, Solder flange, THT/THR solder connection, 3.50 mm, Number of poles: 36, 90°, Solder pin length (l): 1.5 mm, tinned, black, Box
20575 | 1290030000 | S2C-SMT 3.50/04/180G 3.5SN BK BX | PCB plug-in connector, male header, closed side, THT/THR solder connection, 3.50 mm, Number of poles: 4, 180°, Solder pin length (l): 3.5 mm, tinned, black, Box
20576 | 1290040000 | S2C-SMT 3.50/06/180G 3.5SN BK BX | PCB plug-in connector, male header, closed side, THT/THR solder connection, 3.50 mm, Number of poles: 6, 180°, Solder pin length (l): 3.5 mm, tinned, black, Box
20577 | 1290050000 | S2C-SMT 3.50/08/180G 3.5SN BK BX | PCB plug-in connector, male header, closed side, THT/THR solder connection, 3.50 mm, Number of poles: 8, 180°, Solder pin length (l): 3.5 mm, tinned, black, Box
20578 | 1290060000 | S2C-SMT 3.50/10/180G 3.5SN BK BX | PCB plug-in connector, male header, closed side, THT/THR solder connection, 3.50 mm, Number of poles: 10, 180°, Solder pin length (l): 3.5 mm, tinned, black, Box
20579 | 1290070000 | S2C-SMT 3.50/12/180G 3.5SN BK BX | PCB plug-in connector, male header, closed side, THT/THR solder connection, 3.50 mm, Number of poles: 12, 180°, Solder pin length (l): 3.5 mm, tinned, black, Box
20580 | 1290080000 | S2C-SMT 3.50/14/180G 3.5SN BK BX | PCB plug-in connector, male header, closed side, THT/THR solder connection, 3.50 mm, Number of poles: 14, 180°, Solder pin length (l): 3.5 mm, tinned, black, Box
20581 | 1290090000 | S2C-SMT 3.50/16/180G 3.5SN BK BX | PCB plug-in connector, male header, closed side, THT/THR solder connection, 3.50 mm, Number of poles: 16, 180°, Solder pin length (l): 3.5 mm, tinned, black, Box
20582 | 1290110000 | S2C-SMT 3.50/18/180G 3.5SN BK BX | PCB plug-in connector, male header, closed side, THT/THR solder connection, 3.50 mm, Number of poles: 18, 180°, Solder pin length (l): 3.5 mm, tinned, black, Box
20583 | 1290120000 | S2C-SMT 3.50/20/180G 3.5SN BK BX | PCB plug-in connector, male header, closed side, THT/THR solder connection, 3.50 mm, Number of poles: 20, 180°, Solder pin length (l): 3.5 mm, tinned, black, Box
20584 | 1290130000 | S2C-SMT 3.50/22/180G 3.5SN BK BX | PCB plug-in connector, male header, closed side, THT/THR solder connection, 3.50 mm, Number of poles: 22, 180°, Solder pin length (l): 3.5 mm, tinned, black, Box
20585 | 1290140000 | S2C-SMT 3.50/24/180G 3.5SN BK BX | PCB plug-in connector, male header, closed side, THT/THR solder connection, 3.50 mm, Number of poles: 24, 180°, Solder pin length (l): 3.5 mm, tinned, black, Box
20586 | 1290150000 | S2C-SMT 3.50/26/180G 3.5SN BK BX | PCB plug-in connector, male header, closed side, THT/THR solder connection, 3.50 mm, Number of poles: 26, 180°, Solder pin length (l): 3.5 mm, tinned, black, Box
20587 | 1290160000 | S2C-SMT 3.50/28/180G 3.5SN BK BX | PCB plug-in connector, male header, closed side, THT/THR solder connection, 3.50 mm, Number of poles: 28, 180°, Solder pin length (l): 3.5 mm, tinned, black, Box
20588 | 1290170000 | S2C-SMT 3.50/30/180G 3.5SN BK BX | PCB plug-in connector, male header, closed side, THT/THR solder connection, 3.50 mm, Number of poles: 30, 180°, Solder pin length (l): 3.5 mm, tinned, black, Box
20589 | 1290180000 | S2C-SMT 3.50/32/180G 3.5SN BK BX | PCB plug-in connector, male header, closed side, THT/THR solder connection, 3.50 mm, Number of poles: 32, 180°, Solder pin length (l): 3.5 mm, tinned, black, Box
20590 | 1290190000 | S2C-SMT 3.50/34/180G 3.5SN BK BX | PCB plug-in connector, male header, closed side, THT/THR solder connection, 3.50 mm, Number of poles: 34, 180°, Solder pin length (l): 3.5 mm, tinned, black, Box
20591 | 1290210000 | S2C-SMT 3.50/36/180G 3.5SN BK BX | PCB plug-in connector, male header, closed side, THT/THR solder connection, 3.50 mm, Number of poles: 36, 180°, Solder pin length (l): 3.5 mm, tinned, black, Box
20592 | 1290220000 | S2C-SMT 3.50/04/180LF 3.5SN BK BX | PCB plug-in connector, male header, Solder flange, THT/THR solder connection, 3.50 mm, Number of poles: 4, 180°, Solder pin length (l): 3.5 mm, tinned, black, Box
20593 | 1290230000 | S2C-SMT 3.50/06/180LF 3.5SN BK BX | PCB plug-in connector, male header, Solder flange, THT/THR solder connection, 3.50 mm, Number of poles: 6, 180°, Solder pin length (l): 3.5 mm, tinned, black, Box
20594 | 1290240000 | S2C-SMT 3.50/08/180LF 3.5SN BK BX | PCB plug-in connector, male header, Solder flange, THT/THR solder connection, 3.50 mm, Number of poles: 8, 180°, Solder pin length (l): 3.5 mm, tinned, black, Box
20595 | 1290250000 | S2C-SMT 3.50/10/180LF 3.5SN BK BX | PCB plug-in connector, male header, Solder flange, THT/THR solder connection, 3.50 mm, Number of poles: 10, 180°, Solder pin length (l): 3.5 mm, tinned, black, Box
20596 | 1290260000 | S2C-SMT 3.50/12/180LF 3.5SN BK BX | PCB plug-in connector, male header, Solder flange, THT/THR solder connection, 3.50 mm, Number of poles: 12, 180°, Solder pin length (l): 3.5 mm, tinned, black, Box
20597 | 1290270000 | S2C-SMT 3.50/14/180LF 3.5SN BK BX | PCB plug-in connector, male header, Solder flange, THT/THR solder connection, 3.50 mm, Number of poles: 14, 180°, Solder pin length (l): 3.5 mm, tinned, black, Box
20598 | 1290280000 | S2C-SMT 3.50/16/180LF 3.5SN BK BX | PCB plug-in connector, male header, Solder flange, THT/THR solder connection, 3.50 mm, Number of poles: 16, 180°, Solder pin length (l): 3.5 mm, tinned, black, Box
20599 | 1290290000 | S2C-SMT 3.50/18/180LF 3.5SN BK BX | PCB plug-in connector, male header, Solder flange, THT/THR solder connection, 3.50 mm, Number of poles: 18, 180°, Solder pin length (l): 3.5 mm, tinned, black, Box
20600 | 1290310000 | S2C-SMT 3.50/20/180LF 3.5SN BK BX | PCB plug-in connector, male header, Solder flange, THT/THR solder connection, 3.50 mm, Number of poles: 20, 180°, Solder pin length (l): 3.5 mm, tinned, black, Box
20601 | 1290320000 | S2C-SMT 3.50/22/180LF 3.5SN BK BX | PCB plug-in connector, male header, Solder flange, THT/THR solder connection, 3.50 mm, Number of poles: 22, 180°, Solder pin length (l): 3.5 mm, tinned, black, Box
20602 | 1290330000 | S2C-SMT 3.50/24/180LF 3.5SN BK BX | PCB plug-in connector, male header, Solder flange, THT/THR solder connection, 3.50 mm, Number of poles: 24, 180°, Solder pin length (l): 3.5 mm, tinned, black, Box
20603 | 1290340000 | S2C-SMT 3.50/26/180LF 3.5SN BK BX | PCB plug-in connector, male header, Solder flange, THT/THR solder connection, 3.50 mm, Number of poles: 26, 180°, Solder pin length (l): 3.5 mm, tinned, black, Box
20604 | 1290350000 | S2C-SMT 3.50/28/180LF 3.5SN BK BX | PCB plug-in connector, male header, Solder flange, THT/THR solder connection, 3.50 mm, Number of poles: 28, 180°, Solder pin length (l): 3.5 mm, tinned, black, Box
20605 | 1290360000 | S2C-SMT 3.50/30/180LF 3.5SN BK BX | PCB plug-in connector, male header, Solder flange, THT/THR solder connection, 3.50 mm, Number of poles: 30, 180°, Solder pin length (l): 3.5 mm, tinned, black, Box
20606 | 1290370000 | S2C-SMT 3.50/32/180LF 3.5SN BK BX | PCB plug-in connector, male header, Solder flange, THT/THR solder connection, 3.50 mm, Number of poles: 32, 180°, Solder pin length (l): 3.5 mm, tinned, black, Box
20607 | 1290380000 | S2C-SMT 3.50/34/180LF 3.5SN BK BX | PCB plug-in connector, male header, Solder flange, THT/THR solder connection, 3.50 mm, Number of poles: 34, 180°, Solder pin length (l): 3.5 mm, tinned, black, Box
20608 | 1290390000 | S2C-SMT 3.50/36/180LF 3.5SN BK BX | PCB plug-in connector, male header, Solder flange, THT/THR solder connection, 3.50 mm, Number of poles: 36, 180°, Solder pin length (l): 3.5 mm, tinned, black, Box
20609 | 1290410000 | S2C-SMT 3.50/04/180G 1.5SN BK BX | PCB plug-in connector, male header, closed side, THT/THR solder connection, 3.50 mm, Number of poles: 4, 180°, Solder pin length (l): 1.5 mm, tinned, black, Box
20610 | 1290420000 | S2C-SMT 3.50/06/180G 1.5SN BK BX | PCB plug-in connector, male header, closed side, THT/THR solder connection, 3.50 mm, Number of poles: 6, 180°, Solder pin length (l): 1.5 mm, tinned, black, Box
20611 | 1290430000 | S2C-SMT 3.50/08/180G 1.5SN BK BX | PCB plug-in connector, male header, closed side, THT/THR solder connection, 3.50 mm, Number of poles: 8, 180°, Solder pin length (l): 1.5 mm, tinned, black, Box
20612 | 1290440000 | S2C-SMT 3.50/10/180G 1.5SN BK BX | PCB plug-in connector, male header, closed side, THT/THR solder connection, 3.50 mm, Number of poles: 10, 180°, Solder pin length (l): 1.5 mm, tinned, black, Box
20613 | 1290450000 | S2C-SMT 3.50/12/180G 1.5SN BK BX | PCB plug-in connector, male header, closed side, THT/THR solder connection, 3.50 mm, Number of poles: 12, 180°, Solder pin length (l): 1.5 mm, tinned, black, Box
20614 | 1290460000 | S2C-SMT 3.50/14/180G 1.5SN BK BX | PCB plug-in connector, male header, closed side, THT/THR solder connection, 3.50 mm, Number of poles: 14, 180°, Solder pin length (l): 1.5 mm, tinned, black, Box
20615 | 1290470000 | S2C-SMT 3.50/16/180G 1.5SN BK BX | PCB plug-in connector, male header, closed side, THT/THR solder connection, 3.50 mm, Number of poles: 16, 180°, Solder pin length (l): 1.5 mm, tinned, black, Box
20616 | 1290480000 | S2C-SMT 3.50/18/180G 1.5SN BK BX | PCB plug-in connector, male header, closed side, THT/THR solder connection, 3.50 mm, Number of poles: 18, 180°, Solder pin length (l): 1.5 mm, tinned, black, Box
20617 | 1290490000 | S2C-SMT 3.50/20/180G 1.5SN BK BX | PCB plug-in connector, male header, closed side, THT/THR solder connection, 3.50 mm, Number of poles: 20, 180°, Solder pin length (l): 1.5 mm, tinned, black, Box
20618 | 1290510000 | S2C-SMT 3.50/22/180G 1.5SN BK BX | PCB plug-in connector, male header, closed side, THT/THR solder connection, 3.50 mm, Number of poles: 22, 180°, Solder pin length (l): 1.5 mm, tinned, black, Box
20619 | 1290520000 | S2C-SMT 3.50/24/180G 1.5SN BK BX | PCB plug-in connector, male header, closed side, THT/THR solder connection, 3.50 mm, Number of poles: 24, 180°, Solder pin length (l): 1.5 mm, tinned, black, Box
20620 | 1290530000 | S2C-SMT 3.50/26/180G 1.5SN BK BX | PCB plug-in connector, male header, closed side, THT/THR solder connection, 3.50 mm, Number of poles: 26, 180°, Solder pin length (l): 1.5 mm, tinned, black, Box
20621 | 1290540000 | S2C-SMT 3.50/28/180G 1.5SN BK BX | PCB plug-in connector, male header, closed side, THT/THR solder connection, 3.50 mm, Number of poles: 28, 180°, Solder pin length (l): 1.5 mm, tinned, black, Box
20622 | 1290550000 | S2C-SMT 3.50/30/180G 1.5SN BK BX | PCB plug-in connector, male header, closed side, THT/THR solder connection, 3.50 mm, Number of poles: 30, 180°, Solder pin length (l): 1.5 mm, tinned, black, Box
20623 | 1290560000 | S2C-SMT 3.50/32/180G 1.5SN BK BX | PCB plug-in connector, male header, closed side, THT/THR solder connection, 3.50 mm, Number of poles: 32, 180°, Solder pin length (l): 1.5 mm, tinned, black, Box
20624 | 1290570000 | S2C-SMT 3.50/34/180G 1.5SN BK BX | PCB plug-in connector, male header, closed side, THT/THR solder connection, 3.50 mm, Number of poles: 34, 180°, Solder pin length (l): 1.5 mm, tinned, black, Box
20625 | 1290580000 | S2C-SMT 3.50/36/180G 1.5SN BK BX | PCB plug-in connector, male header, closed side, THT/THR solder connection, 3.50 mm, Number of poles: 36, 180°, Solder pin length (l): 1.5 mm, tinned, black, Box
20626 | 1290590000 | S2C-SMT 3.50/04/180LF 1.5SN BK BX | PCB plug-in connector, male header, Solder flange, THT/THR solder connection, 3.50 mm, Number of poles: 4, 180°, Solder pin length (l): 1.5 mm, tinned, black, Box
20627 | 1290610000 | S2C-SMT 3.50/06/180LF 1.5SN BK BX | PCB plug-in connector, male header, Solder flange, THT/THR solder connection, 3.50 mm, Number of poles: 6, 180°, Solder pin length (l): 1.5 mm, tinned, black, Box
20628 | 1290620000 | S2C-SMT 3.50/08/180LF 1.5SN BK BX | PCB plug-in connector, male header, Solder flange, THT/THR solder connection, 3.50 mm, Number of poles: 8, 180°, Solder pin length (l): 1.5 mm, tinned, black, Box
20629 | 1290640000 | S2C-SMT 3.50/10/180LF 1.5SN BK BX | PCB plug-in connector, male header, Solder flange, THT/THR solder connection, 3.50 mm, Number of poles: 10, 180°, Solder pin length (l): 1.5 mm, tinned, black, Box
20630 | 1290650000 | S2C-SMT 3.50/12/180LF 1.5SN BK BX | PCB plug-in connector, male header, Solder flange, THT/THR solder connection, 3.50 mm, Number of poles: 12, 180°, Solder pin length (l): 1.5 mm, tinned, black, Box
20631 | 1290660000 | S2C-SMT 3.50/14/180LF 1.5SN BK BX | PCB plug-in connector, male header, Solder flange, THT/THR solder connection, 3.50 mm, Number of poles: 14, 180°, Solder pin length (l): 1.5 mm, tinned, black, Box
20632 | 1290670000 | S2C-SMT 3.50/16/180LF 1.5SN BK BX | PCB plug-in connector, male header, Solder flange, THT/THR solder connection, 3.50 mm, Number of poles: 16, 180°, Solder pin length (l): 1.5 mm, tinned, black, Box
20633 | 1290680000 | S2C-SMT 3.50/18/180LF 1.5SN BK BX | PCB plug-in connector, male header, Solder flange, THT/THR solder connection, 3.50 mm, Number of poles: 18, 180°, Solder pin length (l): 1.5 mm, tinned, black, Box
20634 | 1290690000 | S2C-SMT 3.50/20/180LF 1.5SN BK BX | PCB plug-in connector, male header, Solder flange, THT/THR solder connection, 3.50 mm, Number of poles: 20, 180°, Solder pin length (l): 1.5 mm, tinned, black, Box
20635 | 1290710000 | S2C-SMT 3.50/22/180LF 1.5SN BK BX | PCB plug-in connector, male header, Solder flange, THT/THR solder connection, 3.50 mm, Number of poles: 22, 180°, Solder pin length (l): 1.5 mm, tinned, black, Box
20636 | 1290720000 | S2C-SMT 3.50/24/180LF 1.5SN BK BX | PCB plug-in connector, male header, Solder flange, THT/THR solder connection, 3.50 mm, Number of poles: 24, 180°, Solder pin length (l): 1.5 mm, tinned, black, Box
20637 | 1290730000 | S2C-SMT 3.50/26/180LF 1.5SN BK BX | PCB plug-in connector, male header, Solder flange, THT/THR solder connection, 3.50 mm, Number of poles: 26, 180°, Solder pin length (l): 1.5 mm, tinned, black, Box
20638 | 1290740000 | S2C-SMT 3.50/28/180LF 1.5SN BK BX | PCB plug-in connector, male header, Solder flange, THT/THR solder connection, 3.50 mm, Number of poles: 28, 180°, Solder pin length (l): 1.5 mm, tinned, black, Box
20639 | 1290750000 | S2C-SMT 3.50/30/180LF 1.5SN BK BX | PCB plug-in connector, male header, Solder flange, THT/THR solder connection, 3.50 mm, Number of poles: 30, 180°, Solder pin length (l): 1.5 mm, tinned, black, Box
20640 | 1290760000 | S2C-SMT 3.50/32/180LF 1.5SN BK BX | PCB plug-in connector, male header, Solder flange, THT/THR solder connection, 3.50 mm, Number of poles: 32, 180°, Solder pin length (l): 1.5 mm, tinned, black, Box
20641 | 1290770000 | S2C-SMT 3.50/34/180LF 1.5SN BK BX | PCB plug-in connector, male header, Solder flange, THT/THR solder connection, 3.50 mm, Number of poles: 34, 180°, Solder pin length (l): 1.5 mm, tinned, black, Box
20642 | 1290780000 | S2C-SMT 3.50/36/180LF 1.5SN BK BX | PCB plug-in connector, male header, Solder flange, THT/THR solder connection, 3.50 mm, Number of poles: 36, 180°, Solder pin length (l): 1.5 mm, tinned, black, Box
20643 | 1291300000 | SL-SMT 3.50/03/180RF 1.5SN BK BX | PCB plug-in connector, male header, Clip-on flange, THT/THR solder connection, 3.50 mm, Number of poles: 3, 180°, Solder pin length (l): 1.5 mm, tinned, black, Box
20644 | 1291310000 | SL-SMT 3.50/04/180RF 1.5SN BK BX | PCB plug-in connector, male header, Clip-on flange, THT/THR solder connection, 3.50 mm, Number of poles: 4, 180°, Solder pin length (l): 1.5 mm, tinned, black, Box
20645 | 1291320000 | SL-SMT 3.50/05/180RF 1.5SN BK BX | PCB plug-in connector, male header, Clip-on flange, THT/THR solder connection, 3.50 mm, Number of poles: 5, 180°, Solder pin length (l): 1.5 mm, tinned, black, Box
20646 | 1291330000 | SL-SMT 3.50/06/180RF 1.5SN BK BX | PCB plug-in connector, male header, Clip-on flange, THT/THR solder connection, 3.50 mm, Number of poles: 6, 180°, Solder pin length (l): 1.5 mm, tinned, black, Box
20647 | 1291340000 | SL-SMT 3.50/07/180RF 1.5SN BK BX | PCB plug-in connector, male header, Clip-on flange, THT/THR solder connection, 3.50 mm, Number of poles: 7, 180°, Solder pin length (l): 1.5 mm, tinned, black, Box
20648 | 1291370000 | SL-SMT 3.50/08/180RF 1.5SN BK BX | PCB plug-in connector, male header, Clip-on flange, THT/THR solder connection, 3.50 mm, Number of poles: 8, 180°, Solder pin length (l): 1.5 mm, tinned, black, Box
20649 | 1291380000 | SL-SMT 3.50/09/180RF 1.5SN BK BX | PCB plug-in connector, male header, Clip-on flange, THT/THR solder connection, 3.50 mm, Number of poles: 9, 180°, Solder pin length (l): 1.5 mm, tinned, black, Box
20650 | 1291390000 | SL-SMT 3.50/10/180RF 1.5SN BK BX | PCB plug-in connector, male header, Clip-on flange, THT/THR solder connection, 3.50 mm, Number of poles: 10, 180°, Solder pin length (l): 1.5 mm, tinned, black, Box
20651 | 1291400000 | SL-SMT 3.50/11/180RF 1.5SN BK BX | PCB plug-in connector, male header, Clip-on flange, THT/THR solder connection, 3.50 mm, Number of poles: 11, 180°, Solder pin length (l): 1.5 mm, tinned, black, Box
20652 | 1291410000 | SL-SMT 3.50/12/180RF 1.5SN BK BX | PCB plug-in connector, male header, Clip-on flange, THT/THR solder connection, 3.50 mm, Number of poles: 12, 180°, Solder pin length (l): 1.5 mm, tinned, black, Box
20653 | 1291420000 | SL-SMT 3.50/13/180RF 1.5SN BK BX | PCB plug-in connector, male header, Clip-on flange, THT/THR solder connection, 3.50 mm, Number of poles: 13, 180°, Solder pin length (l): 1.5 mm, tinned, black, Box
20654 | 1291430000 | SL-SMT 3.50/14/180RF 1.5SN BK BX | PCB plug-in connector, male header, Clip-on flange, THT/THR solder connection, 3.50 mm, Number of poles: 14, 180°, Solder pin length (l): 1.5 mm, tinned, black, Box
20655 | 1291440000 | SL-SMT 3.50/15/180RF 1.5SN BK BX | PCB plug-in connector, male header, Clip-on flange, THT/THR solder connection, 3.50 mm, Number of poles: 15, 180°, Solder pin length (l): 1.5 mm, tinned, black, Box
20656 | 1291450000 | SL-SMT 3.50/16/180RF 1.5SN BK BX | PCB plug-in connector, male header, Clip-on flange, THT/THR solder connection, 3.50 mm, Number of poles: 16, 180°, Solder pin length (l): 1.5 mm, tinned, black, Box
20657 | 1291850000 | SL-SMT 5.08HC/03/180G 3.2SN BK RL | PCB plug-in connector, male header, closed side, THT/THR solder connection, 5.08 mm, Number of poles: 3, 180°, Solder pin length (l): 3.2 mm, tinned, black, Tape
20658 | 1297840000 | DP WGK 4 BK BX | OMNIMATE Power - series WGK, Feed-through terminal
20659 | 1301080000 | SLD 3.50/08/90F 3.2SN BK BX | PCB plug-in connector, male header, Flange, THT solder connection, 3.50 mm, Number of poles: 8, 90°, Solder pin length (l): 3.2 mm, tinned, black, Box
20660 | 1306400000 | BLZP 5.00HC/09/180 SN GN BX | PCB plug-in connector, female plug, 5.00 mm, Number of poles: 9, 180°, Clamping yoke connection, Clamping range, max. : 4 mm², Box
20661 | 1307570000 | BBDF OR | PCB plug-in connector, Accessories, Mounting block, orange
20662 | 1324390000 | LL2N 5.08/04/90 3.2SN BK BX | Printed circuit board terminals, 5.08 mm, Number of poles: 4, 90°, Solder pin length (l): 3.2 mm, tinned, black, Clamping yoke connection, Clamping range, max. : 6 mm², Box
20663 | 1329110005 | PAC-S1200-HE20-V0-0M5 | Pre-assembled cable, PAC, Cable LiYY, 0.25 mm²
20664 | 1329250010 | PAC-S1200-SD15-V0-1M | Pre-assembled cable, PAC, Cable LiYCY, 0.25 mm²
20665 | 1330710000 | LMF 5.08/02/90 3.5SN OR BX | Printed circuit board terminals, 5.08 mm, Number of poles: 2, 90°, Solder pin length (l): 3.5 mm, tinned, orange, PUSH IN with actuator, Clamping range, max. : 2.5 mm², Box
20666 | 1335150000 | SET CH20M BUS 250MM TS 35X15 | OMNIMATE Housing - series CH20M, Length: 250 mm, Width: 25.1 mm
20667 | 1335360000 | SLF 5.08/05/180 SN OR BX | PCB plug-in connector, male plug, 5.08 mm, Number of poles: 5, 180°, PUSH IN with actuator, Tension-clamp connection, Clamping range, max. : 3.31 mm², Box
20668 | 1335380000 | SLF 5.08/07/180 SN OR BX | PCB plug-in connector, male plug, 5.08 mm, Number of poles: 7, 180°, PUSH IN with actuator, Tension-clamp connection, Clamping range, max. : 3.31 mm², Box
20669 | 1335390000 | SLF 5.08/08/180 SN OR BX | PCB plug-in connector, male plug, 5.08 mm, Number of poles: 8, 180°, PUSH IN with actuator, Tension-clamp connection, Clamping range, max. : 3.31 mm², Box
20670 | 1335410000 | SLF 5.08/10/180 SN OR BX | PCB plug-in connector, male plug, 5.08 mm, Number of poles: 10, 180°, PUSH IN with actuator, Tension-clamp connection, Clamping range, max. : 3.31 mm², Box
20671 | 1335470000 | SLF 5.08/05/180B SN OR BX | PCB plug-in connector, male plug, 5.08 mm, Number of poles: 5, 180°, PUSH IN with actuator, Tension-clamp connection, Clamping range, max. : 3.31 mm², Box
20672 | 1349350080 | C300-32B-F-2S-M25-8M | Pre-assembled cable, PAC, Cable LiYCY, 0.25 mm²
20673 | 1349350150 | C300-32B-F-2S-M25-15 | Pre-assembled cable, PAC, Cable LiYCY, 0.25 mm²
20674 | 1349630005 | PAC-UNIV-HE10-HE10-0M5 | Pre-assembled cable, PAC
20675 | 1349680025 | PAC-UNIV-HE26-HE26-2M5 | Pre-assembled cable, PAC
20676 | 1349680050 | PAC-UNIV-HE26-HE26-5M | Pre-assembled cable, PAC
20677 | 1349680060 | PAC-UNIV-HE26-HE26-6M | Pre-assembled cable, PAC
20678 | 1349680080 | PAC-UNIV-HE26-HE26-8M | Pre-assembled cable, PAC
20679 | 1349690005 | PAC-UNIV-HE34-HE34-0M5 | Pre-assembled cable, PAC
20680 | 1349730015 | PAC-UNIV-HE10-F-1M5 | Pre-assembled cable, PAC
20681 | 1349740015 | PAC-UNIV-HE14-F-1M5 | Pre-assembled cable, PAC
20682 | 1349770020 | PAC-UNIV-HE16-F-2M | Pre-assembled cable, PAC
20683 | 1349820015 | PAC-UNIV-HE26-F-1M5 | Pre-assembled cable, PAC
20684 | 1349880025 | PAC-UNIV-HE40-F-2M5 | Pre-assembled cable, PAC
20685 | 1353130000 | BLT 5.08HC/02/180DF SN OR BX | PCB plug-in connector, female plug, 5.08 mm, Number of poles: 2, 180°, TOP connection, Clamping range, max. : 2.5 mm², Box
20686 | 1353140000 | BLT 5.08HC/03/180DF SN OR BX | PCB plug-in connector, female plug, 5.08 mm, Number of poles: 3, 180°, TOP connection, Clamping range, max. : 2.5 mm², Box
20687 | 1353150000 | BLT 5.08HC/04/180DF SN OR BX | PCB plug-in connector, female plug, 5.08 mm, Number of poles: 4, 180°, TOP connection, Clamping range, max. : 2.5 mm², Box
20688 | 1353170000 | BLT 5.08HC/05/180DF SN OR BX | PCB plug-in connector, female plug, 5.08 mm, Number of poles: 5, 180°, TOP connection, Clamping range, max. : 2.5 mm², Box
20689 | 1353180000 | BLT 5.08HC/06/180DF SN OR BX | PCB plug-in connector, female plug, 5.08 mm, Number of poles: 6, 180°, TOP connection, Clamping range, max. : 2.5 mm², Box
20690 | 1353190000 | BLT 5.08HC/07/180DF SN OR BX | PCB plug-in connector, female plug, 5.08 mm, Number of poles: 7, 180°, TOP connection, Clamping range, max. : 2.5 mm², Box
20691 | 1353200000 | BLT 5.08HC/08/180DF SN OR BX | PCB plug-in connector, female plug, 5.08 mm, Number of poles: 8, 180°, TOP connection, Clamping range, max. : 2.5 mm², Box
20692 | 1353220000 | BLT 5.08HC/09/180DF SN OR BX | PCB plug-in connector, female plug, 5.08 mm, Number of poles: 9, 180°, TOP connection, Clamping range, max. : 2.5 mm², Box
20693 | 1353230000 | BLT 5.08HC/10/180DF SN OR BX | PCB plug-in connector, female plug, 5.08 mm, Number of poles: 10, 180°, TOP connection, Clamping range, max. : 2.5 mm², Box
20694 | 1353240000 | BLF 5.08HC/02/180DF SN OR BX | PCB plug-in connector, female plug, 5.08 mm, Number of poles: 2, 180°, PUSH IN with actuator, Tension-clamp connection, Clamping range, max. : 3.31 mm², Box
20695 | 1353250000 | BLF 5.08HC/03/180DF SN OR BX | PCB plug-in connector, female plug, 5.08 mm, Number of poles: 3, 180°, PUSH IN with actuator, Tension-clamp connection, Clamping range, max. : 3.31 mm², Box
20696 | 1353270000 | BLF 5.08HC/04/180DF SN OR BX | PCB plug-in connector, female plug, 5.08 mm, Number of poles: 4, 180°, PUSH IN with actuator, Tension-clamp connection, Clamping range, max. : 3.31 mm², Box
20697 | 1353280000 | BLF 5.08HC/05/180DF SN OR BX | PCB plug-in connector, female plug, 5.08 mm, Number of poles: 5, 180°, PUSH IN with actuator, Tension-clamp connection, Clamping range, max. : 3.31 mm², Box
20698 | 1353290000 | BLF 5.08HC/07/180DF SN OR BX | PCB plug-in connector, female plug, 5.08 mm, Number of poles: 7, 180°, PUSH IN with actuator, Tension-clamp connection, Clamping range, max. : 3.31 mm², Box
20699 | 1353300000 | BLF 5.08HC/08/180DF SN OR BX | PCB plug-in connector, female plug, 5.08 mm, Number of poles: 8, 180°, PUSH IN with actuator, Tension-clamp connection, Clamping range, max. : 3.31 mm², Box
20700 | 1353320000 | BLF 5.08HC/09/180DF SN OR BX | PCB plug-in connector, female plug, 5.08 mm, Number of poles: 9, 180°, PUSH IN with actuator, Tension-clamp connection, Clamping range, max. : 3.31 mm², Box
20701 | 1353330000 | BLF 5.08HC/10/180DF SN OR BX | PCB plug-in connector, female plug, 5.08 mm, Number of poles: 10, 180°, PUSH IN with actuator, Tension-clamp connection, Clamping range, max. : 3.31 mm², Box
20702 | 1353340000 | BLF 5.08HC/06/180DF SN OR BX | PCB plug-in connector, female plug, 5.08 mm, Number of poles: 6, 180°, PUSH IN with actuator, Tension-clamp connection, Clamping range, max. : 3.31 mm², Box
20703 | 1353350000 | SLT 5.08/02/180DF SN OR BX | PCB plug-in connector, male plug, 5.08 mm, Number of poles: 2, 180°, TOP connection, Clamping range, max. : 2.5 mm², Box
20704 | 1353370000 | SLT 5.08/03/180DF SN OR BX | PCB plug-in connector, male plug, 5.08 mm, Number of poles: 3, 180°, TOP connection, Clamping range, max. : 2.5 mm², Box
20705 | 1353380000 | SLT 5.08/04/180DF SN OR BX | PCB plug-in connector, male plug, 5.08 mm, Number of poles: 4, 180°, TOP connection, Clamping range, max. : 2.5 mm², Box
20706 | 1353390000 | SLT 5.08/05/180DF SN OR BX | PCB plug-in connector, male plug, 5.08 mm, Number of poles: 5, 180°, TOP connection, Clamping range, max. : 2.5 mm², Box
20707 | 1353400000 | SLT 5.08/06/180DF SN OR BX | PCB plug-in connector, male plug, 5.08 mm, Number of poles: 6, 180°, TOP connection, Clamping range, max. : 2.5 mm², Box
20708 | 1353420000 | SLT 5.08/07/180DF SN OR BX | PCB plug-in connector, male plug, 5.08 mm, Number of poles: 7, 180°, TOP connection, Clamping range, max. : 2.5 mm², Box
20709 | 1353430000 | SLT 5.08/08/180DF SN OR BX | PCB plug-in connector, male plug, 5.08 mm, Number of poles: 8, 180°, TOP connection, Clamping range, max. : 2.5 mm², Box
20710 | 1353440000 | SLT 5.08/09/180DF SN OR BX | PCB plug-in connector, male plug, 5.08 mm, Number of poles: 9, 180°, TOP connection, Clamping range, max. : 2.5 mm², Box
20711 | 1353450000 | SLT 5.08/10/180DF SN OR BX | PCB plug-in connector, male plug, 5.08 mm, Number of poles: 10, 180°, TOP connection, Clamping range, max. : 2.5 mm², Box
20712 | 1353470000 | SLS 5.08/02/180DF SN OR BX | PCB plug-in connector, male plug, 5.08 mm, Number of poles: 2, 180°, Clamping yoke connection, Clamping range, max. : 3.31 mm², Box
20713 | 1353480000 | SLS 5.08/03/180DF SN OR BX | PCB plug-in connector, male plug, 5.08 mm, Number of poles: 3, 180°, Clamping yoke connection, Clamping range, max. : 3.31 mm², Box
20714 | 1353490000 | SLS 5.08/04/180DF SN OR BX | PCB plug-in connector, male plug, 5.08 mm, Number of poles: 4, 180°, Clamping yoke connection, Clamping range, max. : 3.31 mm², Box
20715 | 1353500000 | SLS 5.08/05/180DF SN OR BX | PCB plug-in connector, male plug, 5.08 mm, Number of poles: 5, 180°, Clamping yoke connection, Clamping range, max. : 3.31 mm², Box
20716 | 1353520000 | SLS 5.08/06/180DF SN OR BX | PCB plug-in connector, male plug, 5.08 mm, Number of poles: 6, 180°, Clamping yoke connection, Clamping range, max. : 3.31 mm², Box
20717 | 1353530000 | SLS 5.08/07/180DF SN OR BX | PCB plug-in connector, male plug, 5.08 mm, Number of poles: 7, 180°, Clamping yoke connection, Clamping range, max. : 3.31 mm², Box
20718 | 1353540000 | SLS 5.08/08/180DF SN OR BX | PCB plug-in connector, male plug, 5.08 mm, Number of poles: 8, 180°, Clamping yoke connection, Clamping range, max. : 3.31 mm², Box
20719 | 1353550000 | SLS 5.08/09/180DF SN OR BX | PCB plug-in connector, male plug, 5.08 mm, Number of poles: 9, 180°, Clamping yoke connection, Clamping range, max. : 3.31 mm², Box
20720 | 1353570000 | SLS 5.08/10/180DF SN OR BX | PCB plug-in connector, male plug, 5.08 mm, Number of poles: 10, 180°, Clamping yoke connection, Clamping range, max. : 3.31 mm², Box
20721 | 1353580000 | SLF 5.08/02/180DF SN OR BX | PCB plug-in connector, male plug, 5.08 mm, Number of poles: 2, 180°, PUSH IN with actuator, Tension-clamp connection, Clamping range, max. : 3.31 mm², Box
20722 | 1353590000 | SLF 5.08/03/180DF SN OR BX | PCB plug-in connector, male plug, 5.08 mm, Number of poles: 3, 180°, PUSH IN with actuator, Tension-clamp connection, Clamping range, max. : 3.31 mm², Box
20723 | 1353600000 | SLF 5.08/04/180DF SN OR BX | PCB plug-in connector, male plug, 5.08 mm, Number of poles: 4, 180°, PUSH IN with actuator, Tension-clamp connection, Clamping range, max. : 3.31 mm², Box
20724 | 1353620000 | SLF 5.08/05/180DF SN OR BX | PCB plug-in connector, male plug, 5.08 mm, Number of poles: 5, 180°, PUSH IN with actuator, Tension-clamp connection, Clamping range, max. : 3.31 mm², Box
20725 | 1353630000 | SLF 5.08/06/180DF SN OR BX | PCB plug-in connector, male plug, 5.08 mm, Number of poles: 6, 180°, PUSH IN with actuator, Tension-clamp connection, Clamping range, max. : 3.31 mm², Box
20726 | 1353640000 | SLF 5.08/07/180DF SN OR BX | PCB plug-in connector, male plug, 5.08 mm, Number of poles: 7, 180°, PUSH IN with actuator, Tension-clamp connection, Clamping range, max. : 3.31 mm², Box
20727 | 1353650000 | SLF 5.08/08/180DF SN OR BX | PCB plug-in connector, male plug, 5.08 mm, Number of poles: 8, 180°, PUSH IN with actuator, Tension-clamp connection, Clamping range, max. : 3.31 mm², Box
20728 | 1353680000 | SLF 5.08/10/180DF SN OR BX | PCB plug-in connector, male plug, 5.08 mm, Number of poles: 10, 180°, PUSH IN with actuator, Tension-clamp connection, Clamping range, max. : 3.31 mm², Box
20729 | 1357250000 | SL 5.08HC/06/90F 3.2SN GN BX | PCB plug-in connector, male header, Flange, THT solder connection, 5.08 mm, Number of poles: 6, 90°, Solder pin length (l): 3.2 mm, tinned, Pale green, Box
20730 | 1357270000 | SL 5.08HC/08/90F 3.2SN GN BX | PCB plug-in connector, male header, Flange, THT solder connection, 5.08 mm, Number of poles: 8, 90°, Solder pin length (l): 3.2 mm, tinned, Pale green, Box
20731 | 1357790000 | S2CD-THR 3.50/08/90G 3.2SN BK BX | PCB plug-in connector, male header, closed side, THT/THR solder connection, 3.50 mm, Number of poles: 8, 90°, Solder pin length (l): 3.2 mm, tinned, black, Box
20732 | 1357800000 | S2CD-THR 3.50/12/90G 3.2SN BK BX | PCB plug-in connector, male header, closed side, THT/THR solder connection, 3.50 mm, Number of poles: 12, 90°, Solder pin length (l): 3.2 mm, tinned, black, Box
20733 | 1357820000 | S2CD-THR 3.50/16/90G 3.2SN BK BX | PCB plug-in connector, male header, closed side, THT/THR solder connection, 3.50 mm, Number of poles: 16, 90°, Solder pin length (l): 3.2 mm, tinned, black, Box
20734 | 1357830000 | S2CD-THR 3.50/20/90G 3.2SN BK BX | PCB plug-in connector, male header, closed side, THT/THR solder connection, 3.50 mm, Number of poles: 20, 90°, Solder pin length (l): 3.2 mm, tinned, black, Box
20735 | 1357840000 | S2CD-THR 3.50/24/90G 3.2SN BK BX | PCB plug-in connector, male header, closed side, THT/THR solder connection, 3.50 mm, Number of poles: 24, 90°, Solder pin length (l): 3.2 mm, tinned, black, Box
20736 | 1357850000 | S2CD-THR 3.50/28/90G 3.2SN BK BX | PCB plug-in connector, male header, closed side, THT/THR solder connection, 3.50 mm, Number of poles: 28, 90°, Solder pin length (l): 3.2 mm, tinned, black, Box
20737 | 1357870000 | S2CD-THR 3.50/32/90G 3.2SN BK BX | PCB plug-in connector, male header, closed side, THT/THR solder connection, 3.50 mm, Number of poles: 32, 90°, Solder pin length (l): 3.2 mm, tinned, black, Box
20738 | 1357880000 | S2CD-THR 3.50/36/90G 3.2SN BK BX | PCB plug-in connector, male header, closed side, THT/THR solder connection, 3.50 mm, Number of poles: 36, 90°, Solder pin length (l): 3.2 mm, tinned, black, Box
20739 | 1357890000 | S2CD-THR 3.50/08/90LF 3.2SN BK BX | PCB plug-in connector, male header, closed side / solder flange, THT/THR solder connection, 3.50 mm, Number of poles: 8, 90°, Solder pin length (l): 3.2 mm, tinned, black, Box
20740 | 1357900000 | S2CD-THR 3.50/12/90LF 3.2SN BK BX | PCB plug-in connector, male header, closed side / solder flange, THT/THR solder connection, 3.50 mm, Number of poles: 12, 90°, Solder pin length (l): 3.2 mm, tinned, black, Box
20741 | 1357920000 | S2CD-THR 3.50/16/90LF 3.2SN BK BX | PCB plug-in connector, male header, closed side / solder flange, THT/THR solder connection, 3.50 mm, Number of poles: 16, 90°, Solder pin length (l): 3.2 mm, tinned, black, Box
20742 | 1357930000 | S2CD-THR 3.50/20/90LF 3.2SN BK BX | PCB plug-in connector, male header, closed side / solder flange, THT/THR solder connection, 3.50 mm, Number of poles: 20, 90°, Solder pin length (l): 3.2 mm, tinned, black, Box
20743 | 1357940000 | S2CD-THR 3.50/24/90LF 3.2SN BK BX | PCB plug-in connector, male header, closed side / solder flange, THT/THR solder connection, 3.50 mm, Number of poles: 24, 90°, Solder pin length (l): 3.2 mm, tinned, black, Box
20744 | 1357950000 | S2CD-THR 3.50/28/90LF 3.2SN BK BX | PCB plug-in connector, male header, closed side / solder flange, THT/THR solder connection, 3.50 mm, Number of poles: 28, 90°, Solder pin length (l): 3.2 mm, tinned, black, Box
20745 | 1357970000 | S2CD-THR 3.50/32/90LF 3.2SN BK BX | PCB plug-in connector, male header, closed side / solder flange, THT/THR solder connection, 3.50 mm, Number of poles: 32, 90°, Solder pin length (l): 3.2 mm, tinned, black, Box
20746 | 1357990000 | S2CD-THR 3.50/36/90LF 3.2SN BK BX | PCB plug-in connector, male header, closed side / solder flange, THT/THR solder connection, 3.50 mm, Number of poles: 36, 90°, Solder pin length (l): 3.2 mm, tinned, black, Box
20747 | 1358530000 | S2C-SMT 3.50/04/180LF 3.5SN BK RL | PCB plug-in connector, male header, Solder flange, THT/THR solder connection, 3.50 mm, Number of poles: 4, 180°, Solder pin length (l): 3.5 mm, tinned, black, Tape
20748 | 1358540000 | S2C-SMT 3.50/06/180LF 3.5SN BK RL | PCB plug-in connector, male header, Solder flange, THT/THR solder connection, 3.50 mm, Number of poles: 6, 180°, Solder pin length (l): 3.5 mm, tinned, black, Tape
20749 | 1358550000 | S2C-SMT 3.50/08/180LF 3.5SN BK RL | PCB plug-in connector, male header, Solder flange, THT/THR solder connection, 3.50 mm, Number of poles: 8, 180°, Solder pin length (l): 3.5 mm, tinned, black, Tape
20750 | 1358570000 | S2C-SMT 3.50/10/180LF 3.5SN BK RL | PCB plug-in connector, male header, Solder flange, THT/THR solder connection, 3.50 mm, Number of poles: 10, 180°, Solder pin length (l): 3.5 mm, tinned, black, Tape
20751 | 1358580000 | S2C-SMT 3.50/12/180LF 3.5SN BK RL | PCB plug-in connector, male header, Solder flange, THT/THR solder connection, 3.50 mm, Number of poles: 12, 180°, Solder pin length (l): 3.5 mm, tinned, black, Tape
20752 | 1358590000 | S2C-SMT 3.50/14/180LF 3.5SN BK RL | PCB plug-in connector, male header, Solder flange, THT/THR solder connection, 3.50 mm, Number of poles: 14, 180°, Solder pin length (l): 3.5 mm, tinned, black, Tape
20753 | 1358600000 | S2C-SMT 3.50/16/180LF 3.5SN BK RL | PCB plug-in connector, male header, Solder flange, THT/THR solder connection, 3.50 mm, Number of poles: 16, 180°, Solder pin length (l): 3.5 mm, tinned, black, Tape
20754 | 1358610000 | S2C-SMT 3.50/18/180LF 3.5SN BK RL | PCB plug-in connector, male header, Solder flange, THT/THR solder connection, 3.50 mm, Number of poles: 18, 180°, Solder pin length (l): 3.5 mm, tinned, black, Tape
20755 | 1358620000 | S2C-SMT 3.50/20/180LF 3.5SN BK RL | PCB plug-in connector, male header, Solder flange, THT/THR solder connection, 3.50 mm, Number of poles: 20, 180°, Solder pin length (l): 3.5 mm, tinned, black, Tape
20756 | 1358630000 | S2C-SMT 3.50/04/180LF 1.5SN BK RL | PCB plug-in connector, male header, Solder flange, THT/THR solder connection, 3.50 mm, Number of poles: 4, 180°, Solder pin length (l): 1.5 mm, tinned, black, Tape
20757 | 1358640000 | S2C-SMT 3.50/06/180LF 1.5SN BK RL | PCB plug-in connector, male header, Solder flange, THT/THR solder connection, 3.50 mm, Number of poles: 6, 180°, Solder pin length (l): 1.5 mm, tinned, black, Tape
20758 | 1358650000 | S2C-SMT 3.50/08/180LF 1.5SN BK RL | PCB plug-in connector, male header, Solder flange, THT/THR solder connection, 3.50 mm, Number of poles: 8, 180°, Solder pin length (l): 1.5 mm, tinned, black, Tape
20759 | 1358670000 | S2C-SMT 3.50/10/180LF 1.5SN BK RL | PCB plug-in connector, male header, Solder flange, THT/THR solder connection, 3.50 mm, Number of poles: 10, 180°, Solder pin length (l): 1.5 mm, tinned, black, Tape
20760 | 1358680000 | S2C-SMT 3.50/12/180LF 1.5SN BK RL | PCB plug-in connector, male header, Solder flange, THT/THR solder connection, 3.50 mm, Number of poles: 12, 180°, Solder pin length (l): 1.5 mm, tinned, black, Tape
20761 | 1358690000 | S2C-SMT 3.50/14/180LF 1.5SN BK RL | PCB plug-in connector, male header, Solder flange, THT/THR solder connection, 3.50 mm, Number of poles: 14, 180°, Solder pin length (l): 1.5 mm, tinned, black, Tape
20762 | 1358700000 | S2C-SMT 3.50/16/180LF 1.5SN BK RL | PCB plug-in connector, male header, Solder flange, THT/THR solder connection, 3.50 mm, Number of poles: 16, 180°, Solder pin length (l): 1.5 mm, tinned, black, Tape
20763 | 1358710000 | S2C-SMT 3.50/18/180LF 1.5SN BK RL | PCB plug-in connector, male header, Solder flange, THT/THR solder connection, 3.50 mm, Number of poles: 18, 180°, Solder pin length (l): 1.5 mm, tinned, black, Tape
20764 | 1358720000 | S2C-SMT 3.50/20/180LF 1.5SN BK RL | PCB plug-in connector, male header, Solder flange, THT/THR solder connection, 3.50 mm, Number of poles: 20, 180°, Solder pin length (l): 1.5 mm, tinned, black, Tape
20765 | 1358730000 | S2C-SMT 3.50/04/180G 3.5SN BK RL | PCB plug-in connector, male header, closed side, THT/THR solder connection, 3.50 mm, Number of poles: 4, 180°, Solder pin length (l): 3.5 mm, tinned, black, Tape
20766 | 1358740000 | S2C-SMT 3.50/06/180G 3.5SN BK RL | PCB plug-in connector, male header, closed side, THT/THR solder connection, 3.50 mm, Number of poles: 6, 180°, Solder pin length (l): 3.5 mm, tinned, black, Tape
20767 | 1358750000 | S2C-SMT 3.50/08/180G 3.5SN BK RL | PCB plug-in connector, male header, closed side, THT/THR solder connection, 3.50 mm, Number of poles: 8, 180°, Solder pin length (l): 3.5 mm, tinned, black, Tape
20768 | 1358770000 | S2C-SMT 3.50/10/180G 3.5SN BK RL | PCB plug-in connector, male header, closed side, THT/THR solder connection, 3.50 mm, Number of poles: 10, 180°, Solder pin length (l): 3.5 mm, tinned, black, Tape
20769 | 1358780000 | S2C-SMT 3.50/12/180G 3.5SN BK RL | PCB plug-in connector, male header, closed side, THT/THR solder connection, 3.50 mm, Number of poles: 12, 180°, Solder pin length (l): 3.5 mm, tinned, black, Tape
20770 | 1358790000 | S2C-SMT 3.50/14/180G 3.5SN BK RL | PCB plug-in connector, male header, closed side, THT/THR solder connection, 3.50 mm, Number of poles: 14, 180°, Solder pin length (l): 3.5 mm, tinned, black, Tape
20771 | 1358810000 | S2C-SMT 3.50/16/180G 3.5SN BK RL | PCB plug-in connector, male header, closed side, THT/THR solder connection, 3.50 mm, Number of poles: 16, 180°, Solder pin length (l): 3.5 mm, tinned, black, Tape
20772 | 1358820000 | S2C-SMT 3.50/18/180G 3.5SN BK RL | PCB plug-in connector, male header, closed side, THT/THR solder connection, 3.50 mm, Number of poles: 18, 180°, Solder pin length (l): 3.5 mm, tinned, black, Tape
20773 | 1358830000 | S2C-SMT 3.50/20/180G 3.5SN BK RL | PCB plug-in connector, male header, closed side, THT/THR solder connection, 3.50 mm, Number of poles: 20, 180°, Solder pin length (l): 3.5 mm, tinned, black, Tape
20774 | 1358840000 | S2C-SMT 3.50/22/180G 3.5SN BK RL | PCB plug-in connector, male header, closed side, THT/THR solder connection, 3.50 mm, Number of poles: 22, 180°, Solder pin length (l): 3.5 mm, tinned, black, Tape
20775 | 1358850000 | S2C-SMT 3.50/24/180G 3.5SN BK RL | PCB plug-in connector, male header, closed side, THT/THR solder connection, 3.50 mm, Number of poles: 24, 180°, Solder pin length (l): 3.5 mm, tinned, black, Tape
20776 | 1358860000 | S2C-SMT 3.50/04/180G 1.5SN BK RL | PCB plug-in connector, male header, closed side, THT/THR solder connection, 3.50 mm, Number of poles: 4, 180°, Solder pin length (l): 1.5 mm, tinned, black, Tape
20777 | 1358870000 | S2C-SMT 3.50/06/180G 1.5SN BK RL | PCB plug-in connector, male header, closed side, THT/THR solder connection, 3.50 mm, Number of poles: 6, 180°, Solder pin length (l): 1.5 mm, tinned, black, Tape
20778 | 1358880000 | S2C-SMT 3.50/08/180G 1.5SN BK RL | PCB plug-in connector, male header, closed side, THT/THR solder connection, 3.50 mm, Number of poles: 8, 180°, Solder pin length (l): 1.5 mm, tinned, black, Tape
20779 | 1358890000 | S2C-SMT 3.50/04/90LF 3.2SN BK RL | PCB plug-in connector, male header, Solder flange, THT/THR solder connection, 3.50 mm, Number of poles: 4, 90°, Solder pin length (l): 3.2 mm, tinned, black, Tape
20780 | 1358900000 | S2C-SMT 3.50/10/180G 1.5SN BK RL | PCB plug-in connector, male header, closed side, THT/THR solder connection, 3.50 mm, Number of poles: 10, 180°, Solder pin length (l): 1.5 mm, tinned, black, Tape
20781 | 1358910000 | S2C-SMT 3.50/06/90LF 3.2SN BK RL | PCB plug-in connector, male header, Solder flange, THT/THR solder connection, 3.50 mm, Number of poles: 6, 90°, Solder pin length (l): 3.2 mm, tinned, black, Tape
20782 | 1358920000 | S2C-SMT 3.50/12/180G 1.5SN BK RL | PCB plug-in connector, male header, closed side, THT/THR solder connection, 3.50 mm, Number of poles: 12, 180°, Solder pin length (l): 1.5 mm, tinned, black, Tape
20783 | 1358930000 | S2C-SMT 3.50/08/90LF 3.2SN BK RL | PCB plug-in connector, male header, Solder flange, THT/THR solder connection, 3.50 mm, Number of poles: 8, 90°, Solder pin length (l): 3.2 mm, tinned, black, Tape
20784 | 1358940000 | S2C-SMT 3.50/14/180G 1.5SN BK RL | PCB plug-in connector, male header, closed side, THT/THR solder connection, 3.50 mm, Number of poles: 14, 180°, Solder pin length (l): 1.5 mm, tinned, black, Tape
20785 | 1358950000 | S2C-SMT 3.50/10/90LF 3.2SN BK RL | PCB plug-in connector, male header, Solder flange, THT/THR solder connection, 3.50 mm, Number of poles: 10, 90°, Solder pin length (l): 3.2 mm, tinned, black, Tape
20786 | 1358970000 | S2C-SMT 3.50/16/180G 1.5SN BK RL | PCB plug-in connector, male header, closed side, THT/THR solder connection, 3.50 mm, Number of poles: 16, 180°, Solder pin length (l): 1.5 mm, tinned, black, Tape
20787 | 1358980000 | S2C-SMT 3.50/12/90LF 3.2SN BK RL | PCB plug-in connector, male header, Solder flange, THT/THR solder connection, 3.50 mm, Number of poles: 12, 90°, Solder pin length (l): 3.2 mm, tinned, black, Tape
20788 | 1358990000 | S2C-SMT 3.50/18/180G 1.5SN BK RL | PCB plug-in connector, male header, closed side, THT/THR solder connection, 3.50 mm, Number of poles: 18, 180°, Solder pin length (l): 1.5 mm, tinned, black, Tape
20789 | 1359020000 | S2C-SMT 3.50/20/180G 1.5SN BK RL | PCB plug-in connector, male header, closed side, THT/THR solder connection, 3.50 mm, Number of poles: 20, 180°, Solder pin length (l): 1.5 mm, tinned, black, Tape
20790 | 1359030000 | S2C-SMT 3.50/16/90LF 3.2SN BK RL | PCB plug-in connector, male header, Solder flange, THT/THR solder connection, 3.50 mm, Number of poles: 16, 90°, Solder pin length (l): 3.2 mm, tinned, black, Tape
20791 | 1359040000 | S2C-SMT 3.50/22/180G 1.5SN BK RL | PCB plug-in connector, male header, closed side, THT/THR solder connection, 3.50 mm, Number of poles: 22, 180°, Solder pin length (l): 1.5 mm, tinned, black, Tape
20792 | 1359050000 | S2C-SMT 3.50/18/90LF 3.2SN BK RL | PCB plug-in connector, male header, Solder flange, THT/THR solder connection, 3.50 mm, Number of poles: 18, 90°, Solder pin length (l): 3.2 mm, tinned, black, Tape
20793 | 1359060000 | S2C-SMT 3.50/24/180G 1.5SN BK RL | PCB plug-in connector, male header, closed side, THT/THR solder connection, 3.50 mm, Number of poles: 24, 180°, Solder pin length (l): 1.5 mm, tinned, black, Tape
20794 | 1359070000 | S2C-SMT 3.50/20/90LF 3.2SN BK RL | PCB plug-in connector, male header, Solder flange, THT/THR solder connection, 3.50 mm, Number of poles: 20, 90°, Solder pin length (l): 3.2 mm, tinned, black, Tape
20795 | 1359080000 | S2C-SMT 3.50/04/90LF 1.5SN BK RL | PCB plug-in connector, male header, Solder flange, THT/THR solder connection, 3.50 mm, Number of poles: 4, 90°, Solder pin length (l): 1.5 mm, tinned, black, Tape
20796 | 1359090000 | S2C-SMT 3.50/06/90LF 1.5SN BK RL | PCB plug-in connector, male header, Solder flange, THT/THR solder connection, 3.50 mm, Number of poles: 6, 90°, Solder pin length (l): 1.5 mm, tinned, black, Tape
20797 | 1359110000 | S2C-SMT 3.50/08/90LF 1.5SN BK RL | PCB plug-in connector, male header, Solder flange, THT/THR solder connection, 3.50 mm, Number of poles: 8, 90°, Solder pin length (l): 1.5 mm, tinned, black, Tape
20798 | 1359120000 | S2C-SMT 3.50/10/90LF 1.5SN BK RL | PCB plug-in connector, male header, Solder flange, THT/THR solder connection, 3.50 mm, Number of poles: 10, 90°, Solder pin length (l): 1.5 mm, tinned, black, Tape
20799 | 1359130000 | S2C-SMT 3.50/12/90LF 1.5SN BK RL | PCB plug-in connector, male header, Solder flange, THT/THR solder connection, 3.50 mm, Number of poles: 12, 90°, Solder pin length (l): 1.5 mm, tinned, black, Tape
20800 | 1359140000 | S2C-SMT 3.50/14/90LF 1.5SN BK RL | PCB plug-in connector, male header, Solder flange, THT/THR solder connection, 3.50 mm, Number of poles: 14, 90°, Solder pin length (l): 1.5 mm, tinned, black, Tape
20801 | 1359150000 | S2C-SMT 3.50/16/90LF 1.5SN BK RL | PCB plug-in connector, male header, Solder flange, THT/THR solder connection, 3.50 mm, Number of poles: 16, 90°, Solder pin length (l): 1.5 mm, tinned, black, Tape
20802 | 1359160000 | S2C-SMT 3.50/18/90LF 1.5SN BK RL | PCB plug-in connector, male header, Solder flange, THT/THR solder connection, 3.50 mm, Number of poles: 18, 90°, Solder pin length (l): 1.5 mm, tinned, black, Tape
20803 | 1359170000 | S2C-SMT 3.50/20/90LF 1.5SN BK RL | PCB plug-in connector, male header, Solder flange, THT/THR solder connection, 3.50 mm, Number of poles: 20, 90°, Solder pin length (l): 1.5 mm, tinned, black, Tape
20804 | 1359460000 | S2C-SMT 3.50/04/90G 3.2SN BK RL | PCB plug-in connector, male header, closed side, THT/THR solder connection, 3.50 mm, Number of poles: 4, 90°, Solder pin length (l): 3.2 mm, tinned, black, Tape
20805 | 1359470000 | S2C-SMT 3.50/06/90G 3.2SN BK RL | PCB plug-in connector, male header, closed side, THT/THR solder connection, 3.50 mm, Number of poles: 6, 90°, Solder pin length (l): 3.2 mm, tinned, black, Tape
20806 | 1359480000 | S2C-SMT 3.50/08/90G 3.2SN BK RL | PCB plug-in connector, male header, closed side, THT/THR solder connection, 3.50 mm, Number of poles: 8, 90°, Solder pin length (l): 3.2 mm, tinned, black, Tape
20807 | 1359490000 | S2C-SMT 3.50/10/90G 3.2SN BK RL | PCB plug-in connector, male header, closed side, THT/THR solder connection, 3.50 mm, Number of poles: 10, 90°, Solder pin length (l): 3.2 mm, tinned, black, Tape
20808 | 1359510000 | S2C-SMT 3.50/12/90G 3.2SN BK RL | PCB plug-in connector, male header, closed side, THT/THR solder connection, 3.50 mm, Number of poles: 12, 90°, Solder pin length (l): 3.2 mm, tinned, black, Tape
20809 | 1359520000 | S2C-SMT 3.50/14/90G 3.2SN BK RL | PCB plug-in connector, male header, closed side, THT/THR solder connection, 3.50 mm, Number of poles: 14, 90°, Solder pin length (l): 3.2 mm, tinned, black, Tape
20810 | 1359530000 | S2C-SMT 3.50/16/90G 3.2SN BK RL | PCB plug-in connector, male header, closed side, THT/THR solder connection, 3.50 mm, Number of poles: 16, 90°, Solder pin length (l): 3.2 mm, tinned, black, Tape
20811 | 1359540000 | S2C-SMT 3.50/18/90G 3.2SN BK RL | PCB plug-in connector, male header, closed side, THT/THR solder connection, 3.50 mm, Number of poles: 18, 90°, Solder pin length (l): 3.2 mm, tinned, black, Tape
20812 | 1359550000 | S2C-SMT 3.50/20/90G 3.2SN BK RL | PCB plug-in connector, male header, closed side, THT/THR solder connection, 3.50 mm, Number of poles: 20, 90°, Solder pin length (l): 3.2 mm, tinned, black, Tape
20813 | 1359560000 | S2C-SMT 3.50/22/90G 3.2SN BK RL | PCB plug-in connector, male header, closed side, THT/THR solder connection, 3.50 mm, Number of poles: 22, 90°, Solder pin length (l): 3.2 mm, tinned, black, Tape
20814 | 1359570000 | S2C-SMT 3.50/24/90G 3.2SN BK RL | PCB plug-in connector, male header, closed side, THT/THR solder connection, 3.50 mm, Number of poles: 24, 90°, Solder pin length (l): 3.2 mm, tinned, black, Tape
20815 | 1359580000 | S2C-SMT 3.50/04/90G 1.5SN BK RL | PCB plug-in connector, male header, closed side, THT/THR solder connection, 3.50 mm, Number of poles: 4, 90°, Solder pin length (l): 1.5 mm, tinned, black, Tape
20816 | 1359590000 | S2C-SMT 3.50/06/90G 1.5SN BK RL | PCB plug-in connector, male header, closed side, THT/THR solder connection, 3.50 mm, Number of poles: 6, 90°, Solder pin length (l): 1.5 mm, tinned, black, Tape
20817 | 1359600000 | S2C-SMT 3.50/08/90G 1.5SN BK RL | PCB plug-in connector, male header, closed side, THT/THR solder connection, 3.50 mm, Number of poles: 8, 90°, Solder pin length (l): 1.5 mm, tinned, black, Tape
20818 | 1359610000 | S2C-SMT 3.50/10/90G 1.5SN BK RL | PCB plug-in connector, male header, closed side, THT/THR solder connection, 3.50 mm, Number of poles: 10, 90°, Solder pin length (l): 1.5 mm, tinned, black, Tape
20819 | 1359620000 | S2C-SMT 3.50/12/90G 1.5SN BK RL | PCB plug-in connector, male header, closed side, THT/THR solder connection, 3.50 mm, Number of poles: 12, 90°, Solder pin length (l): 1.5 mm, tinned, black, Tape
20820 | 1359630000 | S2C-SMT 3.50/14/90G 1.5SN BK RL | PCB plug-in connector, male header, closed side, THT/THR solder connection, 3.50 mm, Number of poles: 14, 90°, Solder pin length (l): 1.5 mm, tinned, black, Tape
20821 | 1359640000 | S2C-SMT 3.50/16/90G 1.5SN BK RL | PCB plug-in connector, male header, closed side, THT/THR solder connection, 3.50 mm, Number of poles: 16, 90°, Solder pin length (l): 1.5 mm, tinned, black, Tape
20822 | 1359650000 | S2C-SMT 3.50/18/90G 1.5SN BK RL | PCB plug-in connector, male header, closed side, THT/THR solder connection, 3.50 mm, Number of poles: 18, 90°, Solder pin length (l): 1.5 mm, tinned, black, Tape
20823 | 1359670000 | S2C-SMT 3.50/20/90G 1.5SN BK RL | PCB plug-in connector, male header, closed side, THT/THR solder connection, 3.50 mm, Number of poles: 20, 90°, Solder pin length (l): 1.5 mm, tinned, black, Tape
20824 | 1359680000 | S2C-SMT 3.50/22/90G 1.5SN BK RL | PCB plug-in connector, male header, closed side, THT/THR solder connection, 3.50 mm, Number of poles: 22, 90°, Solder pin length (l): 1.5 mm, tinned, black, Tape
20825 | 1359690000 | S2C-SMT 3.50/24/90G 1.5SN BK RL | PCB plug-in connector, male header, closed side, THT/THR solder connection, 3.50 mm, Number of poles: 24, 90°, Solder pin length (l): 1.5 mm, tinned, black, Tape
20826 | 1364560000 | SC 3.81/18/270F 3.2SN OR BX | PCB plug-in connector, male header, Flange, THT solder connection, 3.81 mm, Number of poles: 18, 270°, Solder pin length (l): 3.2 mm, tinned, orange, Box
20827 | 1366260000 | BLZP 5.00HC/16/180 SN GN BX | PCB plug-in connector, female plug, 5.00 mm, Number of poles: 16, 180°, Clamping yoke connection, Clamping range, max. : 4 mm², Box
20828 | 1373900050 | PAC-C300-32-F-34-5M | Pre-assembled cable, PAC, Cable LiYCY, 0.34 mm²
20829 | 1373900100 | PAC-C300-32-F-34-10 | Pre-assembled cable, PAC, Cable LiYCY, 0.34 mm²
20830 | 1373900150 | PAC-C300-32-F-34-15 | Pre-assembled cable, PAC, Cable LiYCY, 0.34 mm²
20831 | 1373900200 | PAC-C300-32-F-34-20 | Pre-assembled cable, PAC, Cable LiYCY, 0.34 mm²
20832 | 1373910150 | PAC-C300-36-F-34-15 | Pre-assembled cable, PAC, Cable LiYCY, 0.34 mm²
20833 | 1373910200 | PAC-C300-36-F-34-20 | Pre-assembled cable, PAC, Cable LiYCY, 0.34 mm²
20834 | 1374890000 | SL-SMT 5.08HC/12/90LF 1.5SN BK RL | PCB plug-in connector, male header, Solder flange, THT/THR solder connection, 5.08 mm, Number of poles: 12, 90°, Solder pin length (l): 1.5 mm, tinned, black, Tape
20835 | 1376240000 | BLL 3.50/02/180 3.2SN BK TU | PCB plug-in connector, female header, closed side, THT solder connection, 3.50 mm, Number of poles: 2, 180°, Solder pin length (l): 3.2 mm, tinned, black, Tube
20836 | 1376270000 | BLL 3.50/04/180 3.2SN BK TU | PCB plug-in connector, female header, closed side, THT solder connection, 3.50 mm, Number of poles: 4, 180°, Solder pin length (l): 3.2 mm, tinned, black, Tube
20837 | 1376280000 | BLL 3.50/05/180 3.2SN BK TU | PCB plug-in connector, female header, closed side, THT solder connection, 3.50 mm, Number of poles: 5, 180°, Solder pin length (l): 3.2 mm, tinned, black, Tube
20838 | 1376290000 | BLL 3.50/07/180 3.2SN BK TU | PCB plug-in connector, female header, closed side, THT solder connection, 3.50 mm, Number of poles: 7, 180°, Solder pin length (l): 3.2 mm, tinned, black, Tube
20839 | 1376300000 | BLL 3.50/11/180 3.2SN BK TU | PCB plug-in connector, female header, closed side, THT solder connection, 3.50 mm, Number of poles: 11, 180°, Solder pin length (l): 3.2 mm, tinned, black, Tube
20840 | 1376310000 | BLL 3.50/02/180 3.2SN OR TU | PCB plug-in connector, female header, closed side, THT solder connection, 3.50 mm, Number of poles: 2, 180°, Solder pin length (l): 3.2 mm, tinned, orange, Tube
20841 | 1376320000 | BLL 3.50/03/180 3.2SN OR TU | PCB plug-in connector, female header, closed side, THT solder connection, 3.50 mm, Number of poles: 3, 180°, Solder pin length (l): 3.2 mm, tinned, orange, Tube
20842 | 1376330000 | BLL 3.50/04/180 3.2SN OR TU | PCB plug-in connector, female header, closed side, THT solder connection, 3.50 mm, Number of poles: 4, 180°, Solder pin length (l): 3.2 mm, tinned, orange, Tube
20843 | 1376340000 | BLL 3.50/05/180 3.2SN OR TU | PCB plug-in connector, female header, closed side, THT solder connection, 3.50 mm, Number of poles: 5, 180°, Solder pin length (l): 3.2 mm, tinned, orange, Tube
20844 | 1376350000 | BLL 3.50/07/180 3.2SN OR TU | PCB plug-in connector, female header, closed side, THT solder connection, 3.50 mm, Number of poles: 7, 180°, Solder pin length (l): 3.2 mm, tinned, orange, Tube
20845 | 1376370000 | BLL 3.50/11/180 3.2SN OR TU | PCB plug-in connector, female header, closed side, THT solder connection, 3.50 mm, Number of poles: 11, 180°, Solder pin length (l): 3.2 mm, tinned, orange, Tube
20846 | 1376430000 | BLL 3.50/06/180 3.2SN OR TU | PCB plug-in connector, female header, closed side, THT solder connection, 3.50 mm, Number of poles: 6, 180°, Solder pin length (l): 3.2 mm, tinned, orange, Tube
20847 | 1376450000 | BLL 3.50/09/180 3.2SN OR TU | PCB plug-in connector, female header, closed side, THT solder connection, 3.50 mm, Number of poles: 9, 180°, Solder pin length (l): 3.2 mm, tinned, orange, Tube
20848 | 1376470000 | BLL 3.50/10/180 3.2SN OR TU | PCB plug-in connector, female header, closed side, THT solder connection, 3.50 mm, Number of poles: 10, 180°, Solder pin length (l): 3.2 mm, tinned, orange, Tube
20849 | 1376480000 | BLL 3.50/12/180 3.2SN OR TU | PCB plug-in connector, female header, closed side, THT solder connection, 3.50 mm, Number of poles: 12, 180°, Solder pin length (l): 3.2 mm, tinned, orange, Tube
20850 | 1377680000 | SL 3.50/09/180G 3.2SN BK BX | PCB plug-in connector, male header, closed side, THT solder connection, 3.50 mm, Number of poles: 9, 180°, Solder pin length (l): 3.2 mm, tinned, black, Box
20851 | 1379470000 | SEAL WGK 10 | OMNIMATE Power - series WGK, Feed-through terminal
20852 | 1379610000 | SL-SMT 3.50/02/90RF 1.5SN BK BX | PCB plug-in connector, male header, Clip-on flange, THT/THR solder connection, 3.50 mm, Number of poles: 2, 90°, Solder pin length (l): 1.5 mm, tinned, black, Box
20853 | 1386250000 | LXXX 15.00/05/90 4.5SN BK BX | Printed circuit board terminals, 15.00 mm, Number of poles: 5, 90°, Solder pin length (l): 4.5 mm, tinned, black, Clamping yoke connection, Clamping range, max. : 50 mm², Box
20854 | 1386270000 | LXXX 15.00/05/90 4.5SN GN BX | Printed circuit board terminals, 15.00 mm, Number of poles: 5, 90°, Solder pin length (l): 4.5 mm, tinned, Pale green, Clamping yoke connection, Clamping range, max. : 50 mm², Box
20855 | 1386280000 | LXXX 15.00/05/90 4.5SN GY BX | Printed circuit board terminals, 15.00 mm, Number of poles: 5, 90°, Solder pin length (l): 4.5 mm, tinned, Pebble grey, Clamping yoke connection, Clamping range, max. : 50 mm², Box
20856 | 1386290000 | LXXX 15.00/05/90F 4.5SN BK BX | Printed circuit board terminals, 15.00 mm, Number of poles: 5, 90°, Solder pin length (l): 4.5 mm, tinned, black, Clamping yoke connection, Clamping range, max. : 50 mm², Box
20857 | 1386320000 | LXXX 15.00/05/90F 4.5SN GY BX | Printed circuit board terminals, 15.00 mm, Number of poles: 5, 90°, Solder pin length (l): 4.5 mm, tinned, Pebble grey, Clamping yoke connection, Clamping range, max. : 50 mm², Box
20858 | 1386330000 | LXXX 15.00/05/90FL 4.5SN BK BX | Printed circuit board terminals, 15.00 mm, Number of poles: 5, 90°, Solder pin length (l): 4.5 mm, tinned, black, Clamping yoke connection, Clamping range, max. : 50 mm², Box
20859 | 1386350000 | LXXX 15.00/05/90FL 4.5SN GY BX | Printed circuit board terminals, 15.00 mm, Number of poles: 5, 90°, Solder pin length (l): 4.5 mm, tinned, Pebble grey, Clamping yoke connection, Clamping range, max. : 50 mm², Box
20860 | 1386370000 | LXXX 15.00/05/90FR 4.5SN BK BX | Printed circuit board terminals, 15.00 mm, Number of poles: 5, 90°, Solder pin length (l): 4.5 mm, tinned, black, Clamping yoke connection, Clamping range, max. : 50 mm², Box
20861 | 1386390000 | LXXX 15.00/05/90FR 4.5SN GY BX | Printed circuit board terminals, 15.00 mm, Number of poles: 5, 90°, Solder pin length (l): 4.5 mm, tinned, Pebble grey, Clamping yoke connection, Clamping range, max. : 50 mm², Box
20862 | 1386400000 | LXXX 15.00/06/90 4.5SN BK BX | Printed circuit board terminals, 15.00 mm, Number of poles: 6, 90°, Solder pin length (l): 4.5 mm, tinned, black, Clamping yoke connection, Clamping range, max. : 50 mm², Box
20863 | 1386430000 | LXXX 15.00/06/90 4.5SN GY BX | Printed circuit board terminals, 15.00 mm, Number of poles: 6, 90°, Solder pin length (l): 4.5 mm, tinned, Pebble grey, Clamping yoke connection, Clamping range, max. : 50 mm², Box
20864 | 1386440000 | LXXX 15.00/06/90F 4.5SN BK BX | Printed circuit board terminals, 15.00 mm, Number of poles: 6, 90°, Solder pin length (l): 4.5 mm, tinned, black, Clamping yoke connection, Clamping range, max. : 50 mm², Box
20865 | 1386470000 | LXXX 15.00/06/90F 4.5SN GY BX | Printed circuit board terminals, 15.00 mm, Number of poles: 6, 90°, Solder pin length (l): 4.5 mm, tinned, Pebble grey, Clamping yoke connection, Clamping range, max. : 50 mm², Box
20866 | 1386480000 | LXXX 15.00/06/90FL 4.5SN BK BX | Printed circuit board terminals, 15.00 mm, Number of poles: 6, 90°, Solder pin length (l): 4.5 mm, tinned, black, Clamping yoke connection, Clamping range, max. : 50 mm², Box
20867 | 1386500000 | LXXX 15.00/06/90FL 4.5SN GY BX | Printed circuit board terminals, 15.00 mm, Number of poles: 6, 90°, Solder pin length (l): 4.5 mm, tinned, Pebble grey, Clamping yoke connection, Clamping range, max. : 50 mm², Box
20868 | 1386520000 | LXXX 15.00/06/90FR 4.5SN BK BX | Printed circuit board terminals, 15.00 mm, Number of poles: 6, 90°, Solder pin length (l): 4.5 mm, tinned, black, Clamping yoke connection, Clamping range, max. : 50 mm², Box
20869 | 1386540000 | LXXX 15.00/06/90FR 4.5SN GY BX | Printed circuit board terminals, 15.00 mm, Number of poles: 6, 90°, Solder pin length (l): 4.5 mm, tinned, Pebble grey, Clamping yoke connection, Clamping range, max. : 50 mm², Box
20870 | 1386550000 | LXXX 15.00/07/90 4.5SN BK BX | Printed circuit board terminals, 15.00 mm, Number of poles: 7, 90°, Solder pin length (l): 4.5 mm, tinned, black, Clamping yoke connection, Clamping range, max. : 50 mm², Box
20871 | 1386580000 | LXXX 15.00/07/90 4.5SN GY BX | Printed circuit board terminals, 15.00 mm, Number of poles: 7, 90°, Solder pin length (l): 4.5 mm, tinned, Pebble grey, Clamping yoke connection, Clamping range, max. : 50 mm², Box
20872 | 1386590000 | LXXX 15.00/07/90F 4.5SN BK BX | Printed circuit board terminals, 15.00 mm, Number of poles: 7, 90°, Solder pin length (l): 4.5 mm, tinned, black, Clamping yoke connection, Clamping range, max. : 50 mm², Box
20873 | 1386620000 | LXXX 15.00/07/90F 4.5SN GY BX | Printed circuit board terminals, 15.00 mm, Number of poles: 7, 90°, Solder pin length (l): 4.5 mm, tinned, Pebble grey, Clamping yoke connection, Clamping range, max. : 50 mm², Box
20874 | 1386630000 | LXXX 15.00/07/90FL 4.5SN BK BX | Printed circuit board terminals, 15.00 mm, Number of poles: 7, 90°, Solder pin length (l): 4.5 mm, tinned, black, Clamping yoke connection, Clamping range, max. : 50 mm², Box
20875 | 1386650000 | LXXX 15.00/07/90FL 4.5SN GY BX | Printed circuit board terminals, 15.00 mm, Number of poles: 7, 90°, Solder pin length (l): 4.5 mm, tinned, Pebble grey, Clamping yoke connection, Clamping range, max. : 50 mm², Box
20876 | 1386670000 | LXXX 15.00/07/90FR 4.5SN BK BX | Printed circuit board terminals, 15.00 mm, Number of poles: 7, 90°, Solder pin length (l): 4.5 mm, tinned, black, Clamping yoke connection, Clamping range, max. : 50 mm², Box
20877 | 1386690000 | LXXX 15.00/07/90FR 4.5SN GY BX | Printed circuit board terminals, 15.00 mm, Number of poles: 7, 90°, Solder pin length (l): 4.5 mm, tinned, Pebble grey, Clamping yoke connection, Clamping range, max. : 50 mm², Box
20878 | 1386700000 | LXXX 15.00/08/90 4.5SN BK BX | Printed circuit board terminals, 15.00 mm, Number of poles: 8, 90°, Solder pin length (l): 4.5 mm, tinned, black, Clamping yoke connection, Clamping range, max. : 50 mm², Box
20879 | 1386730000 | LXXX 15.00/08/90 4.5SN GY BX | Printed circuit board terminals, 15.00 mm, Number of poles: 8, 90°, Solder pin length (l): 4.5 mm, tinned, Pebble grey, Clamping yoke connection, Clamping range, max. : 50 mm², Box
20880 | 1386740000 | LXXX 15.00/08/90F 4.5SN BK BX | Printed circuit board terminals, 15.00 mm, Number of poles: 8, 90°, Solder pin length (l): 4.5 mm, tinned, black, Clamping yoke connection, Clamping range, max. : 50 mm², Box
20881 | 1386770000 | LXXX 15.00/08/90F 4.5SN GY BX | Printed circuit board terminals, 15.00 mm, Number of poles: 8, 90°, Solder pin length (l): 4.5 mm, tinned, Pebble grey, Clamping yoke connection, Clamping range, max. : 50 mm², Box
20882 | 1386780000 | LXXX 15.00/08/90FL 4.5SN BK BX | Printed circuit board terminals, 15.00 mm, Number of poles: 8, 90°, Solder pin length (l): 4.5 mm, tinned, black, Clamping yoke connection, Clamping range, max. : 50 mm², Box
20883 | 1386800000 | LXXX 15.00/08/90FL 4.5SN GY BX | Printed circuit board terminals, 15.00 mm, Number of poles: 8, 90°, Solder pin length (l): 4.5 mm, tinned, Pebble grey, Clamping yoke connection, Clamping range, max. : 50 mm², Box
20884 | 1386820000 | LXXX 15.00/08/90FR 4.5SN BK BX | Printed circuit board terminals, 15.00 mm, Number of poles: 8, 90°, Solder pin length (l): 4.5 mm, tinned, black, Clamping yoke connection, Clamping range, max. : 50 mm², Box
20885 | 1386840000 | LXXX 15.00/08/90FR 4.5SN GY BX | Printed circuit board terminals, 15.00 mm, Number of poles: 8, 90°, Solder pin length (l): 4.5 mm, tinned, Pebble grey, Clamping yoke connection, Clamping range, max. : 50 mm², Box
20886 | 1386850000 | LXXX 15.00/09/90 4.5SN BK BX | Printed circuit board terminals, 15.00 mm, Number of poles: 9, 90°, Solder pin length (l): 4.5 mm, tinned, black, Clamping yoke connection, Clamping range, max. : 50 mm², Box
20887 | 1386880000 | LXXX 15.00/09/90 4.5SN GY BX | Printed circuit board terminals, 15.00 mm, Number of poles: 9, 90°, Solder pin length (l): 4.5 mm, tinned, Pebble grey, Clamping yoke connection, Clamping range, max. : 50 mm², Box
20888 | 1386890000 | LXXX 15.00/09/90F 4.5SN BK BX | Printed circuit board terminals, 15.00 mm, Number of poles: 9, 90°, Solder pin length (l): 4.5 mm, tinned, black, Clamping yoke connection, Clamping range, max. : 50 mm², Box
20889 | 1386920000 | LXXX 15.00/09/90F 4.5SN GY BX | Printed circuit board terminals, 15.00 mm, Number of poles: 9, 90°, Solder pin length (l): 4.5 mm, tinned, Pebble grey, Clamping yoke connection, Clamping range, max. : 50 mm², Box
20890 | 1386930000 | LXXX 15.00/09/90FL 4.5SN BK BX | Printed circuit board terminals, 15.00 mm, Number of poles: 9, 90°, Solder pin length (l): 4.5 mm, tinned, black, Clamping yoke connection, Clamping range, max. : 50 mm², Box
20891 | 1386950000 | LXXX 15.00/09/90FL 4.5SN GY BX | Printed circuit board terminals, 15.00 mm, Number of poles: 9, 90°, Solder pin length (l): 4.5 mm, tinned, Pebble grey, Clamping yoke connection, Clamping range, max. : 50 mm², Box
20892 | 1386970000 | LXXX 15.00/09/90FR 4.5SN BK BX | Printed circuit board terminals, 15.00 mm, Number of poles: 9, 90°, Solder pin length (l): 4.5 mm, tinned, black, Clamping yoke connection, Clamping range, max. : 50 mm², Box
20893 | 1386990000 | LXXX 15.00/09/90FR 4.5SN GY BX | Printed circuit board terminals, 15.00 mm, Number of poles: 9, 90°, Solder pin length (l): 4.5 mm, tinned, Pebble grey, Clamping yoke connection, Clamping range, max. : 50 mm², Box
20894 | 1388050000 | SL 3.50/14/90F 3.2SN BK BX | PCB plug-in connector, male header, Flange, THT solder connection, 3.50 mm, Number of poles: 14, 90°, Solder pin length (l): 3.2 mm, tinned, black, Box
20895 | 1388880000 | BLZP 5.08HC/08/90 SN GN BX | PCB plug-in connector, female plug, 5.08 mm, Number of poles: 8, 90°, Clamping yoke connection, Clamping range, max. : 4 mm², Box
20896 | 1393040000 | BL 3.50/07/180F SN GN BX | PCB plug-in connector, female plug, 3.50 mm, Number of poles: 7, 180°, Clamping yoke connection, Clamping range, max. : 1.5 mm², Box
20897 | 1393090000 | SL 3.50/07/90F 3.2SN GN BX | PCB plug-in connector, male header, Flange, THT solder connection, 3.50 mm, Number of poles: 7, 90°, Solder pin length (l): 3.2 mm, tinned, Pale green, Box
20898 | 1395330000 | LU 10.16/03/90 4.5SN GN BX | Printed circuit board terminals, 10.16 mm, Number of poles: 3, 90°, Solder pin length (l): 4.5 mm, green, Clamping yoke connection, Clamping range, max. : 16 mm², Box
20899 | 1397350000 | SL 5.08HC/02/180G 3.2SN GN BX | PCB plug-in connector, male header, closed side, THT solder connection, 5.08 mm, Number of poles: 2, 180°, Solder pin length (l): 3.2 mm, tinned, Pale green, Box
20900 | 1397360000 | SL 5.08HC/03/180G 3.2SN GN BX | PCB plug-in connector, male header, closed side, THT solder connection, 5.08 mm, Number of poles: 3, 180°, Solder pin length (l): 3.2 mm, tinned, Pale green, Box
20901 | 1397370000 | SL 5.08HC/04/180G 3.2SN GN BX | PCB plug-in connector, male header, closed side, THT solder connection, 5.08 mm, Number of poles: 4, 180°, Solder pin length (l): 3.2 mm, tinned, Pale green, Box
20902 | 1397380000 | SL 5.08HC/05/180G 3.2SN GN BX | PCB plug-in connector, male header, closed side, THT solder connection, 5.08 mm, Number of poles: 5, 180°, Solder pin length (l): 3.2 mm, tinned, Pale green, Box
20903 | 1397390000 | SL 5.08HC/06/180G 3.2SN GN BX | PCB plug-in connector, male header, closed side, THT solder connection, 5.08 mm, Number of poles: 6, 180°, Solder pin length (l): 3.2 mm, tinned, Pale green, Box
20904 | 1397420000 | SL 5.08HC/04/90G 3.2SN GN BX | PCB plug-in connector, male header, closed side, THT solder connection, 5.08 mm, Number of poles: 4, 90°, Solder pin length (l): 3.2 mm, tinned, Pale green, Box
20905 | 1397430000 | SL 5.08HC/05/90G 3.2SN GN BX | PCB plug-in connector, male header, closed side, THT solder connection, 5.08 mm, Number of poles: 5, 90°, Solder pin length (l): 3.2 mm, tinned, Pale green, Box
20906 | 1398880000 | BLZ 7.62IT/05/180MF3 SN BK BX | PCB plug-in connector, female plug, 7.62 mm, Number of poles: 5, Clamping yoke connection, Clamping range, max. : 4 mm², Box
20907 | 1398890000 | BLZ 7.62IT/05/180MF4 SN BK BX | PCB plug-in connector, female plug, 7.62 mm, Number of poles: 5, Clamping yoke connection, Clamping range, max. : 4 mm², Box
20908 | 1398900000 | BLZ 7.62IT/06/180MF3 SN BK BX | PCB plug-in connector, female plug, 7.62 mm, Number of poles: 6, Clamping yoke connection, Clamping range, max. : 4 mm², Box
20909 | 1398910000 | BLZ 7.62IT/06/180MF4 SN BK BX | PCB plug-in connector, female plug, 7.62 mm, Number of poles: 6, Clamping yoke connection, Clamping range, max. : 4 mm², Box
20910 | 1398920000 | BLZ 7.62IT/06/180MF5 SN BK BX | PCB plug-in connector, female plug, 7.62 mm, Number of poles: 6, Clamping yoke connection, Clamping range, max. : 4 mm², Box
20911 | 1401010000 | SL 5.08HC/03/90LF 3.2SN GY BX | PCB plug-in connector, male header, Solder flange, THT solder connection, 5.08 mm, Number of poles: 3, 90°, Solder pin length (l): 3.2 mm, Gold-plated, grey, Box
20912 | 1402440000 | BLZP 5.08HC/07/180F SN GN BX | PCB plug-in connector, female plug, 5.08 mm, Number of poles: 7, 180°, Clamping yoke connection, Clamping range, max. : 4 mm², Box
20913 | 1402450000 | BLZP 5.08HC/09/180F SN GN BX | PCB plug-in connector, female plug, 5.08 mm, Number of poles: 9, 180°, Clamping yoke connection, Clamping range, max. : 4 mm², Box
20914 | 1402460000 | BLZP 5.08HC/10/180F SN GN BX | PCB plug-in connector, female plug, 5.08 mm, Number of poles: 10, 180°, Clamping yoke connection, Clamping range, max. : 4 mm², Box
20915 | 1462040025 | PAC-S1500-HE20-V0-2M5 | Pre-assembled cable, PAC, Cable LiYY, 0.25 mm²
20916 | 1462040035 | PAC-S1500-HE20-V0-3M5 | Pre-assembled cable, PAC, Cable LiYY, 0.25 mm²
20917 | 1462040060 | PAC-S1500-HE20-V0-6M | Pre-assembled cable, PAC, Cable LiYY, 0.25 mm²
20918 | 1462090025 | PAC-S1500-HE20-V1-2M5 | Pre-assembled cable, PAC, Cable LiYY, 0.25 mm²
20919 | 1462150025 | PAC-S1500-SD15-V0-2M5 | Pre-assembled cable, PAC, Cable LiYCY, 0.25 mm²
20920 | 1466240025 | PAC-S1500-UNIS-V0-2M5 | Pre-assembled cable, PAC, Cable LiYCY, 0.25 mm²
20921 | 1466240030 | PAC-S1500-UNIS-V0-3M | Pre-assembled cable, PAC, Cable LiYCY, 0.25 mm²
20922 | 1466240100 | PAC-S1500-UNIS-V0-10M | Pre-assembled cable, PAC, Cable LiYCY, 0.25 mm²
20923 | 1467740000 | SAIE-M12S-12S-TL-HW-PG9 | Built-in plugs, M12, PG 9, Number of poles: 12
20924 | 1473380000 | LSF-SMD 3.50/08/135 SN BK RL | Printed circuit board terminals, 3.50 mm, Number of poles: 8, 135°, black, PUSH IN with actuator, Clamping range, max. : 1.5 mm², Tape
20925 | 1473570000 | LSF-SMD 3.50/09/90 SN BK RL | Printed circuit board terminals, 3.50 mm, Number of poles: 9, 90°, black, PUSH IN with actuator, Clamping range, max. : 1.5 mm², Tape
20926 | 1473760000 | LSF-SMD 5.00/08/135 SN BK RL | Printed circuit board terminals, 5.00 mm, Number of poles: 8, 135°, black, PUSH IN with actuator, Clamping range, max. : 1.5 mm², Tape
20927 | 1473770000 | LSF-SMD 5.00/02/90 SN BK RL | Printed circuit board terminals, 5.00 mm, Number of poles: 2, 90°, black, PUSH IN with actuator, Clamping range, max. : 1.5 mm², Tape
20928 | 1473780000 | LSF-SMD 5.00/03/90 SN BK RL | Printed circuit board terminals, 5.00 mm, Number of poles: 3, 90°, black, PUSH IN with actuator, Clamping range, max. : 1.5 mm², Tape
20929 | 1477050000 | SOT 1,0 CA 100-2.5 | Automatic machines, Replacement part
20930 | 1481690060 | C300-16B-160B-2S-M25-6 | Pre-assembled cable, PAC, Cable LiYCY, 0.25 mm²
20931 | 1481690100 | C300-16B-160B-2S-M25-10 | Pre-assembled cable, PAC, Cable LiYCY, 0.25 mm²
20932 | 1481710050 | C300-16B-160B-2S-M34-5M | Pre-assembled cable, PAC, Cable LiYCY, 0.34 mm²
20933 | 1481710060 | C300-16B-160B-2S-M34-6M | Pre-assembled cable, PAC, Cable LiYCY, 0.34 mm²
20934 | 1481710100 | C300-16B-160B-2S-M34-10M | Pre-assembled cable, PAC, Cable LiYCY, 0.34 mm²
20935 | 1481740080 | C300-16B-F-2S-M25-8M | Pre-assembled cable, PAC, Cable LiYCY, 0.25 mm²
20936 | 1481750050 | C300-16B-F-2S-M34-5 | Pre-assembled cable, PAC, Cable LiYCY, 0.34 mm²
20937 | 1481750080 | C300-16B-F-2S-M34-8 | Pre-assembled cable, PAC, Cable LiYCY, 0.34 mm²
20938 | 1481750150 | C300-16B-F-2S-M34-15 | Pre-assembled cable, PAC, Cable LiYCY, 0.34 mm²
20939 | 1512170030 | PAC-M340-4X10-V0-3M | Pre-assembled cable, PAC, Cable LiYY, 5.4 ± 1 mm
20940 | 1512370010 | PAC-EMDV-2X10-V0-1M | Pre-assembled cable, PAC, Cable LiYY, 5.4 ± 1 mm
20941 | 1512410010 | PAC-ABS8-2X10-V0-1M | Pre-assembled cable, PAC, Cable LiYY, 5.4 ± 1 mm
20942 | 1512470015 | PAC-PREM-2X10-V1-1M5 | Pre-assembled cable, PAC, Cable LiYY, 5.4 ± 1 mm
20943 | 1512620025 | PAC-S300-2X10-V0-2M5 | Pre-assembled cable, PAC, Cable LiYY, 5.4 ± 1 mm
20944 | 1518120000 | SL 3.50/02/180F 3.2SN BK BX | PCB plug-in connector, male header, Flange, THT solder connection, 3.50 mm, Number of poles: 2, 180°, Solder pin length (l): 3.2 mm, tinned, black, Box
20945 | 1531080000 | BL 3.50/10/180LR SN OR BX | PCB plug-in connector, female plug, 3.50 mm, Number of poles: 10, 180°, Clamping yoke connection, Clamping range, max. : 1.5 mm², Box
20946 | 1531200000 | BL-I/O 3.50/10/180LR NPN LED SN BK BX | PCB plug-in connector, female plug, 3.50 mm, Number of poles: 10, 180°, PUSH IN with actuator, Tension-clamp connection, Clamping range, max. : 1.5 mm², Box
20947 | 1549730000 | USB3.0A R1V 3.0N2 TY BL | OMNIMATE Data - USB jack, female header, 5 Gbps, THT/THR solder connection, 180°, Pitch in mm (P): 2.00 mm, Number of poles: 8, LCP, blue, Tray (manual assembly)
20948 | 1561150000 | LM 3.50/06/90 3.2SN BK BX | Printed circuit board terminals, 3.50 mm, Number of poles: 6, 90°, Solder pin length (l): 3.2 mm, tinned, black, Clamping yoke connection, Clamping range, max. : 2.08 mm², Box
20949 | 2004480000 | BLZP 5.08HC/24/180 SN GN BX | PCB plug-in connector, female plug, 5.08 mm, Number of poles: 24, 180°, Clamping yoke connection, Clamping range, max. : 4 mm², Box
20950 | 2004500000 | BLZP 5.08HC/22/180F SN GN BX | PCB plug-in connector, female plug, 5.08 mm, Number of poles: 22, 180°, Clamping yoke connection, Clamping range, max. : 4 mm², Box
20951 | 2007110000 | DEK 5/5 MM WS | Dekafix, Terminal marker, 5 x 5 mm, Weidmueller, white
20952 | 2008380000 | SLS 5.08/04/180F KF SN OR BX | PCB plug-in connector, male plug, 5.08 mm, Number of poles: 4, 180°, Clamping yoke connection, Clamping range, max. : 3.31 mm², Box
20953 | 2008420000 | KOK 92 X 92 | Sheet holes
20954 | 2009670000 | SLF 5.08/03/180 SN GN BX | PCB plug-in connector, male plug, 5.08 mm, Number of poles: 3, 180°, PUSH IN with actuator, Tension-clamp connection, Clamping range, max. : 3.31 mm², Box
20955 | 2009760000 | BLZ 7.62IT/04/180MSF4 SN BK BX | PCB plug-in connector, female plug, 7.62 mm, Number of poles: 4, Clamping yoke connection, Box
20956 | 2010750000 | LL 5.08/16/90 3.2SN BK BX | Printed circuit board terminals, 5.08 mm, Number of poles: 16, 90°, Solder pin length (l): 3.2 mm, tinned, black, Clamping yoke connection, Clamping range, max. : 6 mm², Box
20957 | 2012810000 | LUP 10.16/02/90V 5.0SN BK BX | Printed circuit board terminals, 10.16 mm, Number of poles: 2, 90°, Solder pin length (l): 5 mm, tinned, black, Clamping yoke connection, Clamping range, max. : 16 mm², Box
20958 | 2012890000 | LUP 10.16/03/90V 5.0SN BK BX | Printed circuit board terminals, 10.16 mm, Number of poles: 3, 90°, Solder pin length (l): 5 mm, tinned, black, Clamping yoke connection, Clamping range, max. : 16 mm², Box
20959 | 2014140000 | LUP 10.16/05/90 5.0SN BK BX | Printed circuit board terminals, 10.16 mm, Number of poles: 5, 90°, Solder pin length (l): 5 mm, tinned, black, Clamping yoke connection, Clamping range, max. : 16 mm², Box
20960 | 2014150000 | LUP 10.16/06/90 5.0SN BK BX | Printed circuit board terminals, 10.16 mm, Number of poles: 6, 90°, Solder pin length (l): 5 mm, tinned, black, Clamping yoke connection, Clamping range, max. : 16 mm², Box
20961 | 2014160000 | LUP 10.16/07/90 5.0SN BK BX | Printed circuit board terminals, 10.16 mm, Number of poles: 7, 90°, Solder pin length (l): 5 mm, tinned, black, Clamping yoke connection, Clamping range, max. : 16 mm², Box
20962 | 2014170000 | LUP 10.16/08/90 5.0SN BK BX | Printed circuit board terminals, 10.16 mm, Number of poles: 8, 90°, Solder pin length (l): 5 mm, tinned, black, Clamping yoke connection, Clamping range, max. : 16 mm², Box
20963 | 2014180000 | LUP 10.16/09/90 5.0SN BK BX | Printed circuit board terminals, 10.16 mm, Number of poles: 9, 90°, Solder pin length (l): 5 mm, tinned, black, Clamping yoke connection, Clamping range, max. : 16 mm², Box
20964 | 2014200000 | LUP 10.16/02/90V 5.0SN GN BX | Printed circuit board terminals, 10.16 mm, Number of poles: 2, 90°, Solder pin length (l): 5 mm, tinned, Pale green, Clamping yoke connection, Clamping range, max. : 16 mm², Box
20965 | 2014230000 | LUP 10.16/02/90 5.0SN GN BX | Printed circuit board terminals, 10.16 mm, Number of poles: 2, 90°, Solder pin length (l): 5 mm, tinned, Pale green, Clamping yoke connection, Clamping range, max. : 16 mm², Box
20966 | 2014240000 | LUP 10.16/03/90 5.0SN GN BX | Printed circuit board terminals, 10.16 mm, Number of poles: 3, 90°, Solder pin length (l): 5 mm, tinned, Pale green, Clamping yoke connection, Clamping range, max. : 16 mm², Box
20967 | 2014260000 | LUP 10.16/05/90 5.0SN GN BX | Printed circuit board terminals, 10.16 mm, Number of poles: 5, 90°, Solder pin length (l): 5 mm, tinned, Pale green, Clamping yoke connection, Clamping range, max. : 16 mm², Box
20968 | 2014270000 | LUP 10.16/01/90 5.0SN GY BX | Printed circuit board terminals, 10.16 mm, Number of poles: 1, 90°, Solder pin length (l): 5 mm, tinned, Pebble grey, Clamping yoke connection, Clamping range, max. : 16 mm², Box
20969 | 2014280000 | LUP 10.16/02/90 5.0SN GY BX | Printed circuit board terminals, 10.16 mm, Number of poles: 2, 90°, Solder pin length (l): 5 mm, tinned, Pebble grey, Clamping yoke connection, Clamping range, max. : 16 mm², Box
20970 | 2014290000 | LUP 10.16/03/90 5.0SN GY BX | Printed circuit board terminals, 10.16 mm, Number of poles: 3, 90°, Solder pin length (l): 5 mm, tinned, Pebble grey, Clamping yoke connection, Clamping range, max. : 16 mm², Box
20971 | 2014310000 | LUP 10.16/04/90 5.0SN GY BX | Printed circuit board terminals, 10.16 mm, Number of poles: 4, 90°, Solder pin length (l): 5 mm, tinned, Pebble grey, Clamping yoke connection, Clamping range, max. : 16 mm², Box
20972 | 2014330000 | LUP 10.16/05/90 5.0SN GY BX | Printed circuit board terminals, 10.16 mm, Number of poles: 5, 90°, Solder pin length (l): 5 mm, tinned, Pebble grey, Clamping yoke connection, Clamping range, max. : 16 mm², Box
20973 | 2014350000 | LUP 10.16/06/90 5.0SN GY BX | Printed circuit board terminals, 10.16 mm, Number of poles: 6, 90°, Solder pin length (l): 5 mm, tinned, Pebble grey, Clamping yoke connection, Clamping range, max. : 16 mm², Box
20974 | 2014360000 | LUP 12.70/02/90 5.0SN BK BX | Printed circuit board terminals, 12.70 mm, Number of poles: 2, 90°, Solder pin length (l): 5 mm, tinned, black, Clamping yoke connection, Clamping range, max. : 16 mm², Box
20975 | 2014370000 | LUP 10.16/07/90 5.0SN GY BX | Printed circuit board terminals, 10.16 mm, Number of poles: 7, 90°, Solder pin length (l): 5 mm, tinned, Pebble grey, Clamping yoke connection, Clamping range, max. : 16 mm², Box
20976 | 2014380000 | LUP 12.70/03/90 5.0SN BK BX | Printed circuit board terminals, 12.70 mm, Number of poles: 3, 90°, Solder pin length (l): 5 mm, tinned, black, Clamping yoke connection, Clamping range, max. : 16 mm², Box
20977 | 2014390000 | LUP 10.16/08/90 5.0SN GY BX | Printed circuit board terminals, 10.16 mm, Number of poles: 8, 90°, Solder pin length (l): 5 mm, tinned, Pebble grey, Clamping yoke connection, Clamping range, max. : 16 mm², Box
20978 | 2014400000 | LUP 12.70/04/90 5.0SN BK BX | Printed circuit board terminals, 12.70 mm, Number of poles: 4, 90°, Solder pin length (l): 5 mm, tinned, black, Clamping yoke connection, Clamping range, max. : 16 mm², Box
20979 | 2014410000 | LUP 10.16/09/90 5.0SN GY BX | Printed circuit board terminals, 10.16 mm, Number of poles: 9, 90°, Solder pin length (l): 5 mm, tinned, Pebble grey, Clamping yoke connection, Clamping range, max. : 16 mm², Box
20980 | 2014420000 | LUP 12.70/05/90 5.0SN BK BX | Printed circuit board terminals, 12.70 mm, Number of poles: 5, 90°, Solder pin length (l): 5 mm, tinned, black, Clamping yoke connection, Clamping range, max. : 16 mm², Box
20981 | 2014590000 | LUP 12.70/06/90 5.0SN BK BX | Printed circuit board terminals, 12.70 mm, Number of poles: 6, 90°, Solder pin length (l): 5 mm, tinned, black, Clamping yoke connection, Clamping range, max. : 16 mm², Box
20982 | 2014760000 | LUP 12.70/08/90 5.0SN BK BX | Printed circuit board terminals, 12.70 mm, Number of poles: 8, 90°, Solder pin length (l): 5 mm, tinned, black, Clamping yoke connection, Clamping range, max. : 16 mm², Box
20983 | 2014900000 | LUP 12.70/09/90 5.0SN BK BX | Printed circuit board terminals, 12.70 mm, Number of poles: 9, 90°, Solder pin length (l): 5 mm, tinned, black, Clamping yoke connection, Clamping range, max. : 16 mm², Box
20984 | 2015140000 | LUP 12.70/02/90 5.0SN GY BX | Printed circuit board terminals, 12.70 mm, Number of poles: 2, 90°, Solder pin length (l): 5 mm, tinned, Pebble grey, Clamping yoke connection, Clamping range, max. : 16 mm², Box
20985 | 2015160000 | LUP 12.70/03/90 5.0SN GY BX | Printed circuit board terminals, 12.70 mm, Number of poles: 3, 90°, Solder pin length (l): 5 mm, tinned, Pebble grey, Clamping yoke connection, Clamping range, max. : 16 mm², Box
20986 | 2015350000 | LUP 12.70/04/90 5.0SN GY BX | Printed circuit board terminals, 12.70 mm, Number of poles: 4, 90°, Solder pin length (l): 5 mm, tinned, Pebble grey, Clamping yoke connection, Clamping range, max. : 16 mm², Box
20987 | 2015370000 | LUP 12.70/05/90 5.0SN GY BX | Printed circuit board terminals, 12.70 mm, Number of poles: 5, 90°, Solder pin length (l): 5 mm, tinned, Pebble grey, Clamping yoke connection, Clamping range, max. : 16 mm², Box
20988 | 2015380000 | LUP 12.70/06/90 5.0SN GY BX | Printed circuit board terminals, 12.70 mm, Number of poles: 6, 90°, Solder pin length (l): 5 mm, tinned, Pebble grey, Clamping yoke connection, Clamping range, max. : 16 mm², Box
20989 | 2015390000 | LUP 12.70/07/90 5.0SN GY BX | Printed circuit board terminals, 12.70 mm, Number of poles: 7, 90°, Solder pin length (l): 5 mm, tinned, Pebble grey, Clamping yoke connection, Clamping range, max. : 16 mm², Box
20990 | 2015440000 | LUP 12.70/08/90 5.0SN GY BX | Printed circuit board terminals, 12.70 mm, Number of poles: 8, 90°, Solder pin length (l): 5 mm, tinned, Pebble grey, Clamping yoke connection, Clamping range, max. : 16 mm², Box
20991 | 2015450000 | LUP 12.70/09/90 5.0SN GY BX | Printed circuit board terminals, 12.70 mm, Number of poles: 9, 90°, Solder pin length (l): 5 mm, tinned, Pebble grey, Clamping yoke connection, Clamping range, max. : 16 mm², Box
20992 | 2016310000 | BLZP 5.08HC/05/180B SN OR BX | PCB plug-in connector, female plug, 5.08 mm, Number of poles: 5, 180°, Clamping yoke connection, Clamping range, max. : 4 mm², Box
20993 | 2027820000 | LM1N 5.08/05/90 3.5SN OR BX | Printed circuit board terminals, 5.08 mm, Number of poles: 5, 90°, Solder pin length (l): 3.5 mm, tinned, orange, Clamping yoke connection, Clamping range, max. : 2.5 mm², Box
20994 | 2054890000 | SU 10.16HP/07/90G 4.0AG BK BX | PCB plug-in connector, male header, closed side, THT solder connection, 10.16 mm, Number of poles: 7, 90°, Solder pin length (l): 4 mm, black, Box
20995 | 2504930000 | PM 5.00/14/90 3.5SN BK BX | Printed circuit board terminals, 5.00 mm, 90°, tinned, Pressure clamp connection, Clamping range, max. : 2.5 mm², Box
20996 | 2507060000 | BLZP AH 4 BK | PCB plug-in connector, Accessories, black, Number of poles: 4
20997 | 2507070000 | BLZP AH 5 BK | PCB plug-in connector, Accessories, black, Number of poles: 5
20998 | 2507080000 | BLZP AH 6 BK | PCB plug-in connector, Accessories, black, Number of poles: 6
20999 | 2507090000 | BLZP AH 7 BK | PCB plug-in connector, Accessories, black, Number of poles: 7
21000 | 2507100000 | BLZP AH 8 BK | PCB plug-in connector, Accessories, black, Number of poles: 8
21001 | 2507110000 | BLZP AH 9 BK | PCB plug-in connector, Accessories, black, Number of poles: 9
21002 | 2507120000 | BLZP AH 10 BK | PCB plug-in connector, Accessories, black, Number of poles: 10
21003 | 2507130000 | BLZP AH 11 BK | PCB plug-in connector, Accessories, black, Number of poles: 11
21004 | 2507140000 | BLZP AH 12 BK | PCB plug-in connector, Accessories, black, Number of poles: 12
21005 | 2507990000 | SU 10.16HP/03/90F 4.0AG BK BX | PCB plug-in connector, male header, Clip-on flange, THT solder connection, 10.16 mm, Number of poles: 3, 90°, Solder pin length (l): 4 mm, black
21006 | 2508010000 | SU 10.16HP/02/180F 4.0AG BK BX | PCB plug-in connector, male header, Clip-on flange, THT solder connection, 10.16 mm, Number of poles: 2, 180°, Solder pin length (l): 4 mm, black, Box
21007 | 2508090000 | SU 10.16HP/05/180F 4.0AG BK BX | PCB plug-in connector, male header, Clip-on flange, THT solder connection, 10.16 mm, Number of poles: 5, 180°, Solder pin length (l): 4 mm, black, Box
21008 | 2525780000 | BLF/SLF 5.08 ZE06 OR | PCB plug-in connector, Accessories, Strain relief, orange, Number of poles: 6
21009 | 2525850000 | BLF/SLF 5.08 ZE06 BK | PCB plug-in connector, Accessories, Strain relief, black (similar to RAL 9005), Number of poles: 6
21010 | 2529090000 | SV-SMT 7.62HP/04/90G SC/6 2.6SN BX | PCB plug-in connector, male header, closed side, THT/THR solder connection, 7.62 mm, Number of poles: 4, Solder pin length (l): 2.6 mm, tinned, black, Box
21011 | 2529100000 | SV-SMT 7.62HP/04/90G SC/8 2.6SN BX | PCB plug-in connector, male header, closed side, THT/THR solder connection, 7.62 mm, Number of poles: 4, Solder pin length (l): 2.6 mm, tinned, black, Box
21012 | 2529530000 | SV-SMT 7.62HP/05/270MF4 SC/8 2.6SN BX | PCB plug-in connector, male header, closed side, Middle flange, THT/THR solder connection, 7.62 mm, Number of poles: 5, Solder pin length (l): 2.6 mm, tinned, black, Box
21013 | 2529540000 | SV-SMT 7.62HP/02/270MSF2 SC/4 2.6SN BX | PCB plug-in connector, male header, closed side, Middle screw flange, THT/THR solder connection, 7.62 mm, Number of poles: 2, Solder pin length (l): 2.6 mm, tinned, black, Box
21014 | 2529550000 | SV-SMT 7.62HP/02/270MSF2 SC/6 2.6SN BX | PCB plug-in connector, male header, closed side, Middle screw flange, THT/THR solder connection, 7.62 mm, Number of poles: 2, Solder pin length (l): 2.6 mm, tinned, black, Box
21015 | 2529560000 | SV-SMT 7.62HP/02/270MSF2 SC/8 2.6SN BX | PCB plug-in connector, male header, closed side, Middle screw flange, THT/THR solder connection, 7.62 mm, Number of poles: 2, Solder pin length (l): 2.6 mm, tinned, black, Box
21016 | 2529570000 | SV-SMT 7.62HP/03/270MSF2 SC/4 2.6SN BX | PCB plug-in connector, male header, closed side, Middle screw flange, THT/THR solder connection, 7.62 mm, Number of poles: 3, Solder pin length (l): 2.6 mm, tinned, black, Box
21017 | 2529580000 | SV-SMT 7.62HP/03/270MSF2 SC/6 2.6SN BX | PCB plug-in connector, male header, closed side, Middle screw flange, THT/THR solder connection, 7.62 mm, Number of poles: 3, Solder pin length (l): 2.6 mm, tinned, black, Box
21018 | 2529590000 | SV-SMT 7.62HP/03/270MSF2 SC/8 2.6SN BX | PCB plug-in connector, male header, closed side, Middle screw flange, THT/THR solder connection, 7.62 mm, Number of poles: 3, Solder pin length (l): 2.6 mm, tinned, black, Box
21019 | 2529600000 | SV-SMT 7.62HP/03/270MSF3 SC/4 2.6SN BX | PCB plug-in connector, male header, closed side, Middle screw flange, THT/THR solder connection, 7.62 mm, Number of poles: 3, Solder pin length (l): 2.6 mm, tinned, black, Box
21020 | 2529610000 | SV-SMT 7.62HP/03/270MSF3 SC/6 2.6SN BX | PCB plug-in connector, male header, closed side, Middle screw flange, THT/THR solder connection, 7.62 mm, Number of poles: 3, Solder pin length (l): 2.6 mm, tinned, black, Box
21021 | 2529620000 | SV-SMT 7.62HP/03/270MSF3 SC/8 2.6SN BX | PCB plug-in connector, male header, closed side, Middle screw flange, THT/THR solder connection, 7.62 mm, Number of poles: 3, Solder pin length (l): 2.6 mm, tinned, black, Box
21022 | 2529630000 | SV-SMT 7.62HP/04/270MSF4 SC/4 2.6SN BX | PCB plug-in connector, male header, closed side, Middle screw flange, THT/THR solder connection, 7.62 mm, Number of poles: 4, Solder pin length (l): 2.6 mm, tinned, black, Box
21023 | 2529640000 | SV-SMT 7.62HP/04/270MSF4 SC/6 2.6SN BX | PCB plug-in connector, male header, closed side, Middle screw flange, THT/THR solder connection, 7.62 mm, Number of poles: 4, Solder pin length (l): 2.6 mm, tinned, black, Box
21024 | 2529650000 | SV-SMT 7.62HP/04/270MSF4 SC/8 2.6SN BX | PCB plug-in connector, male header, closed side, Middle screw flange, THT/THR solder connection, 7.62 mm, Number of poles: 4, Solder pin length (l): 2.6 mm, tinned, black, Box
21025 | 2529660000 | SV-SMT 7.62HP/05/270MSF3 SC/4 2.6SN BX | PCB plug-in connector, male header, closed side, Middle screw flange, THT/THR solder connection, 7.62 mm, Number of poles: 5, Solder pin length (l): 2.6 mm, tinned, black, Box
21026 | 2529670000 | SV-SMT 7.62HP/05/270MSF3 SC/6 2.6SN BX | PCB plug-in connector, male header, closed side, Middle screw flange, THT/THR solder connection, 7.62 mm, Number of poles: 5, Solder pin length (l): 2.6 mm, tinned, black, Box
21027 | 2529680000 | SV-SMT 7.62HP/05/270MSF3 SC/8 2.6SN BX | PCB plug-in connector, male header, closed side, Middle screw flange, THT/THR solder connection, 7.62 mm, Number of poles: 5, Solder pin length (l): 2.6 mm, tinned, black, Box
21028 | 2529690000 | SV-SMT 7.62HP/05/270MSF4 SC/4 2.6SN BX | PCB plug-in connector, male header, closed side, Middle screw flange, THT/THR solder connection, 7.62 mm, Number of poles: 5, Solder pin length (l): 2.6 mm, tinned, black, Box
21029 | 2529700000 | SV-SMT 7.62HP/05/270MSF4 SC/6 2.6SN BX | PCB plug-in connector, male header, closed side, Middle screw flange, THT/THR solder connection, 7.62 mm, Number of poles: 5, Solder pin length (l): 2.6 mm, tinned, black, Box
21030 | 2529710000 | SV-SMT 7.62HP/05/270MSF4 SC/8 2.6SN BX | PCB plug-in connector, male header, closed side, Middle screw flange, THT/THR solder connection, 7.62 mm, Number of poles: 5, Solder pin length (l): 2.6 mm, tinned, black, Box
21031 | 2529720000 | SV-SMT 7.62HP/02/90MF2 SC/6 2.6SN BX | PCB plug-in connector, male header, closed side, Middle flange, THT/THR solder connection, 7.62 mm, Number of poles: 2, Solder pin length (l): 2.6 mm, tinned, black, Box
21032 | 2529730000 | SV-SMT 7.62HP/02/90MF2 SC/8 2.6SN BX | PCB plug-in connector, male header, closed side, Middle flange, THT/THR solder connection, 7.62 mm, Number of poles: 2, Solder pin length (l): 2.6 mm, tinned, black, Box
21033 | 2529740000 | SV-SMT 7.62HP/03/90MF2 SC/4 2.6SN BX | PCB plug-in connector, male header, closed side, Middle flange, THT/THR solder connection, 7.62 mm, Number of poles: 3, Solder pin length (l): 2.6 mm, tinned, black, Box
21034 | 2529750000 | SV-SMT 7.62HP/03/90MF2 SC/6 2.6SN BX | PCB plug-in connector, male header, closed side, Middle flange, THT/THR solder connection, 7.62 mm, Number of poles: 3, Solder pin length (l): 2.6 mm, tinned, black, Box
21035 | 2529760000 | SV-SMT 7.62HP/03/90MF2 SC/8 2.6SN BX | PCB plug-in connector, male header, closed side, Middle flange, THT/THR solder connection, 7.62 mm, Number of poles: 3, Solder pin length (l): 2.6 mm, tinned, black, Box
21036 | 2529770000 | SV-SMT 7.62HP/03/90MF3 SC/4 2.6SN BX | PCB plug-in connector, male header, closed side, Middle flange, THT/THR solder connection, 7.62 mm, Number of poles: 3, Solder pin length (l): 2.6 mm, tinned, black, Box
21037 | 2529780000 | SV-SMT 7.62HP/03/90MF3 SC/6 2.6SN BX | PCB plug-in connector, male header, closed side, Middle flange, THT/THR solder connection, 7.62 mm, Number of poles: 3, Solder pin length (l): 2.6 mm, tinned, black, Box
21038 | 2529790000 | SV-SMT 7.62HP/03/90MF3 SC/8 2.6SN BX | PCB plug-in connector, male header, closed side, Middle flange, THT/THR solder connection, 7.62 mm, Number of poles: 3, Solder pin length (l): 2.6 mm, tinned, black, Box
21039 | 2529800000 | SV-SMT 7.62HP/04/90MF4 SC/4 2.6SN BX | PCB plug-in connector, male header, closed side, Middle flange, THT/THR solder connection, 7.62 mm, Number of poles: 4, Solder pin length (l): 2.6 mm, tinned, black, Box
21040 | 2529810000 | SV-SMT 7.62HP/04/90MF4 SC/6 2.6SN BX | PCB plug-in connector, male header, closed side, Middle flange, THT/THR solder connection, 7.62 mm, Number of poles: 4, Solder pin length (l): 2.6 mm, tinned, black, Box
21041 | 2529820000 | SV-SMT 7.62HP/04/90MF4 SC/8 2.6SN BX | PCB plug-in connector, male header, closed side, Middle flange, THT/THR solder connection, 7.62 mm, Number of poles: 4, Solder pin length (l): 2.6 mm, tinned, black, Box
21042 | 2529830000 | SV-SMT 7.62HP/05/90MF3 SC/4 2.6SN BX | PCB plug-in connector, male header, closed side, Middle flange, THT/THR solder connection, 7.62 mm, Number of poles: 5, Solder pin length (l): 2.6 mm, tinned, black, Box
21043 | 2529840000 | SV-SMT 7.62HP/05/90MF3 SC/6 2.6SN BX | PCB plug-in connector, male header, closed side, Middle flange, THT/THR solder connection, 7.62 mm, Number of poles: 5, Solder pin length (l): 2.6 mm, tinned, black, Box
21044 | 2529850000 | SV-SMT 7.62HP/05/90MF3 SC/8 2.6SN BX | PCB plug-in connector, male header, closed side, Middle flange, THT/THR solder connection, 7.62 mm, Number of poles: 5, Solder pin length (l): 2.6 mm, tinned, black, Box
21045 | 2529860000 | SV-SMT 7.62HP/05/90MF4 SC/4 2.6SN BX | PCB plug-in connector, male header, closed side, Middle flange, THT/THR solder connection, 7.62 mm, Number of poles: 5, Solder pin length (l): 2.6 mm, tinned, black, Box
21046 | 2529870000 | SV-SMT 7.62HP/05/90MF4 SC/6 2.6SN BX | PCB plug-in connector, male header, closed side, Middle flange, THT/THR solder connection, 7.62 mm, Number of poles: 5, Solder pin length (l): 2.6 mm, tinned, black, Box
21047 | 2529880000 | SV-SMT 7.62HP/05/90MF4 SC/8 2.6SN BX | PCB plug-in connector, male header, closed side, Middle flange, THT/THR solder connection, 7.62 mm, Number of poles: 5, Solder pin length (l): 2.6 mm, tinned, black, Box
21048 | 2529890000 | SV-SMT 7.62HP/02/90MSF2 SC/4 2.6SN BX | PCB plug-in connector, male header, closed side, Middle screw flange, THT/THR solder connection, 7.62 mm, Number of poles: 2, Solder pin length (l): 2.6 mm, tinned, black, Box
21049 | 2529900000 | SV-SMT 7.62HP/02/90MSF2 SC/6 2.6SN BX | PCB plug-in connector, male header, closed side, Middle screw flange, THT/THR solder connection, 7.62 mm, Number of poles: 2, Solder pin length (l): 2.6 mm, tinned, black, Box
21050 | 2529910000 | SV-SMT 7.62HP/02/90MSF2 SC/8 2.6SN BX | PCB plug-in connector, male header, closed side, Middle screw flange, THT/THR solder connection, 7.62 mm, Number of poles: 2, Solder pin length (l): 2.6 mm, tinned, black, Box
21051 | 2529920000 | SV-SMT 7.62HP/03/90MSF2 SC/4 2.6SN BX | PCB plug-in connector, male header, closed side, Middle screw flange, THT/THR solder connection, 7.62 mm, Number of poles: 3, Solder pin length (l): 2.6 mm, tinned, black, Box
21052 | 2529930000 | SV-SMT 7.62HP/03/90MSF2 SC/6 2.6SN BX | PCB plug-in connector, male header, closed side, Middle screw flange, THT/THR solder connection, 7.62 mm, Number of poles: 3, Solder pin length (l): 2.6 mm, tinned, black, Box
21053 | 2529940000 | SV-SMT 7.62HP/03/90MSF2 SC/8 2.6SN BX | PCB plug-in connector, male header, closed side, Middle screw flange, THT/THR solder connection, 7.62 mm, Number of poles: 3, Solder pin length (l): 2.6 mm, tinned, black, Box
21054 | 2529950000 | SV-SMT 7.62HP/03/90MSF3 SC/4 2.6SN BX | PCB plug-in connector, male header, closed side, Middle screw flange, THT/THR solder connection, 7.62 mm, Number of poles: 3, Solder pin length (l): 2.6 mm, tinned, black, Box
21055 | 2529960000 | SV-SMT 7.62HP/03/90MSF3 SC/6 2.6SN BX | PCB plug-in connector, male header, closed side, Middle screw flange, THT/THR solder connection, 7.62 mm, Number of poles: 3, Solder pin length (l): 2.6 mm, tinned, black, Box
21056 | 2529970000 | SV-SMT 7.62HP/03/90MSF3 SC/8 2.6SN BX | PCB plug-in connector, male header, closed side, Middle screw flange, THT/THR solder connection, 7.62 mm, Number of poles: 3, Solder pin length (l): 2.6 mm, tinned, black, Box
21057 | 2529980000 | SV-SMT 7.62HP/04/90MSF4 SC/4 2.6SN BX | PCB plug-in connector, male header, closed side, Middle screw flange, THT/THR solder connection, 7.62 mm, Number of poles: 4, Solder pin length (l): 2.6 mm, tinned, black, Box
21058 | 2529990000 | SV-SMT 7.62HP/04/90MSF4 SC/6 2.6SN BX | PCB plug-in connector, male header, closed side, Middle screw flange, THT/THR solder connection, 7.62 mm, Number of poles: 4, Solder pin length (l): 2.6 mm, tinned, black, Box
21059 | 2530000000 | SV-SMT 7.62HP/04/90MSF4 SC/8 2.6SN BX | PCB plug-in connector, male header, closed side, Middle screw flange, THT/THR solder connection, 7.62 mm, Number of poles: 4, Solder pin length (l): 2.6 mm, tinned, black, Box
21060 | 2530010000 | SV-SMT 7.62HP/05/90MSF3 SC/4 2.6SN BX | PCB plug-in connector, male header, closed side, Middle screw flange, THT/THR solder connection, 7.62 mm, Number of poles: 5, Solder pin length (l): 2.6 mm, tinned, black, Box
21061 | 2530020000 | SV-SMT 7.62HP/05/90MSF3 SC/6 2.6SN BX | PCB plug-in connector, male header, closed side, Middle screw flange, THT/THR solder connection, 7.62 mm, Number of poles: 5, Solder pin length (l): 2.6 mm, tinned, black, Box
21062 | 2530030000 | SV-SMT 7.62HP/05/90MSF3 SC/8 2.6SN BX | PCB plug-in connector, male header, closed side, Middle screw flange, THT/THR solder connection, 7.62 mm, Number of poles: 5, Solder pin length (l): 2.6 mm, tinned, black, Box
21063 | 2530040000 | SV-SMT 7.62HP/05/90MSF4 SC/4 2.6SN BX | PCB plug-in connector, male header, closed side, Middle screw flange, THT/THR solder connection, 7.62 mm, Number of poles: 5, Solder pin length (l): 2.6 mm, tinned, black, Box
21064 | 2530050000 | SV-SMT 7.62HP/05/90MSF4 SC/6 2.6SN BX | PCB plug-in connector, male header, closed side, Middle screw flange, THT/THR solder connection, 7.62 mm, Number of poles: 5, Solder pin length (l): 2.6 mm, tinned, black, Box
21065 | 2530060000 | SV-SMT 7.62HP/05/90MSF4 SC/8 2.6SN BX | PCB plug-in connector, male header, closed side, Middle screw flange, THT/THR solder connection, 7.62 mm, Number of poles: 5, Solder pin length (l): 2.6 mm, tinned, black, Box
21066 | 2536580000 | SV-SMT 7.62IT/04/90MF3 2.6SN BK RL | PCB plug-in connector, male header, Middle flange, THT/THR solder connection, 7.62 mm, Number of poles: 4, 90°, Solder pin length (l): 2.6 mm, tinned, black, Tape
21067 | 2537410000 | SL 5.08HC/02/90B 3.2SN GY BX | PCB plug-in connector, male header, Dovetails for fixing blocks, THT solder connection, 5.08 mm, Number of poles: 2, 90°, Solder pin length (l): 3.2 mm, tinned, Pebble grey, Box
21068 | 2540790000 | SLDF 5.08/16/180F L/F SN OR BX | PCB plug-in connector, male header, 5.08 mm, Number of poles: 16, 180°, Flat-blade connection, Solder connection, Box
21069 | 2545210000 | SL 7.62HP/05/180F 4.5 SN BK BX | PCB plug-in connector, male header, Flange, THT solder connection, 7.62 mm, Number of poles: 5, 180°
21070 | 2545800000 | SV-SMT 7.62HP/02/90G 2.6SN BK RL | PCB plug-in connector, male header, closed side, THT/THR solder connection, 7.62 mm, Number of poles: 2, 90°, Solder pin length (l): 2.6 mm, tinned, black, Tape
21071 | 2545810000 | SV-SMT 7.62HP/02/90SF 2.6SN BK RL | PCB plug-in connector, male header, Screw flange, THT/THR solder connection, 7.62 mm, Number of poles: 2, 90°, Solder pin length (l): 2.6 mm, tinned, black, Tape
21072 | 2545820000 | SV-SMT 7.62HP/04/90G SC/4 2.6SN RL | PCB plug-in connector, male header, closed side, THT/THR solder connection, 7.62 mm, Number of poles: 4, Solder pin length (l): 2.6 mm, tinned
21073 | 2545830000 | SV-SMT 7.62HP/04/90MSF4 SC/4 2.6SN RL | PCB plug-in connector, male header, closed side, Middle screw flange, THT/THR solder connection, 7.62 mm, Number of poles: 4, Solder pin length (l): 2.6 mm, tinned, black, Tape
21074 | 2545930000 | SV-SMT 7.62HP/04/270G SC/4 2.6SN RL | PCB plug-in connector, male header, closed side, THT/THR solder connection, 7.62 mm, Number of poles: 4, Solder pin length (l): 2.6 mm, tinned
21075 | 2545950000 | SV-SMT 7.62HP/03/90SF 2.6SN BK RL | PCB plug-in connector, male header, Screw flange, THT/THR solder connection, 7.62 mm, Number of poles: 3, 90°, Solder pin length (l): 2.6 mm, tinned, black, Tape
21076 | 2545960000 | SV-SMT 7.62HP/04/90SF 2.6SN BK RL | PCB plug-in connector, male header, Screw flange, THT/THR solder connection, 7.62 mm, Number of poles: 4, 90°, Solder pin length (l): 2.6 mm, tinned, black, Tape
21077 | 2545970000 | SV-SMT 7.62HP/05/90SF 2.6SN BK RL | PCB plug-in connector, male header, Screw flange, THT/THR solder connection, 7.62 mm, Number of poles: 5, 90°, Solder pin length (l): 2.6 mm, tinned, black, Tape
21078 | 2545980000 | SV-SMT 7.62IT/02/90MSF2 2.6SN BK RL | PCB plug-in connector, male header, Middle screw flange, THT/THR solder connection, 7.62 mm, Number of poles: 2, 90°, Solder pin length (l): 2.6 mm, tinned, black, Tape
21079 | 2545990000 | SV-SMT 7.62IT/03/90MSF2 2.6SN BK RL | PCB plug-in connector, male header, Middle screw flange, THT/THR solder connection, 7.62 mm, Number of poles: 3, 90°, Solder pin length (l): 2.6 mm, tinned, black, Tape
21080 | 2546000000 | SV-SMT 7.62IT/04/90MSF2 2.6SN BK RL | PCB plug-in connector, male header, Middle screw flange, THT/THR solder connection, 7.62 mm, Number of poles: 4, 90°, Solder pin length (l): 2.6 mm, tinned, black, Tape
21081 | 2546010000 | SV-SMT 7.62IT/04/90MSF4 2.6SN BK RL | PCB plug-in connector, male header, Middle screw flange, THT/THR solder connection, 7.62 mm, Number of poles: 4, 90°, Solder pin length (l): 2.6 mm, tinned, black, Tape
21082 | 2546020000 | SV-SMT 7.62HP/02/270SF 2.6SN BK RL | PCB plug-in connector, male header, Screw flange, THT/THR solder connection, 7.62 mm, Number of poles: 2, 270°, Solder pin length (l): 2.6 mm, tinned, black, Tape
21083 | 2546030000 | SV-SMT 7.62HP/03/270SF 2.6SN BK RL | PCB plug-in connector, male header, Screw flange, THT/THR solder connection, 7.62 mm, Number of poles: 3, 270°, Solder pin length (l): 2.6 mm, tinned, black, Tape
21084 | 2546040000 | SV-SMT 7.62HP/04/270SF 2.6SN BK RL | PCB plug-in connector, male header, Screw flange, THT/THR solder connection, 7.62 mm, Number of poles: 4, 270°, Solder pin length (l): 2.6 mm, tinned, black, Tape
21085 | 2546050000 | SV-SMT 7.62HP/05/270SF 2.6SN BK RL | PCB plug-in connector, male header, Screw flange, THT/THR solder connection, 7.62 mm, Number of poles: 5, 270°, Solder pin length (l): 2.6 mm, tinned, black, Tape
21086 | 2546060000 | SV-SMT 7.62IT/02/270MSF2 2.6SN BK RL | PCB plug-in connector, male header, Middle screw flange, THT/THR solder connection, 7.62 mm, Number of poles: 2, 270°, Solder pin length (l): 2.6 mm, tinned, black, Tape
21087 | 2546070000 | SV-SMT 7.62IT/03/270MSF2 2.6SN BK RL | PCB plug-in connector, male header, Middle screw flange, THT/THR solder connection, 7.62 mm, Number of poles: 3, 270°, Solder pin length (l): 2.6 mm, tinned, black, Tape
21088 | 2546080000 | SV-SMT 7.62IT/04/270MSF2 2.6SN BK RL | PCB plug-in connector, male header, Middle screw flange, THT/THR solder connection, 7.62 mm, Number of poles: 4, 270°, Solder pin length (l): 2.6 mm, tinned, black, Tape
21089 | 2546090000 | SV-SMT 7.62IT/04/270MSF4 2.6SN BK RL | PCB plug-in connector, male header, Middle screw flange, THT/THR solder connection, 7.62 mm, Number of poles: 4, 270°, Solder pin length (l): 2.6 mm, tinned, black, Tape
21090 | 2546110000 | SV-SMT 7.62HP/03/90G 2.6SN BK RL | PCB plug-in connector, male header, closed side, THT/THR solder connection, 7.62 mm, Number of poles: 3, 90°, Solder pin length (l): 2.6 mm, tinned, black, Tape
21091 | 2546120000 | SV-SMT 7.62HP/04/90G 2.6SN BK RL | PCB plug-in connector, male header, closed side, THT/THR solder connection, 7.62 mm, Number of poles: 4, 90°, Solder pin length (l): 2.6 mm, tinned, black, Tape
21092 | 2546130000 | SV-SMT 7.62HP/05/90G 2.6SN BK RL | PCB plug-in connector, male header, closed side, THT/THR solder connection, 7.62 mm, Number of poles: 5, 90°, Solder pin length (l): 2.6 mm, tinned, black, Tape
21093 | 2546140000 | SV-SMT 7.62HP/02/270G 2.6SN BK RL | PCB plug-in connector, male header, closed side, THT/THR solder connection, 7.62 mm, Number of poles: 2, 270°, Solder pin length (l): 2.6 mm, tinned, black, Tape
21094 | 2546150000 | SV-SMT 7.62HP/03/270G 2.6SN BK RL | PCB plug-in connector, male header, closed side, THT/THR solder connection, 7.62 mm, Number of poles: 3, 270°, Solder pin length (l): 2.6 mm, tinned, black, Tape
21095 | 2546160000 | SV-SMT 7.62HP/04/270G 2.6SN BK RL | PCB plug-in connector, male header, closed side, THT/THR solder connection, 7.62 mm, Number of poles: 4, 270°, Solder pin length (l): 2.6 mm, tinned, black, Tape
21096 | 2546170000 | SV-SMT 7.62HP/05/270G 2.6SN BK RL | PCB plug-in connector, male header, closed side, THT/THR solder connection, 7.62 mm, Number of poles: 5, 270°, Solder pin length (l): 2.6 mm, tinned, black, Tape
21097 | 2556180000 | S2L 3.50/38/90F 3.5SN OR BX | PCB plug-in connector, male header, Flange, THT solder connection, 3.50 mm, Number of poles: 38, 90°, Solder pin length (l): 3.5 mm, tinned, orange, Box
21098 | 2559420000 | S2L 3.50/40/90F 3.5SN OR BX | PCB plug-in connector, male header, Flange, THT solder connection, 3.50 mm, Number of poles: 40, 90°, Solder pin length (l): 3.5 mm, tinned, orange, Box
21099 | 2562080000 | SL 5.08HC/06/90G 3.2SN GN BX | PCB plug-in connector, male header, closed side, THT solder connection, 5.08 mm, Number of poles: 6, 90°, Solder pin length (l): 3.2 mm, tinned, Pale green, Box
21100 | 2562370000 | SLDF 5.08/16/180F L/F SN BK BX | PCB plug-in connector, male header, 5.08 mm, Number of poles: 16, 180°, Flat-blade connection, Solder connection, Box
21101 | 2562970000 | RJ45C5 R1V 3.2N4N RL | PCB plug-in connector, RJ45 jacks, Cat. 5 , THT/THR solder connection, 180°, Shield tabs: none, 30...80 µ" Ni / ? 30 µ" Au , LED: No, Number of poles: 8, Tape
21102 | 2562980000 | USB3.0A R1V 2.0N3 RL BL | OMNIMATE Data - USB jack, female header, 5 Gbps, THT/THR solder connection, 180°, Pitch in mm (P): 2.00 mm, Number of poles: 8, PA 9T, black, Tape
21103 | 2563550000 | USB3.0A T1H 2.3N4 TY BL | OMNIMATE Data - USB jack, female header, 5 Gbps, THT solder connection, 90°, Pitch in mm (P): 2.00 mm, Number of poles: 9, PBT, blue, Tray (manual assembly)
21104 | 2563710000 | USB2.0A T1H 2.5N4 TY BK | OMNIMATE Data - USB jack, female header, 480 Mbps, THT solder connection, 90°, Pitch in mm (P): 2.00 mm, Number of poles: 4, PBT, black, Tray (manual assembly)
21105 | 2563720000 | USB2.0A S1H 1.4N4 TY BK | OMNIMATE Data - USB jack, female header, 480 Mbps, THT/THR solder connection, 90°, Pitch in mm (P): 2.00 mm, Number of poles: 4, LCP, black, Tray (manual assembly)
21106 | 2563790000 | SL-SMT 3.50/10/180RF 3.2SN BK BX | PCB plug-in connector, male header, Clip-on flange, THT/THR solder connection, 3.50 mm, Number of poles: 10, 180°, Solder pin length (l): 1.5 mm, tinned, black, Tape
21107 | 2566620000 | BLL 5.08/05/90 3.2 SN BK BX | PCB plug-in connector, female header, closed side, THT solder connection, 5.08 mm, Number of poles: 5, 90°, Solder pin length (l): 3.2 mm, black, Box
21108 | 2566990000 | LL 5.08/02/180 4.5SN OR BX | Printed circuit board terminals, 5.08 mm, Number of poles: 2, 180°, Solder pin length (l): 4.5 mm, tinned, orange, Clamping yoke connection, Clamping range, max. : 6 mm², Box
21109 | 2567010000 | LL 5.08/02/90 3.2SN BL BX | Printed circuit board terminals, 5.08 mm, Number of poles: 2, 90°, Solder pin length (l): 3.2 mm, tinned, blue, Clamping yoke connection, Clamping range, max. : 6 mm², Box
21110 | 2567020000 | LL 5.08/02/90 4.5SN ABGY BX | Printed circuit board terminals, 5.08 mm, Number of poles: 2, 90°, Solder pin length (l): 4.5 mm, tinned, grey, Clamping yoke connection, Clamping range, max. : 6 mm², Box
21111 | 2567030000 | LL 5.08/02/90 4.5SN GY BX | Printed circuit board terminals, 5.08 mm, Number of poles: 2, 90°, Solder pin length (l): 4.5 mm, tinned, Pebble grey, Clamping yoke connection, Clamping range, max. : 6 mm², Box
21112 | 2567040000 | LL 5.08/02/90 4.5SN OR BX JP | Printed circuit board terminals, 5.08 mm, Number of poles: 2, 90°, Solder pin length (l): 4.5 mm, tinned, orange, Clamping yoke connection, Clamping range, max. : 6 mm², Box
21113 | 2567050000 | LL 5.08/03/180 4.5SN BK BX | Printed circuit board terminals, 5.08 mm, Number of poles: 3, 180°, Solder pin length (l): 4.5 mm, tinned, black, Clamping yoke connection, Clamping range, max. : 6 mm², Box
21114 | 2567060000 | LL 5.08/03/180 4.5SN OR BX | Printed circuit board terminals, 5.08 mm, Number of poles: 3, 180°, Solder pin length (l): 4.5 mm, tinned, orange, Clamping yoke connection, Clamping range, max. : 6 mm², Box
21115 | 2567070000 | LL 5.08/03/90 3.2SN ABGY BX | Printed circuit board terminals, 5.08 mm, Number of poles: 3, 90°, Solder pin length (l): 3.2 mm, tinned, grey, Clamping yoke connection, Clamping range, max. : 6 mm², Box
21116 | 2567080000 | LL 5.08/03/90 4.5SN ABGY BX | Printed circuit board terminals, 5.08 mm, Number of poles: 3, 90°, Solder pin length (l): 4.5 mm, tinned, grey, Clamping yoke connection, Clamping range, max. : 6 mm², Box
21117 | 2567090000 | LL 5.08/03/90 4.5SN BK BX | Printed circuit board terminals, 5.08 mm, Number of poles: 3, 90°, Solder pin length (l): 4.5 mm, tinned, black, Clamping yoke connection, Clamping range, max. : 6 mm², Box
21118 | 2567100000 | LL 5.08/03/90 4.5SN GY BX | Printed circuit board terminals, 5.08 mm, Number of poles: 3, 90°, Solder pin length (l): 4.5 mm, tinned, Pebble grey, Clamping yoke connection, Clamping range, max. : 6 mm², Box
21119 | 2567110000 | LL 5.08/03/90 4.5SN OR BX JP | Printed circuit board terminals, 5.08 mm, Number of poles: 3, 90°, Solder pin length (l): 4.5 mm, tinned, orange, Clamping yoke connection, Clamping range, max. : 6 mm², Box
21120 | 2567130000 | LL 5.08/04/90 4.5SN OR BX | Printed circuit board terminals, 5.08 mm, Number of poles: 4, 90°, Solder pin length (l): 4.5 mm, tinned, orange, Clamping yoke connection, Clamping range, max. : 6 mm², Box
21121 | 2567140000 | LL 5.08/06/90 4.5SN OR BX | Printed circuit board terminals, 5.08 mm, Number of poles: 6, 90°, Solder pin length (l): 4.5 mm, tinned, orange, Clamping yoke connection, Clamping range, max. : 6 mm², Box
21122 | 2567150000 | LL 5.08/07/90 3.2SN BK BX | Printed circuit board terminals, 5.08 mm, Number of poles: 7, 90°, Solder pin length (l): 3.2 mm, tinned, black, Clamping yoke connection, Clamping range, max. : 6 mm², Box
21123 | 2567160000 | LL 5.08/09/90 4.5SN OR BX | Printed circuit board terminals, 5.08 mm, Number of poles: 9, 90°, Solder pin length (l): 4.5 mm, tinned, orange, Clamping yoke connection, Clamping range, max. : 6 mm², Box
21124 | 2567170000 | LL 5.08/10/90 4.5SN GY BX SO | Printed circuit board terminals, 5.08 mm, Number of poles: 10, 90°, Solder pin length (l): 4.5 mm, tinned, Pebble grey, Clamping yoke connection, Clamping range, max. : 6 mm², Box
21125 | 2567180000 | LL 5.08/10/90 4.5SN OR BX | Printed circuit board terminals, 5.08 mm, Number of poles: 10, 90°, Solder pin length (l): 4.5 mm, tinned, orange, Clamping yoke connection, Clamping range, max. : 6 mm², Box
21126 | 2567200000 | LL 5.08/11/90 3.2SN BK BX | Printed circuit board terminals, 5.08 mm, Number of poles: 11, 90°, Solder pin length (l): 3.2 mm, tinned, black, Clamping yoke connection, Clamping range, max. : 6 mm², Box
21127 | 2567220000 | LL 5.08/12/90 3.2SN BK BX | Printed circuit board terminals, 5.08 mm, Number of poles: 12, 90°, Solder pin length (l): 3.2 mm, tinned, black, Clamping yoke connection, Clamping range, max. : 6 mm², Box
21128 | 2567230000 | LL 5.08/12/90 4.5SN OR BX | Printed circuit board terminals, 5.08 mm, Number of poles: 12, 90°, Solder pin length (l): 4.5 mm, tinned, orange, Clamping yoke connection, Clamping range, max. : 6 mm², Box
21129 | 2567240000 | LL 5.08/15/90 4.5SN OR BX | Printed circuit board terminals, 5.08 mm, Number of poles: 15, 90°, Solder pin length (l): 4.5 mm, tinned, orange, Clamping yoke connection, Clamping range, max. : 6 mm², Box
21130 | 2567250000 | LL 5.08/16/90 4.5SN GY BX SO | Printed circuit board terminals, 5.08 mm, Number of poles: 16, 90°, Solder pin length (l): 4.5 mm, tinned, Pebble grey, Clamping yoke connection, Clamping range, max. : 6 mm², Box
21131 | 2567260000 | LL 5.08/16/90 4.5SN OR BX | Printed circuit board terminals, 5.08 mm, Number of poles: 16, 90°, Solder pin length (l): 4.5 mm, tinned, orange, Clamping yoke connection, Clamping range, max. : 6 mm², Box
21132 | 2567270000 | LL 5.08/19/90 3.2SN BK BX | Printed circuit board terminals, 5.08 mm, Number of poles: 19, 90°, Solder pin length (l): 3.2 mm, tinned, black, Clamping yoke connection, Clamping range, max. : 6 mm², Box
21133 | 2567280000 | LL 5.08/24/90 4.5SN BK BX | Printed circuit board terminals, 5.08 mm, Number of poles: 24, 90°, Solder pin length (l): 4.5 mm, tinned, black, Clamping yoke connection, Clamping range, max. : 6 mm², Box
21134 | 2567300000 | LL 5.08/02/90 4.5SN BK BX | Printed circuit board terminals, 5.08 mm, Number of poles: 2, 90°, Solder pin length (l): 4.5 mm, tinned, black, Clamping yoke connection, Clamping range, max. : 6 mm², Box
21135 | 2568170000 | SL-SMT 3.50/12/180RF 3.2SN BK BX | PCB plug-in connector, male header, Clip-on flange, THT/THR solder connection, 3.50 mm, Number of poles: 12, 180°, Solder pin length (l): 1.5 mm, tinned, black, Tape
21136 | 2568240000 | SU 10.16HP/03/180F 4.0AG BK BX | PCB plug-in connector, male header, Clip-on flange, THT solder connection, 10.16 mm, Number of poles: 3, 180°, Solder pin length (l): 4 mm, black, Box
21137 | 2581230000 | LSF-SMT 5.00/06/90 1.5SN BK RL PRT | Printed circuit board terminals, 5.00 mm, Number of poles: 6, 90°, Solder pin length (l): 1.5 mm, black, PUSH IN with actuator, Clamping range, max. : 1.5 mm², Tape
21138 | 2582640000 | LSF-SMT 3.50/14/180 3.5SN BK TU SO | Printed circuit board terminals, 3.50 mm, Number of poles: 14, 180°, Solder pin length (l): 3.5 mm, black, PUSH IN with actuator, Clamping range, max. : 1.5 mm²
21139 | 2585130000 | SL-SMT 3.50/12/180RF 1.5SN BK RL | PCB plug-in connector, male header, Clip-on flange, THT/THR solder connection, 3.50 mm, Number of poles: 12, 180°, Solder pin length (l): 1.5 mm, tinned, black, Tape
21140 | 2585810000 | BLZ 7.62IT/02/180MF2 SN BK BX PRT | PCB plug-in connector, female plug, 7.62 mm, Number of poles: 2, Clamping yoke connection, Clamping range, max. : 4 mm², Box
21141 | 2528950000 | SV-SMT 7.62HP/02/90G SC/4 2.6SN BX | PCB plug-in connector, male header, closed side, THT/THR solder connection, 7.62 mm, Number of poles: 2, Solder pin length (l): 2.6 mm, tinned, black, Box
21142 | 2528970000 | SV-SMT 7.62HP/02/270G SC/4 2.6SN BX | PCB plug-in connector, male header, closed side, THT/THR solder connection, 7.62 mm, Number of poles: 2, Solder pin length (l): 2.6 mm, tinned, black, Box
21143 | 2529000000 | SV-SMT 7.62HP/02/90MF2 SC/4 2.6SN BX | PCB plug-in connector, male header, closed side, Middle flange, THT/THR solder connection, 7.62 mm, Number of poles: 2, Solder pin length (l): 2.6 mm, tinned, black, Box
21144 | 2529010000 | SV-SMT 7.62HP/02/270MF2 SC/4 2.6SN BX | PCB plug-in connector, male header, closed side, Middle flange, THT/THR solder connection, 7.62 mm, Number of poles: 2, Solder pin length (l): 2.6 mm, tinned, black, Box
21145 | 2529030000 | SV-SMT 7.62HP/02/90G SC/6 2.6SN BX | PCB plug-in connector, male header, closed side, THT/THR solder connection, 7.62 mm, Number of poles: 2, Solder pin length (l): 2.6 mm, tinned, black, Box
21146 | 2529040000 | SV-SMT 7.62HP/02/90G SC/8 2.6SN BX | PCB plug-in connector, male header, closed side, THT/THR solder connection, 7.62 mm, Number of poles: 2, Solder pin length (l): 2.6 mm, tinned, black, Box
21147 | 2529050000 | SV-SMT 7.62HP/03/90G SC/4 2.6SN BX | PCB plug-in connector, male header, closed side, THT/THR solder connection, 7.62 mm, Number of poles: 3, Solder pin length (l): 2.6 mm, tinned, black, Box
21148 | 2529060000 | SV-SMT 7.62HP/03/90G SC/6 2.6SN BX | PCB plug-in connector, male header, closed side, THT/THR solder connection, 7.62 mm, Number of poles: 3, Solder pin length (l): 2.6 mm, tinned, black, Box
21149 | 2529070000 | SV-SMT 7.62HP/03/90G SC/8 2.6SN BX | PCB plug-in connector, male header, closed side, THT/THR solder connection, 7.62 mm, Number of poles: 3, Solder pin length (l): 2.6 mm, tinned, black, Box
21150 | 2529080000 | SV-SMT 7.62HP/04/90G SC/4 2.6SN BX | PCB plug-in connector, male header, closed side, THT/THR solder connection, 7.62 mm, Number of poles: 4, Solder pin length (l): 2.6 mm, tinned, black, Box
21151 | 2529110000 | SV-SMT 7.62HP/05/90G SC/4 2.6SN BX | PCB plug-in connector, male header, closed side, THT/THR solder connection, 7.62 mm, Number of poles: 5, Solder pin length (l): 2.6 mm, tinned, black, Box
21152 | 2529120000 | SV-SMT 7.62HP/05/90G SC/6 2.6SN BX | PCB plug-in connector, male header, closed side, THT/THR solder connection, 7.62 mm, Number of poles: 5, Solder pin length (l): 2.6 mm, tinned, black, Box
21153 | 2529130000 | SV-SMT 7.62HP/05/90G SC/8 2.6SN BX | PCB plug-in connector, male header, closed side, THT/THR solder connection, 7.62 mm, Number of poles: 5, Solder pin length (l): 2.6 mm, tinned, black, Box
21154 | 2529260000 | SV-SMT 7.62HP/02/270G SC/6 2.6SN BX | PCB plug-in connector, male header, closed side, THT/THR solder connection, 7.62 mm, Number of poles: 2, Solder pin length (l): 2.6 mm, tinned, black, Box
21155 | 2529270000 | SV-SMT 7.62HP/02/270G SC/8 2.6SN BX | PCB plug-in connector, male header, closed side, THT/THR solder connection, 7.62 mm, Number of poles: 2, Solder pin length (l): 2.6 mm, tinned, black, Box
21156 | 2529280000 | SV-SMT 7.62HP/03/270G SC/4 2.6SN BX | PCB plug-in connector, male header, closed side, THT/THR solder connection, 7.62 mm, Number of poles: 3, Solder pin length (l): 2.6 mm, tinned, black, Box
21157 | 2529290000 | SV-SMT 7.62HP/03/270G SC/6 2.6SN BX | PCB plug-in connector, male header, closed side, THT/THR solder connection, 7.62 mm, Number of poles: 3, Solder pin length (l): 2.6 mm, tinned, black, Box
21158 | 2529300000 | SV-SMT 7.62HP/03/270G SC/8 2.6SN BX | PCB plug-in connector, male header, closed side, THT/THR solder connection, 7.62 mm, Number of poles: 3, Solder pin length (l): 2.6 mm, tinned, black, Box
21159 | 2529310000 | SV-SMT 7.62HP/04/270G SC/4 2.6SN BX | PCB plug-in connector, male header, closed side, THT/THR solder connection, 7.62 mm, Number of poles: 4, Solder pin length (l): 2.6 mm, tinned, black, Box
21160 | 2529320000 | SV-SMT 7.62HP/04/270G SC/6 2.6SN BX | PCB plug-in connector, male header, closed side, THT/THR solder connection, 7.62 mm, Number of poles: 4, Solder pin length (l): 2.6 mm, tinned, black, Box
21161 | 2529330000 | SV-SMT 7.62HP/04/270G SC/8 2.6SN BX | PCB plug-in connector, male header, closed side, THT/THR solder connection, 7.62 mm, Number of poles: 4, Solder pin length (l): 2.6 mm, tinned, black, Box
21162 | 2529340000 | SV-SMT 7.62HP/05/270G SC/4 2.6SN BX | PCB plug-in connector, male header, closed side, THT/THR solder connection, 7.62 mm, Number of poles: 5, Solder pin length (l): 2.6 mm, tinned, black, Box
21163 | 2529350000 | SV-SMT 7.62HP/05/270G SC/6 2.6SN BX | PCB plug-in connector, male header, closed side, THT/THR solder connection, 7.62 mm, Number of poles: 5, Solder pin length (l): 2.6 mm, tinned, black, Box
21164 | 2529360000 | SV-SMT 7.62HP/05/270G SC/8 2.6SN BX | PCB plug-in connector, male header, closed side, THT/THR solder connection, 7.62 mm, Number of poles: 5, Solder pin length (l): 2.6 mm, tinned, black, Box
21165 | 2529370000 | SV-SMT 7.62HP/02/270MF2 SC/6 2.6SN BX | PCB plug-in connector, male header, closed side, Middle flange, THT/THR solder connection, 7.62 mm, Number of poles: 2, Solder pin length (l): 2.6 mm, tinned, black, Box
21166 | 2529380000 | SV-SMT 7.62HP/02/270MF2 SC/8 2.6SN BX | PCB plug-in connector, male header, closed side, Middle flange, THT/THR solder connection, 7.62 mm, Number of poles: 2, Solder pin length (l): 2.6 mm, tinned, black, Box
21167 | 2529390000 | SV-SMT 7.62HP/03/270MF2 SC/4 2.6SN BX | PCB plug-in connector, male header, closed side, Middle flange, THT/THR solder connection, 7.62 mm, Number of poles: 3, Solder pin length (l): 2.6 mm, tinned, black, Box
21168 | 2529400000 | SV-SMT 7.62HP/03/270MF2 SC/6 2.6SN BX | PCB plug-in connector, male header, closed side, Middle flange, THT/THR solder connection, 7.62 mm, Number of poles: 3, Solder pin length (l): 2.6 mm, tinned, black, Box
21169 | 2529410000 | SV-SMT 7.62HP/03/270MF2 SC/8 2.6SN BX | PCB plug-in connector, male header, closed side, Middle flange, THT/THR solder connection, 7.62 mm, Number of poles: 3, Solder pin length (l): 2.6 mm, tinned, black, Box
21170 | 2529420000 | SV-SMT 7.62HP/03/270MF3 SC/4 2.6SN BX | PCB plug-in connector, male header, closed side, Middle flange, THT/THR solder connection, 7.62 mm, Number of poles: 3, Solder pin length (l): 2.6 mm, tinned, black, Box
21171 | 2529430000 | SV-SMT 7.62HP/03/270MF3 SC/6 2.6SN BX | PCB plug-in connector, male header, closed side, Middle flange, THT/THR solder connection, 7.62 mm, Number of poles: 3, Solder pin length (l): 2.6 mm, tinned, black, Box
21172 | 2529440000 | SV-SMT 7.62HP/03/270MF3 SC/8 2.6SN BX | PCB plug-in connector, male header, closed side, Middle flange, THT/THR solder connection, 7.62 mm, Number of poles: 3, Solder pin length (l): 2.6 mm, tinned, black, Box
21173 | 2529450000 | SV-SMT 7.62HP/04/270MF4 SC/4 2.6SN BX | PCB plug-in connector, male header, closed side, Middle flange, THT/THR solder connection, 7.62 mm, Number of poles: 4, Solder pin length (l): 2.6 mm, tinned, black, Box
21174 | 2529460000 | SV-SMT 7.62HP/04/270MF4 SC/6 2.6SN BX | PCB plug-in connector, male header, closed side, Middle flange, THT/THR solder connection, 7.62 mm, Number of poles: 4, Solder pin length (l): 2.6 mm, tinned, black, Box
21175 | 2529470000 | SV-SMT 7.62HP/04/270MF4 SC/8 2.6SN BX | PCB plug-in connector, male header, closed side, Middle flange, THT/THR solder connection, 7.62 mm, Number of poles: 4, Solder pin length (l): 2.6 mm, tinned, black, Box
21176 | 2529480000 | SV-SMT 7.62HP/05/270MF3 SC/4 2.6SN BX | PCB plug-in connector, male header, closed side, Middle flange, THT/THR solder connection, 7.62 mm, Number of poles: 5, Solder pin length (l): 2.6 mm, tinned, black, Box
21177 | 2529490000 | SV-SMT 7.62HP/05/270MF3 SC/6 2.6SN BX | PCB plug-in connector, male header, closed side, Middle flange, THT/THR solder connection, 7.62 mm, Number of poles: 5, Solder pin length (l): 2.6 mm, tinned, black, Box
21178 | 2529500000 | SV-SMT 7.62HP/05/270MF3 SC/8 2.6SN BX | PCB plug-in connector, male header, closed side, Middle flange, THT/THR solder connection, 7.62 mm, Number of poles: 5, Solder pin length (l): 2.6 mm, tinned, black, Box
21179 | 2529510000 | SV-SMT 7.62HP/05/270MF4 SC/4 2.6SN BX | PCB plug-in connector, male header, closed side, Middle flange, THT/THR solder connection, 7.62 mm, Number of poles: 5, Solder pin length (l): 2.6 mm, tinned, black, Box
21180 | 2529520000 | SV-SMT 7.62HP/05/270MF4 SC/6 2.6SN BX | PCB plug-in connector, male header, closed side, Middle flange, THT/THR solder connection, 7.62 mm, Number of poles: 5, Solder pin length (l): 2.6 mm, tinned, black, Box
21181 | 2534520000 | A3C 1.5 YL | Feed-through terminal, PUSH IN, 1.5 mm², 500 V, 17.5 A, yellow
21182 | 1884320000 | PM 5.08/02/90 3.5SN GY BX | Printed circuit board terminals, 5.08 mm, Number of poles: 2, 90°, Solder pin length (l): 3.5 mm, tinned, Pebble grey, Pressure clamp connection, Clamping range, max. : 2.5 mm², Box
21183 | 1884330000 | PM 5.08/03/90 3.5SN GY BX | Printed circuit board terminals, 5.08 mm, Number of poles: 3, 90°, Solder pin length (l): 3.5 mm, tinned, Pebble grey, Pressure clamp connection, Clamping range, max. : 2.5 mm², Box
21184 | 1912320000 | PS 3.50/02/90 3.5SN OR BX | Printed circuit board terminals, 3.50 mm, Number of poles: 2, 90°, Solder pin length (l): 3.5 mm, tinned, orange, Pressure clamp connection, Clamping range, max. : 1.5 mm², Box
21185 | 1912330000 | PS 3.50/03/90 3.5SN OR BX | Printed circuit board terminals, 3.50 mm, Number of poles: 3, 90°, Solder pin length (l): 3.5 mm, tinned, orange, Pressure clamp connection, Clamping range, max. : 1.5 mm², Box
21186 | 1912340000 | PS 3.50/04/90 3.5SN OR BX | Printed circuit board terminals, 3.50 mm, Number of poles: 4, 90°, Solder pin length (l): 3.5 mm, tinned, orange, Pressure clamp connection, Clamping range, max. : 1.5 mm², Box
21187 | 1912350000 | PS 3.50/05/90 3.5SN OR BX | Printed circuit board terminals, 3.50 mm, Number of poles: 5, 90°, Solder pin length (l): 3.5 mm, tinned, orange, Pressure clamp connection, Clamping range, max. : 1.5 mm², Box
21188 | 1912360000 | PS 3.50/06/90 3.5SN OR BX | Printed circuit board terminals, 3.50 mm, Number of poles: 6, 90°, Solder pin length (l): 3.5 mm, tinned, orange, Pressure clamp connection, Clamping range, max. : 1.5 mm², Box
21189 | 1912370000 | PS 3.50/07/90 3.5SN OR BX | Printed circuit board terminals, 3.50 mm, Number of poles: 7, 90°, Solder pin length (l): 3.5 mm, tinned, orange, Pressure clamp connection, Clamping range, max. : 1.5 mm², Box
21190 | 1912380000 | PS 3.50/08/90 3.5SN OR BX | Printed circuit board terminals, 3.50 mm, Number of poles: 8, 90°, Solder pin length (l): 3.5 mm, tinned, orange, Pressure clamp connection, Clamping range, max. : 1.5 mm², Box
21191 | 1912390000 | PS 3.50/09/90 3.5SN OR BX | Printed circuit board terminals, 3.50 mm, Number of poles: 9, 90°, Solder pin length (l): 3.5 mm, tinned, orange, Pressure clamp connection, Clamping range, max. : 1.5 mm², Box
21192 | 1912400000 | PS 3.50/10/90 3.5SN OR BX | Printed circuit board terminals, 3.50 mm, Number of poles: 10, 90°, Solder pin length (l): 3.5 mm, tinned, orange, Pressure clamp connection, Clamping range, max. : 1.5 mm², Box
21193 | 1912410000 | PS 3.50/11/90 3.5SN OR BX | Printed circuit board terminals, 3.50 mm, Number of poles: 11, 90°, Solder pin length (l): 3.5 mm, tinned, orange, Pressure clamp connection, Clamping range, max. : 1.5 mm², Box
21194 | 1912420000 | PS 3.50/12/90 3.5SN OR BX | Printed circuit board terminals, 3.50 mm, Number of poles: 12, 90°, Solder pin length (l): 3.5 mm, tinned, orange, Pressure clamp connection, Clamping range, max. : 1.5 mm², Box
21195 | 1912520000 | LS 5.08/02/90 3.5SN OR BX | Printed circuit board terminals, 5.08 mm, Number of poles: 2, 90°, Solder pin length (l): 3.5 mm, tinned, orange, Clamping yoke connection, Clamping range, max. : 1.5 mm², Box
21196 | 1912530000 | LS 5.08/03/90 3.5SN OR BX | Printed circuit board terminals, 5.08 mm, Number of poles: 3, 90°, Solder pin length (l): 3.5 mm, tinned, orange, Clamping yoke connection, Clamping range, max. : 1.5 mm², Box
21197 | 1912540000 | LS 5.08/04/90 3.5SN OR BX | Printed circuit board terminals, 5.08 mm, Number of poles: 4, 90°, Solder pin length (l): 3.5 mm, tinned, orange, Clamping yoke connection, Clamping range, max. : 1.5 mm², Box
21198 | 1912560000 | LS 5.08/05/90 3.5SN OR BX | Printed circuit board terminals, 5.08 mm, Number of poles: 5, 90°, Solder pin length (l): 3.5 mm, tinned, orange, Clamping yoke connection, Clamping range, max. : 1.5 mm², Box
21199 | 1912570000 | LS 5.08/06/90 3.5SN OR BX | Printed circuit board terminals, 5.08 mm, Number of poles: 6, 90°, Solder pin length (l): 3.5 mm, tinned, orange, Clamping yoke connection, Clamping range, max. : 1.5 mm², Box
21200 | 1912850000 | LS 5.08/07/90 3.5SN OR BX | Printed circuit board terminals, 5.08 mm, Number of poles: 7, 90°, Solder pin length (l): 3.5 mm, tinned, orange, Clamping yoke connection, Clamping range, max. : 1.5 mm², Box
21201 | 1912890000 | LS 5.08/08/90 3.5SN OR BX | Printed circuit board terminals, 5.08 mm, Number of poles: 8, 90°, Solder pin length (l): 3.5 mm, tinned, orange, Clamping yoke connection, Clamping range, max. : 1.5 mm², Box
21202 | 1912900000 | LS 5.08/09/90 3.5SN OR BX | Printed circuit board terminals, 5.08 mm, Number of poles: 9, 90°, Solder pin length (l): 3.5 mm, tinned, orange, Clamping yoke connection, Clamping range, max. : 1.5 mm², Box
21203 | 1912910000 | LS 5.08/10/90 3.5SN OR BX | Printed circuit board terminals, 5.08 mm, Number of poles: 10, 90°, Solder pin length (l): 3.5 mm, tinned, orange, Clamping yoke connection, Clamping range, max. : 1.5 mm², Box
21204 | 1912930000 | LS 5.08/11/90 3.5SN OR BX | Printed circuit board terminals, 5.08 mm, Number of poles: 11, 90°, Solder pin length (l): 3.5 mm, tinned, orange, Clamping yoke connection, Clamping range, max. : 1.5 mm², Box
21205 | 1913780000 | LMZF 5/2/135 3.5OR | Printed circuit board terminals, 5.00 mm, Number of poles: 2, 135°, Solder pin length (l): 3.5 mm, tinned, orange, Tension-clamp connection, Clamping range, max. : 2.5 mm², Box
21206 | 1913820000 | LMZF 5/3/135 3.5OR | Printed circuit board terminals, 5.00 mm, Number of poles: 3, 135°, Solder pin length (l): 3.5 mm, tinned, orange, Tension-clamp connection, Clamping range, max. : 2.5 mm², Box
21207 | 1913960000 | LMZF 5/4/135 3.5OR | Printed circuit board terminals, 5.00 mm, Number of poles: 4, 135°, Solder pin length (l): 3.5 mm, tinned, orange, Tension-clamp connection, Clamping range, max. : 2.5 mm², Box
21208 | 1914000000 | LMZF 5/5/135 3.5OR | Printed circuit board terminals, 5.00 mm, Number of poles: 5, 135°, Solder pin length (l): 3.5 mm, tinned, orange, Tension-clamp connection, Clamping range, max. : 2.5 mm², Box
21209 | 1914020000 | LMZF 5/6/135 3.5OR | Printed circuit board terminals, 5.00 mm, Number of poles: 6, 135°, Solder pin length (l): 3.5 mm, tinned, orange, Tension-clamp connection, Clamping range, max. : 2.5 mm², Box
21210 | 1914030000 | LMZF 5/7/135 3.5OR | Printed circuit board terminals, 5.00 mm, Number of poles: 7, 135°, Solder pin length (l): 3.5 mm, tinned, orange, Tension-clamp connection, Clamping range, max. : 2.5 mm², Box
21211 | 1914040000 | LMZF 5/8/135 3.5OR | Printed circuit board terminals, 5.00 mm, Number of poles: 8, 135°, Solder pin length (l): 3.5 mm, tinned, orange, Tension-clamp connection, Clamping range, max. : 2.5 mm², Box
21212 | 1914050000 | LMZF 5/9/135 3.5OR | Printed circuit board terminals, 5.00 mm, Number of poles: 9, 135°, Solder pin length (l): 3.5 mm, tinned, orange, Tension-clamp connection, Clamping range, max. : 2.5 mm², Box
21213 | 1914070000 | LMZF 5/10/135 3.5OR | Printed circuit board terminals, 5.00 mm, Number of poles: 10, 135°, Solder pin length (l): 3.5 mm, tinned, orange, Tension-clamp connection, Clamping range, max. : 2.5 mm², Box
21214 | 1914080000 | LMZF 5/11/135 3.5OR | Printed circuit board terminals, 5.00 mm, Number of poles: 11, 135°, Solder pin length (l): 3.5 mm, tinned, orange, Tension-clamp connection, Clamping range, max. : 2.5 mm², Box
21215 | 1914090000 | LMZF 5/12/135 3.5OR | Printed circuit board terminals, 5.00 mm, Number of poles: 12, 135°, Solder pin length (l): 3.5 mm, tinned, orange, Tension-clamp connection, Clamping range, max. : 2.5 mm², Box
21216 | 1914560000 | LMZFL 5/2/135 3.5OR | Printed circuit board terminals, 5.00 mm, Number of poles: 2, 135°, Solder pin length (l): 3.5 mm, tinned, orange, Tension clamp connection with actuator, Clamping range, max. : 2.5 mm², Box
21217 | 1914580000 | LMZFL 5/3/135 3.5OR | Printed circuit board terminals, 5.00 mm, Number of poles: 3, 135°, Solder pin length (l): 3.5 mm, tinned, orange, Tension clamp connection with actuator, Clamping range, max. : 2.5 mm², Box
21218 | 1914590000 | LMZFL 5/4/135 3.5OR | Printed circuit board terminals, 5.00 mm, Number of poles: 4, 135°, Solder pin length (l): 3.5 mm, tinned, orange, Tension clamp connection with actuator, Clamping range, max. : 2.5 mm², Box
21219 | 1914600000 | LMZFL 5/5/135 3.5OR | Printed circuit board terminals, 5.00 mm, Number of poles: 5, 135°, Solder pin length (l): 3.5 mm, tinned, orange, Tension clamp connection with actuator, Clamping range, max. : 2.5 mm², Box
21220 | 1914640000 | LMZFL 5/6/135 3.5OR | Printed circuit board terminals, 5.00 mm, Number of poles: 6, 135°, Solder pin length (l): 3.5 mm, tinned, orange, Tension clamp connection with actuator, Clamping range, max. : 2.5 mm², Box
21221 | 1914720000 | LMZFL 5/7/135 3.5OR | Printed circuit board terminals, 5.00 mm, Number of poles: 7, 135°, Solder pin length (l): 3.5 mm, tinned, orange, Tension clamp connection with actuator, Clamping range, max. : 2.5 mm², Box
21222 | 1914790000 | LMZFL 5/8/135 3.5OR | Printed circuit board terminals, 5.00 mm, Number of poles: 8, 135°, Solder pin length (l): 3.5 mm, tinned, orange, Tension clamp connection with actuator, Clamping range, max. : 2.5 mm², Box
21223 | 1914830000 | LMZFL 5/9/135 3.5OR | Printed circuit board terminals, 5.00 mm, Number of poles: 9, 135°, Solder pin length (l): 3.5 mm, tinned, orange, Tension clamp connection with actuator, Clamping range, max. : 2.5 mm², Box
21224 | 1914860000 | LMZFL 5/10/135 3.5OR | Printed circuit board terminals, 5.00 mm, Number of poles: 10, 135°, Solder pin length (l): 3.5 mm, tinned, orange, Tension clamp connection with actuator, Clamping range, max. : 2.5 mm², Box
21225 | 1914990000 | LMZFL 5/11/135 3.5OR | Printed circuit board terminals, 5.00 mm, Number of poles: 11, 135°, Solder pin length (l): 3.5 mm, tinned, orange, Tension clamp connection with actuator, Clamping range, max. : 2.5 mm², Box
21226 | 1915030000 | LMZFL 5/12/135 3.5OR | Printed circuit board terminals, 5.00 mm, Number of poles: 12, 135°, Solder pin length (l): 3.5 mm, tinned, orange, Tension clamp connection with actuator, Clamping range, max. : 2.5 mm², Box
21227 | 1936400000 | PM 5.08/04/90 3.5SN BK BX | Printed circuit board terminals, 5.08 mm, Number of poles: 4, 90°, Solder pin length (l): 3.5 mm, tinned, black, Pressure clamp connection, Clamping range, max. : 2.5 mm², Box
21228 | 1939820000 | BCZ 3.81/02/90 SN OR BX | PCB plug-in connector, female plug, 3.81 mm, Number of poles: 2, 90°, Clamping yoke connection, Clamping range, max. : 1.5 mm², Box
21229 | 1939830000 | BCZ 3.81/03/90 SN OR BX | PCB plug-in connector, female plug, 3.81 mm, Number of poles: 3, 90°, Clamping yoke connection, Clamping range, max. : 1.5 mm², Box
21230 | 1939840000 | BCZ 3.81/04/90 SN OR BX | PCB plug-in connector, female plug, 3.81 mm, Number of poles: 4, 90°, Clamping yoke connection, Clamping range, max. : 1.5 mm², Box
21231 | 1939860000 | BCZ 3.81/05/90 SN OR BX | PCB plug-in connector, female plug, 3.81 mm, Number of poles: 5, 90°, Clamping yoke connection, Clamping range, max. : 1.5 mm², Box
21232 | 1939870000 | BCZ 3.81/06/90 SN OR BX | PCB plug-in connector, female plug, 3.81 mm, Number of poles: 6, 90°, Clamping yoke connection, Clamping range, max. : 1.5 mm², Box
21233 | 1939880000 | BCZ 3.81/07/90 SN OR BX | PCB plug-in connector, female plug, 3.81 mm, Number of poles: 7, 90°, Clamping yoke connection, Clamping range, max. : 1.5 mm², Box
21234 | 1939890000 | BCZ 3.81/08/90 SN OR BX | PCB plug-in connector, female plug, 3.81 mm, Number of poles: 8, 90°, Clamping yoke connection, Clamping range, max. : 1.5 mm², Box
21235 | 1939900000 | BCZ 3.81/09/90 SN OR BX | PCB plug-in connector, female plug, 3.81 mm, Number of poles: 9, 90°, Clamping yoke connection, Clamping range, max. : 1.5 mm², Box
21236 | 1939910000 | BCZ 3.81/10/90 SN OR BX | PCB plug-in connector, female plug, 3.81 mm, Number of poles: 10, 90°, Clamping yoke connection, Clamping range, max. : 1.5 mm², Box
21237 | 1939920000 | BCZ 3.81/11/90 SN OR BX | PCB plug-in connector, female plug, 3.81 mm, Number of poles: 11, 90°, Clamping yoke connection, Clamping range, max. : 1.5 mm², Box
21238 | 1939930000 | BCZ 3.81/12/90 SN OR BX | PCB plug-in connector, female plug, 3.81 mm, Number of poles: 12, 90°, Clamping yoke connection, Clamping range, max. : 1.5 mm², Box
21239 | 1939940000 | BCZ 3.81/13/90 SN OR BX | PCB plug-in connector, female plug, 3.81 mm, Number of poles: 13, 90°, Clamping yoke connection, Clamping range, max. : 1.5 mm², Box
21240 | 1939950000 | BCZ 3.81/14/90 SN OR BX | PCB plug-in connector, female plug, 3.81 mm, Number of poles: 14, 90°, Clamping yoke connection, Clamping range, max. : 1.5 mm², Box
21241 | 1939960000 | BCZ 3.81/15/90 SN OR BX | PCB plug-in connector, female plug, 3.81 mm, Number of poles: 15, 90°, Clamping yoke connection, Clamping range, max. : 1.5 mm², Box
21242 | 1939970000 | BCZ 3.81/16/90 SN OR BX | PCB plug-in connector, female plug, 3.81 mm, Number of poles: 16, 90°, Clamping yoke connection, Clamping range, max. : 1.5 mm², Box
21243 | 1939980000 | BCZ 3.81/02/90F SN OR BX | PCB plug-in connector, female plug, 3.81 mm, Number of poles: 2, 90°, Clamping yoke connection, Clamping range, max. : 1.5 mm², Box
21244 | 1939990000 | BCZ 3.81/03/90F SN OR BX | PCB plug-in connector, female plug, 3.81 mm, Number of poles: 3, 90°, Clamping yoke connection, Clamping range, max. : 1.5 mm², Box
21245 | 1940000000 | BCZ 3.81/04/90F SN OR BX | PCB plug-in connector, female plug, 3.81 mm, Number of poles: 4, 90°, Clamping yoke connection, Clamping range, max. : 1.5 mm², Box
21246 | 1940010000 | BCZ 3.81/05/90F SN OR BX | PCB plug-in connector, female plug, 3.81 mm, Number of poles: 5, 90°, Clamping yoke connection, Clamping range, max. : 1.5 mm², Box
21247 | 1940020000 | BCZ 3.81/06/90F SN OR BX | PCB plug-in connector, female plug, 3.81 mm, Number of poles: 6, 90°, Clamping yoke connection, Clamping range, max. : 1.5 mm², Box
21248 | 1940030000 | BCZ 3.81/07/90F SN OR BX | PCB plug-in connector, female plug, 3.81 mm, Number of poles: 7, 90°, Clamping yoke connection, Clamping range, max. : 1.5 mm², Box
21249 | 1940040000 | BCZ 3.81/08/90F SN OR BX | PCB plug-in connector, female plug, 3.81 mm, Number of poles: 8, 90°, Clamping yoke connection, Clamping range, max. : 1.5 mm², Box
21250 | 1940050000 | BCZ 3.81/09/90F SN OR BX | PCB plug-in connector, female plug, 3.81 mm, Number of poles: 9, 90°, Clamping yoke connection, Clamping range, max. : 1.5 mm², Box
21251 | 1940060000 | BCZ 3.81/10/90F SN OR BX | PCB plug-in connector, female plug, 3.81 mm, Number of poles: 10, 90°, Clamping yoke connection, Clamping range, max. : 1.5 mm², Box
21252 | 1940070000 | BCZ 3.81/11/90F SN OR BX | PCB plug-in connector, female plug, 3.81 mm, Number of poles: 11, 90°, Clamping yoke connection, Clamping range, max. : 1.5 mm², Box
21253 | 1940080000 | BCZ 3.81/12/90F SN OR BX | PCB plug-in connector, female plug, 3.81 mm, Number of poles: 12, 90°, Clamping yoke connection, Clamping range, max. : 1.5 mm², Box
21254 | 1940090000 | BCZ 3.81/13/90F SN OR BX | PCB plug-in connector, female plug, 3.81 mm, Number of poles: 13, 90°, Clamping yoke connection, Clamping range, max. : 1.5 mm², Box
21255 | 1940100000 | BCZ 3.81/14/90F SN OR BX | PCB plug-in connector, female plug, 3.81 mm, Number of poles: 14, 90°, Clamping yoke connection, Clamping range, max. : 1.5 mm², Box
21256 | 1940110000 | BCZ 3.81/15/90F SN OR BX | PCB plug-in connector, female plug, 3.81 mm, Number of poles: 15, 90°, Clamping yoke connection, Clamping range, max. : 1.5 mm², Box
21257 | 1940120000 | BCZ 3.81/16/90F SN OR BX | PCB plug-in connector, female plug, 3.81 mm, Number of poles: 16, 90°, Clamping yoke connection, Clamping range, max. : 1.5 mm², Box
21258 | 1940190000 | BCZ 3.81/02/270 SN OR BX | PCB plug-in connector, female plug, 3.81 mm, Number of poles: 2, 270°, Clamping yoke connection, Clamping range, max. : 1.5 mm², Box
21259 | 1940200000 | BCZ 3.81/03/270 SN OR BX | PCB plug-in connector, female plug, 3.81 mm, Number of poles: 3, 270°, Clamping yoke connection, Clamping range, max. : 1.5 mm², Box
21260 | 1940210000 | BCZ 3.81/04/270 SN OR BX | PCB plug-in connector, female plug, 3.81 mm, Number of poles: 4, 270°, Clamping yoke connection, Clamping range, max. : 1.5 mm², Box
21261 | 1940220000 | BCZ 3.81/05/270 SN OR BX | PCB plug-in connector, female plug, 3.81 mm, Number of poles: 5, 270°, Clamping yoke connection, Clamping range, max. : 1.5 mm², Box
21262 | 1940230000 | BCZ 3.81/06/270 SN OR BX | PCB plug-in connector, female plug, 3.81 mm, Number of poles: 6, 270°, Clamping yoke connection, Clamping range, max. : 1.5 mm², Box
21263 | 1940240000 | BCZ 3.81/07/270 SN OR BX | PCB plug-in connector, female plug, 3.81 mm, Number of poles: 7, 270°, Clamping yoke connection, Clamping range, max. : 1.5 mm², Box
21264 | 1940250000 | BCZ 3.81/08/270 SN OR BX | PCB plug-in connector, female plug, 3.81 mm, Number of poles: 8, 270°, Clamping yoke connection, Clamping range, max. : 1.5 mm², Box
21265 | 1940260000 | BCZ 3.81/09/270 SN OR BX | PCB plug-in connector, female plug, 3.81 mm, Number of poles: 9, 270°, Clamping yoke connection, Clamping range, max. : 1.5 mm², Box
21266 | 1940270000 | BCZ 3.81/10/270 SN OR BX | PCB plug-in connector, female plug, 3.81 mm, Number of poles: 10, 270°, Clamping yoke connection, Clamping range, max. : 1.5 mm², Box
21267 | 1940280000 | BCZ 3.81/11/270 SN OR BX | PCB plug-in connector, female plug, 3.81 mm, Number of poles: 11, 270°, Clamping yoke connection, Clamping range, max. : 1.5 mm², Box
21268 | 1940290000 | BCZ 3.81/12/270 SN OR BX | PCB plug-in connector, female plug, 3.81 mm, Number of poles: 12, 270°, Clamping yoke connection, Clamping range, max. : 1.5 mm², Box
21269 | 1940300000 | BCZ 3.81/13/270 SN OR BX | PCB plug-in connector, female plug, 3.81 mm, Number of poles: 13, 270°, Clamping yoke connection, Clamping range, max. : 1.5 mm², Box
21270 | 1940310000 | BCZ 3.81/14/270 SN OR BX | PCB plug-in connector, female plug, 3.81 mm, Number of poles: 14, 270°, Clamping yoke connection, Clamping range, max. : 1.5 mm², Box
21271 | 1940320000 | BCZ 3.81/15/270 SN OR BX | PCB plug-in connector, female plug, 3.81 mm, Number of poles: 15, 270°, Clamping yoke connection, Clamping range, max. : 1.5 mm², Box
21272 | 1940330000 | BCZ 3.81/16/270 SN OR BX | PCB plug-in connector, female plug, 3.81 mm, Number of poles: 16, 270°, Clamping yoke connection, Clamping range, max. : 1.5 mm², Box
21273 | 1940350000 | BCZ 3.81/09/270 SN GN BX | PCB plug-in connector, female plug, 3.81 mm, Number of poles: 9, 270°, Clamping yoke connection, Clamping range, max. : 1.5 mm², Box
21274 | 1940460000 | BCZ 3.81/02/270F SN OR BX | PCB plug-in connector, female plug, 3.81 mm, Number of poles: 2, 270°, Clamping yoke connection, Clamping range, max. : 1.5 mm², Box
21275 | 1940470000 | BCZ 3.81/03/270F SN OR BX | PCB plug-in connector, female plug, 3.81 mm, Number of poles: 3, 270°, Clamping yoke connection, Clamping range, max. : 1.5 mm², Box
21276 | 1940480000 | BCZ 3.81/04/270F SN OR BX | PCB plug-in connector, female plug, 3.81 mm, Number of poles: 4, 270°, Clamping yoke connection, Clamping range, max. : 1.5 mm², Box
21277 | 1940490000 | BCZ 3.81/05/270F SN OR BX | PCB plug-in connector, female plug, 3.81 mm, Number of poles: 5, 270°, Clamping yoke connection, Clamping range, max. : 1.5 mm², Box
21278 | 1940500000 | BCZ 3.81/06/270F SN OR BX | PCB plug-in connector, female plug, 3.81 mm, Number of poles: 6, 270°, Clamping yoke connection, Clamping range, max. : 1.5 mm², Box
21279 | 1940510000 | BCZ 3.81/07/270F SN OR BX | PCB plug-in connector, female plug, 3.81 mm, Number of poles: 7, 270°, Clamping yoke connection, Clamping range, max. : 1.5 mm², Box
21280 | 1940520000 | BCZ 3.81/08/270F SN OR BX | PCB plug-in connector, female plug, 3.81 mm, Number of poles: 8, 270°, Clamping yoke connection, Clamping range, max. : 1.5 mm², Box
21281 | 1940530000 | BCZ 3.81/09/270F SN OR BX | PCB plug-in connector, female plug, 3.81 mm, Number of poles: 9, 270°, Clamping yoke connection, Clamping range, max. : 1.5 mm², Box
21282 | 1940540000 | BCZ 3.81/10/270F SN OR BX | PCB plug-in connector, female plug, 3.81 mm, Number of poles: 10, 270°, Clamping yoke connection, Clamping range, max. : 1.5 mm², Box
21283 | 1940550000 | BCZ 3.81/11/270F SN OR BX | PCB plug-in connector, female plug, 3.81 mm, Number of poles: 11, 270°, Clamping yoke connection, Clamping range, max. : 1.5 mm², Box
21284 | 1940560000 | BCZ 3.81/12/270F SN OR BX | PCB plug-in connector, female plug, 3.81 mm, Number of poles: 12, 270°, Clamping yoke connection, Clamping range, max. : 1.5 mm², Box
21285 | 1940570000 | BCZ 3.81/13/270F SN OR BX | PCB plug-in connector, female plug, 3.81 mm, Number of poles: 13, 270°, Clamping yoke connection, Clamping range, max. : 1.5 mm², Box
21286 | 1940580000 | BCZ 3.81/14/270F SN OR BX | PCB plug-in connector, female plug, 3.81 mm, Number of poles: 14, 270°, Clamping yoke connection, Clamping range, max. : 1.5 mm², Box
21287 | 1940590000 | BCZ 3.81/15/270F SN OR BX | PCB plug-in connector, female plug, 3.81 mm, Number of poles: 15, 270°, Clamping yoke connection, Clamping range, max. : 1.5 mm², Box
21288 | 1940600000 | BCZ 3.81/16/270F SN OR BX | PCB plug-in connector, female plug, 3.81 mm, Number of poles: 16, 270°, Clamping yoke connection, Clamping range, max. : 1.5 mm², Box
21289 | 1940730000 | BCZ 3.81/02/180 SN OR BX | PCB plug-in connector, female plug, 3.81 mm, Number of poles: 2, 180°, Clamping yoke connection, Clamping range, max. : 1.5 mm², Box
21290 | 1940740000 | BCZ 3.81/03/180 SN OR BX | PCB plug-in connector, female plug, 3.81 mm, Number of poles: 3, 180°, Clamping yoke connection, Clamping range, max. : 1.5 mm², Box
21291 | 1940750000 | BCZ 3.81/04/180 SN OR BX | PCB plug-in connector, female plug, 3.81 mm, Number of poles: 4, 180°, Clamping yoke connection, Clamping range, max. : 1.5 mm², Box
21292 | 1940760000 | BCZ 3.81/05/180 SN OR BX | PCB plug-in connector, female plug, 3.81 mm, Number of poles: 5, 180°, Clamping yoke connection, Clamping range, max. : 1.5 mm², Box
21293 | 1940770000 | BCZ 3.81/06/180 SN OR BX | PCB plug-in connector, female plug, 3.81 mm, Number of poles: 6, 180°, Clamping yoke connection, Clamping range, max. : 1.5 mm², Box
21294 | 1940780000 | BCZ 3.81/07/180 SN OR BX | PCB plug-in connector, female plug, 3.81 mm, Number of poles: 7, 180°, Clamping yoke connection, Clamping range, max. : 1.5 mm², Box
21295 | 1940790000 | BCZ 3.81/08/180 SN OR BX | PCB plug-in connector, female plug, 3.81 mm, Number of poles: 8, 180°, Clamping yoke connection, Clamping range, max. : 1.5 mm², Box
21296 | 1940800000 | BCZ 3.81/09/180 SN OR BX | PCB plug-in connector, female plug, 3.81 mm, Number of poles: 9, 180°, Clamping yoke connection, Clamping range, max. : 1.5 mm², Box
21297 | 1940810000 | BCZ 3.81/10/180 SN OR BX | PCB plug-in connector, female plug, 3.81 mm, Number of poles: 10, 180°, Clamping yoke connection, Clamping range, max. : 1.5 mm², Box
21298 | 1940820000 | BCZ 3.81/11/180 SN OR BX | PCB plug-in connector, female plug, 3.81 mm, Number of poles: 11, 180°, Clamping yoke connection, Clamping range, max. : 1.5 mm², Box
21299 | 1940830000 | BCZ 3.81/12/180 SN OR BX | PCB plug-in connector, female plug, 3.81 mm, Number of poles: 12, 180°, Clamping yoke connection, Clamping range, max. : 1.5 mm², Box
21300 | 1940840000 | BCZ 3.81/13/180 SN OR BX | PCB plug-in connector, female plug, 3.81 mm, Number of poles: 13, 180°, Clamping yoke connection, Clamping range, max. : 1.5 mm², Box
21301 | 1940850000 | BCZ 3.81/14/180 SN OR BX | PCB plug-in connector, female plug, 3.81 mm, Number of poles: 14, 180°, Clamping yoke connection, Clamping range, max. : 1.5 mm², Box
21302 | 1940860000 | BCZ 3.81/15/180 SN OR BX | PCB plug-in connector, female plug, 3.81 mm, Number of poles: 15, 180°, Clamping yoke connection, Clamping range, max. : 1.5 mm², Box
21303 | 1940870000 | BCZ 3.81/16/180 SN OR BX | PCB plug-in connector, female plug, 3.81 mm, Number of poles: 16, 180°, Clamping yoke connection, Clamping range, max. : 1.5 mm², Box
21304 | 1940890000 | BCZ 3.81/17/180 SN OR BX | PCB plug-in connector, female plug, 3.81 mm, Number of poles: 17, 180°, Clamping yoke connection, Clamping range, max. : 1.5 mm², Box
21305 | 1940900000 | BCZ 3.81/18/180 SN OR BX | PCB plug-in connector, female plug, 3.81 mm, Number of poles: 18, 180°, Clamping yoke connection, Clamping range, max. : 1.5 mm², Box
21306 | 1940910000 | BCZ 3.81/19/180 SN OR BX | PCB plug-in connector, female plug, 3.81 mm, Number of poles: 19, 180°, Clamping yoke connection, Clamping range, max. : 1.5 mm², Box
21307 | 1940920000 | BCZ 3.81/20/180 SN OR BX | PCB plug-in connector, female plug, 3.81 mm, Number of poles: 20, 180°, Clamping yoke connection, Clamping range, max. : 1.5 mm², Box
21308 | 1941010000 | BCZ 3.81/02/180F SN OR BX | PCB plug-in connector, female plug, 3.81 mm, Number of poles: 2, 180°, Clamping yoke connection, Clamping range, max. : 1.5 mm², Box
21309 | 1941020000 | BCZ 3.81/03/180F SN OR BX | PCB plug-in connector, female plug, 3.81 mm, Number of poles: 3, 180°, Clamping yoke connection, Clamping range, max. : 1.5 mm², Box
21310 | 1941030000 | BCZ 3.81/04/180F SN OR BX | PCB plug-in connector, female plug, 3.81 mm, Number of poles: 4, 180°, Clamping yoke connection, Clamping range, max. : 1.5 mm², Box
21311 | 1941040000 | BCZ 3.81/05/180F SN OR BX | PCB plug-in connector, female plug, 3.81 mm, Number of poles: 5, 180°, Clamping yoke connection, Clamping range, max. : 1.5 mm², Box
21312 | 1941050000 | BCZ 3.81/06/180F SN OR BX | PCB plug-in connector, female plug, 3.81 mm, Number of poles: 6, 180°, Clamping yoke connection, Clamping range, max. : 1.5 mm², Box
21313 | 1941060000 | BCZ 3.81/07/180F SN OR BX | PCB plug-in connector, female plug, 3.81 mm, Number of poles: 7, 180°, Clamping yoke connection, Clamping range, max. : 1.5 mm², Box
21314 | 1941070000 | BCZ 3.81/08/180F SN OR BX | PCB plug-in connector, female plug, 3.81 mm, Number of poles: 8, 180°, Clamping yoke connection, Clamping range, max. : 1.5 mm², Box
21315 | 1941080000 | BCZ 3.81/09/180F SN OR BX | PCB plug-in connector, female plug, 3.81 mm, Number of poles: 9, 180°, Clamping yoke connection, Clamping range, max. : 1.5 mm², Box
21316 | 1941090000 | BCZ 3.81/10/180F SN OR BX | PCB plug-in connector, female plug, 3.81 mm, Number of poles: 10, 180°, Clamping yoke connection, Clamping range, max. : 1.5 mm², Box
21317 | 1941100000 | BCZ 3.81/11/180F SN OR BX | PCB plug-in connector, female plug, 3.81 mm, Number of poles: 11, 180°, Clamping yoke connection, Clamping range, max. : 1.5 mm², Box
21318 | 1941110000 | BCZ 3.81/12/180F SN OR BX | PCB plug-in connector, female plug, 3.81 mm, Number of poles: 12, 180°, Clamping yoke connection, Clamping range, max. : 1.5 mm², Box
21319 | 1941120000 | BCZ 3.81/13/180F SN OR BX | PCB plug-in connector, female plug, 3.81 mm, Number of poles: 13, 180°, Clamping yoke connection, Clamping range, max. : 1.5 mm², Box
21320 | 1941130000 | BCZ 3.81/14/180F SN OR BX | PCB plug-in connector, female plug, 3.81 mm, Number of poles: 14, 180°, Clamping yoke connection, Clamping range, max. : 1.5 mm², Box
21321 | 1941140000 | BCZ 3.81/15/180F SN OR BX | PCB plug-in connector, female plug, 3.81 mm, Number of poles: 15, 180°, Clamping yoke connection, Clamping range, max. : 1.5 mm², Box
21322 | 1941150000 | BCZ 3.81/16/180F SN OR BX | PCB plug-in connector, female plug, 3.81 mm, Number of poles: 16, 180°, Clamping yoke connection, Clamping range, max. : 1.5 mm², Box
21323 | 1941160000 | BCZ 3.81/17/180F SN OR BX | PCB plug-in connector, female plug, 3.81 mm, Number of poles: 17, 180°, Clamping yoke connection, Clamping range, max. : 1.5 mm², Box
21324 | 1941170000 | BCZ 3.81/18/180F SN OR BX | PCB plug-in connector, female plug, 3.81 mm, Number of poles: 18, 180°, Clamping yoke connection, Clamping range, max. : 1.5 mm², Box
21325 | 1941180000 | BCZ 3.81/19/180F SN OR BX | PCB plug-in connector, female plug, 3.81 mm, Number of poles: 19, 180°, Clamping yoke connection, Clamping range, max. : 1.5 mm², Box
21326 | 1941190000 | BCZ 3.81/20/180F SN OR BX | PCB plug-in connector, female plug, 3.81 mm, Number of poles: 20, 180°, Clamping yoke connection, Clamping range, max. : 1.5 mm², Box
21327 | 1941260000 | BCZ 3.81/07/180F SN GN BX | PCB plug-in connector, female plug, 3.81 mm, Number of poles: 7, 180°, Clamping yoke connection, Clamping range, max. : 1.5 mm², Box
21328 | 1941270000 | BCZ 3.81/09/180F SN GN BX | PCB plug-in connector, female plug, 3.81 mm, Number of poles: 9, 180°, Clamping yoke connection, Clamping range, max. : 1.5 mm², Box
21329 | 1941280000 | BCZ 3.81/11/180F SN GN BX | PCB plug-in connector, female plug, 3.81 mm, Number of poles: 11, 180°, Clamping yoke connection, Clamping range, max. : 1.5 mm², Box
21330 | 1941300000 | BCZ 3.81/14/180F SN GN BX | PCB plug-in connector, female plug, 3.81 mm, Number of poles: 14, 180°, Clamping yoke connection, Clamping range, max. : 1.5 mm², Box
21331 | 1942020000 | SC 3.81/02/90G 3.2SN OR BX | PCB plug-in connector, male header, closed side, THT solder connection, 3.81 mm, Number of poles: 2, 90°, Solder pin length (l): 3.2 mm, tinned, orange, Box
21332 | 1942040000 | SC 3.81/03/90G 3.2SN OR BX | PCB plug-in connector, male header, closed side, THT solder connection, 3.81 mm, Number of poles: 3, 90°, Solder pin length (l): 3.2 mm, tinned, orange, Box
21333 | 1942070000 | SC 3.81/04/90G 3.2SN OR BX | PCB plug-in connector, male header, closed side, THT solder connection, 3.81 mm, Number of poles: 4, 90°, Solder pin length (l): 3.2 mm, tinned, orange, Box
21334 | 1942090000 | SC 3.81/05/90G 3.2SN OR BX | PCB plug-in connector, male header, closed side, THT solder connection, 3.81 mm, Number of poles: 5, 90°, Solder pin length (l): 3.2 mm, tinned, orange, Box
21335 | 1942100000 | SC 3.81/06/90G 3.2SN OR BX | PCB plug-in connector, male header, closed side, THT solder connection, 3.81 mm, Number of poles: 6, 90°, Solder pin length (l): 3.2 mm, tinned, orange, Box
21336 | 1942120000 | SC 3.81/07/90G 3.2SN OR BX | PCB plug-in connector, male header, closed side, THT solder connection, 3.81 mm, Number of poles: 7, 90°, Solder pin length (l): 3.2 mm, tinned, orange, Box
21337 | 1942130000 | SC 3.81/08/90G 3.2SN OR BX | PCB plug-in connector, male header, closed side, THT solder connection, 3.81 mm, Number of poles: 8, 90°, Solder pin length (l): 3.2 mm, tinned, orange, Box
21338 | 1942140000 | SC 3.81/09/90G 3.2SN OR BX | PCB plug-in connector, male header, closed side, THT solder connection, 3.81 mm, Number of poles: 9, 90°, Solder pin length (l): 3.2 mm, tinned, orange, Box
21339 | 1942150000 | SC 3.81/10/90G 3.2SN OR BX | PCB plug-in connector, male header, closed side, THT solder connection, 3.81 mm, Number of poles: 10, 90°, Solder pin length (l): 3.2 mm, tinned, orange, Box
21340 | 1942160000 | SC 3.81/11/90G 3.2SN OR BX | PCB plug-in connector, male header, closed side, THT solder connection, 3.81 mm, Number of poles: 11, 90°, Solder pin length (l): 3.2 mm, tinned, orange, Box
21341 | 1942170000 | SC 3.81/12/90G 3.2SN OR BX | PCB plug-in connector, male header, closed side, THT solder connection, 3.81 mm, Number of poles: 12, 90°, Solder pin length (l): 3.2 mm, tinned, orange, Box
21342 | 1942180000 | SC 3.81/13/90G 3.2SN OR BX | PCB plug-in connector, male header, closed side, THT solder connection, 3.81 mm, Number of poles: 13, 90°, Solder pin length (l): 3.2 mm, tinned, orange, Box
21343 | 1942190000 | SC 3.81/14/90G 3.2SN OR BX | PCB plug-in connector, male header, closed side, THT solder connection, 3.81 mm, Number of poles: 14, 90°, Solder pin length (l): 3.2 mm, tinned, orange, Box
21344 | 1942200000 | SC 3.81/15/90G 3.2SN OR BX | PCB plug-in connector, male header, closed side, THT solder connection, 3.81 mm, Number of poles: 15, 90°, Solder pin length (l): 3.2 mm, tinned, orange, Box
21345 | 1942210000 | SC 3.81/16/90G 3.2SN OR BX | PCB plug-in connector, male header, closed side, THT solder connection, 3.81 mm, Number of poles: 16, 90°, Solder pin length (l): 3.2 mm, tinned, orange, Box
21346 | 1942220000 | SC 3.81/17/90G 3.2SN OR BX | PCB plug-in connector, male header, closed side, THT solder connection, 3.81 mm, Number of poles: 17, 90°, Solder pin length (l): 3.2 mm, tinned, orange, Box
21347 | 1942230000 | SC 3.81/18/90G 3.2SN OR BX | PCB plug-in connector, male header, closed side, THT solder connection, 3.81 mm, Number of poles: 18, 90°, Solder pin length (l): 3.2 mm, tinned, orange, Box
21348 | 1942240000 | SC 3.81/19/90G 3.2SN OR BX | PCB plug-in connector, male header, closed side, THT solder connection, 3.81 mm, Number of poles: 19, 90°, Solder pin length (l): 3.2 mm, tinned, orange, Box
21349 | 1942250000 | SC 3.81/20/90G 3.2SN OR BX | PCB plug-in connector, male header, closed side, THT solder connection, 3.81 mm, Number of poles: 20, 90°, Solder pin length (l): 3.2 mm, tinned, orange, Box
21350 | 1942270000 | SC 3.81/09/90G 3.2SN GN BX | PCB plug-in connector, male header, closed side, THT solder connection, 3.81 mm, Number of poles: 9, 90°, Solder pin length (l): 3.2 mm, tinned, Pale green, Box
21351 | 1942450000 | SC 3.81/02/90F 3.2SN OR BX | PCB plug-in connector, male header, Flange, THT solder connection, 3.81 mm, Number of poles: 2, 90°, Solder pin length (l): 3.2 mm, tinned, orange, Box
21352 | 1942460000 | SC 3.81/03/90F 3.2SN OR BX | PCB plug-in connector, male header, Flange, THT solder connection, 3.81 mm, Number of poles: 3, 90°, Solder pin length (l): 3.2 mm, tinned, orange, Box
21353 | 1942470000 | SC 3.81/04/90F 3.2SN OR BX | PCB plug-in connector, male header, Flange, THT solder connection, 3.81 mm, Number of poles: 4, 90°, Solder pin length (l): 3.2 mm, tinned, orange, Box
21354 | 1942480000 | SC 3.81/05/90F 3.2SN OR BX | PCB plug-in connector, male header, Flange, THT solder connection, 3.81 mm, Number of poles: 5, 90°, Solder pin length (l): 3.2 mm, tinned, orange, Box
21355 | 1942490000 | SC 3.81/06/90F 3.2SN OR BX | PCB plug-in connector, male header, Flange, THT solder connection, 3.81 mm, Number of poles: 6, 90°, Solder pin length (l): 3.2 mm, tinned, orange, Box
21356 | 1942500000 | SC 3.81/07/90F 3.2SN OR BX | PCB plug-in connector, male header, Flange, THT solder connection, 3.81 mm, Number of poles: 7, 90°, Solder pin length (l): 3.2 mm, tinned, orange, Box
21357 | 1942510000 | SC 3.81/08/90F 3.2SN OR BX | PCB plug-in connector, male header, Flange, THT solder connection, 3.81 mm, Number of poles: 8, 90°, Solder pin length (l): 3.2 mm, tinned, orange, Box
21358 | 1942520000 | SC 3.81/09/90F 3.2SN OR BX | PCB plug-in connector, male header, Flange, THT solder connection, 3.81 mm, Number of poles: 9, 90°, Solder pin length (l): 3.2 mm, tinned, orange, Box
21359 | 1942530000 | SC 3.81/10/90F 3.2SN OR BX | PCB plug-in connector, male header, Flange, THT solder connection, 3.81 mm, Number of poles: 10, 90°, Solder pin length (l): 3.2 mm, tinned, orange, Box
21360 | 1942540000 | SC 3.81/11/90F 3.2SN OR BX | PCB plug-in connector, male header, Flange, THT solder connection, 3.81 mm, Number of poles: 11, 90°, Solder pin length (l): 3.2 mm, tinned, orange, Box
21361 | 1942550000 | SC 3.81/12/90F 3.2SN OR BX | PCB plug-in connector, male header, Flange, THT solder connection, 3.81 mm, Number of poles: 12, 90°, Solder pin length (l): 3.2 mm, tinned, orange, Box
21362 | 1942560000 | SC 3.81/13/90F 3.2SN OR BX | PCB plug-in connector, male header, Flange, THT solder connection, 3.81 mm, Number of poles: 13, 90°, Solder pin length (l): 3.2 mm, tinned, orange, Box
21363 | 1942570000 | SC 3.81/14/90F 3.2SN OR BX | PCB plug-in connector, male header, Flange, THT solder connection, 3.81 mm, Number of poles: 14, 90°, Solder pin length (l): 3.2 mm, tinned, orange, Box
21364 | 1942580000 | SC 3.81/15/90F 3.2SN OR BX | PCB plug-in connector, male header, Flange, THT solder connection, 3.81 mm, Number of poles: 15, 90°, Solder pin length (l): 3.2 mm, tinned, orange, Box
21365 | 1942590000 | SC 3.81/16/90F 3.2SN OR BX | PCB plug-in connector, male header, Flange, THT solder connection, 3.81 mm, Number of poles: 16, 90°, Solder pin length (l): 3.2 mm, tinned, orange, Box
21366 | 1942600000 | SC 3.81/17/90F 3.2SN OR BX | PCB plug-in connector, male header, Flange, THT solder connection, 3.81 mm, Number of poles: 17, 90°, Solder pin length (l): 3.2 mm, tinned, orange, Box
21367 | 1942610000 | SC 3.81/18/90F 3.2SN OR BX | PCB plug-in connector, male header, Flange, THT solder connection, 3.81 mm, Number of poles: 18, 90°, Solder pin length (l): 3.2 mm, tinned, orange, Box
21368 | 1942620000 | SC 3.81/19/90F 3.2SN OR BX | PCB plug-in connector, male header, Flange, THT solder connection, 3.81 mm, Number of poles: 19, 90°, Solder pin length (l): 3.2 mm, tinned, orange, Box
21369 | 1942630000 | SC 3.81/20/90F 3.2SN OR BX | PCB plug-in connector, male header, Flange, THT solder connection, 3.81 mm, Number of poles: 20, 90°, Solder pin length (l): 3.2 mm, tinned, orange, Box
21370 | 1942840000 | SC 3.81/02/180G 3.2SN OR BX | PCB plug-in connector, male header, closed side, THT solder connection, 3.81 mm, Number of poles: 2, 180°, Solder pin length (l): 3.2 mm, tinned, orange, Box
21371 | 1942850000 | SC 3.81/03/180G 3.2SN OR BX | PCB plug-in connector, male header, closed side, THT solder connection, 3.81 mm, Number of poles: 3, 180°, Solder pin length (l): 3.2 mm, tinned, orange, Box
21372 | 1942860000 | SC 3.81/04/180G 3.2SN OR BX | PCB plug-in connector, male header, closed side, THT solder connection, 3.81 mm, Number of poles: 4, 180°, Solder pin length (l): 3.2 mm, tinned, orange, Box
21373 | 1942870000 | SC 3.81/05/180G 3.2SN OR BX | PCB plug-in connector, male header, closed side, THT solder connection, 3.81 mm, Number of poles: 5, 180°, Solder pin length (l): 3.2 mm, tinned, orange, Box
21374 | 1942880000 | SC 3.81/06/180G 3.2SN OR BX | PCB plug-in connector, male header, closed side, THT solder connection, 3.81 mm, Number of poles: 6, 180°, Solder pin length (l): 3.2 mm, tinned, orange, Box
21375 | 1942890000 | SC 3.81/07/180G 3.2SN OR BX | PCB plug-in connector, male header, closed side, THT solder connection, 3.81 mm, Number of poles: 7, 180°, Solder pin length (l): 3.2 mm, tinned, orange, Box
21376 | 1942900000 | SC 3.81/08/180G 3.2SN OR BX | PCB plug-in connector, male header, closed side, THT solder connection, 3.81 mm, Number of poles: 8, 180°, Solder pin length (l): 3.2 mm, tinned, orange, Box
21377 | 1942910000 | SC 3.81/09/180G 3.2SN OR BX | PCB plug-in connector, male header, closed side, THT solder connection, 3.81 mm, Number of poles: 9, 180°, Solder pin length (l): 3.2 mm, tinned, orange, Box
21378 | 1942920000 | SC 3.81/10/180G 3.2SN OR BX | PCB plug-in connector, male header, closed side, THT solder connection, 3.81 mm, Number of poles: 10, 180°, Solder pin length (l): 3.2 mm, tinned, orange, Box
21379 | 1942930000 | SC 3.81/11/180G 3.2SN OR BX | PCB plug-in connector, male header, closed side, THT solder connection, 3.81 mm, Number of poles: 11, 180°, Solder pin length (l): 3.2 mm, tinned, orange, Box
21380 | 1942940000 | SC 3.81/12/180G 3.2SN OR BX | PCB plug-in connector, male header, closed side, THT solder connection, 3.81 mm, Number of poles: 12, 180°, Solder pin length (l): 3.2 mm, tinned, orange, Box
21381 | 1942950000 | SC 3.81/13/180G 3.2SN OR BX | PCB plug-in connector, male header, closed side, THT solder connection, 3.81 mm, Number of poles: 13, 180°, Solder pin length (l): 3.2 mm, tinned, orange, Box
21382 | 1942960000 | SC 3.81/14/180G 3.2SN OR BX | PCB plug-in connector, male header, closed side, THT solder connection, 3.81 mm, Number of poles: 14, 180°, Solder pin length (l): 3.2 mm, tinned, orange, Box
21383 | 1942970000 | SC 3.81/15/180G 3.2SN OR BX | PCB plug-in connector, male header, closed side, THT solder connection, 3.81 mm, Number of poles: 15, 180°, Solder pin length (l): 3.2 mm, tinned, orange, Box
21384 | 1942980000 | SC 3.81/16/180G 3.2SN OR BX | PCB plug-in connector, male header, closed side, THT solder connection, 3.81 mm, Number of poles: 16, 180°, Solder pin length (l): 3.2 mm, tinned, orange, Box
21385 | 1942990000 | SC 3.81/17/180G 3.2SN OR BX | PCB plug-in connector, male header, closed side, THT solder connection, 3.81 mm, Number of poles: 17, 180°, Solder pin length (l): 3.2 mm, tinned, orange, Box
21386 | 1943000000 | SC 3.81/18/180G 3.2SN OR BX | PCB plug-in connector, male header, closed side, THT solder connection, 3.81 mm, Number of poles: 18, 180°, Solder pin length (l): 3.2 mm, tinned, orange, Box
21387 | 1943010000 | SC 3.81/19/180G 3.2SN OR BX | PCB plug-in connector, male header, closed side, THT solder connection, 3.81 mm, Number of poles: 19, 180°, Solder pin length (l): 3.2 mm, tinned, orange, Box
21388 | 1943020000 | SC 3.81/20/180G 3.2SN OR BX | PCB plug-in connector, male header, closed side, THT solder connection, 3.81 mm, Number of poles: 20, 180°, Solder pin length (l): 3.2 mm, tinned, orange, Box
21389 | 1943030000 | SC 3.81/11/180G 3.2SN GN BX | PCB plug-in connector, male header, closed side, THT solder connection, 3.81 mm, Number of poles: 11, 180°, Solder pin length (l): 3.2 mm, tinned, Pale green, Box
21390 | 1943180000 | SC 3.81/02/180F 3.2SN OR BX | PCB plug-in connector, male header, Flange, THT solder connection, 3.81 mm, Number of poles: 2, 180°, Solder pin length (l): 3.2 mm, tinned, orange, Box
21391 | 1943190000 | SC 3.81/03/180F 3.2SN OR BX | PCB plug-in connector, male header, Flange, THT solder connection, 3.81 mm, Number of poles: 3, 180°, Solder pin length (l): 3.2 mm, tinned, orange, Box
21392 | 1943200000 | SC 3.81/04/180F 3.2SN OR BX | PCB plug-in connector, male header, Flange, THT solder connection, 3.81 mm, Number of poles: 4, 180°, Solder pin length (l): 3.2 mm, tinned, orange, Box
21393 | 1943210000 | SC 3.81/05/180F 3.2SN OR BX | PCB plug-in connector, male header, Flange, THT solder connection, 3.81 mm, Number of poles: 5, 180°, Solder pin length (l): 3.2 mm, tinned, orange, Box
21394 | 1943220000 | SC 3.81/06/180F 3.2SN OR BX | PCB plug-in connector, male header, Flange, THT solder connection, 3.81 mm, Number of poles: 6, 180°, Solder pin length (l): 3.2 mm, tinned, orange, Box
21395 | 1943230000 | SC 3.81/07/180F 3.2SN OR BX | PCB plug-in connector, male header, Flange, THT solder connection, 3.81 mm, Number of poles: 7, 180°, Solder pin length (l): 3.2 mm, tinned, orange, Box
21396 | 1943240000 | SC 3.81/08/180F 3.2SN OR BX | PCB plug-in connector, male header, Flange, THT solder connection, 3.81 mm, Number of poles: 8, 180°, Solder pin length (l): 3.2 mm, tinned, orange, Box
21397 | 1943250000 | SC 3.81/09/180F 3.2SN OR BX | PCB plug-in connector, male header, Flange, THT solder connection, 3.81 mm, Number of poles: 9, 180°, Solder pin length (l): 3.2 mm, tinned, orange, Box
21398 | 1943260000 | SC 3.81/10/180F 3.2SN OR BX | PCB plug-in connector, male header, Flange, THT solder connection, 3.81 mm, Number of poles: 10, 180°, Solder pin length (l): 3.2 mm, tinned, orange, Box
21399 | 1943270000 | SC 3.81/11/180F 3.2SN OR BX | PCB plug-in connector, male header, Flange, THT solder connection, 3.81 mm, Number of poles: 11, 180°, Solder pin length (l): 3.2 mm, tinned, orange, Box
21400 | 1943280000 | SC 3.81/12/180F 3.2SN OR BX | PCB plug-in connector, male header, Flange, THT solder connection, 3.81 mm, Number of poles: 12, 180°, Solder pin length (l): 3.2 mm, tinned, orange, Box
21401 | 1943290000 | SC 3.81/13/180F 3.2SN OR BX | PCB plug-in connector, male header, Flange, THT solder connection, 3.81 mm, Number of poles: 13, 180°, Solder pin length (l): 3.2 mm, tinned, orange, Box
21402 | 1943300000 | SC 3.81/14/180F 3.2SN OR BX | PCB plug-in connector, male header, Flange, THT solder connection, 3.81 mm, Number of poles: 14, 180°, Solder pin length (l): 3.2 mm, tinned, orange, Box
21403 | 1943310000 | SC 3.81/15/180F 3.2SN OR BX | PCB plug-in connector, male header, Flange, THT solder connection, 3.81 mm, Number of poles: 15, 180°, Solder pin length (l): 3.2 mm, tinned, orange, Box
21404 | 1943320000 | SC 3.81/16/180F 3.2SN OR BX | PCB plug-in connector, male header, Flange, THT solder connection, 3.81 mm, Number of poles: 16, 180°, Solder pin length (l): 3.2 mm, tinned, orange, Box
21405 | 1943330000 | SC 3.81/17/180F 3.2SN OR BX | PCB plug-in connector, male header, Flange, THT solder connection, 3.81 mm, Number of poles: 17, 180°, Solder pin length (l): 3.2 mm, tinned, orange, Box
21406 | 1943340000 | SC 3.81/18/180F 3.2SN OR BX | PCB plug-in connector, male header, Flange, THT solder connection, 3.81 mm, Number of poles: 18, 180°, Solder pin length (l): 3.2 mm, tinned, orange, Box
21407 | 1943350000 | SC 3.81/19/180F 3.2SN OR BX | PCB plug-in connector, male header, Flange, THT solder connection, 3.81 mm, Number of poles: 19, 180°, Solder pin length (l): 3.2 mm, tinned, orange, Box
21408 | 1943360000 | SC 3.81/20/180F 3.2SN OR BX | PCB plug-in connector, male header, Flange, THT solder connection, 3.81 mm, Number of poles: 20, 180°, Solder pin length (l): 3.2 mm, tinned, orange, Box
21409 | 1943390000 | SC 3.81/11/180F 3.2SN GN BX | PCB plug-in connector, male header, Flange, THT solder connection, 3.81 mm, Number of poles: 11, 180°, Solder pin length (l): 3.2 mm, tinned, Pale green, Box
21410 | 1952240000 | LMZF 7/2/135 3.5SW | Printed circuit board terminals, 7.50 mm, Number of poles: 2, 135°, Solder pin length (l): 3.5 mm, tinned, black, Tension-clamp connection, Clamping range, max. : 2.5 mm², Box
21411 | 1952250000 | LMZF 7/3/135 3.5SW | Printed circuit board terminals, 7.50 mm, Number of poles: 3, 135°, Solder pin length (l): 3.5 mm, tinned, black, Tension-clamp connection, Clamping range, max. : 2.5 mm², Box
21412 | 1952260000 | LMZF 7/4/135 3.5SW | Printed circuit board terminals, 7.50 mm, Number of poles: 4, 135°, Solder pin length (l): 3.5 mm, tinned, black, Tension-clamp connection, Clamping range, max. : 2.5 mm², Box
21413 | 1952270000 | LMZF 7/5/135 3.5SW | Printed circuit board terminals, 7.50 mm, Number of poles: 5, 135°, Solder pin length (l): 3.5 mm, tinned, black, Tension-clamp connection, Clamping range, max. : 2.5 mm², Box
21414 | 1952280000 | LMZF 7/6/135 3.5SW | Printed circuit board terminals, 7.50 mm, Number of poles: 6, 135°, Solder pin length (l): 3.5 mm, tinned, black, Tension-clamp connection, Clamping range, max. : 2.5 mm², Box
21415 | 1952320000 | LMZF 7/10/135 3.5SW | Printed circuit board terminals, 7.50 mm, Number of poles: 10, 135°, Solder pin length (l): 3.5 mm, tinned, black, Tension-clamp connection, Clamping range, max. : 2.5 mm², Box
21416 | 1952570000 | LMZF 7/2/135 3.5OR | Printed circuit board terminals, 7.50 mm, Number of poles: 2, 135°, Solder pin length (l): 3.5 mm, tinned, orange, Tension-clamp connection, Clamping range, max. : 2.5 mm², Box
21417 | 1952580000 | LMZF 7/3/135 3.5OR | Printed circuit board terminals, 7.50 mm, Number of poles: 3, 135°, Solder pin length (l): 3.5 mm, tinned, orange, Tension-clamp connection, Clamping range, max. : 2.5 mm², Box
21418 | 1952590000 | LMZF 7/4/135 3.5OR | Printed circuit board terminals, 7.50 mm, Number of poles: 4, 135°, Solder pin length (l): 3.5 mm, tinned, orange, Tension-clamp connection, Clamping range, max. : 2.5 mm², Box
21419 | 1952600000 | LMZF 7/5/135 3.5OR | Printed circuit board terminals, 7.50 mm, Number of poles: 5, 135°, Solder pin length (l): 3.5 mm, tinned, orange, Tension-clamp connection, Clamping range, max. : 2.5 mm², Box
21420 | 1952610000 | LMZF 7/6/135 3.5OR | Printed circuit board terminals, 7.50 mm, Number of poles: 6, 135°, Solder pin length (l): 3.5 mm, tinned, orange, Tension-clamp connection, Clamping range, max. : 2.5 mm², Box
21421 | 1952620000 | LMZF 7/7/135 3.5OR | Printed circuit board terminals, 7.50 mm, Number of poles: 7, 135°, Solder pin length (l): 3.5 mm, tinned, orange, Tension-clamp connection, Clamping range, max. : 2.5 mm², Box
21422 | 1952630000 | LMZF 7/8/135 3.5OR | Printed circuit board terminals, 7.50 mm, Number of poles: 8, 135°, Solder pin length (l): 3.5 mm, tinned, orange, Tension-clamp connection, Clamping range, max. : 2.5 mm², Box
21423 | 1952640000 | LMZF 7/9/135 3.5OR | Printed circuit board terminals, 7.50 mm, Number of poles: 9, 135°, Solder pin length (l): 3.5 mm, tinned, orange, Tension-clamp connection, Clamping range, max. : 2.5 mm², Box
21424 | 1952650000 | LMZF 7/10/135 3.5OR | Printed circuit board terminals, 7.50 mm, Number of poles: 10, 135°, Solder pin length (l): 3.5 mm, tinned, orange, Tension-clamp connection, Clamping range, max. : 2.5 mm², Box
21425 | 1952660000 | LMZF 7/11/135 3.5OR | Printed circuit board terminals, 7.50 mm, Number of poles: 11, 135°, Solder pin length (l): 3.5 mm, tinned, orange, Tension-clamp connection, Clamping range, max. : 2.5 mm², Box
21426 | 1952670000 | LMZF 7/12/135 3.5OR | Printed circuit board terminals, 7.50 mm, Number of poles: 12, 135°, Solder pin length (l): 3.5 mm, tinned, orange, Tension-clamp connection, Clamping range, max. : 2.5 mm², Box
21427 | 1952680000 | LMZFL 7/2/135 3.5SW | Printed circuit board terminals, 7.50 mm, Number of poles: 2, 135°, Solder pin length (l): 3.5 mm, tinned, black, Tension clamp connection with actuator, Clamping range, max. : 2.5 mm², Box
21428 | 1952690000 | LMZFL 7/3/135 3.5SW | Printed circuit board terminals, 7.50 mm, Number of poles: 3, 135°, Solder pin length (l): 3.5 mm, tinned, black, Tension clamp connection with actuator, Clamping range, max. : 2.5 mm², Box
21429 | 1952700000 | LMZFL 7/4/135 3.5SW | Printed circuit board terminals, 7.50 mm, Number of poles: 4, 135°, Solder pin length (l): 3.5 mm, tinned, black, Tension clamp connection with actuator, Clamping range, max. : 2.5 mm², Box
21430 | 1952710000 | LMZFL 7/5/135 3.5SW | Printed circuit board terminals, 7.50 mm, Number of poles: 5, 135°, Solder pin length (l): 3.5 mm, tinned, black, Tension clamp connection with actuator, Clamping range, max. : 2.5 mm², Box
21431 | 1952720000 | LMZFL 7/6/135 3.5SW | Printed circuit board terminals, 7.50 mm, Number of poles: 6, 135°, Solder pin length (l): 3.5 mm, tinned, black, Tension clamp connection with actuator, Clamping range, max. : 2.5 mm², Box
21432 | 1952730000 | LMZFL 7/7/135 3.5SW | Printed circuit board terminals, 7.50 mm, Number of poles: 7, 135°, Solder pin length (l): 3.5 mm, tinned, black, Tension clamp connection with actuator, Clamping range, max. : 2.5 mm², Box
21433 | 1952740000 | LMZFL 7/8/135 3.5SW | Printed circuit board terminals, 7.50 mm, Number of poles: 8, 135°, Solder pin length (l): 3.5 mm, tinned, black, Tension clamp connection with actuator, Clamping range, max. : 2.5 mm², Box
21434 | 1952760000 | LMZFL 7/10/135 3.5SW | Printed circuit board terminals, 7.50 mm, Number of poles: 10, 135°, Solder pin length (l): 3.5 mm, tinned, black, Tension clamp connection with actuator, Clamping range, max. : 2.5 mm², Box
21435 | 1953010000 | LMZFL 7/2/135 3.5OR | Printed circuit board terminals, 7.50 mm, Number of poles: 2, 135°, Solder pin length (l): 3.5 mm, tinned, orange, Tension clamp connection with actuator, Clamping range, max. : 2.5 mm², Box
21436 | 1953020000 | LMZFL 7/3/135 3.5OR | Printed circuit board terminals, 7.50 mm, Number of poles: 3, 135°, Solder pin length (l): 3.5 mm, tinned, orange, Tension clamp connection with actuator, Clamping range, max. : 2.5 mm², Box
21437 | 1953030000 | LMZFL 7/4/135 3.5OR | Printed circuit board terminals, 7.50 mm, Number of poles: 4, 135°, Solder pin length (l): 3.5 mm, tinned, orange, Tension clamp connection with actuator, Clamping range, max. : 2.5 mm², Box
21438 | 1953040000 | LMZFL 7/5/135 3.5OR | Printed circuit board terminals, 7.50 mm, Number of poles: 5, 135°, Solder pin length (l): 3.5 mm, tinned, orange, Tension clamp connection with actuator, Clamping range, max. : 2.5 mm², Box
21439 | 1953050000 | LMZFL 7/6/135 3.5OR | Printed circuit board terminals, 7.50 mm, Number of poles: 6, 135°, Solder pin length (l): 3.5 mm, tinned, orange, Tension clamp connection with actuator, Clamping range, max. : 2.5 mm², Box
21440 | 1953060000 | LMZFL 7/7/135 3.5OR | Printed circuit board terminals, 7.50 mm, Number of poles: 7, 135°, Solder pin length (l): 3.5 mm, tinned, orange, Tension clamp connection with actuator, Clamping range, max. : 2.5 mm², Box
21441 | 1953070000 | LMZFL 7/8/135 3.5OR | Printed circuit board terminals, 7.50 mm, Number of poles: 8, 135°, Solder pin length (l): 3.5 mm, tinned, orange, Tension clamp connection with actuator, Clamping range, max. : 2.5 mm², Box
21442 | 1953080000 | LMZFL 7/9/135 3.5OR | Printed circuit board terminals, 7.50 mm, Number of poles: 9, 135°, Solder pin length (l): 3.5 mm, tinned, orange, Tension clamp connection with actuator, Clamping range, max. : 2.5 mm², Box
21443 | 1953090000 | LMZFL 7/10/135 3.5OR | Printed circuit board terminals, 7.50 mm, Number of poles: 10, 135°, Solder pin length (l): 3.5 mm, tinned, orange, Tension clamp connection with actuator, Clamping range, max. : 2.5 mm², Box
21444 | 1953100000 | LMZFL 7/11/135 3.5OR | Printed circuit board terminals, 7.50 mm, Number of poles: 11, 135°, Solder pin length (l): 3.5 mm, tinned, orange, Tension clamp connection with actuator, Clamping range, max. : 2.5 mm², Box
21445 | 1953110000 | LMZFL 7/12/135 3.5OR | Printed circuit board terminals, 7.50 mm, Number of poles: 12, 135°, Solder pin length (l): 3.5 mm, tinned, orange, Tension clamp connection with actuator, Clamping range, max. : 2.5 mm², Box
21446 | 1953120000 | LMZF 10/2/135 3.5SW | Printed circuit board terminals, 10.00 mm, Number of poles: 2, 135°, Solder pin length (l): 3.5 mm, tinned, black, Tension-clamp connection, Clamping range, max. : 2.5 mm², Box
21447 | 1953130000 | LMZF 10/3/135 3.5SW | Printed circuit board terminals, 10.00 mm, Number of poles: 3, 135°, Solder pin length (l): 3.5 mm, tinned, black, Tension-clamp connection, Clamping range, max. : 2.5 mm², Box
21448 | 1953140000 | LMZF 10/4/135 3.5SW | Printed circuit board terminals, 10.00 mm, Number of poles: 4, 135°, Solder pin length (l): 3.5 mm, tinned, black, Tension-clamp connection, Clamping range, max. : 2.5 mm², Box
21449 | 1953150000 | LMZF 10/5/135 3.5SW | Printed circuit board terminals, 10.00 mm, Number of poles: 5, 135°, Solder pin length (l): 3.5 mm, tinned, black, Tension-clamp connection, Clamping range, max. : 2.5 mm², Box
21450 | 1953160000 | LMZF 10/6/135 3.5SW | Printed circuit board terminals, 10.00 mm, Number of poles: 6, 135°, Solder pin length (l): 3.5 mm, tinned, black, Tension-clamp connection, Clamping range, max. : 2.5 mm², Box
21451 | 1953200000 | LMZF 10/10/135 3.5SW | Printed circuit board terminals, 10.00 mm, Number of poles: 10, 135°, Solder pin length (l): 3.5 mm, tinned, black, Tension-clamp connection, Clamping range, max. : 2.5 mm², Box
21452 | 1953470000 | LMZF 10/2/135 3.5OR | Printed circuit board terminals, 10.00 mm, Number of poles: 2, 135°, Solder pin length (l): 3.5 mm, tinned, orange, Tension-clamp connection, Clamping range, max. : 2.5 mm², Box
21453 | 1953480000 | LMZF 10/3/135 3.5OR | Printed circuit board terminals, 10.00 mm, Number of poles: 3, 135°, Solder pin length (l): 3.5 mm, tinned, orange, Tension-clamp connection, Clamping range, max. : 2.5 mm², Box
21454 | 1953490000 | LMZF 10/4/135 3.5OR | Printed circuit board terminals, 10.00 mm, Number of poles: 4, 135°, Solder pin length (l): 3.5 mm, tinned, orange, Tension-clamp connection, Clamping range, max. : 2.5 mm², Box
21455 | 1953500000 | LMZF 10/5/135 3.5OR | Printed circuit board terminals, 10.00 mm, Number of poles: 5, 135°, Solder pin length (l): 3.5 mm, tinned, orange, Tension-clamp connection, Clamping range, max. : 2.5 mm², Box
21456 | 1953510000 | LMZF 10/6/135 3.5OR | Printed circuit board terminals, 10.00 mm, Number of poles: 6, 135°, Solder pin length (l): 3.5 mm, tinned, orange, Tension-clamp connection, Clamping range, max. : 2.5 mm², Box
21457 | 1953520000 | LMZF 10/7/135 3.5OR | Printed circuit board terminals, 10.00 mm, Number of poles: 7, 135°, Solder pin length (l): 3.5 mm, tinned, orange, Tension-clamp connection, Clamping range, max. : 2.5 mm², Box
21458 | 1953530000 | LMZF 10/8/135 3.5OR | Printed circuit board terminals, 10.00 mm, Number of poles: 8, 135°, Solder pin length (l): 3.5 mm, tinned, orange, Tension-clamp connection, Clamping range, max. : 2.5 mm², Box
21459 | 1953540000 | LMZF 10/9/135 3.5OR | Printed circuit board terminals, 10.00 mm, Number of poles: 9, 135°, Solder pin length (l): 3.5 mm, tinned, orange, Tension-clamp connection, Clamping range, max. : 2.5 mm², Box
21460 | 1953550000 | LMZF 10/10/135 3.5OR | Printed circuit board terminals, 10.00 mm, Number of poles: 10, 135°, Solder pin length (l): 3.5 mm, tinned, orange, Tension-clamp connection, Clamping range, max. : 2.5 mm², Box
21461 | 1953560000 | LMZF 10/11/135 3.5OR | Printed circuit board terminals, 10.00 mm, Number of poles: 11, 135°, Solder pin length (l): 3.5 mm, tinned, orange, Tension-clamp connection, Clamping range, max. : 2.5 mm², Box
21462 | 1953570000 | LMZF 10/12/135 3.5OR | Printed circuit board terminals, 10.00 mm, Number of poles: 12, 135°, Solder pin length (l): 3.5 mm, tinned, orange, Tension-clamp connection, Clamping range, max. : 2.5 mm², Box
21463 | 1953580000 | LMZFL 10/2/135 3.5SW | Printed circuit board terminals, 10.00 mm, Number of poles: 2, 135°, Solder pin length (l): 3.5 mm, tinned, black, Tension clamp connection with actuator, Clamping range, max. : 2.5 mm², Box
21464 | 1953590000 | LMZFL 10/3/135 3.5SW | Printed circuit board terminals, 10.00 mm, Number of poles: 3, 135°, Solder pin length (l): 3.5 mm, tinned, black, Tension clamp connection with actuator, Clamping range, max. : 2.5 mm², Box
21465 | 1953600000 | LMZFL 10/4/135 3.5SW | Printed circuit board terminals, 10.00 mm, Number of poles: 4, 135°, Solder pin length (l): 3.5 mm, tinned, black, Tension clamp connection with actuator, Clamping range, max. : 2.5 mm², Box
21466 | 1953620000 | LMZFL 10/6/135 3.5SW | Printed circuit board terminals, 10.00 mm, Number of poles: 6, 135°, Solder pin length (l): 3.5 mm, tinned, black, Tension clamp connection with actuator, Clamping range, max. : 2.5 mm², Box
21467 | 1953630000 | LMZFL 10/7/135 3.5SW | Printed circuit board terminals, 10.00 mm, Number of poles: 7, 135°, Solder pin length (l): 3.5 mm, tinned, black, Tension clamp connection with actuator, Clamping range, max. : 2.5 mm², Box
21468 | 1953930000 | LMZFL 10/2/135 3.5OR | Printed circuit board terminals, 10.00 mm, Number of poles: 2, 135°, Solder pin length (l): 3.5 mm, tinned, orange, Tension clamp connection with actuator, Clamping range, max. : 2.5 mm², Box
21469 | 1953940000 | LMZFL 10/3/135 3.5OR | Printed circuit board terminals, 10.00 mm, Number of poles: 3, 135°, Solder pin length (l): 3.5 mm, tinned, orange, Tension clamp connection with actuator, Clamping range, max. : 2.5 mm², Box
21470 | 1953950000 | LMZFL 10/4/135 3.5OR | Printed circuit board terminals, 10.00 mm, Number of poles: 4, 135°, Solder pin length (l): 3.5 mm, tinned, orange, Tension clamp connection with actuator, Clamping range, max. : 2.5 mm², Box
21471 | 1953960000 | LMZFL 10/5/135 3.5OR | Printed circuit board terminals, 10.00 mm, Number of poles: 5, 135°, Solder pin length (l): 3.5 mm, tinned, orange, Tension clamp connection with actuator, Clamping range, max. : 2.5 mm², Box
21472 | 1953970000 | LMZFL 10/6/135 3.5OR | Printed circuit board terminals, 10.00 mm, Number of poles: 6, 135°, Solder pin length (l): 3.5 mm, tinned, orange, Tension clamp connection with actuator, Clamping range, max. : 2.5 mm², Box
21473 | 1953980000 | LMZFL 10/7/135 3.5OR | Printed circuit board terminals, 10.00 mm, Number of poles: 7, 135°, Solder pin length (l): 3.5 mm, tinned, orange, Tension clamp connection with actuator, Clamping range, max. : 2.5 mm², Box
21474 | 1953990000 | LMZFL 10/8/135 3.5OR | Printed circuit board terminals, 10.00 mm, Number of poles: 8, 135°, Solder pin length (l): 3.5 mm, tinned, orange, Tension clamp connection with actuator, Clamping range, max. : 2.5 mm², Box
21475 | 1954000000 | LMZFL 10/9/135 3.5OR | Printed circuit board terminals, 10.00 mm, Number of poles: 9, 135°, Solder pin length (l): 3.5 mm, tinned, orange, Tension clamp connection with actuator, Clamping range, max. : 2.5 mm², Box
21476 | 1954010000 | LMZFL 10/10/135 3.5OR | Printed circuit board terminals, 10.00 mm, Number of poles: 10, 135°, Solder pin length (l): 3.5 mm, tinned, orange, Tension clamp connection with actuator, Clamping range, max. : 2.5 mm², Box
21477 | 1954020000 | LMZFL 10/11/135 3.5OR | Printed circuit board terminals, 10.00 mm, Number of poles: 11, 135°, Solder pin length (l): 3.5 mm, tinned, orange, Tension clamp connection with actuator, Clamping range, max. : 2.5 mm², Box
21478 | 1954030000 | LMZFL 10/12/135 3.5OR | Printed circuit board terminals, 10.00 mm, Number of poles: 12, 135°, Solder pin length (l): 3.5 mm, tinned, orange, Tension clamp connection with actuator, Clamping range, max. : 2.5 mm², Box
21479 | 1957720000 | LMZFL 5/13/135 3.5SW | Printed circuit board terminals, 5.00 mm, Number of poles: 13, 135°, Solder pin length (l): 3.5 mm, tinned, black, Tension clamp connection with actuator, Clamping range, max. : 2.5 mm², Box
21480 | 1957730000 | LMZFL 5/14/135 3.5SW | Printed circuit board terminals, 5.00 mm, Number of poles: 14, 135°, Solder pin length (l): 3.5 mm, tinned, black, Tension clamp connection with actuator, Clamping range, max. : 2.5 mm², Box
21481 | 1957740000 | LMZFL 5/15/135 3.5SW | Printed circuit board terminals, 5.00 mm, Number of poles: 15, 135°, Solder pin length (l): 3.5 mm, tinned, black, Tension clamp connection with actuator, Clamping range, max. : 2.5 mm², Box
21482 | 1957750000 | LMZFL 5/16/135 3.5SW | Printed circuit board terminals, 5.00 mm, Number of poles: 16, 135°, Solder pin length (l): 3.5 mm, tinned, black, Tension clamp connection with actuator, Clamping range, max. : 2.5 mm², Box
21483 | 1957770000 | LMZFL 5/18/135 3.5SW | Printed circuit board terminals, 5.00 mm, Number of poles: 18, 135°, Solder pin length (l): 3.5 mm, tinned, black, Tension clamp connection with actuator, Clamping range, max. : 2.5 mm², Box
21484 | 1957790000 | LMZFL 5/19/135 3.5SW | Printed circuit board terminals, 5.00 mm, Number of poles: 19, 135°, Solder pin length (l): 3.5 mm, tinned, black, Tension clamp connection with actuator, Clamping range, max. : 2.5 mm², Box
21485 | 1957890000 | LMZFL 5/24/135 3.5SW | Printed circuit board terminals, 5.00 mm, Number of poles: 24, 135°, Solder pin length (l): 3.5 mm, tinned, black, Tension clamp connection with actuator, Clamping range, max. : 2.5 mm², Box
21486 | 1969780000 | SCZ 3.81/04/180G SN GN BX | PCB plug-in connector, male plug, 3.81 mm, Number of poles: 4, 180°, Clamping yoke connection, Clamping range, max. : 1.5 mm², Box
21487 | 1969800000 | SCZ 3.81/05/180G SN GN BX | PCB plug-in connector, male plug, 3.81 mm, Number of poles: 5, 180°, Clamping yoke connection, Clamping range, max. : 1.5 mm², Box
21488 | 1969860000 | SCZ 3.81/10/180G SN GN BX | PCB plug-in connector, male plug, 3.81 mm, Number of poles: 10, 180°, Clamping yoke connection, Clamping range, max. : 1.5 mm², Box
21489 | 1970260000 | SCZ 3.81/02/180FI SN OR BX | PCB plug-in connector, male plug, 3.81 mm, Number of poles: 2, 180°, Clamping yoke connection, Clamping range, max. : 1.5 mm², Box
21490 | 1970270000 | SCZ 3.81/03/180FI SN OR BX | PCB plug-in connector, male plug, 3.81 mm, Number of poles: 3, 180°, Clamping yoke connection, Clamping range, max. : 1.5 mm², Box
21491 | 1970300000 | BCF 3.81/02/180F SN OR BX | PCB plug-in connector, female plug, 3.81 mm, Number of poles: 2, 180°, PUSH IN with actuator, Tension-clamp connection, Clamping range, max. : 1.5 mm², Box
21492 | 1970310000 | SCZ 3.81/04/180FI SN OR BX | PCB plug-in connector, male plug, 3.81 mm, Number of poles: 4, 180°, Clamping yoke connection, Clamping range, max. : 1.5 mm², Box
21493 | 1970320000 | SCZ 3.81/05/180FI SN OR BX | PCB plug-in connector, male plug, 3.81 mm, Number of poles: 5, 180°, Clamping yoke connection, Clamping range, max. : 1.5 mm², Box
21494 | 1970330000 | BCF 3.81/03/180F SN OR BX | PCB plug-in connector, female plug, 3.81 mm, Number of poles: 3, 180°, PUSH IN with actuator, Tension-clamp connection, Clamping range, max. : 1.5 mm², Box
21495 | 1970340000 | SCZ 3.81/06/180FI SN OR BX | PCB plug-in connector, male plug, 3.81 mm, Number of poles: 6, 180°, Clamping yoke connection, Clamping range, max. : 1.5 mm², Box
21496 | 1970350000 | SCZ 3.81/07/180FI SN OR BX | PCB plug-in connector, male plug, 3.81 mm, Number of poles: 7, 180°, Clamping yoke connection, Clamping range, max. : 1.5 mm², Box
21497 | 1970360000 | SCZ 3.81/08/180FI SN OR BX | PCB plug-in connector, male plug, 3.81 mm, Number of poles: 8, 180°, Clamping yoke connection, Clamping range, max. : 1.5 mm², Box
21498 | 1970370000 | BCF 3.81/04/180F SN OR BX | PCB plug-in connector, female plug, 3.81 mm, Number of poles: 4, 180°, PUSH IN with actuator, Tension-clamp connection, Clamping range, max. : 1.5 mm², Box
21499 | 1970380000 | BCF 3.81/05/180F SN OR BX | PCB plug-in connector, female plug, 3.81 mm, Number of poles: 5, 180°, PUSH IN with actuator, Tension-clamp connection, Clamping range, max. : 1.5 mm², Box
21500 | 1970390000 | SCZ 3.81/09/180FI SN OR BX | PCB plug-in connector, male plug, 3.81 mm, Number of poles: 9, 180°, Clamping yoke connection, Clamping range, max. : 1.5 mm², Box
21501 | 1970400000 | BCF 3.81/06/180F SN OR BX | PCB plug-in connector, female plug, 3.81 mm, Number of poles: 6, 180°, PUSH IN with actuator, Tension-clamp connection, Clamping range, max. : 1.5 mm², Box
21502 | 1970410000 | SCZ 3.81/10/180FI SN OR BX | PCB plug-in connector, male plug, 3.81 mm, Number of poles: 10, 180°, Clamping yoke connection, Clamping range, max. : 1.5 mm², Box
21503 | 1970420000 | SCZ 3.81/11/180FI SN OR BX | PCB plug-in connector, male plug, 3.81 mm, Number of poles: 11, 180°, Clamping yoke connection, Clamping range, max. : 1.5 mm², Box
21504 | 1970430000 | SCZ 3.81/12/180FI SN OR BX | PCB plug-in connector, male plug, 3.81 mm, Number of poles: 12, 180°, Clamping yoke connection, Clamping range, max. : 1.5 mm², Box
21505 | 1970440000 | BCF 3.81/07/180F SN OR BX | PCB plug-in connector, female plug, 3.81 mm, Number of poles: 7, 180°, PUSH IN with actuator, Tension-clamp connection, Clamping range, max. : 1.5 mm², Box
21506 | 1970550000 | BCF 3.81/08/180F SN OR BX | PCB plug-in connector, female plug, 3.81 mm, Number of poles: 8, 180°, PUSH IN with actuator, Tension-clamp connection, Clamping range, max. : 1.5 mm², Box
21507 | 1970570000 | BCF 3.81/09/180F SN OR BX | PCB plug-in connector, female plug, 3.81 mm, Number of poles: 9, 180°, PUSH IN with actuator, Tension-clamp connection, Clamping range, max. : 1.5 mm², Box
21508 | 1970580000 | BCF 3.81/10/180F SN OR BX | PCB plug-in connector, female plug, 3.81 mm, Number of poles: 10, 180°, PUSH IN with actuator, Tension-clamp connection, Clamping range, max. : 1.5 mm², Box
21509 | 1970620000 | BCF 3.81/11/180F SN OR BX | PCB plug-in connector, female plug, 3.81 mm, Number of poles: 11, 180°, PUSH IN with actuator, Tension-clamp connection, Clamping range, max. : 1.5 mm², Box
21510 | 1970650000 | BCF 3.81/12/180F SN OR BX | PCB plug-in connector, female plug, 3.81 mm, Number of poles: 12, 180°, PUSH IN with actuator, Tension-clamp connection, Clamping range, max. : 1.5 mm², Box
21511 | 1970690000 | BCF 3.81/13/180F SN OR BX | PCB plug-in connector, female plug, 3.81 mm, Number of poles: 13, 180°, PUSH IN with actuator, Tension-clamp connection, Clamping range, max. : 1.5 mm², Box
21512 | 1970730000 | BCF 3.81/14/180F SN OR BX | PCB plug-in connector, female plug, 3.81 mm, Number of poles: 14, 180°, PUSH IN with actuator, Tension-clamp connection, Clamping range, max. : 1.5 mm², Box
21513 | 1970750000 | BCF 3.81/15/180F SN OR BX | PCB plug-in connector, female plug, 3.81 mm, Number of poles: 15, 180°, PUSH IN with actuator, Tension-clamp connection, Clamping range, max. : 1.5 mm², Box
21514 | 1970820000 | BCF 3.81/16/180F SN OR BX | PCB plug-in connector, female plug, 3.81 mm, Number of poles: 16, 180°, PUSH IN with actuator, Tension-clamp connection, Clamping range, max. : 1.5 mm², Box
21515 | 1970850000 | BCF 3.81/17/180F SN OR BX | PCB plug-in connector, female plug, 3.81 mm, Number of poles: 17, 180°, PUSH IN with actuator, Tension-clamp connection, Clamping range, max. : 1.5 mm², Box
21516 | 1970890000 | BCF 3.81/18/180F SN OR BX | PCB plug-in connector, female plug, 3.81 mm, Number of poles: 18, 180°, PUSH IN with actuator, Tension-clamp connection, Clamping range, max. : 1.5 mm², Box
21517 | 1970910000 | SCZ 3.81/02/180F SN OR BX | PCB plug-in connector, male plug, 3.81 mm, Number of poles: 2, 180°, Clamping yoke connection, Clamping range, max. : 1.5 mm², Box
21518 | 1970920000 | SCZ 3.81/03/180F SN OR BX | PCB plug-in connector, male plug, 3.81 mm, Number of poles: 3, 180°, Clamping yoke connection, Clamping range, max. : 1.5 mm², Box
21519 | 1970930000 | SCZ 3.81/04/180F SN OR BX | PCB plug-in connector, male plug, 3.81 mm, Number of poles: 4, 180°, Clamping yoke connection, Clamping range, max. : 1.5 mm², Box
21520 | 1970940000 | SCZ 3.81/05/180F SN OR BX | PCB plug-in connector, male plug, 3.81 mm, Number of poles: 5, 180°, Clamping yoke connection, Clamping range, max. : 1.5 mm², Box
21521 | 1970960000 | SCZ 3.81/06/180F SN OR BX | PCB plug-in connector, male plug, 3.81 mm, Number of poles: 6, 180°, Clamping yoke connection, Clamping range, max. : 1.5 mm², Box
21522 | 1970970000 | SCZ 3.81/07/180F SN OR BX | PCB plug-in connector, male plug, 3.81 mm, Number of poles: 7, 180°, Clamping yoke connection, Clamping range, max. : 1.5 mm², Box
21523 | 1970980000 | SCZ 3.81/08/180F SN OR BX | PCB plug-in connector, male plug, 3.81 mm, Number of poles: 8, 180°, Clamping yoke connection, Clamping range, max. : 1.5 mm², Box
21524 | 1970990000 | SCZ 3.81/09/180F SN OR BX | PCB plug-in connector, male plug, 3.81 mm, Number of poles: 9, 180°, Clamping yoke connection, Clamping range, max. : 1.5 mm², Box
21525 | 1971000000 | SCZ 3.81/10/180F SN OR BX | PCB plug-in connector, male plug, 3.81 mm, Number of poles: 10, 180°, Clamping yoke connection, Clamping range, max. : 1.5 mm², Box
21526 | 1971010000 | SCZ 3.81/11/180F SN OR BX | PCB plug-in connector, male plug, 3.81 mm, Number of poles: 11, 180°, Clamping yoke connection, Clamping range, max. : 1.5 mm², Box
21527 | 1971020000 | SCZ 3.81/12/180F SN OR BX | PCB plug-in connector, male plug, 3.81 mm, Number of poles: 12, 180°, Clamping yoke connection, Clamping range, max. : 1.5 mm², Box
21528 | 1971100000 | BCF 3.81/03/180F SN GN BX | PCB plug-in connector, female plug, 3.81 mm, Number of poles: 3, 180°, PUSH IN with actuator, Tension-clamp connection, Clamping range, max. : 1.5 mm², Box
21529 | 1971130000 | BCF 3.81/04/180F SN GN BX | PCB plug-in connector, female plug, 3.81 mm, Number of poles: 4, 180°, PUSH IN with actuator, Tension-clamp connection, Clamping range, max. : 1.5 mm², Box
21530 | 1971150000 | BCF 3.81/05/180F SN GN BX | PCB plug-in connector, female plug, 3.81 mm, Number of poles: 5, 180°, PUSH IN with actuator, Tension-clamp connection, Clamping range, max. : 1.5 mm², Box
21531 | 1972790000 | SCD 3.81/04/90G 3.2SN OR BX | PCB plug-in connector, male header, closed side, THT solder connection, 3.81 mm, Number of poles: 4, 90°, Solder pin length (l): 3.2 mm, tinned, orange, Box
21532 | 1972800000 | SCD 3.81/06/90G 3.2SN OR BX | PCB plug-in connector, male header, closed side, THT solder connection, 3.81 mm, Number of poles: 6, 90°, Solder pin length (l): 3.2 mm, tinned, orange, Box
21533 | 1972810000 | SCD 3.81/08/90G 3.2SN OR BX | PCB plug-in connector, male header, closed side, THT solder connection, 3.81 mm, Number of poles: 8, 90°, Solder pin length (l): 3.2 mm, tinned, orange, Box
21534 | 1972820000 | SCD 3.81/10/90G 3.2SN OR BX | PCB plug-in connector, male header, closed side, THT solder connection, 3.81 mm, Number of poles: 10, 90°, Solder pin length (l): 3.2 mm, tinned, orange, Box
21535 | 1972830000 | SCD 3.81/12/90G 3.2SN OR BX | PCB plug-in connector, male header, closed side, THT solder connection, 3.81 mm, Number of poles: 12, 90°, Solder pin length (l): 3.2 mm, tinned, orange, Box
21536 | 1972840000 | SCD 3.81/14/90G 3.2SN OR BX | PCB plug-in connector, male header, closed side, THT solder connection, 3.81 mm, Number of poles: 14, 90°, Solder pin length (l): 3.2 mm, tinned, orange, Box
21537 | 1972850000 | SCD 3.81/16/90G 3.2SN OR BX | PCB plug-in connector, male header, closed side, THT solder connection, 3.81 mm, Number of poles: 16, 90°, Solder pin length (l): 3.2 mm, tinned, orange, Box
21538 | 1972860000 | SCD 3.81/18/90G 3.2SN OR BX | PCB plug-in connector, male header, closed side, THT solder connection, 3.81 mm, Number of poles: 18, 90°, Solder pin length (l): 3.2 mm, tinned, orange, Box
21539 | 1972870000 | SCD 3.81/20/90G 3.2SN OR BX | PCB plug-in connector, male header, closed side, THT solder connection, 3.81 mm, Number of poles: 20, 90°, Solder pin length (l): 3.2 mm, tinned, orange, Box
21540 | 1972880000 | SCD 3.81/22/90G 3.2SN OR BX | PCB plug-in connector, male header, closed side, THT solder connection, 3.81 mm, Number of poles: 22, 90°, Solder pin length (l): 3.2 mm, tinned, orange, Box
21541 | 1972890000 | SCD 3.81/24/90G 3.2SN OR BX | PCB plug-in connector, male header, closed side, THT solder connection, 3.81 mm, Number of poles: 24, 90°, Solder pin length (l): 3.2 mm, tinned, orange, Box
21542 | 1972900000 | SCD 3.81/26/90G 3.2SN OR BX | PCB plug-in connector, male header, closed side, THT solder connection, 3.81 mm, Number of poles: 26, 90°, Solder pin length (l): 3.2 mm, tinned, orange, Box
21543 | 1972910000 | SCD 3.81/28/90G 3.2SN OR BX | PCB plug-in connector, male header, closed side, THT solder connection, 3.81 mm, Number of poles: 28, 90°, Solder pin length (l): 3.2 mm, tinned, orange, Box
21544 | 1972920000 | SCD 3.81/30/90G 3.2SN OR BX | PCB plug-in connector, male header, closed side, THT solder connection, 3.81 mm, Number of poles: 30, 90°, Solder pin length (l): 3.2 mm, tinned, orange, Box
21545 | 1972930000 | SCD 3.81/32/90G 3.2SN OR BX | PCB plug-in connector, male header, closed side, THT solder connection, 3.81 mm, Number of poles: 32, 90°, Solder pin length (l): 3.2 mm, tinned, orange, Box
21546 | 1973030000 | SCD 3.81/20/90G 3.2SN GN BX | PCB plug-in connector, male header, closed side, THT solder connection, 3.81 mm, Number of poles: 20, 90°, Solder pin length (l): 3.2 mm, tinned, Pale green, Box
21547 | 1973260000 | SCD 3.81/04/90F 3.2SN OR BX | PCB plug-in connector, male header, Flange, THT solder connection, 3.81 mm, Number of poles: 4, 90°, Solder pin length (l): 3.2 mm, tinned, orange, Box
21548 | 1973270000 | SCD 3.81/06/90F 3.2SN OR BX | PCB plug-in connector, male header, Flange, THT solder connection, 3.81 mm, Number of poles: 6, 90°, Solder pin length (l): 3.2 mm, tinned, orange, Box
21549 | 1973280000 | SCD 3.81/08/90F 3.2SN OR BX | PCB plug-in connector, male header, Flange, THT solder connection, 3.81 mm, Number of poles: 8, 90°, Solder pin length (l): 3.2 mm, tinned, orange, Box
21550 | 1973290000 | SCD 3.81/10/90F 3.2SN OR BX | PCB plug-in connector, male header, Flange, THT solder connection, 3.81 mm, Number of poles: 10, 90°, Solder pin length (l): 3.2 mm, tinned, orange, Box
21551 | 1973300000 | SCD 3.81/12/90F 3.2SN OR BX | PCB plug-in connector, male header, Flange, THT solder connection, 3.81 mm, Number of poles: 12, 90°, Solder pin length (l): 3.2 mm, tinned, orange, Box
21552 | 1973310000 | SCD 3.81/14/90F 3.2SN OR BX | PCB plug-in connector, male header, Flange, THT solder connection, 3.81 mm, Number of poles: 14, 90°, Solder pin length (l): 3.2 mm, tinned, orange, Box
21553 | 1973320000 | SCD 3.81/16/90F 3.2SN OR BX | PCB plug-in connector, male header, Flange, THT solder connection, 3.81 mm, Number of poles: 16, 90°, Solder pin length (l): 3.2 mm, tinned, orange, Box
21554 | 1973330000 | SCD 3.81/18/90F 3.2SN OR BX | PCB plug-in connector, male header, Flange, THT solder connection, 3.81 mm, Number of poles: 18, 90°, Solder pin length (l): 3.2 mm, tinned, orange, Box
21555 | 1973340000 | SCD 3.81/20/90F 3.2SN OR BX | PCB plug-in connector, male header, Flange, THT solder connection, 3.81 mm, Number of poles: 20, 90°, Solder pin length (l): 3.2 mm, tinned, orange, Box
21556 | 1973350000 | SCD 3.81/22/90F 3.2SN OR BX | PCB plug-in connector, male header, Flange, THT solder connection, 3.81 mm, Number of poles: 22, 90°, Solder pin length (l): 3.2 mm, tinned, orange, Box
21557 | 1973360000 | SCD 3.81/24/90F 3.2SN OR BX | PCB plug-in connector, male header, Flange, THT solder connection, 3.81 mm, Number of poles: 24, 90°, Solder pin length (l): 3.2 mm, tinned, orange, Box
21558 | 1973370000 | SCD 3.81/26/90F 3.2SN OR BX | PCB plug-in connector, male header, Flange, THT solder connection, 3.81 mm, Number of poles: 26, 90°, Solder pin length (l): 3.2 mm, tinned, orange, Box
21559 | 1973380000 | SCD 3.81/28/90F 3.2SN OR BX | PCB plug-in connector, male header, Flange, THT solder connection, 3.81 mm, Number of poles: 28, 90°, Solder pin length (l): 3.2 mm, tinned, orange, Box
21560 | 1973390000 | SCD 3.81/30/90F 3.2SN OR BX | PCB plug-in connector, male header, Flange, THT solder connection, 3.81 mm, Number of poles: 30, 90°, Solder pin length (l): 3.2 mm, tinned, orange, Box
21561 | 1973400000 | SCD 3.81/32/90F 3.2SN OR BX | PCB plug-in connector, male header, Flange, THT solder connection, 3.81 mm, Number of poles: 32, 90°, Solder pin length (l): 3.2 mm, tinned, orange, Box
21562 | 1973430000 | SCD 3.81/08/90F 3.2SN GN BX | PCB plug-in connector, male header, Flange, THT solder connection, 3.81 mm, Number of poles: 8, 90°, Solder pin length (l): 3.2 mm, tinned, Pale green, Box
21563 | 1973730000 | SCD-THR 3.81/04/90G 3.2SN BK BX | PCB plug-in connector, male header, closed side, THT/THR solder connection, 3.81 mm, Number of poles: 4, 90°, Solder pin length (l): 3.2 mm, tinned, black, Box
21564 | 1973740000 | SCD-THR 3.81/06/90G 3.2SN BK BX | PCB plug-in connector, male header, closed side, THT/THR solder connection, 3.81 mm, Number of poles: 6, 90°, Solder pin length (l): 3.2 mm, tinned, black, Box
21565 | 1973750000 | SCD-THR 3.81/08/90G 3.2SN BK BX | PCB plug-in connector, male header, closed side, THT/THR solder connection, 3.81 mm, Number of poles: 8, 90°, Solder pin length (l): 3.2 mm, tinned, black, Box
21566 | 1973760000 | SCD-THR 3.81/10/90G 3.2SN BK BX | PCB plug-in connector, male header, closed side, THT/THR solder connection, 3.81 mm, Number of poles: 10, 90°, Solder pin length (l): 3.2 mm, tinned, black, Box
21567 | 1973770000 | SCD-THR 3.81/12/90G 3.2SN BK BX | PCB plug-in connector, male header, closed side, THT/THR solder connection, 3.81 mm, Number of poles: 12, 90°, Solder pin length (l): 3.2 mm, tinned, black, Box
21568 | 1973780000 | SCD-THR 3.81/14/90G 3.2SN BK BX | PCB plug-in connector, male header, closed side, THT/THR solder connection, 3.81 mm, Number of poles: 14, 90°, Solder pin length (l): 3.2 mm, tinned, black, Box
21569 | 1973790000 | SCD-THR 3.81/16/90G 3.2SN BK BX | PCB plug-in connector, male header, closed side, THT/THR solder connection, 3.81 mm, Number of poles: 16, 90°, Solder pin length (l): 3.2 mm, tinned, black, Box
21570 | 1973800000 | SCD-THR 3.81/18/90G 3.2SN BK BX | PCB plug-in connector, male header, closed side, THT/THR solder connection, 3.81 mm, Number of poles: 18, 90°, Solder pin length (l): 3.2 mm, tinned, black, Box
21571 | 1973810000 | SCD-THR 3.81/20/90G 3.2SN BK BX | PCB plug-in connector, male header, closed side, THT/THR solder connection, 3.81 mm, Number of poles: 20, 90°, Solder pin length (l): 3.2 mm, tinned, black, Box
21572 | 1973820000 | SCD-THR 3.81/22/90G 3.2SN BK BX | PCB plug-in connector, male header, closed side, THT/THR solder connection, 3.81 mm, Number of poles: 22, 90°, Solder pin length (l): 3.2 mm, tinned, black, Box
21573 | 1973830000 | SCD-THR 3.81/24/90G 3.2SN BK BX | PCB plug-in connector, male header, closed side, THT/THR solder connection, 3.81 mm, Number of poles: 24, 90°, Solder pin length (l): 3.2 mm, tinned, black, Box
21574 | 1973840000 | SCD-THR 3.81/26/90G 3.2SN BK BX | PCB plug-in connector, male header, closed side, THT/THR solder connection, 3.81 mm, Number of poles: 26, 90°, Solder pin length (l): 3.2 mm, tinned, black, Box
21575 | 1973850000 | SCD-THR 3.81/28/90G 3.2SN BK BX | PCB plug-in connector, male header, closed side, THT/THR solder connection, 3.81 mm, Number of poles: 28, 90°, Solder pin length (l): 3.2 mm, tinned, black, Box
21576 | 1973860000 | SCD-THR 3.81/30/90G 3.2SN BK BX | PCB plug-in connector, male header, closed side, THT/THR solder connection, 3.81 mm, Number of poles: 30, 90°, Solder pin length (l): 3.2 mm, tinned, black, Box
21577 | 1973870000 | SCD-THR 3.81/32/90G 3.2SN BK BX | PCB plug-in connector, male header, closed side, THT/THR solder connection, 3.81 mm, Number of poles: 32, 90°, Solder pin length (l): 3.2 mm, tinned, black, Box
21578 | 1974180000 | SCD-THR 3.81/04/90F 3.2SN BK BX | PCB plug-in connector, male header, Flange, THT/THR solder connection, 3.81 mm, Number of poles: 4, 90°, Solder pin length (l): 3.2 mm, tinned, black, Box
21579 | 1974190000 | SCD-THR 3.81/06/90F 3.2SN BK BX | PCB plug-in connector, male header, Flange, THT/THR solder connection, 3.81 mm, Number of poles: 6, 90°, Solder pin length (l): 3.2 mm, tinned, black, Box
21580 | 1974200000 | SCD-THR 3.81/08/90F 3.2SN BK BX | PCB plug-in connector, male header, Flange, THT/THR solder connection, 3.81 mm, Number of poles: 8, 90°, Solder pin length (l): 3.2 mm, tinned, black, Box
21581 | 1974210000 | SCD-THR 3.81/10/90F 3.2SN BK BX | PCB plug-in connector, male header, Flange, THT/THR solder connection, 3.81 mm, Number of poles: 10, 90°, Solder pin length (l): 3.2 mm, tinned, black, Box
21582 | 1974220000 | SCD-THR 3.81/12/90F 3.2SN BK BX | PCB plug-in connector, male header, Flange, THT/THR solder connection, 3.81 mm, Number of poles: 12, 90°, Solder pin length (l): 3.2 mm, tinned, black, Box
21583 | 1974230000 | SCD-THR 3.81/14/90F 3.2SN BK BX | PCB plug-in connector, male header, Flange, THT/THR solder connection, 3.81 mm, Number of poles: 14, 90°, Solder pin length (l): 3.2 mm, tinned, black, Box
21584 | 1974240000 | SCD-THR 3.81/16/90F 3.2SN BK BX | PCB plug-in connector, male header, Flange, THT/THR solder connection, 3.81 mm, Number of poles: 16, 90°, Solder pin length (l): 3.2 mm, tinned, black, Box
21585 | 1974250000 | SCD-THR 3.81/18/90F 3.2SN BK BX | PCB plug-in connector, male header, Flange, THT/THR solder connection, 3.81 mm, Number of poles: 18, 90°, Solder pin length (l): 3.2 mm, tinned, black, Box
21586 | 1974290000 | SCD-THR 3.81/20/90F 3.2SN BK BX | PCB plug-in connector, male header, Flange, THT/THR solder connection, 3.81 mm, Number of poles: 20, 90°, Solder pin length (l): 3.2 mm, tinned, black, Box
21587 | 1974310000 | SCD-THR 3.81/22/90F 3.2SN BK BX | PCB plug-in connector, male header, Flange, THT/THR solder connection, 3.81 mm, Number of poles: 22, 90°, Solder pin length (l): 3.2 mm, tinned, black, Box
21588 | 1974330000 | SCD-THR 3.81/24/90F 3.2SN BK BX | PCB plug-in connector, male header, Flange, THT/THR solder connection, 3.81 mm, Number of poles: 24, 90°, Solder pin length (l): 3.2 mm, tinned, black, Box
21589 | 1974350000 | SCD-THR 3.81/26/90F 3.2SN BK BX | PCB plug-in connector, male header, Flange, THT/THR solder connection, 3.81 mm, Number of poles: 26, 90°, Solder pin length (l): 3.2 mm, tinned, black, Box
21590 | 1974440000 | SCD-THR 3.81/28/90F 3.2SN BK BX | PCB plug-in connector, male header, Flange, THT/THR solder connection, 3.81 mm, Number of poles: 28, 90°, Solder pin length (l): 3.2 mm, tinned, black, Box
21591 | 1974470000 | SCD-THR 3.81/30/90F 3.2SN BK BX | PCB plug-in connector, male header, Flange, THT/THR solder connection, 3.81 mm, Number of poles: 30, 90°, Solder pin length (l): 3.2 mm, tinned, black, Box
21592 | 1974490000 | SCD-THR 3.81/32/90F 3.2SN BK BX | PCB plug-in connector, male header, Flange, THT/THR solder connection, 3.81 mm, Number of poles: 32, 90°, Solder pin length (l): 3.2 mm, tinned, black, Box
21593 | 1974750000 | BCL-SMT 3.81/02/90 1.5SN BK BX | PCB plug-in connector, female header, closed side, THT/THR solder connection, 3.81 mm, Number of poles: 2, 90°, Solder pin length (l): 1.5 mm, tinned, black, Box
21594 | 1974770000 | BCL-SMT 3.81/03/90 1.5SN BK BX | PCB plug-in connector, female header, closed side, THT/THR solder connection, 3.81 mm, Number of poles: 3, 90°, Solder pin length (l): 1.5 mm, tinned, black, Box
21595 | 1974780000 | BCL-SMT 3.81/04/90 1.5SN BK BX | PCB plug-in connector, female header, closed side, THT/THR solder connection, 3.81 mm, Number of poles: 4, 90°, Solder pin length (l): 1.5 mm, tinned, black, Box
21596 | 1974800000 | BCL-SMT 3.81/05/90 1.5SN BK BX | PCB plug-in connector, female header, closed side, THT/THR solder connection, 3.81 mm, Number of poles: 5, 90°, Solder pin length (l): 1.5 mm, tinned, black, Box
21597 | 1974820000 | BCL-SMT 3.81/06/90 1.5SN BK BX | PCB plug-in connector, female header, closed side, THT/THR solder connection, 3.81 mm, Number of poles: 6, 90°, Solder pin length (l): 1.5 mm, tinned, black, Box
21598 | 1974840000 | BCL-SMT 3.81/07/90 1.5SN BK BX | PCB plug-in connector, female header, closed side, THT/THR solder connection, 3.81 mm, Number of poles: 7, 90°, Solder pin length (l): 1.5 mm, tinned, black, Box
21599 | 1974850000 | BCL-SMT 3.81/08/90 1.5SN BK BX | PCB plug-in connector, female header, closed side, THT/THR solder connection, 3.81 mm, Number of poles: 8, 90°, Solder pin length (l): 1.5 mm, tinned, black, Box
21600 | 1974880000 | BCL-SMT 3.81/09/90 1.5SN BK BX | PCB plug-in connector, female header, closed side, THT/THR solder connection, 3.81 mm, Number of poles: 9, 90°, Solder pin length (l): 1.5 mm, tinned, black, Box
21601 | 1974890000 | BCL-SMT 3.81/10/90 1.5SN BK BX | PCB plug-in connector, female header, closed side, THT/THR solder connection, 3.81 mm, Number of poles: 10, 90°, Solder pin length (l): 1.5 mm, tinned, black, Box
21602 | 1974910000 | BCL-SMT 3.81/11/90 1.5SN BK BX | PCB plug-in connector, female header, closed side, THT/THR solder connection, 3.81 mm, Number of poles: 11, 90°, Solder pin length (l): 1.5 mm, tinned, black, Box
21603 | 1974930000 | BCL-SMT 3.81/12/90 1.5SN BK BX | PCB plug-in connector, female header, closed side, THT/THR solder connection, 3.81 mm, Number of poles: 12, 90°, Solder pin length (l): 1.5 mm, tinned, black, Box
21604 | 1975690000 | BCL-SMT 3.81/02/90F 1.5SN BK BX | PCB plug-in connector, female header, Flange, THT/THR solder connection, 3.81 mm, Number of poles: 2, 90°, Solder pin length (l): 1.5 mm, tinned, black, Box
21605 | 1975700000 | BCL-SMT 3.81/03/90F 1.5SN BK BX | PCB plug-in connector, female header, Flange, THT/THR solder connection, 3.81 mm, Number of poles: 3, 90°, Solder pin length (l): 1.5 mm, tinned, black, Box
21606 | 1975710000 | BCL-SMT 3.81/04/90F 1.5SN BK BX | PCB plug-in connector, female header, Flange, THT/THR solder connection, 3.81 mm, Number of poles: 4, 90°, Solder pin length (l): 1.5 mm, tinned, black, Box
21607 | 1975720000 | SC 3.81/02/135G 3.2SN OR BX | PCB plug-in connector, male header, closed side, THT solder connection, 3.81 mm, Number of poles: 2, 135°, Solder pin length (l): 3.2 mm, tinned, orange, Box
21608 | 1975730000 | BCL-SMT 3.81/05/90F 1.5SN BK BX | PCB plug-in connector, female header, Flange, THT/THR solder connection, 3.81 mm, Number of poles: 5, 90°, Solder pin length (l): 1.5 mm, tinned, black, Box
21609 | 1975740000 | BCL-SMT 3.81/06/90F 1.5SN BK BX | PCB plug-in connector, female header, Flange, THT/THR solder connection, 3.81 mm, Number of poles: 6, 90°, Solder pin length (l): 1.5 mm, tinned, black, Box
21610 | 1975750000 | BCL-SMT 3.81/07/90F 1.5SN BK BX | PCB plug-in connector, female header, Flange, THT/THR solder connection, 3.81 mm, Number of poles: 7, 90°, Solder pin length (l): 1.5 mm, tinned, black, Box
21611 | 1975760000 | BCL-SMT 3.81/08/90F 1.5SN BK BX | PCB plug-in connector, female header, Flange, THT/THR solder connection, 3.81 mm, Number of poles: 8, 90°, Solder pin length (l): 1.5 mm, tinned, black, Box
21612 | 1975770000 | SC 3.81/03/135G 3.2SN OR BX | PCB plug-in connector, male header, closed side, THT solder connection, 3.81 mm, Number of poles: 3, 135°, Solder pin length (l): 3.2 mm, tinned, orange, Box
21613 | 1975780000 | BCL-SMT 3.81/09/90F 1.5SN BK BX | PCB plug-in connector, female header, Flange, THT/THR solder connection, 3.81 mm, Number of poles: 9, 90°, Solder pin length (l): 1.5 mm, tinned, black, Box
21614 | 1975790000 | BCL-SMT 3.81/10/90F 1.5SN BK | PCB plug-in connector, female header, Flange, THT/THR solder connection, 3.81 mm, Number of poles: 10, 90°, Solder pin length (l): 1.5 mm, tinned, black, Box
21615 | 1975800000 | SC 3.81/04/135G 3.2SN OR BX | PCB plug-in connector, male header, closed side, THT solder connection, 3.81 mm, Number of poles: 4, 135°, Solder pin length (l): 3.2 mm, tinned, orange, Box
21616 | 1975810000 | SC 3.81/05/135G 3.2SN OR BX | PCB plug-in connector, male header, closed side, THT solder connection, 3.81 mm, Number of poles: 5, 135°, Solder pin length (l): 3.2 mm, tinned, orange, Box
21617 | 1975820000 | BCL-SMT 3.81/11/90F 1.5SN BK | PCB plug-in connector, female header, Flange, THT/THR solder connection, 3.81 mm, Number of poles: 11, 90°, Solder pin length (l): 1.5 mm, tinned, black, Box
21618 | 1975830000 | BCL-SMT 3.81/12/90F 1.5SN BK | PCB plug-in connector, female header, Flange, THT/THR solder connection, 3.81 mm, Number of poles: 12, 90°, Solder pin length (l): 1.5 mm, tinned, black, Box
21619 | 1975880000 | SC 3.81/06/135G 3.2SN OR BX | PCB plug-in connector, male header, closed side, THT solder connection, 3.81 mm, Number of poles: 6, 135°, Solder pin length (l): 3.2 mm, tinned, orange, Box
21620 | 1975900000 | SC 3.81/07/135G 3.2SN OR BX | PCB plug-in connector, male header, closed side, THT solder connection, 3.81 mm, Number of poles: 7, 135°, Solder pin length (l): 3.2 mm, tinned, orange, Box
21621 | 1975920000 | SC 3.81/08/135G 3.2SN OR BX | PCB plug-in connector, male header, closed side, THT solder connection, 3.81 mm, Number of poles: 8, 135°, Solder pin length (l): 3.2 mm, tinned, orange, Box
21622 | 1975930000 | SC 3.81/09/135G 3.2SN OR BX | PCB plug-in connector, male header, closed side, THT solder connection, 3.81 mm, Number of poles: 9, 135°, Solder pin length (l): 3.2 mm, tinned, orange, Box
21623 | 1975940000 | SC 3.81/10/135G 3.2SN OR BX | PCB plug-in connector, male header, closed side, THT solder connection, 3.81 mm, Number of poles: 10, 135°, Solder pin length (l): 3.2 mm, tinned, orange, Box
21624 | 1975950000 | SC 3.81/11/135G 3.2SN OR BX | PCB plug-in connector, male header, closed side, THT solder connection, 3.81 mm, Number of poles: 11, 135°, Solder pin length (l): 3.2 mm, tinned, orange, Box
21625 | 1975960000 | SC 3.81/12/135G 3.2SN OR BX | PCB plug-in connector, male header, closed side, THT solder connection, 3.81 mm, Number of poles: 12, 135°, Solder pin length (l): 3.2 mm, tinned, orange, Box
21626 | 1975970000 | SC 3.81/13/135G 3.2SN OR BX | PCB plug-in connector, male header, closed side, THT solder connection, 3.81 mm, Number of poles: 13, 135°, Solder pin length (l): 3.2 mm, tinned, orange, Box
21627 | 1975980000 | SC 3.81/14/135G 3.2SN OR BX | PCB plug-in connector, male header, closed side, THT solder connection, 3.81 mm, Number of poles: 14, 135°, Solder pin length (l): 3.2 mm, tinned, orange, Box
21628 | 1975990000 | SC 3.81/15/135G 3.2SN OR BX | PCB plug-in connector, male header, closed side, THT solder connection, 3.81 mm, Number of poles: 15, 135°, Solder pin length (l): 3.2 mm, tinned, orange, Box
21629 | 1976000000 | SC 3.81/16/135G 3.2SN OR BX | PCB plug-in connector, male header, closed side, THT solder connection, 3.81 mm, Number of poles: 16, 135°, Solder pin length (l): 3.2 mm, tinned, orange, Box
21630 | 1976010000 | SC 3.81/02/135G 3.2SN GN BX | PCB plug-in connector, male header, closed side, THT solder connection, 3.81 mm, Number of poles: 2, 135°, Solder pin length (l): 3.2 mm, tinned, Pale green, Box
21631 | 1976020000 | SC 3.81/03/135G 3.2SN GN BX | PCB plug-in connector, male header, closed side, THT solder connection, 3.81 mm, Number of poles: 3, 135°, Solder pin length (l): 3.2 mm, tinned, Pale green, Box
21632 | 1976030000 | SC 3.81/04/135G 3.2SN GN BX | PCB plug-in connector, male header, closed side, THT solder connection, 3.81 mm, Number of poles: 4, 135°, Solder pin length (l): 3.2 mm, tinned, Pale green, Box
21633 | 1976040000 | SC 3.81/05/135G 3.2SN GN BX | PCB plug-in connector, male header, closed side, THT solder connection, 3.81 mm, Number of poles: 5, 135°, Solder pin length (l): 3.2 mm, tinned, Pale green, Box
21634 | 1976090000 | SC 3.81/07/135G 3.2SN GN BX | PCB plug-in connector, male header, closed side, THT solder connection, 3.81 mm, Number of poles: 7, 135°, Solder pin length (l): 3.2 mm, tinned, Pale green, Box
21635 | 1976140000 | SC 3.81/08/135G 3.2SN GN BX | PCB plug-in connector, male header, closed side, THT solder connection, 3.81 mm, Number of poles: 8, 135°, Solder pin length (l): 3.2 mm, tinned, Pale green, Box
21636 | 1976160000 | SC 3.81/09/135G 3.2SN GN BX | PCB plug-in connector, male header, closed side, THT solder connection, 3.81 mm, Number of poles: 9, 135°, Solder pin length (l): 3.2 mm, tinned, Pale green, Box
21637 | 1976230000 | SC 3.81/12/135G 3.2SN GN BX | PCB plug-in connector, male header, closed side, THT solder connection, 3.81 mm, Number of poles: 12, 135°, Solder pin length (l): 3.2 mm, tinned, Pale green, Box
21638 | 1976490000 | BCL-SMT 3.81/02/180 1.5SN BK BX | PCB plug-in connector, female header, closed side, THT/THR solder connection, 3.81 mm, Number of poles: 2, 180°, Solder pin length (l): 1.5 mm, tinned, black, Box
21639 | 1976500000 | BCL-SMT 3.81/03/180 1.5SN BK BX | PCB plug-in connector, female header, closed side, THT/THR solder connection, 3.81 mm, Number of poles: 3, 180°, Solder pin length (l): 1.5 mm, tinned, black, Box
21640 | 1976520000 | BCL-SMT 3.81/04/180 1.5SN BK BX | PCB plug-in connector, female header, closed side, THT/THR solder connection, 3.81 mm, Number of poles: 4, 180°, Solder pin length (l): 1.5 mm, tinned, black, Box
21641 | 1976530000 | BCL-SMT 3.81/05/180 1.5SN BK BX | PCB plug-in connector, female header, closed side, THT/THR solder connection, 3.81 mm, Number of poles: 5, 180°, Solder pin length (l): 1.5 mm, tinned, black, Box
21642 | 1976550000 | BCL-SMT 3.81/06/180 1.5SN BK BX | PCB plug-in connector, female header, closed side, THT/THR solder connection, 3.81 mm, Number of poles: 6, 180°, Solder pin length (l): 1.5 mm, tinned, black, Box
21643 | 1976570000 | BCL-SMT 3.81/07/180 1.5SN BK BX | PCB plug-in connector, female header, closed side, THT/THR solder connection, 3.81 mm, Number of poles: 7, 180°, Solder pin length (l): 1.5 mm, tinned, black, Box
21644 | 1976580000 | BCL-SMT 3.81/08/180 1.5SN BK BX | PCB plug-in connector, female header, closed side, THT/THR solder connection, 3.81 mm, Number of poles: 8, 180°, Solder pin length (l): 1.5 mm, tinned, black, Box
21645 | 1976590000 | BCL-SMT 3.81/09/180 1.5SN BK BX | PCB plug-in connector, female header, closed side, THT/THR solder connection, 3.81 mm, Number of poles: 9, 180°, Solder pin length (l): 1.5 mm, tinned, black, Box
21646 | 1976610000 | BCL-SMT 3.81/10/180 1.5SN BK BX | PCB plug-in connector, female header, closed side, THT/THR solder connection, 3.81 mm, Number of poles: 10, 180°, Solder pin length (l): 1.5 mm, tinned, black, Box
21647 | 1976620000 | BCL-SMT 3.81/11/180 1.5SN BK BX | PCB plug-in connector, female header, closed side, THT/THR solder connection, 3.81 mm, Number of poles: 11, 180°, Solder pin length (l): 1.5 mm, tinned, black, Box
21648 | 1976640000 | BCL-SMT 3.81/12/180 1.5SN BK BX | PCB plug-in connector, female header, closed side, THT/THR solder connection, 3.81 mm, Number of poles: 12, 180°, Solder pin length (l): 1.5 mm, tinned, black, Box
21649 | 1976740000 | SC 3.81/02/135F 3.2SN OR BX | PCB plug-in connector, male header, Flange, THT solder connection, 3.81 mm, Number of poles: 2, 135°, Solder pin length (l): 3.2 mm, tinned, orange, Box
21650 | 1976750000 | SC 3.81/03/135F 3.2SN OR BX | PCB plug-in connector, male header, Flange, THT solder connection, 3.81 mm, Number of poles: 3, 135°, Solder pin length (l): 3.2 mm, tinned, orange, Box
21651 | 1976760000 | SC 3.81/04/135F 3.2SN OR BX | PCB plug-in connector, male header, Flange, THT solder connection, 3.81 mm, Number of poles: 4, 135°, Solder pin length (l): 3.2 mm, tinned, orange, Box
21652 | 1976770000 | SC 3.81/05/135F 3.2SN OR BX | PCB plug-in connector, male header, Flange, THT solder connection, 3.81 mm, Number of poles: 5, 135°, Solder pin length (l): 3.2 mm, tinned, orange, Box
21653 | 1976780000 | SC 3.81/06/135F 3.2SN OR BX | PCB plug-in connector, male header, Flange, THT solder connection, 3.81 mm, Number of poles: 6, 135°, Solder pin length (l): 3.2 mm, tinned, orange, Box
21654 | 1976790000 | SC 3.81/07/135F 3.2SN OR BX | PCB plug-in connector, male header, Flange, THT solder connection, 3.81 mm, Number of poles: 7, 135°, Solder pin length (l): 3.2 mm, tinned, orange, Box
21655 | 1976800000 | SC 3.81/08/135F 3.2SN OR BX | PCB plug-in connector, male header, Flange, THT solder connection, 3.81 mm, Number of poles: 8, 135°, Solder pin length (l): 3.2 mm, tinned, orange, Box
21656 | 1976810000 | SC 3.81/09/135F 3.2SN OR BX | PCB plug-in connector, male header, Flange, THT solder connection, 3.81 mm, Number of poles: 9, 135°, Solder pin length (l): 3.2 mm, tinned, orange, Box
21657 | 1976820000 | SC 3.81/10/135F 3.2SN OR BX | PCB plug-in connector, male header, Flange, THT solder connection, 3.81 mm, Number of poles: 10, 135°, Solder pin length (l): 3.2 mm, tinned, orange, Box
21658 | 1977250000 | SC-SMT 3.81/07/135G 3.2SN BK BX | PCB plug-in connector, male header, closed side, THT/THR solder connection, 3.81 mm, Number of poles: 7, 135°, Solder pin length (l): 3.2 mm, tinned, black, Box
21659 | 1977690000 | SC-SMT 3.81/08/135G 3.2SN BK BX | PCB plug-in connector, male header, closed side, THT/THR solder connection, 3.81 mm, Number of poles: 8, 135°, Solder pin length (l): 3.2 mm, tinned, black, Box
21660 | 1977700000 | SC-SMT 3.81/09/135G 3.2SN BK BX | PCB plug-in connector, male header, closed side, THT/THR solder connection, 3.81 mm, Number of poles: 9, 135°, Solder pin length (l): 3.2 mm, tinned, black, Box
21661 | 1977710000 | SC-SMT 3.81/10/135G 3.2SN BK BX | PCB plug-in connector, male header, closed side, THT/THR solder connection, 3.81 mm, Number of poles: 10, 135°, Solder pin length (l): 3.2 mm, tinned, black, Box
21662 | 1977720000 | SC-SMT 3.81/11/135G 3.2SN BK BX | PCB plug-in connector, male header, closed side, THT/THR solder connection, 3.81 mm, Number of poles: 11, 135°, Solder pin length (l): 3.2 mm, tinned, black, Box
21663 | 1977730000 | SC-SMT 3.81/12/135G 3.2SN BK BX | PCB plug-in connector, male header, closed side, THT/THR solder connection, 3.81 mm, Number of poles: 12, 135°, Solder pin length (l): 3.2 mm, tinned, black, Box
21664 | 1977740000 | SC-SMT 3.81/13/135G 3.2SN BK BX | PCB plug-in connector, male header, closed side, THT/THR solder connection, 3.81 mm, Number of poles: 13, 135°, Solder pin length (l): 3.2 mm, tinned, black, Box
21665 | 1977750000 | SC-SMT 3.81/14/135G 3.2SN BK BX | PCB plug-in connector, male header, closed side, THT/THR solder connection, 3.81 mm, Number of poles: 14, 135°, Solder pin length (l): 3.2 mm, tinned, black, Box
21666 | 1977760000 | SC-SMT 3.81/15/135G 3.2SN BK BX | PCB plug-in connector, male header, closed side, THT/THR solder connection, 3.81 mm, Number of poles: 15, 135°, Solder pin length (l): 3.2 mm, tinned, black, Box
21667 | 1977770000 | SC-SMT 3.81/16/135G 3.2SN BK BX | PCB plug-in connector, male header, closed side, THT/THR solder connection, 3.81 mm, Number of poles: 16, 135°, Solder pin length (l): 3.2 mm, tinned, black, Box
21668 | 2599060000 | LM2N 5.08/48/90 3.5SN OR BX INK | Printed circuit board terminals, 5.08 mm, Number of poles: 48, 90°, Solder pin length (l): 3.5 mm, tinned, orange, Clamping yoke connection, Clamping range, max. : 2.5 mm², Box
21669 | 2599070000 | BLZP 5.08HC/04/270F SN LTGY BX | PCB plug-in connector, female plug, 5.08 mm, Number of poles: 4, 270°, Clamping yoke connection, Clamping range, max. : 4 mm², Box
21670 | 2599100000 | BLZP 5.08HC/05/270F SN LTGY BX | PCB plug-in connector, female plug, 5.08 mm, Number of poles: 5, 270°, Clamping yoke connection, Clamping range, max. : 4 mm², Box
21671 | 2599110000 | BLZP 5.08HC/06/270F SN LTGY BX | PCB plug-in connector, female plug, 5.08 mm, Number of poles: 6, 270°, Clamping yoke connection, Clamping range, max. : 4 mm², Box
21672 | 2599760000 | SLS 5.08/18/180F SN OR BX PRT | PCB plug-in connector, male plug, 5.08 mm, Number of poles: 18, 180°, Clamping yoke connection, Clamping range, max. : 3.31 mm², Box
21673 | 2623160000 | BLZ 7.62IT/02/180MF2 SN BK BX PRT | PCB plug-in connector, female plug, 7.62 mm, Number of poles: 2, Clamping yoke connection, Clamping range, max. : 4 mm², Box
21674 | 2625910000 | BCZ 3.81/04/180 SN OR BX PRT | PCB plug-in connector, female plug, 3.81 mm, Number of poles: 4, 180°, Clamping yoke connection, Clamping range, max. : 1.5 mm², Box
21675 | 2625920000 | BCZ 3.81/04/180 SN OR BX PRT | PCB plug-in connector, female plug, 3.81 mm, Number of poles: 4, 180°, Clamping yoke connection, Clamping range, max. : 1.5 mm², Box
21676 | 7789015030 | PAC-CMLX-HE20-V0-3M | Pre-assembled cable, PAC, Cable LiYY, 0.25 mm²
21677 | 7789042080 | PAC-CTLX-HE20-V3-8M | Pre-assembled cable, PAC, Cable LiYY, 0.25 mm²
21678 | 7789061035 | PAC-GF30-RV24-V1-3M5 | Pre-assembled cable, PAC, Cable LiYY, 0.25 mm²
21679 | 7789133060 | PAC-QTUM-HE20-V3-6M | Pre-assembled cable, PAC, Cable LiYY, 0.25 mm²
21680 | 7789135035 | PAC-QTUM-SD25-V3-3M5 | Pre-assembled cable, PAC, Cable LiYCY, 0.25 mm²
21681 | 7789192025 | PAC-S300-HE20-V0-2M5 | Pre-assembled cable, PAC, Cable LiYY, 8.6 ± 1 mm
21682 | 7789229100 | PAC-S300-SD25-V1-10M | Pre-assembled cable, PAC, Cable LiYCY, 0.25 mm²
21683 | 7789236100 | PAC-S300-HE20-V4-10M | Pre-assembled cable, PAC, Cable LiYY, 8.6 ± 1 mm
21684 | 7789306005 | PAC-UNIV-HE20-LCH-0M5 | Pre-assembled cable, PAC, Cable LiYY, 0.14 mm²
21685 | 7789329025 | PAC-TWDO-HE20-V3-2M5 | Pre-assembled cable, PAC, Cable LiYY, 0.25 mm²
21686 | 7789382015 | PAC-M340-RV24-V0-1M5 | Pre-assembled cable, PAC, Cable LiYY, 0.25 mm²
21687 | 7789604015 | PAC-S300-SD37-V3-1M5 | Pre-assembled cable, PAC, Cable LiYCY, 0.25 mm²
21688 | 7789606050 | PAC-S300-UNIU-V0-5M | Pre-assembled cable, PAC, Cable LiYY, 0.25 mm²
21689 | 7789631050 | PAC-RX3I-RV36-V0-5M | Pre-assembled cable, PAC, Cable LiYY, 0.25 mm²
21690 | 7789632050 | PAC-RX3I-RV36-V1-5M | Pre-assembled cable, PAC, Cable LiYY, 0.25 mm²
21691 | 7789638025 | PAC-M340-SD15-V1-2M5 | Pre-assembled cable, PAC, Cable LiYCY, 0.25 mm²
21692 | 7789639025 | PAC-M340-SD37-V0-2M5 | Pre-assembled cable, PAC, Cable LiYCY, 0.25 mm²
21693 | 7789648015 | PAC-CJ1W-RV12-V0-1M5 | Pre-assembled cable, PAC, Cable LiYY, 0.25 mm²
21694 | 7789666015 | PAC-RX3I-RV24-V0-1M5 | Pre-assembled cable, PAC, Cable LiYY, 0.25 mm²
21695 | 7789704010 | PAC-EMDV-SD25-V0-1M | Pre-assembled cable, PAC, Cable LiYCY, 0.25 mm²
21696 | 7789704020 | PAC-EMDV-SD25-V0-2M | Pre-assembled cable, PAC, Cable LiYCY, 0.25 mm²
21697 | 7789704050 | PAC-EMDV-SD25-V0-5M | Pre-assembled cable, PAC, Cable LiYCY, 0.25 mm²
21698 | 7789704090 | PAC-EMDV-SD25-V0-9M | Pre-assembled cable, PAC, Cable LiYCY, 0.25 mm²
21699 | 7789733005 | PAC-CTLX-UNIU-V1-0M5 | Pre-assembled cable, PAC, Cable LiYY, 0.25 mm²
21700 | 7789733015 | PAC-CTLX-UNIU-V1-1M5 | Pre-assembled cable, PAC, Cable LiYY, 0.25 mm²
21701 | 7789733020 | PAC-CTLX-UNIU-V1-2M | Pre-assembled cable, PAC, Cable LiYY, 0.25 mm²
21702 | 7789733025 | PAC-CTLX-UNIU-V1-2M5 | Pre-assembled cable, PAC, Cable LiYY, 0.25 mm²
21703 | 7789734005 | PAC-CTLX-UNIS-V1-0M5 | Pre-assembled cable, PAC, Cable LiYCY, 0.25 mm²
21704 | 7789759100 | PAC-S300-HE40-S-V0-10M | Pre-assembled cable, PAC, Cable LiYY, 12.4 ± 1 mm
21705 | 7789760080 | PAC-ELCO20-F20-F20-8M | Pre-assembled cable, PAC, Pre-assembled cable, Cable LiYCY, 0.25 mm²
21706 | 7789765015 | PAC-ELCO 56-F56-F-1M5 | Pre-assembled cable, PAC, Pre-assembled cable, Cable LiYCY, 0.25 mm²
21707 | 7789765050 | PAC-ELCO 56-F56-F-5M | Pre-assembled cable, PAC, Pre-assembled cable, Cable LiYCY, 0.25 mm²
21708 | 7789801030 | PAC-S300-HE20-S-V0-3M | Pre-assembled cable, PAC, Cable LiYCY, 8.6 ± 1 mm
21709 | 7789828250 | C300-32B-320B-2S-M25-25M | Pre-assembled cable, PAC, Cable LiYCY, 0.25 mm²
21710 | 7789829150 | C300-36B-324B-2S-M25-15 | Pre-assembled cable, PAC, Cable LiYCY, 0.25 mm²
21711 | 7789829250 | C300-36B-324B-2S-M25-25M | Pre-assembled cable, PAC, Cable LiYCY, 0.25 mm²
21712 | 7789834010 | PAC-MICR-HE20-V3-1M | Pre-assembled cable, PAC, Cable LiYY, 0.25 mm²
21713 | 7789846025 | PAC-M340-SD25-V0-2M5 | Pre-assembled cable, PAC, Cable LiYCY, 0.25 mm²
21714 | 7789882200 | PAC-C300-3232-50-20 | Pre-assembled cable, PAC, Cable LiYCY, 0.50 mm²
21715 | 7940008066 | PM 5.00/04/90 3.5SN BK BX | Printed circuit board terminals, 5.00 mm, 90°, Solder pin length (l): 3.5 mm, tinned, black, Pressure clamp connection, Clamping range, max. : 2.5 mm², Box
21716 | 7789288015 | PAC-S400-SD25-V3-1M5 | Pre-assembled cable, PAC, Cable LiYCY, 0.25 mm²
21717 | 8000071017 | KEBXHS202015S4B1 AK | Klippon EBx HS (Essential Box Ex - Hinge Screw), Empty enclosure, Height: 200 mm, Width: 200 mm, Depth: 150 mm, Gland plates: Bottom, Material: Stainless steel 1.4404 (316L), Brushed, silver
21718 | 1959770000 | LMZF 5/14/135 3.5SW | Printed circuit board terminals, 5.00 mm, Number of poles: 14, 135°, Solder pin length (l): 3.5 mm, tinned, black, Clamping range, max. : 2.5 mm², Box
21719 | 1028720000 | BCL-SMT 3.81/02/90LFI 1.5SN BK BX | PCB plug-in connector, female header, Solder flange inverted, THT/THR solder connection, 3.81 mm, Number of poles: 2, 90°, Solder pin length (l): 1.5 mm, tinned, black, Box
21720 | 1028730000 | BCL-SMT 3.81/03/90LFI 1.5SN BK BX | PCB plug-in connector, female header, Solder flange inverted, THT/THR solder connection, 3.81 mm, Number of poles: 3, 90°, Solder pin length (l): 1.5 mm, tinned, black, Box
21721 | 1028740000 | BCL-SMT 3.81/04/90LFI 1.5SN BK BX | PCB plug-in connector, female header, Solder flange inverted, THT/THR solder connection, 3.81 mm, Number of poles: 4, 90°, Solder pin length (l): 1.5 mm, tinned, black, Box
21722 | 1028750000 | BCL-SMT 3.81/05/90LFI 1.5SN BK BX | PCB plug-in connector, female header, Solder flange inverted, THT/THR solder connection, 3.81 mm, Number of poles: 5, 90°, Solder pin length (l): 1.5 mm, tinned, black, Box
21723 | 1028760000 | BCL-SMT 3.81/06/90LFI 1.5SN BK BX | PCB plug-in connector, female header, Solder flange inverted, THT/THR solder connection, 3.81 mm, Number of poles: 6, 90°, Solder pin length (l): 1.5 mm, tinned, black, Box
21724 | 1028770000 | BCL-SMT 3.81/07/90LFI 1.5SN BK BX | PCB plug-in connector, female header, Solder flange inverted, THT/THR solder connection, 3.81 mm, Number of poles: 7, 90°, Solder pin length (l): 1.5 mm, tinned, black, Box
21725 | 1028790000 | BCL-SMT 3.81/08/90LFI 1.5SN BK BX | PCB plug-in connector, female header, Solder flange inverted, THT/THR solder connection, 3.81 mm, Number of poles: 8, 90°, Solder pin length (l): 1.5 mm, tinned, black, Box
21726 | 1028810000 | BCL-SMT 3.81/09/90LFI 1.5SN BK BX | PCB plug-in connector, female header, Solder flange inverted, THT/THR solder connection, 3.81 mm, Number of poles: 9, 90°, Solder pin length (l): 1.5 mm, tinned, black, Box
21727 | 1028820000 | BCL-SMT 3.81/10/90LFI 1.5SN BK BX | PCB plug-in connector, female header, Solder flange inverted, THT/THR solder connection, 3.81 mm, Number of poles: 10, 90°, Solder pin length (l): 1.5 mm, tinned, black, Box
21728 | 1028830000 | BCL-SMT 3.81/11/90LFI 1.5SN BK BX | PCB plug-in connector, female header, Solder flange inverted, THT/THR solder connection, 3.81 mm, Number of poles: 11, 90°, Solder pin length (l): 1.5 mm, tinned, black, Box
21729 | 1028840000 | BCL-SMT 3.81/12/90LFI 1.5SN BK BX | PCB plug-in connector, female header, Solder flange inverted, THT/THR solder connection, 3.81 mm, Number of poles: 12, 90°, Solder pin length (l): 1.5 mm, tinned, black, Box
21730 | 1029260000 | BCL-SMT 3.81/02/180LFI 1.5SN BK BX | PCB plug-in connector, female header, Solder flange inverted, THT/THR solder connection, 3.81 mm, Number of poles: 2, 180°, Solder pin length (l): 1.5 mm, tinned, black, Box
21731 | 1029270000 | BCL-SMT 3.81/03/180LFI 1.5SN BK BX | PCB plug-in connector, female header, Solder flange inverted, THT/THR solder connection, 3.81 mm, Number of poles: 3, 180°, Solder pin length (l): 1.5 mm, tinned, black, Box
21732 | 1029280000 | BCL-SMT 3.81/04/180LFI 1.5SN BK BX | PCB plug-in connector, female header, Solder flange inverted, THT/THR solder connection, 3.81 mm, Number of poles: 4, 180°, Solder pin length (l): 1.5 mm, tinned, black, Box
21733 | 1029290000 | BCL-SMT 3.81/05/180LFI 1.5SN BK BX | PCB plug-in connector, female header, Solder flange inverted, THT/THR solder connection, 3.81 mm, Number of poles: 5, 180°, Solder pin length (l): 1.5 mm, tinned, black, Box
21734 | 1029310000 | BCL-SMT 3.81/06/180LFI 1.5SN BK BX | PCB plug-in connector, female header, Solder flange inverted, THT/THR solder connection, 3.81 mm, Number of poles: 6, 180°, Solder pin length (l): 1.5 mm, tinned, black, Box
21735 | 1029320000 | BCL-SMT 3.81/07/180LFI 1.5SN BK BX | PCB plug-in connector, female header, Solder flange inverted, THT/THR solder connection, 3.81 mm, Number of poles: 7, 180°, Solder pin length (l): 1.5 mm, tinned, black, Box
21736 | 1029330000 | BCL-SMT 3.81/08/180LFI 1.5SN BK BX | PCB plug-in connector, female header, Solder flange inverted, THT/THR solder connection, 3.81 mm, Number of poles: 8, 180°, Solder pin length (l): 1.5 mm, tinned, black, Box
21737 | 1029340000 | BCL-SMT 3.81/09/180LFI 1.5SN BK BX | PCB plug-in connector, female header, Solder flange inverted, THT/THR solder connection, 3.81 mm, Number of poles: 9, 180°, Solder pin length (l): 1.5 mm, tinned, black, Box
21738 | 1029350000 | BCL-SMT 3.81/10/180LFI 1.5SN BK BX | PCB plug-in connector, female header, Solder flange inverted, THT/THR solder connection, 3.81 mm, Number of poles: 10, 180°, Solder pin length (l): 1.5 mm, tinned, black, Box
21739 | 1029360000 | BCL-SMT 3.81/11/180LFI 1.5SN BK BX | PCB plug-in connector, female header, Solder flange inverted, THT/THR solder connection, 3.81 mm, Number of poles: 11, 180°, Solder pin length (l): 1.5 mm, tinned, black, Box
21740 | 1029370000 | BCL-SMT 3.81/12/180LFI 1.5SN BK BX | PCB plug-in connector, female header, Solder flange inverted, THT/THR solder connection, 3.81 mm, Number of poles: 12, 180°, Solder pin length (l): 1.5 mm, tinned, black, Box
21741 | 1029540000 | BLT 5.08HC/06/180F SN GN BX | PCB plug-in connector, female plug, 5.08 mm, Number of poles: 6, 180°, TOP connection, Clamping range, max. : 2.5 mm², Box
21742 | 1029920000 | SCD 3.81/04/180G 3.2SN OR BX | PCB plug-in connector, male header, closed side, THT solder connection, 3.81 mm, Number of poles: 4, 180°, Solder pin length (l): 3.2 mm, tinned, orange, Box
21743 | 1029940000 | SCD 3.81/06/180G 3.2SN OR BX | PCB plug-in connector, male header, closed side, THT solder connection, 3.81 mm, Number of poles: 6, 180°, Solder pin length (l): 3.2 mm, tinned, orange, Box
21744 | 1029950000 | SCD 3.81/08/180G 3.2SN OR BX | PCB plug-in connector, male header, closed side, THT solder connection, 3.81 mm, Number of poles: 8, 180°, Solder pin length (l): 3.2 mm, tinned, orange, Box
21745 | 1029960000 | SCD 3.81/10/180G 3.2SN OR BX | PCB plug-in connector, male header, closed side, THT solder connection, 3.81 mm, Number of poles: 10, 180°, Solder pin length (l): 3.2 mm, tinned, orange, Box
21746 | 1029970000 | SCD 3.81/12/180G 3.2SN OR BX | PCB plug-in connector, male header, closed side, THT solder connection, 3.81 mm, Number of poles: 12, 180°, Solder pin length (l): 3.2 mm, tinned, orange, Box
21747 | 1029980000 | SCD 3.81/14/180G 3.2SN OR BX | PCB plug-in connector, male header, closed side, THT solder connection, 3.81 mm, Number of poles: 14, 180°, Solder pin length (l): 3.2 mm, tinned, orange, Box
21748 | 1029990000 | SCD 3.81/16/180G 3.2SN OR BX | PCB plug-in connector, male header, closed side, THT solder connection, 3.81 mm, Number of poles: 16, 180°, Solder pin length (l): 3.2 mm, tinned, orange, Box
21749 | 1030010000 | SCD 3.81/18/180G 3.2SN OR BX | PCB plug-in connector, male header, closed side, THT solder connection, 3.81 mm, Number of poles: 18, 180°, Solder pin length (l): 3.2 mm, tinned, orange, Box
21750 | 1030020000 | SCD 3.81/20/180G 3.2SN OR BX | PCB plug-in connector, male header, closed side, THT solder connection, 3.81 mm, Number of poles: 20, 180°, Solder pin length (l): 3.2 mm, tinned, orange, Box
21751 | 1030030000 | SCD 3.81/22/180G 3.2SN OR BX | PCB plug-in connector, male header, closed side, THT solder connection, 3.81 mm, Number of poles: 22, 180°, Solder pin length (l): 3.2 mm, tinned, orange, Box
21752 | 1030040000 | SCD 3.81/24/180G 3.2SN OR BX | PCB plug-in connector, male header, closed side, THT solder connection, 3.81 mm, Number of poles: 24, 180°, Solder pin length (l): 3.2 mm, tinned, orange, Box
21753 | 1030050000 | SCD 3.81/26/180G 3.2SN OR BX | PCB plug-in connector, male header, closed side, THT solder connection, 3.81 mm, Number of poles: 26, 180°, Solder pin length (l): 3.2 mm, tinned, orange, Box
21754 | 1030060000 | SCD 3.81/28/180G 3.2SN OR BX | PCB plug-in connector, male header, closed side, THT solder connection, 3.81 mm, Number of poles: 28, 180°, Solder pin length (l): 3.2 mm, tinned, orange, Box
21755 | 1030070000 | SCD 3.81/30/180G 3.2SN OR BX | PCB plug-in connector, male header, closed side, THT solder connection, 3.81 mm, Number of poles: 30, 180°, Solder pin length (l): 3.2 mm, tinned, orange, Box
21756 | 1030080000 | SCD 3.81/32/180G 3.2SN OR BX | PCB plug-in connector, male header, closed side, THT solder connection, 3.81 mm, Number of poles: 32, 180°, Solder pin length (l): 3.2 mm, tinned, orange, Box
21757 | 1030090000 | SCD 3.81/04/180G 3.2SN GN BX | PCB plug-in connector, male header, closed side, THT solder connection, 3.81 mm, Number of poles: 4, 180°, Solder pin length (l): 3.2 mm, tinned, Pale green, Box
21758 | 1030440000 | SCD 3.81/04/180F 3.2SN OR BX | PCB plug-in connector, male header, Flange, THT solder connection, 3.81 mm, Number of poles: 4, 180°, Solder pin length (l): 3.2 mm, tinned, orange, Box
21759 | 1030450000 | SCD 3.81/06/180F 3.2SN OR BX | PCB plug-in connector, male header, Flange, THT solder connection, 3.81 mm, Number of poles: 6, 180°, Solder pin length (l): 3.2 mm, tinned, orange, Box
21760 | 1030460000 | SCD 3.81/08/180F 3.2SN OR BX | PCB plug-in connector, male header, Flange, THT solder connection, 3.81 mm, Number of poles: 8, 180°, Solder pin length (l): 3.2 mm, tinned, orange, Box
21761 | 1030470000 | SCD 3.81/10/180F 3.2SN OR BX | PCB plug-in connector, male header, Flange, THT solder connection, 3.81 mm, Number of poles: 10, 180°, Solder pin length (l): 3.2 mm, tinned, orange, Box
21762 | 1030480000 | SCD 3.81/12/180F 3.2SN OR BX | PCB plug-in connector, male header, Flange, THT solder connection, 3.81 mm, Number of poles: 12, 180°, Solder pin length (l): 3.2 mm, tinned, orange, Box
21763 | 1030490000 | SCD 3.81/14/180F 3.2SN OR BX | PCB plug-in connector, male header, Flange, THT solder connection, 3.81 mm, Number of poles: 14, 180°, Solder pin length (l): 3.2 mm, tinned, orange, Box
21764 | 1030510000 | SCD 3.81/16/180F 3.2SN OR BX | PCB plug-in connector, male header, Flange, THT solder connection, 3.81 mm, Number of poles: 16, 180°, Solder pin length (l): 3.2 mm, tinned, orange, Box
21765 | 1030520000 | SCD 3.81/18/180F 3.2SN OR BX | PCB plug-in connector, male header, Flange, THT solder connection, 3.81 mm, Number of poles: 18, 180°, Solder pin length (l): 3.2 mm, tinned, orange, Box
21766 | 1030530000 | SCD 3.81/20/180F 3.2SN OR BX | PCB plug-in connector, male header, Flange, THT solder connection, 3.81 mm, Number of poles: 20, 180°, Solder pin length (l): 3.2 mm, tinned, orange, Box
21767 | 1030540000 | SCD 3.81/22/180F 3.2SN OR BX | PCB plug-in connector, male header, Flange, THT solder connection, 3.81 mm, Number of poles: 22, 180°, Solder pin length (l): 3.2 mm, tinned, orange, Box
21768 | 1030550000 | SCD 3.81/24/180F 3.2SN OR BX | PCB plug-in connector, male header, Flange, THT solder connection, 3.81 mm, Number of poles: 24, 180°, Solder pin length (l): 3.2 mm, tinned, orange, Box
21769 | 1030560000 | SCD 3.81/26/180F 3.2SN OR BX | PCB plug-in connector, male header, Flange, THT solder connection, 3.81 mm, Number of poles: 26, 180°, Solder pin length (l): 3.2 mm, tinned, orange, Box
21770 | 1030570000 | SCD 3.81/28/180F 3.2SN OR BX | PCB plug-in connector, male header, Flange, THT solder connection, 3.81 mm, Number of poles: 28, 180°, Solder pin length (l): 3.2 mm, tinned, orange, Box
21771 | 1030580000 | SCD 3.81/30/180F 3.2SN OR BX | PCB plug-in connector, male header, Flange, THT solder connection, 3.81 mm, Number of poles: 30, 180°, Solder pin length (l): 3.2 mm, tinned, orange, Box
21772 | 1030590000 | SCD 3.81/32/180F 3.2SN OR BX | PCB plug-in connector, male header, Flange, THT solder connection, 3.81 mm, Number of poles: 32, 180°, Solder pin length (l): 3.2 mm, tinned, orange, Box
21773 | 1030950000 | SCD-THR 3.81/04/180G 3.2SN BK BX | PCB plug-in connector, male header, closed side, THT/THR solder connection, 3.81 mm, Number of poles: 4, 180°, Solder pin length (l): 3.2 mm, tinned, black, Box
21774 | 1030960000 | SCD-THR 3.81/06/180G 3.2SN BK BX | PCB plug-in connector, male header, closed side, THT/THR solder connection, 3.81 mm, Number of poles: 6, 180°, Solder pin length (l): 3.2 mm, tinned, black, Box
21775 | 1030970000 | SCD-THR 3.81/08/180G 3.2SN BK BX | PCB plug-in connector, male header, closed side, THT/THR solder connection, 3.81 mm, Number of poles: 8, 180°, Solder pin length (l): 3.2 mm, tinned, black, Box
21776 | 1030980000 | SCD-THR 3.81/10/180G 3.2SN BK BX | PCB plug-in connector, male header, closed side, THT/THR solder connection, 3.81 mm, Number of poles: 10, 180°, Solder pin length (l): 3.2 mm, tinned, black, Box
21777 | 1030990000 | SCD-THR 3.81/12/180G 3.2SN BK BX | PCB plug-in connector, male header, closed side, THT/THR solder connection, 3.81 mm, Number of poles: 12, 180°, Solder pin length (l): 3.2 mm, tinned, black, Box
21778 | 1031010000 | SCD-THR 3.81/14/180G 3.2SN BK BX | PCB plug-in connector, male header, closed side, THT/THR solder connection, 3.81 mm, Number of poles: 14, 180°, Solder pin length (l): 3.2 mm, tinned, black, Box
21779 | 1031020000 | SCD-THR 3.81/16/180G 3.2SN BK BX | PCB plug-in connector, male header, closed side, THT/THR solder connection, 3.81 mm, Number of poles: 16, 180°, Solder pin length (l): 3.2 mm, tinned, black, Box
21780 | 1031030000 | SCD-THR 3.81/18/180G 3.2SN BK BX | PCB plug-in connector, male header, closed side, THT/THR solder connection, 3.81 mm, Number of poles: 18, 180°, Solder pin length (l): 3.2 mm, tinned, black, Box
21781 | 1031040000 | SCD-THR 3.81/20/180G 3.2SN BK BX | PCB plug-in connector, male header, closed side, THT/THR solder connection, 3.81 mm, Number of poles: 20, 180°, Solder pin length (l): 3.2 mm, tinned, black, Box
21782 | 1031050000 | SCD-THR 3.81/22/180G 3.2SN BK BX | PCB plug-in connector, male header, closed side, THT/THR solder connection, 3.81 mm, Number of poles: 22, 180°, Solder pin length (l): 3.2 mm, tinned, black, Box
21783 | 1031060000 | SCD-THR 3.81/24/180G 3.2SN BK BX | PCB plug-in connector, male header, closed side, THT/THR solder connection, 3.81 mm, Number of poles: 24, 180°, Solder pin length (l): 3.2 mm, tinned, black, Box
21784 | 1031070000 | SCD-THR 3.81/26/180G 3.2SN BK BX | PCB plug-in connector, male header, closed side, THT/THR solder connection, 3.81 mm, Number of poles: 26, 180°, Solder pin length (l): 3.2 mm, tinned, black, Box
21785 | 1031080000 | SCD-THR 3.81/28/180G 3.2SN BK BX | PCB plug-in connector, male header, closed side, THT/THR solder connection, 3.81 mm, Number of poles: 28, 180°, Solder pin length (l): 3.2 mm, tinned, black, Box
21786 | 1031090000 | SCD-THR 3.81/30/180G 3.2SN BK BX | PCB plug-in connector, male header, closed side, THT/THR solder connection, 3.81 mm, Number of poles: 30, 180°, Solder pin length (l): 3.2 mm, tinned, black, Box
21787 | 1031110000 | SCD-THR 3.81/32/180G 3.2SN BK BX | PCB plug-in connector, male header, closed side, THT/THR solder connection, 3.81 mm, Number of poles: 32, 180°, Solder pin length (l): 3.2 mm, tinned, black, Box
21788 | 1031320000 | SCD-THR 3.81/08/180G 1.5SN BK BX | PCB plug-in connector, male header, closed side, THT/THR solder connection, 3.81 mm, Number of poles: 8, 180°, Solder pin length (l): 1.5 mm, tinned, black, Box
21789 | 1031410000 | SCD-THR 3.81/24/180G 1.5SN BK BX | PCB plug-in connector, male header, closed side, THT/THR solder connection, 3.81 mm, Number of poles: 24, 180°, Solder pin length (l): 1.5 mm, tinned, black, Box
21790 | 1031460000 | SCD-THR 3.81/04/180F 3.2SN BK BX | PCB plug-in connector, male header, Flange, THT/THR solder connection, 3.81 mm, Number of poles: 4, 180°, Solder pin length (l): 3.2 mm, tinned, black, Box
21791 | 1031470000 | SCD-THR 3.81/06/180F 3.2SN BK BX | PCB plug-in connector, male header, Flange, THT/THR solder connection, 3.81 mm, Number of poles: 6, 180°, Solder pin length (l): 3.2 mm, tinned, black, Box
21792 | 1031490000 | SCD-THR 3.81/08/180F 3.2SN BK BX | PCB plug-in connector, male header, Flange, THT/THR solder connection, 3.81 mm, Number of poles: 8, 180°, Solder pin length (l): 3.2 mm, tinned, black, Box
21793 | 1031510000 | SCD-THR 3.81/10/180F 3.2SN BK BX | PCB plug-in connector, male header, Flange, THT/THR solder connection, 3.81 mm, Number of poles: 10, 180°, Solder pin length (l): 3.2 mm, tinned, black, Box
21794 | 1031520000 | SCD-THR 3.81/12/180F 3.2SN BK BX | PCB plug-in connector, male header, Flange, THT/THR solder connection, 3.81 mm, Number of poles: 12, 180°, Solder pin length (l): 3.2 mm, tinned, black, Box
21795 | 1031530000 | SCD-THR 3.81/14/180F 3.2SN BK BX | PCB plug-in connector, male header, Flange, THT/THR solder connection, 3.81 mm, Number of poles: 14, 180°, Solder pin length (l): 3.2 mm, tinned, black, Box
21796 | 1031540000 | SCD-THR 3.81/16/180F 3.2SN BK BX | PCB plug-in connector, male header, Flange, THT/THR solder connection, 3.81 mm, Number of poles: 16, 180°, Solder pin length (l): 3.2 mm, tinned, black, Box
21797 | 1031560000 | SCD-THR 3.81/18/180F 3.2SN BK BX | PCB plug-in connector, male header, Flange, THT/THR solder connection, 3.81 mm, Number of poles: 18, 180°, Solder pin length (l): 3.2 mm, tinned, black, Box
21798 | 1031570000 | SCD-THR 3.81/20/180F 3.2SN BK BX | PCB plug-in connector, male header, Flange, THT/THR solder connection, 3.81 mm, Number of poles: 20, 180°, Solder pin length (l): 3.2 mm, tinned, black, Box
21799 | 1031590000 | SCD-THR 3.81/22/180F 3.2SN BK BX | PCB plug-in connector, male header, Flange, THT/THR solder connection, 3.81 mm, Number of poles: 22, 180°, Solder pin length (l): 3.2 mm, tinned, black, Box
21800 | 1031610000 | SCD-THR 3.81/24/180F 3.2SN BK BX | PCB plug-in connector, male header, Flange, THT/THR solder connection, 3.81 mm, Number of poles: 24, 180°, Solder pin length (l): 3.2 mm, tinned, black, Box
21801 | 1031620000 | SCD-THR 3.81/26/180F 3.2SN BK BX | PCB plug-in connector, male header, Flange, THT/THR solder connection, 3.81 mm, Number of poles: 26, 180°, Solder pin length (l): 3.2 mm, tinned, black, Box
21802 | 1031630000 | SCD-THR 3.81/28/180F 3.2SN BK BX | PCB plug-in connector, male header, Flange, THT/THR solder connection, 3.81 mm, Number of poles: 28, 180°, Solder pin length (l): 3.2 mm, tinned, black, Box
21803 | 1031640000 | SCD-THR 3.81/30/180F 3.2SN BK BX | PCB plug-in connector, male header, Flange, THT/THR solder connection, 3.81 mm, Number of poles: 30, 180°, Solder pin length (l): 3.2 mm, tinned, black, Box
21804 | 1031660000 | SCD-THR 3.81/32/180F 3.2SN BK BX | PCB plug-in connector, male header, Flange, THT/THR solder connection, 3.81 mm, Number of poles: 32, 180°, Solder pin length (l): 3.2 mm, tinned, black, Box
21805 | 1031930000 | SCD-THR 3.81/14/180F 1.5SN BK BX | PCB plug-in connector, male header, Flange, THT/THR solder connection, 3.81 mm, Number of poles: 14, 180°, Solder pin length (l): 1.5 mm, tinned, black, Box
21806 | 1032050000 | SCD-THR 3.81/28/180F 1.5SN BK BX | PCB plug-in connector, male header, Flange, THT/THR solder connection, 3.81 mm, Number of poles: 28, 180°, Solder pin length (l): 1.5 mm, tinned, black, Box
21807 | 1032090000 | SCDV 3.81/04/90G 3.2SN OR BX | PCB plug-in connector, male header, closed side, THT solder connection, 3.81 mm, Number of poles: 4, 90°, Solder pin length (l): 3.2 mm, tinned, orange, Box
21808 | 1032110000 | SCDV 3.81/06/90G 3.2SN OR BX | PCB plug-in connector, male header, closed side, THT solder connection, 3.81 mm, Number of poles: 6, 90°, Solder pin length (l): 3.2 mm, tinned, orange, Box
21809 | 1032120000 | SCDV 3.81/08/90G 3.2SN OR BX | PCB plug-in connector, male header, closed side, THT solder connection, 3.81 mm, Number of poles: 8, 90°, Solder pin length (l): 3.2 mm, tinned, orange, Box
21810 | 1032130000 | SCDV 3.81/10/90G 3.2SN OR BX | PCB plug-in connector, male header, closed side, THT solder connection, 3.81 mm, Number of poles: 10, 90°, Solder pin length (l): 3.2 mm, tinned, orange, Box
21811 | 1032140000 | SCDV 3.81/12/90G 3.2SN OR BX | PCB plug-in connector, male header, closed side, THT solder connection, 3.81 mm, Number of poles: 12, 90°, Solder pin length (l): 3.2 mm, tinned, orange, Box
21812 | 1032150000 | SCDV 3.81/14/90G 3.2SN OR BX | PCB plug-in connector, male header, closed side, THT solder connection, 3.81 mm, Number of poles: 14, 90°, Solder pin length (l): 3.2 mm, tinned, orange, Box
21813 | 1032160000 | SCDV 3.81/16/90G 3.2SN OR BX | PCB plug-in connector, male header, closed side, THT solder connection, 3.81 mm, Number of poles: 16, 90°, Solder pin length (l): 3.2 mm, tinned, orange, Box
21814 | 1032170000 | SCDV 3.81/18/90G 3.2SN OR BX | PCB plug-in connector, male header, closed side, THT solder connection, 3.81 mm, Number of poles: 18, 90°, Solder pin length (l): 3.2 mm, tinned, orange, Box
21815 | 1032190000 | SCDV 3.81/20/90G 3.2SN OR BX | PCB plug-in connector, male header, closed side, THT solder connection, 3.81 mm, Number of poles: 20, 90°, Solder pin length (l): 3.2 mm, tinned, orange, Box
21816 | 1032200000 | SCDV 3.81/22/90G 3.2SN OR BX | PCB plug-in connector, male header, closed side, THT solder connection, 3.81 mm, Number of poles: 22, 90°, Solder pin length (l): 3.2 mm, tinned, orange, Box
21817 | 1032210000 | SCDV 3.81/24/90G 3.2SN OR BX | PCB plug-in connector, male header, closed side, THT solder connection, 3.81 mm, Number of poles: 24, 90°, Solder pin length (l): 3.2 mm, tinned, orange, Box
21818 | 1032220000 | SCDV 3.81/26/90G 3.2SN OR BX | PCB plug-in connector, male header, closed side, THT solder connection, 3.81 mm, Number of poles: 26, 90°, Solder pin length (l): 3.2 mm, tinned, orange, Box
21819 | 1032230000 | SCDV 3.81/28/90G 3.2SN OR BX | PCB plug-in connector, male header, closed side, THT solder connection, 3.81 mm, Number of poles: 28, 90°, Solder pin length (l): 3.2 mm, tinned, orange, Box
21820 | 1032240000 | SCDV 3.81/30/90G 3.2SN OR BX | PCB plug-in connector, male header, closed side, THT solder connection, 3.81 mm, Number of poles: 30, 90°, Solder pin length (l): 3.2 mm, tinned, orange, Box
21821 | 1032250000 | SCDV 3.81/32/90G 3.2SN OR BX | PCB plug-in connector, male header, closed side, THT solder connection, 3.81 mm, Number of poles: 32, 90°, Solder pin length (l): 3.2 mm, tinned, orange, Box
21822 | 1032260000 | SCDV 3.81/04/90G 3.2SN GN BX | PCB plug-in connector, male header, closed side, THT solder connection, 3.81 mm, Number of poles: 4, 90°, Solder pin length (l): 3.2 mm, tinned, Pale green, Box
21823 | 1032270000 | SCDV 3.81/06/90G 3.2SN GN BX | PCB plug-in connector, male header, closed side, THT solder connection, 3.81 mm, Number of poles: 6, 90°, Solder pin length (l): 3.2 mm, tinned, Pale green, Box
21824 | 1032280000 | SCDV 3.81/08/90G 3.2SN GN BX | PCB plug-in connector, male header, closed side, THT solder connection, 3.81 mm, Number of poles: 8, 90°, Solder pin length (l): 3.2 mm, tinned, Pale green, Box
21825 | 1032290000 | SCDV 3.81/10/90G 3.2SN GN BX | PCB plug-in connector, male header, closed side, THT solder connection, 3.81 mm, Number of poles: 10, 90°, Solder pin length (l): 3.2 mm, tinned, Pale green, Box
21826 | 1032330000 | SCDV 3.81/16/90G 3.2SN GN BX | PCB plug-in connector, male header, closed side, THT solder connection, 3.81 mm, Number of poles: 16, 90°, Solder pin length (l): 3.2 mm, tinned, Pale green, Box
21827 | 1032580000 | SCDV 3.81/04/90F 3.2SN OR BX | PCB plug-in connector, male header, Flange, THT solder connection, 3.81 mm, Number of poles: 4, 90°, Solder pin length (l): 3.2 mm, tinned, orange, Box
21828 | 1032590000 | SCDV 3.81/06/90F 3.2SN OR BX | PCB plug-in connector, male header, Flange, THT solder connection, 3.81 mm, Number of poles: 6, 90°, Solder pin length (l): 3.2 mm, tinned, orange, Box
21829 | 1032600000 | SCDV 3.81/08/90F 3.2SN OR BX | PCB plug-in connector, male header, Flange, THT solder connection, 3.81 mm, Number of poles: 8, 90°, Solder pin length (l): 3.2 mm, tinned, orange, Box
21830 | 1032610000 | SCDV 3.81/10/90F 3.2SN OR BX | PCB plug-in connector, male header, Flange, THT solder connection, 3.81 mm, Number of poles: 10, 90°, Solder pin length (l): 3.2 mm, tinned, orange, Box
21831 | 1032620000 | SCDV 3.81/12/90F 3.2SN OR BX | PCB plug-in connector, male header, Flange, THT solder connection, 3.81 mm, Number of poles: 12, 90°, Solder pin length (l): 3.2 mm, tinned, orange, Box
21832 | 1032630000 | SCDV 3.81/14/90F 3.2SN OR BX | PCB plug-in connector, male header, Flange, THT solder connection, 3.81 mm, Number of poles: 14, 90°, Solder pin length (l): 3.2 mm, tinned, orange, Box
21833 | 1032640000 | SCDV 3.81/16/90F 3.2SN OR BX | PCB plug-in connector, male header, Flange, THT solder connection, 3.81 mm, Number of poles: 16, 90°, Solder pin length (l): 3.2 mm, tinned, orange, Box
21834 | 1032650000 | SCDV 3.81/18/90F 3.2SN OR BX | PCB plug-in connector, male header, Flange, THT solder connection, 3.81 mm, Number of poles: 18, 90°, Solder pin length (l): 3.2 mm, tinned, orange, Box
21835 | 1032660000 | SCDV 3.81/20/90F 3.2SN OR BX | PCB plug-in connector, male header, Flange, THT solder connection, 3.81 mm, Number of poles: 20, 90°, Solder pin length (l): 3.2 mm, tinned, orange, Box
21836 | 1032670000 | SCDV 3.81/22/90F 3.2SN OR BX | PCB plug-in connector, male header, Flange, THT solder connection, 3.81 mm, Number of poles: 22, 90°, Solder pin length (l): 3.2 mm, tinned, orange, Box
21837 | 1032680000 | SCDV 3.81/24/90F 3.2SN OR BX | PCB plug-in connector, male header, Flange, THT solder connection, 3.81 mm, Number of poles: 24, 90°, Solder pin length (l): 3.2 mm, tinned, orange, Box
21838 | 1032690000 | SCDV 3.81/26/90F 3.2SN OR BX | PCB plug-in connector, male header, Flange, THT solder connection, 3.81 mm, Number of poles: 26, 90°, Solder pin length (l): 3.2 mm, tinned, orange, Box
21839 | 1032710000 | SCDV 3.81/28/90F 3.2SN OR BX | PCB plug-in connector, male header, Flange, THT solder connection, 3.81 mm, Number of poles: 28, 90°, Solder pin length (l): 3.2 mm, tinned, orange, Box
21840 | 1032720000 | SCDV 3.81/30/90F 3.2SN OR BX | PCB plug-in connector, male header, Flange, THT solder connection, 3.81 mm, Number of poles: 30, 90°, Solder pin length (l): 3.2 mm, tinned, orange, Box
21841 | 1032730000 | SCDV 3.81/32/90F 3.2SN OR BX | PCB plug-in connector, male header, Flange, THT solder connection, 3.81 mm, Number of poles: 32, 90°, Solder pin length (l): 3.2 mm, tinned, orange, Box
21842 | 1033490000 | SCDV-THR 3.81/04/90G 3.2SN BK BX | PCB plug-in connector, male header, closed side, THT/THR solder connection, 3.81 mm, Number of poles: 4, 90°, Solder pin length (l): 3.2 mm, tinned, black, Box
21843 | 1033510000 | SCDV-THR 3.81/06/90G 3.2SN BK BX | PCB plug-in connector, male header, closed side, THT/THR solder connection, 3.81 mm, Number of poles: 6, 90°, Solder pin length (l): 3.2 mm, tinned, black, Box
21844 | 1033520000 | SCDV-THR 3.81/08/90G 3.2SN BK BX | PCB plug-in connector, male header, closed side, THT/THR solder connection, 3.81 mm, Number of poles: 8, 90°, Solder pin length (l): 3.2 mm, tinned, black, Box
21845 | 1033530000 | SCDV-THR 3.81/10/90G 3.2SN BK BX | PCB plug-in connector, male header, closed side, THT/THR solder connection, 3.81 mm, Number of poles: 10, 90°, Solder pin length (l): 3.2 mm, tinned, black, Box
21846 | 1033540000 | SCDV-THR 3.81/12/90G 3.2SN BK BX | PCB plug-in connector, male header, closed side, THT/THR solder connection, 3.81 mm, Number of poles: 12, 90°, Solder pin length (l): 3.2 mm, tinned, black, Box
21847 | 1033550000 | SCDV-THR 3.81/14/90G 3.2SN BK BX | PCB plug-in connector, male header, closed side, THT/THR solder connection, 3.81 mm, Number of poles: 14, 90°, Solder pin length (l): 3.2 mm, tinned, black, Box
21848 | 1033560000 | SCDV-THR 3.81/16/90G 3.2SN BK BX | PCB plug-in connector, male header, closed side, THT/THR solder connection, 3.81 mm, Number of poles: 16, 90°, Solder pin length (l): 3.2 mm, tinned, black, Box
21849 | 1033570000 | SCDV-THR 3.81/18/90G 3.2SN BK BX | PCB plug-in connector, male header, closed side, THT/THR solder connection, 3.81 mm, Number of poles: 18, 90°, Solder pin length (l): 3.2 mm, tinned, black, Box
21850 | 1033580000 | SCDV-THR 3.81/20/90G 3.2SN BK BX | PCB plug-in connector, male header, closed side, THT/THR solder connection, 3.81 mm, Number of poles: 20, 90°, Solder pin length (l): 3.2 mm, tinned, black, Box
21851 | 1033590000 | SCDV-THR 3.81/22/90G 3.2SN BK BX | PCB plug-in connector, male header, closed side, THT/THR solder connection, 3.81 mm, Number of poles: 22, 90°, Solder pin length (l): 3.2 mm, tinned, black, Box
21852 | 1033600000 | SCDV-THR 3.81/24/90G 3.2SN BK BX | PCB plug-in connector, male header, closed side, THT/THR solder connection, 3.81 mm, Number of poles: 24, 90°, Solder pin length (l): 3.2 mm, tinned, black, Box
21853 | 1033620000 | SCDV-THR 3.81/28/90G 3.2SN BK BX | PCB plug-in connector, male header, closed side, THT/THR solder connection, 3.81 mm, Number of poles: 28, 90°, Solder pin length (l): 3.2 mm, tinned, black, Box
21854 | 1033630000 | SCDV-THR 3.81/30/90G 3.2SN BK BX | PCB plug-in connector, male header, closed side, THT/THR solder connection, 3.81 mm, Number of poles: 30, 90°, Solder pin length (l): 3.2 mm, tinned, black, Box
21855 | 1033640000 | SCDV-THR 3.81/32/90G 3.2SN BK BX | PCB plug-in connector, male header, closed side, THT/THR solder connection, 3.81 mm, Number of poles: 32, 90°, Solder pin length (l): 3.2 mm, tinned, black, Box
21856 | 1033900000 | SCDV-THR 3.81/20/90G 1.5SN BK BX | PCB plug-in connector, male header, closed side, THT/THR solder connection, 3.81 mm, Number of poles: 20, 90°, Solder pin length (l): 1.5 mm, tinned, black, Box
21857 | 1033960000 | SCDV-THR 3.81/32/90G 1.5SN BK BX | PCB plug-in connector, male header, closed side, THT/THR solder connection, 3.81 mm, Number of poles: 32, 90°, Solder pin length (l): 1.5 mm, tinned, black, Box
21858 | 1033970000 | SCDV-THR 3.81/04/90F 3.2SN BK BX | PCB plug-in connector, male header, Flange, THT/THR solder connection, 3.81 mm, Number of poles: 4, 90°, Solder pin length (l): 3.2 mm, tinned, black, Box
21859 | 1033980000 | SCDV-THR 3.81/06/90F 3.2SN BK BX | PCB plug-in connector, male header, Flange, THT/THR solder connection, 3.81 mm, Number of poles: 6, 90°, Solder pin length (l): 3.2 mm, tinned, black, Box
21860 | 1033990000 | SCDV-THR 3.81/08/90F 3.2SN BK BX | PCB plug-in connector, male header, Flange, THT/THR solder connection, 3.81 mm, Number of poles: 8, 90°, Solder pin length (l): 3.2 mm, tinned, black, Box
21861 | 1034010000 | SCDV-THR 3.81/10/90F 3.2SN BK BX | PCB plug-in connector, male header, Flange, THT/THR solder connection, 3.81 mm, Number of poles: 10, 90°, Solder pin length (l): 3.2 mm, tinned, black, Box
21862 | 1034020000 | SCDV-THR 3.81/12/90F 3.2SN BK BX | PCB plug-in connector, male header, Flange, THT/THR solder connection, 3.81 mm, Number of poles: 12, 90°, Solder pin length (l): 3.2 mm, tinned, black, Box
21863 | 1034030000 | SCDV-THR 3.81/14/90F 3.2SN BK BX | PCB plug-in connector, male header, Flange, THT/THR solder connection, 3.81 mm, Number of poles: 14, 90°, Solder pin length (l): 3.2 mm, tinned, black, Box
21864 | 1034040000 | SCDV-THR 3.81/16/90F 3.2SN BK BX | PCB plug-in connector, male header, Flange, THT/THR solder connection, 3.81 mm, Number of poles: 16, 90°, Solder pin length (l): 3.2 mm, tinned, black, Box
21865 | 1034050000 | SCDV-THR 3.81/18/90F 3.2SN BK BX | PCB plug-in connector, male header, Flange, THT/THR solder connection, 3.81 mm, Number of poles: 18, 90°, Solder pin length (l): 3.2 mm, tinned, black, Box
21866 | 1034060000 | SCDV-THR 3.81/20/90F 3.2SN BK BX | PCB plug-in connector, male header, Flange, THT/THR solder connection, 3.81 mm, Number of poles: 20, 90°, Solder pin length (l): 3.2 mm, tinned, black, Box
21867 | 1034070000 | SCDV-THR 3.81/22/90F 3.2SN BK BX | PCB plug-in connector, male header, Flange, THT/THR solder connection, 3.81 mm, Number of poles: 22, 90°, Solder pin length (l): 3.2 mm, tinned, black, Box
21868 | 1034080000 | SCDV-THR 3.81/24/90F 3.2SN BK BX | PCB plug-in connector, male header, Flange, THT/THR solder connection, 3.81 mm, Number of poles: 24, 90°, Solder pin length (l): 3.2 mm, tinned, black, Box
21869 | 1034090000 | SCDV-THR 3.81/26/90F 3.2SN BK BX | PCB plug-in connector, male header, Flange, THT/THR solder connection, 3.81 mm, Number of poles: 26, 90°, Solder pin length (l): 3.2 mm, tinned, black, Box
21870 | 1034110000 | SCDV-THR 3.81/28/90F 3.2SN BK BX | PCB plug-in connector, male header, Flange, THT/THR solder connection, 3.81 mm, Number of poles: 28, 90°, Solder pin length (l): 3.2 mm, tinned, black, Box
21871 | 1034120000 | SCDV-THR 3.81/30/90F 3.2SN BK BX | PCB plug-in connector, male header, Flange, THT/THR solder connection, 3.81 mm, Number of poles: 30, 90°, Solder pin length (l): 3.2 mm, tinned, black, Box
21872 | 1034130000 | SCDV-THR 3.81/32/90F 3.2SN BK BX | PCB plug-in connector, male header, Flange, THT/THR solder connection, 3.81 mm, Number of poles: 32, 90°, Solder pin length (l): 3.2 mm, tinned, black, Box
21873 | 1034430000 | SCDV-THR 3.81/26/90F 1.5SN BK BX | PCB plug-in connector, male header, Flange, THT/THR solder connection, 3.81 mm, Number of poles: 26, 90°, Solder pin length (l): 1.5 mm, tinned, black, Box
21874 | 1034470000 | SCDV 3.81/04/180G 3.2SN OR BX | PCB plug-in connector, male header, closed side, THT solder connection, 3.81 mm, Number of poles: 4, 180°, Solder pin length (l): 3.2 mm, tinned, orange, Box
21875 | 1034490000 | SCDV 3.81/06/180G 3.2SN OR BX | PCB plug-in connector, male header, closed side, THT solder connection, 3.81 mm, Number of poles: 6, 180°, Solder pin length (l): 3.2 mm, tinned, orange, Box
21876 | 1034510000 | SCDV 3.81/08/180G 3.2SN OR BX | PCB plug-in connector, male header, closed side, THT solder connection, 3.81 mm, Number of poles: 8, 180°, Solder pin length (l): 3.2 mm, tinned, orange, Box
21877 | 1034520000 | SCDV 3.81/10/180G 3.2SN OR BX | PCB plug-in connector, male header, closed side, THT solder connection, 3.81 mm, Number of poles: 10, 180°, Solder pin length (l): 3.2 mm, tinned, orange, Box
21878 | 1034530000 | SCDV 3.81/12/180G 3.2SN OR BX | PCB plug-in connector, male header, closed side, THT solder connection, 3.81 mm, Number of poles: 12, 180°, Solder pin length (l): 3.2 mm, tinned, orange, Box
21879 | 1034540000 | SCDV 3.81/14/180G 3.2SN OR BX | PCB plug-in connector, male header, closed side, THT solder connection, 3.81 mm, Number of poles: 14, 180°, Solder pin length (l): 3.2 mm, tinned, orange, Box
21880 | 1034550000 | SCDV 3.81/16/180G 3.2SN OR BX | PCB plug-in connector, male header, closed side, THT solder connection, 3.81 mm, Number of poles: 16, 180°, Solder pin length (l): 3.2 mm, tinned, orange, Box
21881 | 1034560000 | SCDV 3.81/18/180G 3.2SN OR BX | PCB plug-in connector, male header, closed side, THT solder connection, 3.81 mm, Number of poles: 18, 180°, Solder pin length (l): 3.2 mm, tinned, orange, Box
21882 | 1034570000 | SCDV 3.81/20/180G 3.2SN OR BX | PCB plug-in connector, male header, closed side, THT solder connection, 3.81 mm, Number of poles: 20, 180°, Solder pin length (l): 3.2 mm, tinned, orange, Box
21883 | 1034580000 | SCDV 3.81/22/180G 3.2SN OR BX | PCB plug-in connector, male header, closed side, THT solder connection, 3.81 mm, Number of poles: 22, 180°, Solder pin length (l): 3.2 mm, tinned, orange, Box
21884 | 1034590000 | SCDV 3.81/24/180G 3.2SN OR BX | PCB plug-in connector, male header, closed side, THT solder connection, 3.81 mm, Number of poles: 24, 180°, Solder pin length (l): 3.2 mm, tinned, orange, Box
21885 | 1034610000 | SCDV 3.81/26/180G 3.2SN OR BX | PCB plug-in connector, male header, closed side, THT solder connection, 3.81 mm, Number of poles: 26, 180°, Solder pin length (l): 3.2 mm, tinned, orange, Box
21886 | 1034620000 | SCDV 3.81/28/180G 3.2SN OR BX | PCB plug-in connector, male header, closed side, THT solder connection, 3.81 mm, Number of poles: 28, 180°, Solder pin length (l): 3.2 mm, tinned, orange, Box
21887 | 1034630000 | SCDV 3.81/30/180G 3.2SN OR BX | PCB plug-in connector, male header, closed side, THT solder connection, 3.81 mm, Number of poles: 30, 180°, Solder pin length (l): 3.2 mm, tinned, orange, Box
21888 | 1034640000 | SCDV 3.81/32/180G 3.2SN OR BX | PCB plug-in connector, male header, closed side, THT solder connection, 3.81 mm, Number of poles: 32, 180°, Solder pin length (l): 3.2 mm, tinned, orange, Box
21889 | 1034980000 | SCDV 3.81/04/180F 3.2SN OR BX | PCB plug-in connector, male header, Flange, THT solder connection, 3.81 mm, Number of poles: 4, 180°, Solder pin length (l): 3.2 mm, tinned, orange, Box
21890 | 1034990000 | SCDV 3.81/06/180F 3.2SN OR BX | PCB plug-in connector, male header, Flange, THT solder connection, 3.81 mm, Number of poles: 6, 180°, Solder pin length (l): 3.2 mm, tinned, orange, Box
21891 | 1035010000 | SCDV 3.81/08/180F 3.2SN OR BX | PCB plug-in connector, male header, Flange, THT solder connection, 3.81 mm, Number of poles: 8, 180°, Solder pin length (l): 3.2 mm, tinned, orange, Box
21892 | 1035020000 | SCDV 3.81/10/180F 3.2SN OR BX | PCB plug-in connector, male header, Flange, THT solder connection, 3.81 mm, Number of poles: 10, 180°, Solder pin length (l): 3.2 mm, tinned, orange, Box
21893 | 1035030000 | SCDV 3.81/12/180F 3.2SN OR BX | PCB plug-in connector, male header, Flange, THT solder connection, 3.81 mm, Number of poles: 12, 180°, Solder pin length (l): 3.2 mm, tinned, orange, Box
21894 | 1035040000 | SCDV 3.81/14/180F 3.2SN OR BX | PCB plug-in connector, male header, Flange, THT solder connection, 3.81 mm, Number of poles: 14, 180°, Solder pin length (l): 3.2 mm, tinned, orange, Box
21895 | 1035050000 | SCDV 3.81/16/180F 3.2SN OR BX | PCB plug-in connector, male header, Flange, THT solder connection, 3.81 mm, Number of poles: 16, 180°, Solder pin length (l): 3.2 mm, tinned, orange, Box
21896 | 1035060000 | SCDV 3.81/18/180F 3.2SN OR BX | PCB plug-in connector, male header, Flange, THT solder connection, 3.81 mm, Number of poles: 18, 180°, Solder pin length (l): 3.2 mm, tinned, orange, Box
21897 | 1035070000 | SCDV 3.81/20/180F 3.2SN OR BX | PCB plug-in connector, male header, Flange, THT solder connection, 3.81 mm, Number of poles: 20, 180°, Solder pin length (l): 3.2 mm, tinned, orange, Box
21898 | 1035080000 | SCDV 3.81/22/180F 3.2SN OR BX | PCB plug-in connector, male header, Flange, THT solder connection, 3.81 mm, Number of poles: 22, 180°, Solder pin length (l): 3.2 mm, tinned, orange, Box
21899 | 1035090000 | SCDV 3.81/24/180F 3.2SN OR BX | PCB plug-in connector, male header, Flange, THT solder connection, 3.81 mm, Number of poles: 24, 180°, Solder pin length (l): 3.2 mm, tinned, orange, Box
21900 | 1035110000 | SCDV 3.81/26/180F 3.2SN OR BX | PCB plug-in connector, male header, Flange, THT solder connection, 3.81 mm, Number of poles: 26, 180°, Solder pin length (l): 3.2 mm, tinned, orange, Box
21901 | 1035120000 | SCDV 3.81/28/180F 3.2SN OR BX | PCB plug-in connector, male header, Flange, THT solder connection, 3.81 mm, Number of poles: 28, 180°, Solder pin length (l): 3.2 mm, tinned, orange, Box
21902 | 1035130000 | SCDV 3.81/30/180F 3.2SN OR BX | PCB plug-in connector, male header, Flange, THT solder connection, 3.81 mm, Number of poles: 30, 180°, Solder pin length (l): 3.2 mm, tinned, orange, Box
21903 | 1035140000 | SCDV 3.81/32/180F 3.2SN OR BX | PCB plug-in connector, male header, Flange, THT solder connection, 3.81 mm, Number of poles: 32, 180°, Solder pin length (l): 3.2 mm, tinned, orange, Box
21904 | 1035160000 | SCDV 3.81/06/180F 3.2SN GN BX | PCB plug-in connector, male header, Flange, THT solder connection, 3.81 mm, Number of poles: 6, 180°, Solder pin length (l): 3.2 mm, tinned, Pale green, Box
21905 | 1035220000 | SCDV 3.81/16/180F 3.2SN GN BX | PCB plug-in connector, male header, Flange, THT solder connection, 3.81 mm, Number of poles: 16, 180°, Solder pin length (l): 3.2 mm, tinned, Pale green, Box
21906 | 1035280000 | SCDV 3.81/28/180F 3.2SN GN BX | PCB plug-in connector, male header, Flange, THT solder connection, 3.81 mm, Number of poles: 28, 180°, Solder pin length (l): 3.2 mm, tinned, Pale green, Box
21907 | 1035470000 | SCDV-THR 3.81/04/180G 3.2SN BK BX | PCB plug-in connector, male header, closed side, THT/THR solder connection, 3.81 mm, Number of poles: 4, 180°, Solder pin length (l): 3.2 mm, tinned, black, Box
21908 | 1035480000 | SCDV-THR 3.81/06/180G 3.2SN BK BX | PCB plug-in connector, male header, closed side, THT/THR solder connection, 3.81 mm, Number of poles: 6, 180°, Solder pin length (l): 3.2 mm, tinned, black, Box
21909 | 1035490000 | SCDV-THR 3.81/08/180G 3.2SN BK BX | PCB plug-in connector, male header, closed side, THT/THR solder connection, 3.81 mm, Number of poles: 8, 180°, Solder pin length (l): 3.2 mm, tinned, black, Box
21910 | 1035510000 | SCDV-THR 3.81/10/180G 3.2SN BK BX | PCB plug-in connector, male header, closed side, THT/THR solder connection, 3.81 mm, Number of poles: 10, 180°, Solder pin length (l): 3.2 mm, tinned, black, Box
21911 | 1035520000 | SCDV-THR 3.81/12/180G 3.2SN BK BX | PCB plug-in connector, male header, closed side, THT/THR solder connection, 3.81 mm, Number of poles: 12, 180°, Solder pin length (l): 3.2 mm, tinned, black, Box
21912 | 1035530000 | SCDV-THR 3.81/14/180G 3.2SN BK BX | PCB plug-in connector, male header, closed side, THT/THR solder connection, 3.81 mm, Number of poles: 14, 180°, Solder pin length (l): 3.2 mm, tinned, black, Box
21913 | 1035540000 | SCDV-THR 3.81/16/180G 3.2SN BK BX | PCB plug-in connector, male header, closed side, THT/THR solder connection, 3.81 mm, Number of poles: 16, 180°, Solder pin length (l): 3.2 mm, tinned, black, Box
21914 | 1035550000 | SCDV-THR 3.81/18/180G 3.2SN BK BX | PCB plug-in connector, male header, closed side, THT/THR solder connection, 3.81 mm, Number of poles: 18, 180°, Solder pin length (l): 3.2 mm, tinned, black, Box
21915 | 1035560000 | SCDV-THR 3.81/20/180G 3.2SN BK BX | PCB plug-in connector, male header, closed side, THT/THR solder connection, 3.81 mm, Number of poles: 20, 180°, Solder pin length (l): 3.2 mm, tinned, black, Box
21916 | 1035570000 | SCDV-THR 3.81/22/180G 3.2SN BK BX | PCB plug-in connector, male header, closed side, THT/THR solder connection, 3.81 mm, Number of poles: 22, 180°, Solder pin length (l): 3.2 mm, tinned, black, Box
21917 | 1035580000 | SCDV-THR 3.81/24/180G 3.2SN BK BX | PCB plug-in connector, male header, closed side, THT/THR solder connection, 3.81 mm, Number of poles: 24, 180°, Solder pin length (l): 3.2 mm, tinned, black, Box
21918 | 1035590000 | SCDV-THR 3.81/26/180G 3.2SN BK BX | PCB plug-in connector, male header, closed side, THT/THR solder connection, 3.81 mm, Number of poles: 26, 180°, Solder pin length (l): 3.2 mm, tinned, black, Box
21919 | 1035610000 | SCDV-THR 3.81/28/180G 3.2SN BK BX | PCB plug-in connector, male header, closed side, THT/THR solder connection, 3.81 mm, Number of poles: 28, 180°, Solder pin length (l): 3.2 mm, tinned, black, Box
21920 | 1035620000 | SCDV-THR 3.81/30/180G 3.2SN BK BX | PCB plug-in connector, male header, closed side, THT/THR solder connection, 3.81 mm, Number of poles: 30, 180°, Solder pin length (l): 3.2 mm, tinned, black, Box
21921 | 1035630000 | SCDV-THR 3.81/32/180G 3.2SN BK BX | PCB plug-in connector, male header, closed side, THT/THR solder connection, 3.81 mm, Number of poles: 32, 180°, Solder pin length (l): 3.2 mm, tinned, black, Box
21922 | 1035950000 | SCDV-THR 3.81/04/180F 3.2SN BK BX | PCB plug-in connector, male header, Flange, THT/THR solder connection, 3.81 mm, Number of poles: 4, 180°, Solder pin length (l): 3.2 mm, tinned, black, Box
21923 | 1035960000 | SCDV-THR 3.81/06/180F 3.2SN BK BX | PCB plug-in connector, male header, Flange, THT/THR solder connection, 3.81 mm, Number of poles: 6, 180°, Solder pin length (l): 3.2 mm, tinned, black, Box
21924 | 1035970000 | SCDV-THR 3.81/08/180F 3.2SN BK BX | PCB plug-in connector, male header, Flange, THT/THR solder connection, 3.81 mm, Number of poles: 8, 180°, Solder pin length (l): 3.2 mm, tinned, black, Box
21925 | 1035980000 | SCDV-THR 3.81/10/180F 3.2SN BK BX | PCB plug-in connector, male header, Flange, THT/THR solder connection, 3.81 mm, Number of poles: 10, 180°, Solder pin length (l): 3.2 mm, tinned, black, Box
21926 | 1035990000 | SCDV-THR 3.81/12/180F 3.2SN BK BX | PCB plug-in connector, male header, Flange, THT/THR solder connection, 3.81 mm, Number of poles: 12, 180°, Solder pin length (l): 3.2 mm, tinned, black, Box
21927 | 1036010000 | SCDV-THR 3.81/14/180F 3.2SN BK BX | PCB plug-in connector, male header, Flange, THT/THR solder connection, 3.81 mm, Number of poles: 14, 180°, Solder pin length (l): 3.2 mm, tinned, black, Box
21928 | 1036020000 | SCDV-THR 3.81/16/180F 3.2SN BK BX | PCB plug-in connector, male header, Flange, THT/THR solder connection, 3.81 mm, Number of poles: 16, 180°, Solder pin length (l): 3.2 mm, tinned, black, Box
21929 | 1036030000 | SCDV-THR 3.81/18/180F 3.2SN BK BX | PCB plug-in connector, male header, Flange, THT/THR solder connection, 3.81 mm, Number of poles: 18, 180°, Solder pin length (l): 3.2 mm, tinned, black, Box
21930 | 1036040000 | SCDV-THR 3.81/20/180F 3.2SN BK BX | PCB plug-in connector, male header, Flange, THT/THR solder connection, 3.81 mm, Number of poles: 20, 180°, Solder pin length (l): 3.2 mm, tinned, black, Box
21931 | 1036050000 | SCDV-THR 3.81/22/180F 3.2SN BK BX | PCB plug-in connector, male header, Flange, THT/THR solder connection, 3.81 mm, Number of poles: 22, 180°, Solder pin length (l): 3.2 mm, tinned, black, Box
21932 | 1036060000 | SCDV-THR 3.81/24/180F 3.2SN BK BX | PCB plug-in connector, male header, Flange, THT/THR solder connection, 3.81 mm, Number of poles: 24, 180°, Solder pin length (l): 3.2 mm, tinned, black, Box
21933 | 1036070000 | SCDV-THR 3.81/26/180F 3.2SN BK BX | PCB plug-in connector, male header, Flange, THT/THR solder connection, 3.81 mm, Number of poles: 26, 180°, Solder pin length (l): 3.2 mm, tinned, black, Box
21934 | 1036080000 | SCDV-THR 3.81/28/180F 3.2SN BK BX | PCB plug-in connector, male header, Flange, THT/THR solder connection, 3.81 mm, Number of poles: 28, 180°, Solder pin length (l): 3.2 mm, tinned, black, Box
21935 | 1036090000 | SCDV-THR 3.81/30/180F 3.2SN BK BX | PCB plug-in connector, male header, Flange, THT/THR solder connection, 3.81 mm, Number of poles: 30, 180°, Solder pin length (l): 3.2 mm, tinned, black, Box
21936 | 1036110000 | SCDV-THR 3.81/32/180F 3.2SN BK BX | PCB plug-in connector, male header, Flange, THT/THR solder connection, 3.81 mm, Number of poles: 32, 180°, Solder pin length (l): 3.2 mm, tinned, black, Box
21937 | 1036480000 | SC-SMT 3.81/02/270G 3.2SN BK BX | PCB plug-in connector, male header, closed side, THT/THR solder connection, 3.81 mm, Number of poles: 2, 270°, Solder pin length (l): 3.2 mm, tinned, black, Box
21938 | 1036490000 | SC-SMT 3.81/03/270G 3.2SN BK BX | PCB plug-in connector, male header, closed side, THT/THR solder connection, 3.81 mm, Number of poles: 3, 270°, Solder pin length (l): 3.2 mm, tinned, black, Box
21939 | 1036510000 | SC-SMT 3.81/04/270G 3.2SN BK BX | PCB plug-in connector, male header, closed side, THT/THR solder connection, 3.81 mm, Number of poles: 4, 270°, Solder pin length (l): 3.2 mm, tinned, black, Box
21940 | 1036520000 | SC-SMT 3.81/05/270G 3.2SN BK BX | PCB plug-in connector, male header, closed side, THT/THR solder connection, 3.81 mm, Number of poles: 5, 270°, Solder pin length (l): 3.2 mm, tinned, black, Box
21941 | 1036530000 | SC-SMT 3.81/06/270G 3.2SN BK BX | PCB plug-in connector, male header, closed side, THT/THR solder connection, 3.81 mm, Number of poles: 6, 270°, Solder pin length (l): 3.2 mm, tinned, black, Box
21942 | 1036540000 | SC-SMT 3.81/07/270G 3.2SN BK BX | PCB plug-in connector, male header, closed side, THT/THR solder connection, 3.81 mm, Number of poles: 7, 270°, Solder pin length (l): 3.2 mm, tinned, black, Box
21943 | 1036550000 | SC-SMT 3.81/08/270G 3.2SN BK BX | PCB plug-in connector, male header, closed side, THT/THR solder connection, 3.81 mm, Number of poles: 8, 270°, Solder pin length (l): 3.2 mm, tinned, black, Box
21944 | 1036560000 | SC-SMT 3.81/09/270G 3.2SN BK BX | PCB plug-in connector, male header, closed side, THT/THR solder connection, 3.81 mm, Number of poles: 9, 270°, Solder pin length (l): 3.2 mm, tinned, black, Box
21945 | 1036570000 | SC-SMT 3.81/10/270G 3.2SN BK BX | PCB plug-in connector, male header, closed side, THT/THR solder connection, 3.81 mm, Number of poles: 10, 270°, Solder pin length (l): 3.2 mm, tinned, black, Box
21946 | 1036580000 | SC-SMT 3.81/11/270G 3.2SN BK BX | PCB plug-in connector, male header, closed side, THT/THR solder connection, 3.81 mm, Number of poles: 11, 270°, Solder pin length (l): 3.2 mm, tinned, black, Box
21947 | 1036590000 | SC-SMT 3.81/12/270G 3.2SN BK BX | PCB plug-in connector, male header, closed side, THT/THR solder connection, 3.81 mm, Number of poles: 12, 270°, Solder pin length (l): 3.2 mm, tinned, black, Box
21948 | 1036610000 | SC-SMT 3.81/13/270G 3.2SN BK BX | PCB plug-in connector, male header, closed side, THT/THR solder connection, 3.81 mm, Number of poles: 13, 270°, Solder pin length (l): 3.2 mm, tinned, black, Box
21949 | 1036620000 | SC-SMT 3.81/14/270G 3.2SN BK BX | PCB plug-in connector, male header, closed side, THT/THR solder connection, 3.81 mm, Number of poles: 14, 270°, Solder pin length (l): 3.2 mm, tinned, black, Box
21950 | 1036630000 | SC-SMT 3.81/15/270G 3.2SN BK BX | PCB plug-in connector, male header, closed side, THT/THR solder connection, 3.81 mm, Number of poles: 15, 270°, Solder pin length (l): 3.2 mm, tinned, black, Box
21951 | 1036640000 | SC-SMT 3.81/16/270G 3.2SN BK BX | PCB plug-in connector, male header, closed side, THT/THR solder connection, 3.81 mm, Number of poles: 16, 270°, Solder pin length (l): 3.2 mm, tinned, black, Box
21952 | 1036840000 | SC-SMT 3.81/03/270G 1.5SN BK BX | PCB plug-in connector, male header, closed side, THT/THR solder connection, 3.81 mm, Number of poles: 3, 270°, Solder pin length (l): 1.5 mm, tinned, black, Box
21953 | 1036860000 | SC-SMT 3.81/05/270G 1.5SN BK BX | PCB plug-in connector, male header, closed side, THT/THR solder connection, 3.81 mm, Number of poles: 5, 270°, Solder pin length (l): 1.5 mm, tinned, black, Box
21954 | 1036870000 | SC-SMT 3.81/06/270G 1.5SN BK BX | PCB plug-in connector, male header, closed side, THT/THR solder connection, 3.81 mm, Number of poles: 6, 270°, Solder pin length (l): 1.5 mm, tinned, black, Box
21955 | 1036890000 | SC-SMT 3.81/08/270G 1.5SN BK BX | PCB plug-in connector, male header, closed side, THT/THR solder connection, 3.81 mm, Number of poles: 8, 270°, Solder pin length (l): 1.5 mm, tinned, black, Box
21956 | 1036920000 | SC-SMT 3.81/10/270G 1.5SN BK BX | PCB plug-in connector, male header, closed side, THT/THR solder connection, 3.81 mm, Number of poles: 10, 270°, Solder pin length (l): 1.5 mm, tinned, black, Box
21957 | 1036940000 | SC-SMT 3.81/12/270G 1.5SN BK BX | PCB plug-in connector, male header, closed side, THT/THR solder connection, 3.81 mm, Number of poles: 12, 270°, Solder pin length (l): 1.5 mm, tinned, black, Box
21958 | 1036990000 | SC-SMT 3.81/02/270F 3.2SN BK BX | PCB plug-in connector, male header, Flange, THT/THR solder connection, 3.81 mm, Number of poles: 2, 270°, Solder pin length (l): 3.2 mm, tinned, black, Box
21959 | 1037010000 | SC-SMT 3.81/03/270F 3.2SN BK BX | PCB plug-in connector, male header, Flange, THT/THR solder connection, 3.81 mm, Number of poles: 3, 270°, Solder pin length (l): 3.2 mm, tinned, black, Box
21960 | 1037020000 | SC-SMT 3.81/04/270F 3.2SN BK BX | PCB plug-in connector, male header, Flange, THT/THR solder connection, 3.81 mm, Number of poles: 4, 270°, Solder pin length (l): 3.2 mm, tinned, black, Box
21961 | 1037030000 | SC-SMT 3.81/05/270F 3.2SN BK BX | PCB plug-in connector, male header, Flange, THT/THR solder connection, 3.81 mm, Number of poles: 5, 270°, Solder pin length (l): 3.2 mm, tinned, black, Box
21962 | 1037040000 | SC-SMT 3.81/06/270F 3.2SN BK BX | PCB plug-in connector, male header, Flange, THT/THR solder connection, 3.81 mm, Number of poles: 6, 270°, Solder pin length (l): 3.2 mm, tinned, black, Box
21963 | 1037050000 | SC-SMT 3.81/07/270F 3.2SN BK BX | PCB plug-in connector, male header, Flange, THT/THR solder connection, 3.81 mm, Number of poles: 7, 270°, Solder pin length (l): 3.2 mm, tinned, black, Box
21964 | 1037060000 | SC-SMT 3.81/08/270F 3.2SN BK BX | PCB plug-in connector, male header, Flange, THT/THR solder connection, 3.81 mm, Number of poles: 8, 270°, Solder pin length (l): 3.2 mm, tinned, black, Box
21965 | 1037070000 | SC-SMT 3.81/09/270F 3.2SN BK BX | PCB plug-in connector, male header, Flange, THT/THR solder connection, 3.81 mm, Number of poles: 9, 270°, Solder pin length (l): 3.2 mm, tinned, black, Box
21966 | 1037080000 | SC-SMT 3.81/10/270F 3.2SN BK BX | PCB plug-in connector, male header, Flange, THT/THR solder connection, 3.81 mm, Number of poles: 10, 270°, Solder pin length (l): 3.2 mm, tinned, black, Box
21967 | 1037090000 | SC-SMT 3.81/11/270F 3.2SN BK BX | PCB plug-in connector, male header, Flange, THT/THR solder connection, 3.81 mm, Number of poles: 11, 270°, Solder pin length (l): 3.2 mm, tinned, black, Box
21968 | 1037110000 | SC-SMT 3.81/12/270F 3.2SN BK BX | PCB plug-in connector, male header, Flange, THT/THR solder connection, 3.81 mm, Number of poles: 12, 270°, Solder pin length (l): 3.2 mm, tinned, black, Box
21969 | 1037120000 | SC-SMT 3.81/13/270F 3.2SN BK BX | PCB plug-in connector, male header, Flange, THT/THR solder connection, 3.81 mm, Number of poles: 13, 270°, Solder pin length (l): 3.2 mm, tinned, black, Box
21970 | 1037130000 | SC-SMT 3.81/14/270F 3.2SN BK BX | PCB plug-in connector, male header, Flange, THT/THR solder connection, 3.81 mm, Number of poles: 14, 270°, Solder pin length (l): 3.2 mm, tinned, black, Box
21971 | 1037140000 | SC-SMT 3.81/15/270F 3.2SN BK BX | PCB plug-in connector, male header, Flange, THT/THR solder connection, 3.81 mm, Number of poles: 15, 270°, Solder pin length (l): 3.2 mm, tinned, black, Box
21972 | 1037150000 | SC-SMT 3.81/16/270F 3.2SN BK BX | PCB plug-in connector, male header, Flange, THT/THR solder connection, 3.81 mm, Number of poles: 16, 270°, Solder pin length (l): 3.2 mm, tinned, black, Box
21973 | 1037360000 | SC-SMT 3.81/05/270F 1.5SN BK BX | PCB plug-in connector, male header, Flange, THT/THR solder connection, 3.81 mm, Number of poles: 5, 270°, Solder pin length (l): 1.5 mm, tinned, black, Box
21974 | 1037370000 | SC-SMT 3.81/06/270F 1.5SN BK BX | PCB plug-in connector, male header, Flange, THT/THR solder connection, 3.81 mm, Number of poles: 6, 270°, Solder pin length (l): 1.5 mm, tinned, black, Box
21975 | 1037390000 | SC-SMT 3.81/08/270F 1.5SN BK BX | PCB plug-in connector, male header, Flange, THT/THR solder connection, 3.81 mm, Number of poles: 8, 270°, Solder pin length (l): 1.5 mm, tinned, black, Box
21976 | 1037400000 | SC-SMT 3.81/09/270F 1.5SN BK BX | PCB plug-in connector, male header, Flange, THT/THR solder connection, 3.81 mm, Number of poles: 9, 270°, Solder pin length (l): 1.5 mm, tinned, black, Box
21977 | 1037490000 | SC 3.81/02/270G 3.2SN OR BX | PCB plug-in connector, male header, closed side, THT solder connection, 3.81 mm, Number of poles: 2, 270°, Solder pin length (l): 3.2 mm, tinned, orange, Box
21978 | 1037510000 | SC 3.81/03/270G 3.2SN OR BX | PCB plug-in connector, male header, closed side, THT solder connection, 3.81 mm, Number of poles: 3, 270°, Solder pin length (l): 3.2 mm, tinned, orange, Box
21979 | 1037520000 | SC 3.81/04/270G 3.2SN OR BX | PCB plug-in connector, male header, closed side, THT solder connection, 3.81 mm, Number of poles: 4, 270°, Solder pin length (l): 3.2 mm, tinned, orange, Box
21980 | 1037530000 | SC 3.81/05/270G 3.2SN OR BX | PCB plug-in connector, male header, closed side, THT solder connection, 3.81 mm, Number of poles: 5, 270°, Solder pin length (l): 3.2 mm, tinned, orange, Box
21981 | 1037540000 | SC 3.81/06/270G 3.2SN OR BX | PCB plug-in connector, male header, closed side, THT solder connection, 3.81 mm, Number of poles: 6, 270°, Solder pin length (l): 3.2 mm, tinned, orange, Box
21982 | 1037550000 | SC 3.81/07/270G 3.2SN OR BX | PCB plug-in connector, male header, closed side, THT solder connection, 3.81 mm, Number of poles: 7, 270°, Solder pin length (l): 3.2 mm, tinned, orange, Box
21983 | 1037560000 | SC 3.81/08/270G 3.2SN OR BX | PCB plug-in connector, male header, closed side, THT solder connection, 3.81 mm, Number of poles: 8, 270°, Solder pin length (l): 3.2 mm, tinned, orange, Box
21984 | 1037570000 | SC 3.81/09/270G 3.2SN OR BX | PCB plug-in connector, male header, closed side, THT solder connection, 3.81 mm, Number of poles: 9, 270°, Solder pin length (l): 3.2 mm, tinned, orange, Box
21985 | 1037580000 | SC 3.81/10/270G 3.2SN OR BX | PCB plug-in connector, male header, closed side, THT solder connection, 3.81 mm, Number of poles: 10, 270°, Solder pin length (l): 3.2 mm, tinned, orange, Box
21986 | 1037590000 | SC 3.81/11/270G 3.2SN OR BX | PCB plug-in connector, male header, closed side, THT solder connection, 3.81 mm, Number of poles: 11, 270°, Solder pin length (l): 3.2 mm, tinned, orange, Box
21987 | 1037610000 | SC 3.81/12/270G 3.2SN OR BX | PCB plug-in connector, male header, closed side, THT solder connection, 3.81 mm, Number of poles: 12, 270°, Solder pin length (l): 3.2 mm, tinned, orange, Box
21988 | 1037620000 | SC 3.81/13/270G 3.2SN OR BX | PCB plug-in connector, male header, closed side, THT solder connection, 3.81 mm, Number of poles: 13, 270°, Solder pin length (l): 3.2 mm, tinned, orange, Box
21989 | 1037630000 | SC 3.81/14/270G 3.2SN OR BX | PCB plug-in connector, male header, closed side, THT solder connection, 3.81 mm, Number of poles: 14, 270°, Solder pin length (l): 3.2 mm, tinned, orange, Box
21990 | 1037640000 | SC 3.81/15/270G 3.2SN OR BX | PCB plug-in connector, male header, closed side, THT solder connection, 3.81 mm, Number of poles: 15, 270°, Solder pin length (l): 3.2 mm, tinned, orange, Box
21991 | 1037650000 | SC 3.81/16/270G 3.2SN OR BX | PCB plug-in connector, male header, closed side, THT solder connection, 3.81 mm, Number of poles: 16, 270°, Solder pin length (l): 3.2 mm, tinned, orange, Box
21992 | 1038040000 | SC 3.81/02/270F 3.2SN OR BX | PCB plug-in connector, male header, Flange, THT solder connection, 3.81 mm, Number of poles: 2, 270°, Solder pin length (l): 3.2 mm, tinned, orange, Box
21993 | 1038050000 | SC 3.81/03/270F 3.2SN OR BX | PCB plug-in connector, male header, Flange, THT solder connection, 3.81 mm, Number of poles: 3, 270°, Solder pin length (l): 3.2 mm, tinned, orange, Box
21994 | 1038060000 | SC 3.81/04/270F 3.2SN OR BX | PCB plug-in connector, male header, Flange, THT solder connection, 3.81 mm, Number of poles: 4, 270°, Solder pin length (l): 3.2 mm, tinned, orange, Box
21995 | 1038070000 | SC 3.81/05/270F 3.2SN OR BX | PCB plug-in connector, male header, Flange, THT solder connection, 3.81 mm, Number of poles: 5, 270°, Solder pin length (l): 3.2 mm, tinned, orange, Box
21996 | 1038080000 | SC 3.81/06/270F 3.2SN OR BX | PCB plug-in connector, male header, Flange, THT solder connection, 3.81 mm, Number of poles: 6, 270°, Solder pin length (l): 3.2 mm, tinned, orange, Box
21997 | 1038090000 | SC 3.81/07/270F 3.2SN OR BX | PCB plug-in connector, male header, Flange, THT solder connection, 3.81 mm, Number of poles: 7, 270°, Solder pin length (l): 3.2 mm, tinned, orange, Box
21998 | 1038110000 | SC 3.81/08/270F 3.2SN OR BX | PCB plug-in connector, male header, Flange, THT solder connection, 3.81 mm, Number of poles: 8, 270°, Solder pin length (l): 3.2 mm, tinned, orange, Box
21999 | 1038130000 | SC 3.81/09/270F 3.2SN OR BX | PCB plug-in connector, male header, Flange, THT solder connection, 3.81 mm, Number of poles: 9, 270°, Solder pin length (l): 3.2 mm, tinned, orange, Box
22000 | 1038140000 | SC 3.81/10/270F 3.2SN OR BX | PCB plug-in connector, male header, Flange, THT solder connection, 3.81 mm, Number of poles: 10, 270°, Solder pin length (l): 3.2 mm, tinned, orange, Box
22001 | 1038150000 | SC 3.81/11/270F 3.2SN OR BX | PCB plug-in connector, male header, Flange, THT solder connection, 3.81 mm, Number of poles: 11, 270°, Solder pin length (l): 3.2 mm, tinned, orange, Box
22002 | 1038160000 | SC 3.81/12/270F 3.2SN OR BX | PCB plug-in connector, male header, Flange, THT solder connection, 3.81 mm, Number of poles: 12, 270°, Solder pin length (l): 3.2 mm, tinned, orange, Box
22003 | 1038170000 | SC 3.81/13/270F 3.2SN OR BX | PCB plug-in connector, male header, Flange, THT solder connection, 3.81 mm, Number of poles: 13, 270°, Solder pin length (l): 3.2 mm, tinned, orange, Box
22004 | 1038180000 | SC 3.81/14/270F 3.2SN OR BX | PCB plug-in connector, male header, Flange, THT solder connection, 3.81 mm, Number of poles: 14, 270°, Solder pin length (l): 3.2 mm, tinned, orange, Box
22005 | 1038190000 | SC 3.81/15/270F 3.2SN OR BX | PCB plug-in connector, male header, Flange, THT solder connection, 3.81 mm, Number of poles: 15, 270°, Solder pin length (l): 3.2 mm, tinned, orange, Box
22006 | 1038210000 | SC 3.81/16/270F 3.2SN OR BX | PCB plug-in connector, male header, Flange, THT solder connection, 3.81 mm, Number of poles: 16, 270°, Solder pin length (l): 3.2 mm, tinned, orange, Box
22007 | 1038950000 | SCDN-THR 3.81/04/90G 3.2SN BK BX | PCB plug-in connector, male header, closed side, THT/THR solder connection, 3.81 mm, Number of poles: 4, 90°, Solder pin length (l): 3.2 mm, tinned, black, Box
22008 | 1038960000 | SCDN-THR 3.81/06/90G 3.2SN BK BX | PCB plug-in connector, male header, closed side, THT/THR solder connection, 3.81 mm, Number of poles: 6, 90°, Solder pin length (l): 3.2 mm, tinned, black, Box
22009 | 1038970000 | SCDN-THR 3.81/08/90G 3.2SN BK BX | PCB plug-in connector, male header, closed side, THT/THR solder connection, 3.81 mm, Number of poles: 8, 90°, Solder pin length (l): 3.2 mm, tinned, black, Box
22010 | 1038980000 | SCDN-THR 3.81/10/90G 3.2SN BK BX | PCB plug-in connector, male header, closed side, THT/THR solder connection, 3.81 mm, Number of poles: 10, 90°, Solder pin length (l): 3.2 mm, tinned, black, Box
22011 | 1038990000 | SCDN-THR 3.81/12/90G 3.2SN BK BX | PCB plug-in connector, male header, closed side, THT/THR solder connection, 3.81 mm, Number of poles: 12, 90°, Solder pin length (l): 3.2 mm, tinned, black, Box
22012 | 1039010000 | SCDN-THR 3.81/14/90G 3.2SN BK BX | PCB plug-in connector, male header, closed side, THT/THR solder connection, 3.81 mm, Number of poles: 14, 90°, Solder pin length (l): 3.2 mm, tinned, black, Box
22013 | 1039020000 | SCDN-THR 3.81/16/90G 3.2SN BK BX | PCB plug-in connector, male header, closed side, THT/THR solder connection, 3.81 mm, Number of poles: 16, 90°, Solder pin length (l): 3.2 mm, tinned, black, Box
22014 | 1039030000 | SCDN-THR 3.81/18/90G 3.2SN BK BX | PCB plug-in connector, male header, closed side, THT/THR solder connection, 3.81 mm, Number of poles: 18, 90°, Solder pin length (l): 3.2 mm, tinned, black, Box
22015 | 1039040000 | SCDN-THR 3.81/20/90G 3.2SN BK BX | PCB plug-in connector, male header, closed side, THT/THR solder connection, 3.81 mm, Number of poles: 20, 90°, Solder pin length (l): 3.2 mm, tinned, black, Box
22016 | 1039050000 | SCDN-THR 3.81/22/90G 3.2SN BK BX | PCB plug-in connector, male header, closed side, THT/THR solder connection, 3.81 mm, Number of poles: 22, 90°, Solder pin length (l): 3.2 mm, tinned, black, Box
22017 | 1039060000 | SCDN-THR 3.81/24/90G 3.2SN BK BX | PCB plug-in connector, male header, closed side, THT/THR solder connection, 3.81 mm, Number of poles: 24, 90°, Solder pin length (l): 3.2 mm, tinned, black, Box
22018 | 1039070000 | SCDN-THR 3.81/26/90G 3.2SN BK BX | PCB plug-in connector, male header, closed side, THT/THR solder connection, 3.81 mm, Number of poles: 26, 90°, Solder pin length (l): 3.2 mm, tinned, black, Box
22019 | 1039080000 | SCDN-THR 3.81/28/90G 3.2SN BK BX | PCB plug-in connector, male header, closed side, THT/THR solder connection, 3.81 mm, Number of poles: 28, 90°, Solder pin length (l): 3.2 mm, tinned, black, Box
22020 | 1039090000 | SCDN-THR 3.81/30/90G 3.2SN BK BX | PCB plug-in connector, male header, closed side, THT/THR solder connection, 3.81 mm, Number of poles: 30, 90°, Solder pin length (l): 3.2 mm, tinned, black, Box
22021 | 1039100000 | SCDN-THR 3.81/32/90G 3.2SN BK BX | PCB plug-in connector, male header, closed side, THT/THR solder connection, 3.81 mm, Number of poles: 32, 90°, Solder pin length (l): 3.2 mm, tinned, black, Box
22022 | 1039270000 | SCDN-THR 3.81/04/90G 1.5SN BK BX | PCB plug-in connector, male header, closed side, THT/THR solder connection, 3.81 mm, Number of poles: 4, 90°, Solder pin length (l): 1.5 mm, tinned, black, Box
22023 | 1039290000 | SCDN-THR 3.81/08/90G 1.5SN BK BX | PCB plug-in connector, male header, closed side, THT/THR solder connection, 3.81 mm, Number of poles: 8, 90°, Solder pin length (l): 1.5 mm, tinned, black, Box
22024 | 1039300000 | SCDN-THR 3.81/10/90G 1.5SN BK BX | PCB plug-in connector, male header, closed side, THT/THR solder connection, 3.81 mm, Number of poles: 10, 90°, Solder pin length (l): 1.5 mm, tinned, black, Box
22025 | 1039310000 | SCDN-THR 3.81/12/90G 1.5SN BK BX | PCB plug-in connector, male header, closed side, THT/THR solder connection, 3.81 mm, Number of poles: 12, 90°, Solder pin length (l): 1.5 mm, tinned, black, Box
22026 | 1039440000 | SCDN-THR 3.81/04/90F 3.2SN BK BX | PCB plug-in connector, male header, Flange, THT/THR solder connection, 3.81 mm, Number of poles: 4, 90°, Solder pin length (l): 3.2 mm, tinned, black, Box
22027 | 1039450000 | SCDN-THR 3.81/06/90F 3.2SN BK BX | PCB plug-in connector, male header, Flange, THT/THR solder connection, 3.81 mm, Number of poles: 6, 90°, Solder pin length (l): 3.2 mm, tinned, black, Box
22028 | 1039460000 | SCDN-THR 3.81/08/90F 3.2SN BK BX | PCB plug-in connector, male header, Flange, THT/THR solder connection, 3.81 mm, Number of poles: 8, 90°, Solder pin length (l): 3.2 mm, tinned, black, Box
22029 | 1039520000 | SCDN-THR 3.81/10/90F 3.2SN BK BX | PCB plug-in connector, male header, Flange, THT/THR solder connection, 3.81 mm, Number of poles: 10, 90°, Solder pin length (l): 3.2 mm, tinned, black, Box
22030 | 1039530000 | SCDN-THR 3.81/12/90F 3.2SN BK BX | PCB plug-in connector, male header, Flange, THT/THR solder connection, 3.81 mm, Number of poles: 12, 90°, Solder pin length (l): 3.2 mm, tinned, black, Box
22031 | 1039540000 | SCDN-THR 3.81/14/90F 3.2SN BK BX | PCB plug-in connector, male header, Flange, THT/THR solder connection, 3.81 mm, Number of poles: 14, 90°, Solder pin length (l): 3.2 mm, tinned, black, Box
22032 | 1039550000 | SCDN-THR 3.81/16/90F 3.2SN BK BX | PCB plug-in connector, male header, Flange, THT/THR solder connection, 3.81 mm, Number of poles: 16, 90°, Solder pin length (l): 3.2 mm, tinned, black, Box
22033 | 1039560000 | SCDN-THR 3.81/18/90F 3.2SN BK BX | PCB plug-in connector, male header, Flange, THT/THR solder connection, 3.81 mm, Number of poles: 18, 90°, Solder pin length (l): 3.2 mm, tinned, black, Box
22034 | 1039570000 | SCDN-THR 3.81/20/90F 3.2SN BK BX | PCB plug-in connector, male header, Flange, THT/THR solder connection, 3.81 mm, Number of poles: 20, 90°, Solder pin length (l): 3.2 mm, tinned, black, Box
22035 | 1039580000 | SCDN-THR 3.81/22/90F 3.2SN BK BX | PCB plug-in connector, male header, Flange, THT/THR solder connection, 3.81 mm, Number of poles: 22, 90°, Solder pin length (l): 3.2 mm, tinned, black, Box
22036 | 1039590000 | SCDN-THR 3.81/24/90F 3.2SN BK BX | PCB plug-in connector, male header, Flange, THT/THR solder connection, 3.81 mm, Number of poles: 24, 90°, Solder pin length (l): 3.2 mm, tinned, black, Box
22037 | 1039610000 | SCDN-THR 3.81/26/90F 3.2SN BK BX | PCB plug-in connector, male header, Flange, THT/THR solder connection, 3.81 mm, Number of poles: 26, 90°, Solder pin length (l): 3.2 mm, tinned, black, Box
22038 | 1039720000 | SCDN-THR 3.81/28/90F 3.2SN BK BX | PCB plug-in connector, male header, Flange, THT/THR solder connection, 3.81 mm, Number of poles: 28, 90°, Solder pin length (l): 3.2 mm, tinned, black, Box
22039 | 1039730000 | SCDN-THR 3.81/30/90F 3.2SN BK BX | PCB plug-in connector, male header, Flange, THT/THR solder connection, 3.81 mm, Number of poles: 30, 90°, Solder pin length (l): 3.2 mm, tinned, black, Box
22040 | 1039740000 | SCDN-THR 3.81/32/90F 3.2SN BK BX | PCB plug-in connector, male header, Flange, THT/THR solder connection, 3.81 mm, Number of poles: 32, 90°, Solder pin length (l): 3.2 mm, tinned, black, Box
22041 | 1040150000 | SCDN-THR 3.81/10/90F 1.5SN BK BX | PCB plug-in connector, male header, Flange, THT/THR solder connection, 3.81 mm, Number of poles: 10, 90°, Solder pin length (l): 1.5 mm, tinned, black, Box
22042 | 1040170000 | SCDN-THR 3.81/12/90F 1.5SN BK BX | PCB plug-in connector, male header, Flange, THT/THR solder connection, 3.81 mm, Number of poles: 12, 90°, Solder pin length (l): 1.5 mm, tinned, black, Box
22043 | 1040270000 | SCDN-THR 3.81/22/90F 1.5SN BK BX | PCB plug-in connector, male header, Flange, THT/THR solder connection, 3.81 mm, Number of poles: 22, 90°, Solder pin length (l): 1.5 mm, tinned, black, Box
22044 | 1040380000 | SCDN-THR 3.81/30/90F 1.5SN BK BX | PCB plug-in connector, male header, Flange, THT/THR solder connection, 3.81 mm, Number of poles: 30, 90°, Solder pin length (l): 1.5 mm, tinned, black, Box
22045 | 1040410000 | SCDN 3.81/04/90G 3.2SN OR BX | PCB plug-in connector, male header, closed side, THT solder connection, 3.81 mm, Number of poles: 4, 90°, Solder pin length (l): 3.2 mm, tinned, orange, Box
22046 | 1040420000 | SCDN 3.81/06/90G 3.2SN OR BX | PCB plug-in connector, male header, closed side, THT solder connection, 3.81 mm, Number of poles: 6, 90°, Solder pin length (l): 3.2 mm, tinned, orange, Box
22047 | 1040430000 | SCDN 3.81/08/90G 3.2SN OR BX | PCB plug-in connector, male header, closed side, THT solder connection, 3.81 mm, Number of poles: 8, 90°, Solder pin length (l): 3.2 mm, tinned, orange, Box
22048 | 1040440000 | SCDN 3.81/10/90G 3.2SN OR BX | PCB plug-in connector, male header, closed side, THT solder connection, 3.81 mm, Number of poles: 10, 90°, Solder pin length (l): 3.2 mm, tinned, orange, Box
22049 | 1040450000 | SCDN 3.81/12/90G 3.2SN OR BX | PCB plug-in connector, male header, closed side, THT solder connection, 3.81 mm, Number of poles: 12, 90°, Solder pin length (l): 3.2 mm, tinned, orange, Box
22050 | 1040460000 | SCDN 3.81/14/90G 3.2SN OR BX | PCB plug-in connector, male header, closed side, THT solder connection, 3.81 mm, Number of poles: 14, 90°, Solder pin length (l): 3.2 mm, tinned, orange, Box
22051 | 1040470000 | SCDN 3.81/16/90G 3.2SN OR BX | PCB plug-in connector, male header, closed side, THT solder connection, 3.81 mm, Number of poles: 16, 90°, Solder pin length (l): 3.2 mm, tinned, orange, Box
22052 | 1040490000 | SCDN 3.81/18/90G 3.2SN OR BX | PCB plug-in connector, male header, closed side, THT solder connection, 3.81 mm, Number of poles: 18, 90°, Solder pin length (l): 3.2 mm, tinned, orange, Box
22053 | 1040510000 | SCDN 3.81/20/90G 3.2SN OR BX | PCB plug-in connector, male header, closed side, THT solder connection, 3.81 mm, Number of poles: 20, 90°, Solder pin length (l): 3.2 mm, tinned, orange, Box
22054 | 1040520000 | SCDN 3.81/22/90G 3.2SN OR BX | PCB plug-in connector, male header, closed side, THT solder connection, 3.81 mm, Number of poles: 22, 90°, Solder pin length (l): 3.2 mm, tinned, orange, Box
22055 | 1040530000 | SCDN 3.81/24/90G 3.2SN OR BX | PCB plug-in connector, male header, closed side, THT solder connection, 3.81 mm, Number of poles: 24, 90°, Solder pin length (l): 3.2 mm, tinned, orange, Box
22056 | 1040540000 | SCDN 3.81/26/90G 3.2SN OR BX | PCB plug-in connector, male header, closed side, THT solder connection, 3.81 mm, Number of poles: 26, 90°, Solder pin length (l): 3.2 mm, tinned, orange, Box
22057 | 1040550000 | SCDN 3.81/28/90G 3.2SN OR BX | PCB plug-in connector, male header, closed side, THT solder connection, 3.81 mm, Number of poles: 28, 90°, Solder pin length (l): 3.2 mm, tinned, orange, Box
22058 | 1040560000 | SCDN 3.81/30/90G 3.2SN OR BX | PCB plug-in connector, male header, closed side, THT solder connection, 3.81 mm, Number of poles: 30, 90°, Solder pin length (l): 3.2 mm, tinned, orange, Box
22059 | 1040570000 | SCDN 3.81/32/90G 3.2SN OR BX | PCB plug-in connector, male header, closed side, THT solder connection, 3.81 mm, Number of poles: 32, 90°, Solder pin length (l): 3.2 mm, tinned, orange, Box
22060 | 1040960000 | SCDN 3.81/04/90F 3.2SN OR BX | PCB plug-in connector, male header, Flange, THT solder connection, 3.81 mm, Number of poles: 4, 90°, Solder pin length (l): 3.2 mm, tinned, orange, Box
22061 | 1040970000 | SCDN 3.81/06/90F 3.2SN OR BX | PCB plug-in connector, male header, Flange, THT solder connection, 3.81 mm, Number of poles: 6, 90°, Solder pin length (l): 3.2 mm, tinned, orange, Box
22062 | 1040980000 | SCDN 3.81/08/90F 3.2SN OR BX | PCB plug-in connector, male header, Flange, THT solder connection, 3.81 mm, Number of poles: 8, 90°, Solder pin length (l): 3.2 mm, tinned, orange, Box
22063 | 1040990000 | SCDN 3.81/10/90F 3.2SN OR BX | PCB plug-in connector, male header, Flange, THT solder connection, 3.81 mm, Number of poles: 10, 90°, Solder pin length (l): 3.2 mm, tinned, orange, Box
22064 | 1041000000 | SCDN 3.81/12/90F 3.2SN OR BX | PCB plug-in connector, male header, Flange, THT solder connection, 3.81 mm, Number of poles: 12, 90°, Solder pin length (l): 3.2 mm, tinned, orange, Box
22065 | 1041010000 | SCDN 3.81/14/90F 3.2SN OR BX | PCB plug-in connector, male header, Flange, THT solder connection, 3.81 mm, Number of poles: 14, 90°, Solder pin length (l): 3.2 mm, tinned, orange, Box
22066 | 1041020000 | SCDN 3.81/16/90F 3.2SN OR BX | PCB plug-in connector, male header, Flange, THT solder connection, 3.81 mm, Number of poles: 16, 90°, Solder pin length (l): 3.2 mm, tinned, orange, Box
22067 | 1041030000 | SCDN 3.81/18/90F 3.2SN OR BX | PCB plug-in connector, male header, Flange, THT solder connection, 3.81 mm, Number of poles: 18, 90°, Solder pin length (l): 3.2 mm, tinned, orange, Box
22068 | 1041040000 | SCDN 3.81/20/90F 3.2SN OR BX | PCB plug-in connector, male header, Flange, THT solder connection, 3.81 mm, Number of poles: 20, 90°, Solder pin length (l): 3.2 mm, tinned, orange, Box
22069 | 1041050000 | SCDN 3.81/22/90F 3.2SN OR BX | PCB plug-in connector, male header, Flange, THT solder connection, 3.81 mm, Number of poles: 22, 90°, Solder pin length (l): 3.2 mm, tinned, orange, Box
22070 | 1041060000 | SCDN 3.81/24/90F 3.2SN OR BX | PCB plug-in connector, male header, Flange, THT solder connection, 3.81 mm, Number of poles: 24, 90°, Solder pin length (l): 3.2 mm, tinned, orange, Box
22071 | 1041070000 | SCDN 3.81/26/90F 3.2SN OR BX | PCB plug-in connector, male header, Flange, THT solder connection, 3.81 mm, Number of poles: 26, 90°, Solder pin length (l): 3.2 mm, tinned, orange, Box
22072 | 1041080000 | SCDN 3.81/28/90F 3.2SN OR BX | PCB plug-in connector, male header, Flange, THT solder connection, 3.81 mm, Number of poles: 28, 90°, Solder pin length (l): 3.2 mm, tinned, orange, Box
22073 | 1041090000 | SCDN 3.81/30/90F 3.2SN OR BX | PCB plug-in connector, male header, Flange, THT solder connection, 3.81 mm, Number of poles: 30, 90°, Solder pin length (l): 3.2 mm, tinned, orange, Box
22074 | 1041110000 | SCDN 3.81/32/90F 3.2SN OR BX | PCB plug-in connector, male header, Flange, THT solder connection, 3.81 mm, Number of poles: 32, 90°, Solder pin length (l): 3.2 mm, tinned, orange, Box
22075 | 1047870000 | BLC 5.08/17/180R OR BX | PCB plug-in connector, female plug, 5.08 mm, Number of poles: 17, 180°, Crimp connection, Clamping range, max. : 2.5 mm², Box
22076 | 1501910000 | BLT 5.08HC/03/180B SN BK BX | PCB plug-in connector, female plug, 5.08 mm, Number of poles: 3, 180°, TOP connection, Clamping range, max. : 2.5 mm², Box
22077 | 1760490000 | PM 5.08/02/90 3.5SN OR BX | Printed circuit board terminals, 5.08 mm, Number of poles: 2, 90°, Solder pin length (l): 3.5 mm, tinned, orange, Pressure clamp connection, Clamping range, max. : 2.5 mm², Box
22078 | 1760500000 | PM 5.08/03/90 3.5SN OR BX | Printed circuit board terminals, 5.08 mm, Number of poles: 3, 90°, Solder pin length (l): 3.5 mm, tinned, orange, Pressure clamp connection, Clamping range, max. : 2.5 mm², Box
22079 | 1760510000 | PM 5.08/02/90 3.5SN BK BX | Printed circuit board terminals, 5.08 mm, Number of poles: 2, 90°, Solder pin length (l): 3.5 mm, tinned, black, Pressure clamp connection, Clamping range, max. : 2.5 mm², Box
22080 | 1760520000 | PM 5.08/03/90 3.5SN BK BX | Printed circuit board terminals, 5.08 mm, Number of poles: 3, 90°, Solder pin length (l): 3.5 mm, tinned, black, Pressure clamp connection, Clamping range, max. : 2.5 mm², Box
22081 | 1791630000 | PM 5.00/02/90 3.5SN BK BX | Printed circuit board terminals, 5.00 mm, Number of poles: 2, 90°, Solder pin length (l): 3.5 mm, tinned, black, Pressure clamp connection, Clamping range, max. : 2.5 mm², Box
22082 | 1810850000 | LS 5.08/02/90 3.5SN BK BX | Printed circuit board terminals, 5.08 mm, Number of poles: 2, 90°, Solder pin length (l): 3.5 mm, tinned, black, Clamping yoke connection, Clamping range, max. : 1.5 mm², Box
22083 | 1810860000 | LS 5.08/03/90 3.5SN BK BX | Printed circuit board terminals, 5.08 mm, Number of poles: 3, 90°, Solder pin length (l): 3.5 mm, tinned, black, Clamping yoke connection, Clamping range, max. : 1.5 mm², Box
22084 | 1810870000 | LS 5.08/04/90 3.5SN BK BX | Printed circuit board terminals, 5.08 mm, Number of poles: 4, 90°, Solder pin length (l): 3.5 mm, tinned, black, Clamping yoke connection, Clamping range, max. : 1.5 mm², Box
22085 | 1810880000 | LS 5.08/05/90 3.5SN BK BX | Printed circuit board terminals, 5.08 mm, Number of poles: 5, 90°, Solder pin length (l): 3.5 mm, tinned, black, Clamping yoke connection, Clamping range, max. : 1.5 mm², Box
22086 | 1810900000 | LS 5.08/07/90 3.5SN BK BX | Printed circuit board terminals, 5.08 mm, Number of poles: 7, 90°, Solder pin length (l): 3.5 mm, tinned, black, Clamping yoke connection, Clamping range, max. : 1.5 mm², Box
22087 | 1810910000 | LS 5.08/08/90 3.5SN BK BX | Printed circuit board terminals, 5.08 mm, Number of poles: 8, 90°, Solder pin length (l): 3.5 mm, tinned, black, Clamping yoke connection, Clamping range, max. : 1.5 mm², Box
22088 | 1810920000 | LS 5.08/09/90 3.5SN BK BX | Printed circuit board terminals, 5.08 mm, Number of poles: 9, 90°, Solder pin length (l): 3.5 mm, tinned, black, Clamping yoke connection, Clamping range, max. : 1.5 mm², Box
22089 | 1810950000 | LS 5.08/12/90 3.5SN BK BX | Printed circuit board terminals, 5.08 mm, Number of poles: 12, 90°, Solder pin length (l): 3.5 mm, tinned, black, Clamping yoke connection, Clamping range, max. : 1.5 mm², Box
22090 | 1810960000 | LS 5.08/02/90 3.5SN GY BX | Printed circuit board terminals, 5.08 mm, Number of poles: 2, 90°, Solder pin length (l): 3.5 mm, tinned, Pebble grey, Clamping yoke connection, Clamping range, max. : 1.5 mm², Box
22091 | 1810970000 | LS 5.08/03/90 3.5SN GY BX | Printed circuit board terminals, 5.08 mm, Number of poles: 3, 90°, Solder pin length (l): 3.5 mm, tinned, Pebble grey, Clamping yoke connection, Clamping range, max. : 1.5 mm², Box
22092 | 1811070000 | LS 5.08/02/90 3.5SN GN BX | Printed circuit board terminals, 5.08 mm, Number of poles: 2, 90°, Solder pin length (l): 3.5 mm, tinned, Pale green, Clamping yoke connection, Clamping range, max. : 1.5 mm², Box
22093 | 1811080000 | LS 5.08/03/90 3.5SN GN BX | Printed circuit board terminals, 5.08 mm, Number of poles: 3, 90°, Solder pin length (l): 3.5 mm, tinned, Pale green, Clamping yoke connection, Clamping range, max. : 1.5 mm², Box
22094 | 1811170000 | LS 5.08/12/90 3.5SN GN BX | Printed circuit board terminals, 5.08 mm, Number of poles: 12, 90°, Solder pin length (l): 3.5 mm, tinned, Pale green, Clamping yoke connection, Clamping range, max. : 1.5 mm², Box
22095 | 1811180000 | PS 3.50/02/90 3.5SN BK BX | Printed circuit board terminals, 3.50 mm, Number of poles: 2, 90°, Solder pin length (l): 3.5 mm, tinned, black, Pressure clamp connection, Clamping range, max. : 1.5 mm², Box
22096 | 1811190000 | PS 3.50/03/90 3.5SN BK BX | Printed circuit board terminals, 3.50 mm, Number of poles: 3, 90°, Solder pin length (l): 3.5 mm, tinned, black, Pressure clamp connection, Clamping range, max. : 1.5 mm², Box
22097 | 1811200000 | PS 3.50/04/90 3.5SN BK BX | Printed circuit board terminals, 3.50 mm, Number of poles: 4, 90°, Solder pin length (l): 3.5 mm, tinned, black, Pressure clamp connection, Clamping range, max. : 1.5 mm², Box
22098 | 1811210000 | PS 3.50/05/90 3.5SN BK BX | Printed circuit board terminals, 3.50 mm, Number of poles: 5, 90°, Solder pin length (l): 3.5 mm, tinned, black, Pressure clamp connection, Clamping range, max. : 1.5 mm², Box
22099 | 1811220000 | PS 3.50/06/90 3.5SN BK BX | Printed circuit board terminals, 3.50 mm, Number of poles: 6, 90°, Solder pin length (l): 3.5 mm, tinned, black, Pressure clamp connection, Clamping range, max. : 1.5 mm², Box
22100 | 1811230000 | PS 3.50/07/90 3.5SN BK BX | Printed circuit board terminals, 3.50 mm, Number of poles: 7, 90°, Solder pin length (l): 3.5 mm, tinned, black, Pressure clamp connection, Clamping range, max. : 1.5 mm², Box
22101 | 1811260000 | PS 3.50/10/90 3.5SN BK BX | Printed circuit board terminals, 3.50 mm, Number of poles: 10, 90°, Solder pin length (l): 3.5 mm, tinned, black, Pressure clamp connection, Clamping range, max. : 1.5 mm², Box
22102 | 1811280000 | PS 3.50/12/90 3.5SN BK BX | Printed circuit board terminals, 3.50 mm, Number of poles: 12, 90°, Solder pin length (l): 3.5 mm, tinned, black, Pressure clamp connection, Clamping range, max. : 1.5 mm², Box
22103 | 1811290000 | PS 3.50/02/90 3.5SN GY BX | Printed circuit board terminals, 3.50 mm, Number of poles: 2, 90°, Solder pin length (l): 3.5 mm, tinned, Pebble grey, Pressure clamp connection, Clamping range, max. : 1.5 mm², Box
22104 | 1811300000 | PS 3.50/03/90 3.5SN GY BX | Printed circuit board terminals, 3.50 mm, Number of poles: 3, 90°, Solder pin length (l): 3.5 mm, tinned, Pebble grey, Pressure clamp connection, Clamping range, max. : 1.5 mm², Box
22105 | 1811400000 | PS 3.50/02/90 3.5SN GN BX | Printed circuit board terminals, 3.50 mm, Number of poles: 2, 90°, Solder pin length (l): 3.5 mm, tinned, Pale green, Pressure clamp connection, Clamping range, max. : 1.5 mm², Box
22106 | 1811410000 | PS 3.50/03/90 3.5SN GN BX | Printed circuit board terminals, 3.50 mm, Number of poles: 3, 90°, Solder pin length (l): 3.5 mm, tinned, Pale green, Pressure clamp connection, Clamping range, max. : 1.5 mm², Box
22107 | 1811480000 | PS 3.50/10/90 3.5SN GN BX | Printed circuit board terminals, 3.50 mm, Number of poles: 10, 90°, Solder pin length (l): 3.5 mm, tinned, Pale green, Pressure clamp connection, Clamping range, max. : 1.5 mm², Box
22108 | 1811510000 | LMZFL 5/2/135 3.5SW | Printed circuit board terminals, 5.00 mm, Number of poles: 2, 135°, Solder pin length (l): 3.5 mm, tinned, black, Tension clamp connection with actuator, Clamping range, max. : 2.5 mm², Box
22109 | 1811520000 | LMZFL 5/3/135 3.5SW | Printed circuit board terminals, 5.00 mm, Number of poles: 3, 135°, Solder pin length (l): 3.5 mm, tinned, black, Tension clamp connection with actuator, Clamping range, max. : 2.5 mm², Box
22110 | 1811530000 | LMZFL 5/4/135 3.5SW | Printed circuit board terminals, 5.00 mm, Number of poles: 4, 135°, Solder pin length (l): 3.5 mm, tinned, black, Tension clamp connection with actuator, Clamping range, max. : 2.5 mm², Box
22111 | 1811540000 | LMZFL 5/5/135 3.5SW | Printed circuit board terminals, 5.00 mm, Number of poles: 5, 135°, Solder pin length (l): 3.5 mm, tinned, black, Tension clamp connection with actuator, Clamping range, max. : 2.5 mm², Box
22112 | 1811550000 | LMZFL 5/6/135 3.5SW | Printed circuit board terminals, 5.00 mm, Number of poles: 6, 135°, Solder pin length (l): 3.5 mm, tinned, black, Tension clamp connection with actuator, Clamping range, max. : 2.5 mm², Box
22113 | 1811560000 | LMZFL 5/7/135 3.5SW | Printed circuit board terminals, 5.00 mm, Number of poles: 7, 135°, Solder pin length (l): 3.5 mm, tinned, black, Tension clamp connection with actuator, Clamping range, max. : 2.5 mm², Box
22114 | 1811570000 | LMZFL 5/8/135 3.5SW | Printed circuit board terminals, 5.00 mm, Number of poles: 8, 135°, Solder pin length (l): 3.5 mm, tinned, black, Tension clamp connection with actuator, Clamping range, max. : 2.5 mm², Box
22115 | 1811580000 | LMZFL 5/9/135 3.5SW | Printed circuit board terminals, 5.00 mm, Number of poles: 9, 135°, Solder pin length (l): 3.5 mm, tinned, black, Tension clamp connection with actuator, Clamping range, max. : 2.5 mm², Box
22116 | 1811590000 | LMZFL 5/10/135 3.5SW | Printed circuit board terminals, 5.00 mm, Number of poles: 10, 135°, Solder pin length (l): 3.5 mm, tinned, black, Tension clamp connection with actuator, Clamping range, max. : 2.5 mm², Box
22117 | 1811600000 | LMZFL 5/11/135 3.5SW | Printed circuit board terminals, 5.00 mm, Number of poles: 11, 135°, Solder pin length (l): 3.5 mm, tinned, black, Tension clamp connection with actuator, Clamping range, max. : 2.5 mm², Box
22118 | 1811610000 | LMZFL 5/12/135 3.5SW | Printed circuit board terminals, 5.00 mm, Number of poles: 12, 135°, Solder pin length (l): 3.5 mm, tinned, black, Tension clamp connection with actuator, Clamping range, max. : 2.5 mm², Box
22119 | 1811620000 | LMZFL 5/2/135 3.5GR | Printed circuit board terminals, 5.00 mm, Number of poles: 2, 135°, Solder pin length (l): 3.5 mm, tinned, Pebble grey, Tension clamp connection with actuator, Clamping range, max. : 2.5 mm², Box
22120 | 1811840000 | LMZF 5/2/135 3.5SW | Printed circuit board terminals, 5.00 mm, Number of poles: 2, 135°, Solder pin length (l): 3.5 mm, tinned, black, Tension-clamp connection, Clamping range, max. : 2.5 mm², Box
22121 | 1811850000 | LMZF 5/3/135 3.5SW | Printed circuit board terminals, 5.00 mm, Number of poles: 3, 135°, Solder pin length (l): 3.5 mm, tinned, black, Tension-clamp connection, Clamping range, max. : 2.5 mm², Box
22122 | 1811860000 | LMZF 5/4/135 3.5SW | Printed circuit board terminals, 5.00 mm, Number of poles: 4, 135°, Solder pin length (l): 3.5 mm, tinned, black, Tension-clamp connection, Clamping range, max. : 2.5 mm², Box
22123 | 1811870000 | LMZF 5/5/135 3.5SW | Printed circuit board terminals, 5.00 mm, Number of poles: 5, 135°, Solder pin length (l): 3.5 mm, tinned, black, Tension-clamp connection, Clamping range, max. : 2.5 mm², Box
22124 | 1811880000 | LMZF 5/6/135 3.5SW | Printed circuit board terminals, 5.00 mm, Number of poles: 6, 135°, Solder pin length (l): 3.5 mm, tinned, black, Tension-clamp connection, Clamping range, max. : 2.5 mm², Box
22125 | 1811890000 | LMZF 5/7/135 3.5SW | Printed circuit board terminals, 5.00 mm, Number of poles: 7, 135°, Solder pin length (l): 3.5 mm, tinned, black, Tension-clamp connection, Clamping range, max. : 2.5 mm², Box
22126 | 1811900000 | LMZF 5/8/135 3.5SW | Printed circuit board terminals, 5.00 mm, Number of poles: 8, 135°, Solder pin length (l): 3.5 mm, tinned, black, Tension-clamp connection, Clamping range, max. : 2.5 mm², Box
22127 | 1811910000 | LMZF 5/9/135 3.5SW | Printed circuit board terminals, 5.00 mm, Number of poles: 9, 135°, Solder pin length (l): 3.5 mm, tinned, black, Tension-clamp connection, Clamping range, max. : 2.5 mm², Box
22128 | 1811920000 | LMZF 5/10/135 3.5SW | Printed circuit board terminals, 5.00 mm, Number of poles: 10, 135°, Solder pin length (l): 3.5 mm, tinned, black, Tension-clamp connection, Clamping range, max. : 2.5 mm², Box
22129 | 1811930000 | LMZF 5/11/135 3.5SW | Printed circuit board terminals, 5.00 mm, Number of poles: 11, 135°, Solder pin length (l): 3.5 mm, tinned, black, Tension-clamp connection, Clamping range, max. : 2.5 mm², Box
22130 | 1811940000 | LMZF 5/12/135 3.5SW | Printed circuit board terminals, 5.00 mm, Number of poles: 12, 135°, Solder pin length (l): 3.5 mm, tinned, black, Tension-clamp connection, Clamping range, max. : 2.5 mm², Box
22131 | 1811950000 | LMZF 5/2/135 3.5GR | Printed circuit board terminals, 5.00 mm, Number of poles: 2, 135°, Solder pin length (l): 3.5 mm, tinned, Pebble grey, Tension-clamp connection, Clamping range, max. : 2.5 mm², Box
22132 | 1811960000 | LMZF 5/3/135 3.5GR | Printed circuit board terminals, 5.00 mm, Number of poles: 3, 135°, Solder pin length (l): 3.5 mm, tinned, Pebble grey, Tension-clamp connection, Clamping range, max. : 2.5 mm², Box
22133 | 1812060000 | LMZF 5/2/135 3.5GN | Printed circuit board terminals, 5.00 mm, Number of poles: 2, 135°, Solder pin length (l): 3.5 mm, tinned, Pale green, Tension-clamp connection, Clamping range, max. : 2.5 mm², Box
22134 | 1812070000 | LMZF 5/3/135 3.5GN | Printed circuit board terminals, 5.00 mm, Number of poles: 3, 135°, Solder pin length (l): 3.5 mm, tinned, Pale green, Tension-clamp connection, Clamping range, max. : 2.5 mm², Box
22135 | 1812120000 | LMZF 5/8/135 3.5GN | Printed circuit board terminals, 5.00 mm, Number of poles: 8, 135°, Solder pin length (l): 3.5 mm, tinned, Pale green, Tension-clamp connection, Clamping range, max. : 2.5 mm², Box
22136 | 1875420000 | BLL 5.08/03/90FI 3.2SN BK BX | PCB plug-in connector, female header, Inverted flange, THT solder connection, 5.08 mm, Number of poles: 3, 90°, Solder pin length (l): 3.2 mm, black, Box
22137 | 1939770000 | BLL 5.08/04/90 3.2 SN BK BX | PCB plug-in connector, female header, closed side, THT solder connection, 5.08 mm, Number of poles: 4, 90°, Solder pin length (l): 3.2 mm, black, Box
22138 | 1943690000 | BLZP 5.08HC/13/180 SN OR BX | PCB plug-in connector, female plug, 5.08 mm, Number of poles: 13, 180°, Clamping yoke connection, Clamping range, max. : 4 mm², Box
22139 | 1943700000 | BLZP 5.08HC/14/180 SN OR BX | PCB plug-in connector, female plug, 5.08 mm, Number of poles: 14, 180°, Clamping yoke connection, Clamping range, max. : 4 mm², Box
22140 | 1943710000 | BLZP 5.08HC/15/180 SN OR BX | PCB plug-in connector, female plug, 5.08 mm, Number of poles: 15, 180°, Clamping yoke connection, Clamping range, max. : 4 mm², Box
22141 | 1946950000 | BLZP 5.08HC/07/225BR SN BK BX | PCB plug-in connector, female plug, 5.08 mm, Number of poles: 7, 225°, Clamping yoke connection, Clamping range, max. : 4 mm², Box
22142 | 1947530000 | BLZP 5.08HC/02/270LR SN OR BX | PCB plug-in connector, female plug, 5.08 mm, Number of poles: 2, 270°, Clamping yoke connection, Clamping range, max. : 4 mm², Box
22143 | 1948420000 | BLZP 5.08HC/20/90 SN BK BX | PCB plug-in connector, female plug, 5.08 mm, Number of poles: 20, 90°, Clamping yoke connection, Clamping range, max. : 4 mm², Box
22144 | 1948430000 | BLZP 5.08HC/21/90 SN BK BX | PCB plug-in connector, female plug, 5.08 mm, Number of poles: 21, 90°, Clamping yoke connection, Clamping range, max. : 4 mm², Box
22145 | 1948440000 | BLZP 5.08HC/22/90 SN BK BX | PCB plug-in connector, female plug, 5.08 mm, Number of poles: 22, 90°, Clamping yoke connection, Clamping range, max. : 4 mm², Box
22146 | 1948450000 | BLZP 5.08HC/23/90 SN BK BX | PCB plug-in connector, female plug, 5.08 mm, Number of poles: 23, 90°, Clamping yoke connection, Clamping range, max. : 4 mm², Box
22147 | 1948460000 | BLZP 5.08HC/24/90 SN BK BX | PCB plug-in connector, female plug, 5.08 mm, Number of poles: 24, 90°, Clamping yoke connection, Clamping range, max. : 4 mm², Box
22148 | 1948790000 | BLZP 5.08HC/02/270 SN OR BX | PCB plug-in connector, female plug, 5.08 mm, Number of poles: 2, 270°, Clamping yoke connection, Clamping range, max. : 4 mm², Box
22149 | 1948800000 | BLZP 5.08HC/03/270 SN OR BX | PCB plug-in connector, female plug, 5.08 mm, Number of poles: 3, 270°, Clamping yoke connection, Clamping range, max. : 4 mm², Box
22150 | 1948810000 | BLZP 5.08HC/04/270 SN OR BX | PCB plug-in connector, female plug, 5.08 mm, Number of poles: 4, 270°, Clamping yoke connection, Clamping range, max. : 4 mm², Box
22151 | 1948820000 | BLZP 5.08HC/05/270 SN OR BX | PCB plug-in connector, female plug, 5.08 mm, Number of poles: 5, 270°, Clamping yoke connection, Clamping range, max. : 4 mm², Box
22152 | 1948830000 | BLZP 5.08HC/06/270 SN OR BX | PCB plug-in connector, female plug, 5.08 mm, Number of poles: 6, 270°, Clamping yoke connection, Clamping range, max. : 4 mm², Box
22153 | 1948840000 | BLZP 5.08HC/07/270 SN OR BX | PCB plug-in connector, female plug, 5.08 mm, Number of poles: 7, 270°, Clamping yoke connection, Clamping range, max. : 4 mm², Box
22154 | 1948850000 | BLZP 5.08HC/08/270 SN OR BX | PCB plug-in connector, female plug, 5.08 mm, Number of poles: 8, 270°, Clamping yoke connection, Clamping range, max. : 4 mm², Box
22155 | 1948860000 | BLZP 5.08HC/09/270 SN OR BX | PCB plug-in connector, female plug, 5.08 mm, Number of poles: 9, 270°, Clamping yoke connection, Clamping range, max. : 4 mm², Box
22156 | 1948870000 | BLZP 5.08HC/10/270 SN OR BX | PCB plug-in connector, female plug, 5.08 mm, Number of poles: 10, 270°, Clamping yoke connection, Clamping range, max. : 4 mm², Box
22157 | 1948880000 | BLZP 5.08HC/11/270 SN OR BX | PCB plug-in connector, female plug, 5.08 mm, Number of poles: 11, 270°, Clamping yoke connection, Clamping range, max. : 4 mm², Box
22158 | 1948890000 | BLZP 5.08HC/12/270 SN OR BX | PCB plug-in connector, female plug, 5.08 mm, Number of poles: 12, 270°, Clamping yoke connection, Clamping range, max. : 4 mm², Box
22159 | 1948900000 | BLZP 5.08HC/13/270 SN OR BX | PCB plug-in connector, female plug, 5.08 mm, Number of poles: 13, 270°, Clamping yoke connection, Clamping range, max. : 4 mm², Box
22160 | 1948910000 | BLZP 5.08HC/14/270 SN OR BX | PCB plug-in connector, female plug, 5.08 mm, Number of poles: 14, 270°, Clamping yoke connection, Clamping range, max. : 4 mm², Box
22161 | 1948920000 | BLZP 5.08HC/15/270 SN OR BX | PCB plug-in connector, female plug, 5.08 mm, Number of poles: 15, 270°, Clamping yoke connection, Clamping range, max. : 4 mm², Box
22162 | 1948930000 | BLZP 5.08HC/16/270 SN OR BX | PCB plug-in connector, female plug, 5.08 mm, Number of poles: 16, 270°, Clamping yoke connection, Clamping range, max. : 4 mm², Box
22163 | 1948940000 | BLZP 5.08HC/17/270 SN OR BX | PCB plug-in connector, female plug, 5.08 mm, Number of poles: 17, 270°, Clamping yoke connection, Clamping range, max. : 4 mm², Box
22164 | 1948950000 | BLZP 5.08HC/18/270 SN OR BX | PCB plug-in connector, female plug, 5.08 mm, Number of poles: 18, 270°, Clamping yoke connection, Clamping range, max. : 4 mm², Box
22165 | 1948960000 | BLZP 5.08HC/19/270 SN OR BX | PCB plug-in connector, female plug, 5.08 mm, Number of poles: 19, 270°, Clamping yoke connection, Clamping range, max. : 4 mm², Box
22166 | 1948970000 | BLZP 5.08HC/20/270 SN OR BX | PCB plug-in connector, female plug, 5.08 mm, Number of poles: 20, 270°, Clamping yoke connection, Clamping range, max. : 4 mm², Box
22167 | 1948980000 | BLZP 5.08HC/21/270 SN OR BX | PCB plug-in connector, female plug, 5.08 mm, Number of poles: 21, 270°, Clamping yoke connection, Clamping range, max. : 4 mm², Box
22168 | 1948990000 | BLZP 5.08HC/22/270 SN OR BX | PCB plug-in connector, female plug, 5.08 mm, Number of poles: 22, 270°, Clamping yoke connection, Clamping range, max. : 4 mm², Box
22169 | 1949000000 | BLZP 5.08HC/23/270 SN OR BX | PCB plug-in connector, female plug, 5.08 mm, Number of poles: 23, 270°, Clamping yoke connection, Clamping range, max. : 4 mm², Box
22170 | 1949010000 | BLZP 5.08HC/24/270 SN OR BX | PCB plug-in connector, female plug, 5.08 mm, Number of poles: 24, 270°, Clamping yoke connection, Clamping range, max. : 4 mm², Box
22171 | 1949020000 | BLZP 5.08HC/02/270 SN BK BX | PCB plug-in connector, female plug, 5.08 mm, Number of poles: 2, 270°, Clamping yoke connection, Clamping range, max. : 4 mm², Box
22172 | 1949030000 | BLZP 5.08HC/03/270 SN BK BX | PCB plug-in connector, female plug, 5.08 mm, Number of poles: 3, 270°, Clamping yoke connection, Clamping range, max. : 4 mm², Box
22173 | 1949050000 | BLZP 5.08HC/05/270 SN BK BX | PCB plug-in connector, female plug, 5.08 mm, Number of poles: 5, 270°, Clamping yoke connection, Clamping range, max. : 4 mm², Box
22174 | 1949060000 | BLZP 5.08HC/06/270 SN BK BX | PCB plug-in connector, female plug, 5.08 mm, Number of poles: 6, 270°, Clamping yoke connection, Clamping range, max. : 4 mm², Box
22175 | 1949070000 | BLZP 5.08HC/07/270 SN BK BX | PCB plug-in connector, female plug, 5.08 mm, Number of poles: 7, 270°, Clamping yoke connection, Clamping range, max. : 4 mm², Box
22176 | 1949080000 | BLZP 5.08HC/08/270 SN BK BX | PCB plug-in connector, female plug, 5.08 mm, Number of poles: 8, 270°, Clamping yoke connection, Clamping range, max. : 4 mm², Box
22177 | 1949090000 | BLZP 5.08HC/09/270 SN BK BX | PCB plug-in connector, female plug, 5.08 mm, Number of poles: 9, 270°, Clamping yoke connection, Clamping range, max. : 4 mm², Box
22178 | 1949100000 | BLZP 5.08HC/10/270 SN BK BX | PCB plug-in connector, female plug, 5.08 mm, Number of poles: 10, 270°, Clamping yoke connection, Clamping range, max. : 4 mm², Box
22179 | 1949110000 | BLZP 5.08HC/11/270 SN BK BX | PCB plug-in connector, female plug, 5.08 mm, Number of poles: 11, 270°, Clamping yoke connection, Clamping range, max. : 4 mm², Box
22180 | 1949120000 | BLZP 5.08HC/12/270 SN BK BX | PCB plug-in connector, female plug, 5.08 mm, Number of poles: 12, 270°, Clamping yoke connection, Clamping range, max. : 4 mm², Box
22181 | 1949130000 | BLZP 5.08HC/13/270 SN BK BX | PCB plug-in connector, female plug, 5.08 mm, Number of poles: 13, 270°, Clamping yoke connection, Clamping range, max. : 4 mm², Box
22182 | 1949160000 | BLZP 5.08HC/16/270 SN BK BX | PCB plug-in connector, female plug, 5.08 mm, Number of poles: 16, 270°, Clamping yoke connection, Clamping range, max. : 4 mm², Box
22183 | 1949800000 | BLZP 5.08HC/02/90F SN OR BX | PCB plug-in connector, female plug, 5.08 mm, Number of poles: 2, 90°, Clamping yoke connection, Clamping range, max. : 4 mm², Box
22184 | 1949810000 | BLZP 5.08HC/03/90F SN OR BX | PCB plug-in connector, female plug, 5.08 mm, Number of poles: 3, 90°, Clamping yoke connection, Clamping range, max. : 4 mm², Box
22185 | 1949820000 | BLZP 5.08HC/04/90F SN OR BX | PCB plug-in connector, female plug, 5.08 mm, Number of poles: 4, 90°, Clamping yoke connection, Clamping range, max. : 4 mm², Box
22186 | 1949830000 | BLZP 5.08HC/05/90F SN OR BX | PCB plug-in connector, female plug, 5.08 mm, Number of poles: 5, 90°, Clamping yoke connection, Clamping range, max. : 4 mm², Box
22187 | 1949840000 | BLZP 5.08HC/06/90F SN OR BX | PCB plug-in connector, female plug, 5.08 mm, Number of poles: 6, 90°, Clamping yoke connection, Clamping range, max. : 4 mm², Box
22188 | 1949850000 | BLZP 5.08HC/07/90F SN OR BX | PCB plug-in connector, female plug, 5.08 mm, Number of poles: 7, 90°, Clamping yoke connection, Clamping range, max. : 4 mm², Box
22189 | 1949860000 | BLZP 5.08HC/08/90F SN OR BX | PCB plug-in connector, female plug, 5.08 mm, Number of poles: 8, 90°, Clamping yoke connection, Clamping range, max. : 4 mm², Box
22190 | 1949870000 | BLZP 5.08HC/09/90F SN OR BX | PCB plug-in connector, female plug, 5.08 mm, Number of poles: 9, 90°, Clamping yoke connection, Clamping range, max. : 4 mm², Box
22191 | 1949880000 | BLZP 5.08HC/10/90F SN OR BX | PCB plug-in connector, female plug, 5.08 mm, Number of poles: 10, 90°, Clamping yoke connection, Clamping range, max. : 4 mm², Box
22192 | 1949890000 | BLZP 5.08HC/11/90F SN OR BX | PCB plug-in connector, female plug, 5.08 mm, Number of poles: 11, 90°, Clamping yoke connection, Clamping range, max. : 4 mm², Box
22193 | 1949900000 | BLZP 5.08HC/12/90F SN OR BX | PCB plug-in connector, female plug, 5.08 mm, Number of poles: 12, 90°, Clamping yoke connection, Clamping range, max. : 4 mm², Box
22194 | 1949910000 | BLZP 5.08HC/13/90F SN OR BX | PCB plug-in connector, female plug, 5.08 mm, Number of poles: 13, 90°, Clamping yoke connection, Clamping range, max. : 4 mm², Box
22195 | 1949920000 | BLZP 5.08HC/14/90F SN OR BX | PCB plug-in connector, female plug, 5.08 mm, Number of poles: 14, 90°, Clamping yoke connection, Clamping range, max. : 4 mm², Box
22196 | 1949930000 | BLZP 5.08HC/15/90F SN OR BX | PCB plug-in connector, female plug, 5.08 mm, Number of poles: 15, 90°, Clamping yoke connection, Clamping range, max. : 4 mm², Box
22197 | 1949940000 | BLZP 5.08HC/16/90F SN OR BX | PCB plug-in connector, female plug, 5.08 mm, Number of poles: 16, 90°, Clamping yoke connection, Clamping range, max. : 4 mm², Box
22198 | 1949950000 | BLZP 5.08HC/17/90F SN OR BX | PCB plug-in connector, female plug, 5.08 mm, Number of poles: 17, 90°, Clamping yoke connection, Clamping range, max. : 4 mm², Box
22199 | 1949960000 | BLZP 5.08HC/18/90F SN OR BX | PCB plug-in connector, female plug, 5.08 mm, Number of poles: 18, 90°, Clamping yoke connection, Clamping range, max. : 4 mm², Box
22200 | 1949970000 | BLZP 5.08HC/19/90F SN OR BX | PCB plug-in connector, female plug, 5.08 mm, Number of poles: 19, 90°, Clamping yoke connection, Clamping range, max. : 4 mm², Box
22201 | 1949980000 | BLZP 5.08HC/20/90F SN OR BX | PCB plug-in connector, female plug, 5.08 mm, Number of poles: 20, 90°, Clamping yoke connection, Clamping range, max. : 4 mm², Box
22202 | 1949990000 | BLZP 5.08HC/21/90F SN OR BX | PCB plug-in connector, female plug, 5.08 mm, Number of poles: 21, 90°, Clamping yoke connection, Clamping range, max. : 4 mm², Box
22203 | 1950010000 | BLZP 5.08HC/22/90F SN OR BX | PCB plug-in connector, female plug, 5.08 mm, Number of poles: 22, 90°, Clamping yoke connection, Clamping range, max. : 4 mm², Box
22204 | 1950020000 | BLZP 5.08HC/23/90F SN OR BX | PCB plug-in connector, female plug, 5.08 mm, Number of poles: 23, 90°, Clamping yoke connection, Clamping range, max. : 4 mm², Box
22205 | 1950030000 | BLZP 5.08HC/24/90F SN OR BX | PCB plug-in connector, female plug, 5.08 mm, Number of poles: 24, 90°, Clamping yoke connection, Clamping range, max. : 4 mm², Box
22206 | 1950040000 | BLZP 5.08HC/02/90F SN BK BX | PCB plug-in connector, female plug, 5.08 mm, Number of poles: 2, 90°, Clamping yoke connection, Clamping range, max. : 4 mm², Box
22207 | 1950050000 | BLZP 5.08HC/03/90F SN BK BX | PCB plug-in connector, female plug, 5.08 mm, Number of poles: 3, 90°, Clamping yoke connection, Clamping range, max. : 4 mm², Box
22208 | 1950060000 | BLZP 5.08HC/04/90F SN BK BX | PCB plug-in connector, female plug, 5.08 mm, Number of poles: 4, 90°, Clamping yoke connection, Clamping range, max. : 4 mm², Box
22209 | 1950070000 | BLZP 5.08HC/05/90F SN BK BX | PCB plug-in connector, female plug, 5.08 mm, Number of poles: 5, 90°, Clamping yoke connection, Clamping range, max. : 4 mm², Box
22210 | 1950080000 | BLZP 5.08HC/06/90F SN BK BX | PCB plug-in connector, female plug, 5.08 mm, Number of poles: 6, 90°, Clamping yoke connection, Clamping range, max. : 4 mm², Box
22211 | 1950090000 | BLZP 5.08HC/07/90F SN BK BX | PCB plug-in connector, female plug, 5.08 mm, Number of poles: 7, 90°, Clamping yoke connection, Clamping range, max. : 4 mm², Box
22212 | 1950100000 | BLZP 5.08HC/08/90F SN BK BX | PCB plug-in connector, female plug, 5.08 mm, Number of poles: 8, 90°, Clamping yoke connection, Clamping range, max. : 4 mm², Box
22213 | 1950110000 | BLZP 5.08HC/09/90F SN BK BX | PCB plug-in connector, female plug, 5.08 mm, Number of poles: 9, 90°, Clamping yoke connection, Clamping range, max. : 4 mm², Box
22214 | 1950120000 | BLZP 5.08HC/10/90F SN BK BX | PCB plug-in connector, female plug, 5.08 mm, Number of poles: 10, 90°, Clamping yoke connection, Clamping range, max. : 4 mm², Box
22215 | 1950140000 | BLZP 5.08HC/12/90F SN BK BX | PCB plug-in connector, female plug, 5.08 mm, Number of poles: 12, 90°, Clamping yoke connection, Clamping range, max. : 4 mm², Box
22216 | 1950150000 | BLZP 5.08HC/13/90F SN BK BX | PCB plug-in connector, female plug, 5.08 mm, Number of poles: 13, 90°, Clamping yoke connection, Clamping range, max. : 4 mm², Box
22217 | 1950160000 | BLZP 5.08HC/14/90F SN BK BX | PCB plug-in connector, female plug, 5.08 mm, Number of poles: 14, 90°, Clamping yoke connection, Clamping range, max. : 4 mm², Box
22218 | 1950170000 | BLZP 5.08HC/15/90F SN BK BX | PCB plug-in connector, female plug, 5.08 mm, Number of poles: 15, 90°, Clamping yoke connection, Clamping range, max. : 4 mm², Box
22219 | 1950180000 | BLZP 5.08HC/16/90F SN BK BX | PCB plug-in connector, female plug, 5.08 mm, Number of poles: 16, 90°, Clamping yoke connection, Clamping range, max. : 4 mm², Box
22220 | 1950190000 | BLZP 5.08HC/17/90F SN BK BX | PCB plug-in connector, female plug, 5.08 mm, Number of poles: 17, 90°, Clamping yoke connection, Clamping range, max. : 4 mm², Box
22221 | 1950200000 | BLZP 5.08HC/18/90F SN BK BX | PCB plug-in connector, female plug, 5.08 mm, Number of poles: 18, 90°, Clamping yoke connection, Clamping range, max. : 4 mm², Box
22222 | 1950220000 | BLZP 5.08HC/20/90F SN BK BX | PCB plug-in connector, female plug, 5.08 mm, Number of poles: 20, 90°, Clamping yoke connection, Clamping range, max. : 4 mm², Box
22223 | 1950260000 | BLZP 5.08HC/24/90F SN BK BX | PCB plug-in connector, female plug, 5.08 mm, Number of poles: 24, 90°, Clamping yoke connection, Clamping range, max. : 4 mm², Box
22224 | 1950310000 | BLZP 5.08HC/02/270F SN OR BX | PCB plug-in connector, female plug, 5.08 mm, Number of poles: 2, 270°, Clamping yoke connection, Clamping range, max. : 4 mm², Box
22225 | 1950320000 | BLZP 5.08HC/03/270F SN OR BX | PCB plug-in connector, female plug, 5.08 mm, Number of poles: 3, 270°, Clamping yoke connection, Clamping range, max. : 4 mm², Box
22226 | 1950330000 | BLZP 5.08HC/04/270F SN OR BX | PCB plug-in connector, female plug, 5.08 mm, Number of poles: 4, 270°, Clamping yoke connection, Clamping range, max. : 4 mm², Box
22227 | 1950340000 | BLZP 5.08HC/05/270F SN OR BX | PCB plug-in connector, female plug, 5.08 mm, Number of poles: 5, 270°, Clamping yoke connection, Clamping range, max. : 4 mm², Box
22228 | 1950350000 | BLZP 5.08HC/06/270F SN OR BX | PCB plug-in connector, female plug, 5.08 mm, Number of poles: 6, 270°, Clamping yoke connection, Clamping range, max. : 4 mm², Box
22229 | 1950360000 | BLZP 5.08HC/07/270F SN OR BX | PCB plug-in connector, female plug, 5.08 mm, Number of poles: 7, 270°, Clamping yoke connection, Clamping range, max. : 4 mm², Box
22230 | 1950370000 | BLZP 5.08HC/08/270F SN OR BX | PCB plug-in connector, female plug, 5.08 mm, Number of poles: 8, 270°, Clamping yoke connection, Clamping range, max. : 4 mm², Box
22231 | 1950380000 | BLZP 5.08HC/09/270F SN OR BX | PCB plug-in connector, female plug, 5.08 mm, Number of poles: 9, 270°, Clamping yoke connection, Clamping range, max. : 4 mm², Box
22232 | 1950390000 | BLZP 5.08HC/10/270F SN OR BX | PCB plug-in connector, female plug, 5.08 mm, Number of poles: 10, 270°, Clamping yoke connection, Clamping range, max. : 4 mm², Box
22233 | 1950400000 | BLZP 5.08HC/11/270F SN OR BX | PCB plug-in connector, female plug, 5.08 mm, Number of poles: 11, 270°, Clamping yoke connection, Clamping range, max. : 4 mm², Box
22234 | 1950410000 | BLZP 5.08HC/12/270F SN OR BX | PCB plug-in connector, female plug, 5.08 mm, Number of poles: 12, 270°, Clamping yoke connection, Clamping range, max. : 4 mm², Box
22235 | 1950420000 | BLZP 5.08HC/13/270F SN OR BX | PCB plug-in connector, female plug, 5.08 mm, Number of poles: 13, 270°, Clamping yoke connection, Clamping range, max. : 4 mm², Box
22236 | 1950430000 | BLZP 5.08HC/14/270F SN OR BX | PCB plug-in connector, female plug, 5.08 mm, Number of poles: 14, 270°, Clamping yoke connection, Clamping range, max. : 4 mm², Box
22237 | 1950440000 | BLZP 5.08HC/15/270F SN OR BX | PCB plug-in connector, female plug, 5.08 mm, Number of poles: 15, 270°, Clamping yoke connection, Clamping range, max. : 4 mm², Box
22238 | 1950450000 | BLZP 5.08HC/16/270F SN OR BX | PCB plug-in connector, female plug, 5.08 mm, Number of poles: 16, 270°, Clamping yoke connection, Clamping range, max. : 4 mm², Box
22239 | 1950460000 | BLZP 5.08HC/17/270F SN OR BX | PCB plug-in connector, female plug, 5.08 mm, Number of poles: 17, 270°, Clamping yoke connection, Clamping range, max. : 4 mm², Box
22240 | 1950470000 | BLZP 5.08HC/18/270F SN OR BX | PCB plug-in connector, female plug, 5.08 mm, Number of poles: 18, 270°, Clamping yoke connection, Clamping range, max. : 4 mm², Box
22241 | 1950480000 | BLZP 5.08HC/19/270F SN OR BX | PCB plug-in connector, female plug, 5.08 mm, Number of poles: 19, 270°, Clamping yoke connection, Clamping range, max. : 4 mm², Box
22242 | 1950490000 | BLZP 5.08HC/20/270F SN OR BX | PCB plug-in connector, female plug, 5.08 mm, Number of poles: 20, 270°, Clamping yoke connection, Clamping range, max. : 4 mm², Box
22243 | 1950500000 | BLZP 5.08HC/21/270F SN OR BX | PCB plug-in connector, female plug, 5.08 mm, Number of poles: 21, 270°, Clamping yoke connection, Clamping range, max. : 4 mm², Box
22244 | 1950510000 | BLZP 5.08HC/22/270F SN OR BX | PCB plug-in connector, female plug, 5.08 mm, Number of poles: 22, 270°, Clamping yoke connection, Clamping range, max. : 4 mm², Box
22245 | 1950520000 | BLZP 5.08HC/23/270F SN OR BX | PCB plug-in connector, female plug, 5.08 mm, Number of poles: 23, 270°, Clamping yoke connection, Clamping range, max. : 4 mm², Box
22246 | 1950540000 | BLZP 5.08HC/24/270F SN OR BX | PCB plug-in connector, female plug, 5.08 mm, Number of poles: 24, 270°, Clamping yoke connection, Clamping range, max. : 4 mm², Box
22247 | 1950550000 | BLZP 5.08HC/02/270F SN BK BX | PCB plug-in connector, female plug, 5.08 mm, Number of poles: 2, 270°, Clamping yoke connection, Clamping range, max. : 4 mm², Box
22248 | 1950560000 | BLZP 5.08HC/03/270F SN BK BX | PCB plug-in connector, female plug, 5.08 mm, Number of poles: 3, 270°, Clamping yoke connection, Clamping range, max. : 4 mm², Box
22249 | 1950570000 | BLZP 5.08HC/04/270F SN BK BX | PCB plug-in connector, female plug, 5.08 mm, Number of poles: 4, 270°, Clamping yoke connection, Clamping range, max. : 4 mm², Box
22250 | 1950580000 | BLZP 5.08HC/05/270F SN BK BX | PCB plug-in connector, female plug, 5.08 mm, Number of poles: 5, 270°, Clamping yoke connection, Clamping range, max. : 4 mm², Box
22251 | 1950620000 | BLZP 5.08HC/06/270F SN BK BX | PCB plug-in connector, female plug, 5.08 mm, Number of poles: 6, 270°, Clamping yoke connection, Clamping range, max. : 4 mm², Box
22252 | 1950630000 | BLZP 5.08HC/07/270F SN BK BX | PCB plug-in connector, female plug, 5.08 mm, Number of poles: 7, 270°, Clamping yoke connection, Clamping range, max. : 4 mm², Box
22253 | 1950640000 | BLZP 5.08HC/08/270F SN BK BX | PCB plug-in connector, female plug, 5.08 mm, Number of poles: 8, 270°, Clamping yoke connection, Clamping range, max. : 4 mm², Box
22254 | 1950650000 | BLZP 5.08HC/09/270F SN BK BX | PCB plug-in connector, female plug, 5.08 mm, Number of poles: 9, 270°, Clamping yoke connection, Clamping range, max. : 4 mm², Box
22255 | 1950660000 | BLZP 5.08HC/10/270F SN BK BX | PCB plug-in connector, female plug, 5.08 mm, Number of poles: 10, 270°, Clamping yoke connection, Clamping range, max. : 4 mm², Box
22256 | 1950670000 | BLZP 5.08HC/11/270F SN BK BX | PCB plug-in connector, female plug, 5.08 mm, Number of poles: 11, 270°, Clamping yoke connection, Clamping range, max. : 4 mm², Box
22257 | 1950690000 | BLZP 5.08HC/12/270F SN BK BX | PCB plug-in connector, female plug, 5.08 mm, Number of poles: 12, 270°, Clamping yoke connection, Clamping range, max. : 4 mm², Box
22258 | 1950700000 | BLZP 5.08HC/13/270F SN BK BX | PCB plug-in connector, female plug, 5.08 mm, Number of poles: 13, 270°, Clamping yoke connection, Clamping range, max. : 4 mm², Box
22259 | 1950750000 | BLZP 5.08HC/18/270F SN BK BX | PCB plug-in connector, female plug, 5.08 mm, Number of poles: 18, 270°, Clamping yoke connection, Clamping range, max. : 4 mm², Box
22260 | 1950810000 | BLZP 5.08HC/24/270F SN BK BX | PCB plug-in connector, female plug, 5.08 mm, Number of poles: 24, 270°, Clamping yoke connection, Clamping range, max. : 4 mm², Box
22261 | 1954260000 | BLZP 5.00HC/24/180 SN OR BX | PCB plug-in connector, female plug, 5.00 mm, Number of poles: 24, 180°, Clamping yoke connection, Clamping range, max. : 4 mm², Box
22262 | 1954270000 | BLZP 5.00HC/23/180 SN OR BX | PCB plug-in connector, female plug, 5.00 mm, Number of poles: 23, 180°, Clamping yoke connection, Clamping range, max. : 4 mm², Box
22263 | 1954280000 | BLZP 5.00HC/22/180 SN OR BX | PCB plug-in connector, female plug, 5.00 mm, Number of poles: 22, 180°, Clamping yoke connection, Clamping range, max. : 4 mm², Box
22264 | 1954290000 | BLZP 5.00HC/21/180 SN OR BX | PCB plug-in connector, female plug, 5.00 mm, Number of poles: 21, 180°, Clamping yoke connection, Clamping range, max. : 4 mm², Box
22265 | 1954300000 | BLZP 5.00HC/20/180 SN OR BX | PCB plug-in connector, female plug, 5.00 mm, Number of poles: 20, 180°, Clamping yoke connection, Clamping range, max. : 4 mm², Box
22266 | 1954310000 | BLZP 5.00HC/19/180 SN OR BX | PCB plug-in connector, female plug, 5.00 mm, Number of poles: 19, 180°, Clamping yoke connection, Clamping range, max. : 4 mm², Box
22267 | 1954320000 | BLZP 5.00HC/18/180 SN OR BX | PCB plug-in connector, female plug, 5.00 mm, Number of poles: 18, 180°, Clamping yoke connection, Clamping range, max. : 4 mm², Box
22268 | 1954330000 | BLZP 5.00HC/17/180 SN OR BX | PCB plug-in connector, female plug, 5.00 mm, Number of poles: 17, 180°, Clamping yoke connection, Clamping range, max. : 4 mm², Box
22269 | 1954350000 | BLZP 5.00HC/16/180 SN OR BX | PCB plug-in connector, female plug, 5.00 mm, Number of poles: 16, 180°, Clamping yoke connection, Clamping range, max. : 4 mm², Box
22270 | 1954360000 | BLZP 5.00HC/15/180 SN OR BX | PCB plug-in connector, female plug, 5.00 mm, Number of poles: 15, 180°, Clamping yoke connection, Clamping range, max. : 4 mm², Box
22271 | 1954370000 | BLZP 5.00HC/14/180 SN OR BX | PCB plug-in connector, female plug, 5.00 mm, Number of poles: 14, 180°, Clamping yoke connection, Clamping range, max. : 4 mm², Box
22272 | 1954380000 | BLZP 5.00HC/13/180 SN OR BX | PCB plug-in connector, female plug, 5.00 mm, Number of poles: 13, 180°, Clamping yoke connection, Clamping range, max. : 4 mm², Box
22273 | 1954390000 | BLZP 5.00HC/12/180 SN OR BX | PCB plug-in connector, female plug, 5.00 mm, Number of poles: 12, 180°, Clamping yoke connection, Clamping range, max. : 4 mm², Box
22274 | 1954400000 | BLZP 5.00HC/11/180 SN OR BX | PCB plug-in connector, female plug, 5.00 mm, Number of poles: 11, 180°, Clamping yoke connection, Clamping range, max. : 4 mm², Box
22275 | 1954410000 | BLZP 5.00HC/10/180 SN OR BX | PCB plug-in connector, female plug, 5.00 mm, Number of poles: 10, 180°, Clamping yoke connection, Clamping range, max. : 4 mm², Box
22276 | 1954420000 | BLZP 5.00HC/09/180 SN OR BX | PCB plug-in connector, female plug, 5.00 mm, Number of poles: 9, 180°, Clamping yoke connection, Clamping range, max. : 4 mm², Box
22277 | 1954430000 | BLZP 5.00HC/08/180 SN OR BX | PCB plug-in connector, female plug, 5.00 mm, Number of poles: 8, 180°, Clamping yoke connection, Clamping range, max. : 4 mm², Box
22278 | 1954440000 | BLZP 5.00HC/07/180 SN OR BX | PCB plug-in connector, female plug, 5.00 mm, Number of poles: 7, 180°, Clamping yoke connection, Clamping range, max. : 4 mm², Box
22279 | 1954450000 | BLZP 5.00HC/06/180 SN OR BX | PCB plug-in connector, female plug, 5.00 mm, Number of poles: 6, 180°, Clamping yoke connection, Clamping range, max. : 4 mm², Box
22280 | 1954460000 | BLZP 5.00HC/05/180 SN OR BX | PCB plug-in connector, female plug, 5.00 mm, Number of poles: 5, 180°, Clamping yoke connection, Clamping range, max. : 4 mm², Box
22281 | 1954470000 | BLZP 5.00HC/04/180 SN OR BX | PCB plug-in connector, female plug, 5.00 mm, Number of poles: 4, 180°, Clamping yoke connection, Clamping range, max. : 4 mm², Box
22282 | 1954480000 | BLZP 5.00HC/03/180 SN OR BX | PCB plug-in connector, female plug, 5.00 mm, Number of poles: 3, 180°, Clamping yoke connection, Clamping range, max. : 4 mm², Box
22283 | 1954490000 | BLZP 5.00HC/02/180 SN OR BX | PCB plug-in connector, female plug, 5.00 mm, Number of poles: 2, 180°, Clamping yoke connection, Clamping range, max. : 4 mm², Box
22284 | 1955390000 | BLZP 5.00HC/20/180 SN BK BX | PCB plug-in connector, female plug, 5.00 mm, Number of poles: 20, 180°, Clamping yoke connection, Clamping range, max. : 4 mm², Box
22285 | 1955400000 | BLZP 5.00HC/19/180 SN BK BX | PCB plug-in connector, female plug, 5.00 mm, Number of poles: 19, 180°, Clamping yoke connection, Clamping range, max. : 4 mm², Box
22286 | 1955410000 | BLZP 5.00HC/18/180 SN BK BX | PCB plug-in connector, female plug, 5.00 mm, Number of poles: 18, 180°, Clamping yoke connection, Clamping range, max. : 4 mm², Box
22287 | 1955420000 | BLZP 5.00HC/17/180 SN BK BX | PCB plug-in connector, female plug, 5.00 mm, Number of poles: 17, 180°, Clamping yoke connection, Clamping range, max. : 4 mm², Box
22288 | 1955430000 | BLZP 5.00HC/16/180 SN BK BX | PCB plug-in connector, female plug, 5.00 mm, Number of poles: 16, 180°, Clamping yoke connection, Clamping range, max. : 4 mm², Box
22289 | 1955440000 | BLZP 5.00HC/15/180 SN BK BX | PCB plug-in connector, female plug, 5.00 mm, Number of poles: 15, 180°, Clamping yoke connection, Clamping range, max. : 4 mm², Box
22290 | 1955450000 | BLZP 5.00HC/14/180 SN BK BX | PCB plug-in connector, female plug, 5.00 mm, Number of poles: 14, 180°, Clamping yoke connection, Clamping range, max. : 4 mm², Box
22291 | 1955470000 | BLZP 5.00HC/12/180 SN BK BX | PCB plug-in connector, female plug, 5.00 mm, Number of poles: 12, 180°, Clamping yoke connection, Clamping range, max. : 4 mm², Box
22292 | 1955480000 | BLZP 5.00HC/11/180 SN BK BX | PCB plug-in connector, female plug, 5.00 mm, Number of poles: 11, 180°, Clamping yoke connection, Clamping range, max. : 4 mm², Box
22293 | 1955490000 | BLZP 5.00HC/10/180 SN BK BX | PCB plug-in connector, female plug, 5.00 mm, Number of poles: 10, 180°, Clamping yoke connection, Clamping range, max. : 4 mm², Box
22294 | 1955500000 | BLZP 5.00HC/09/180 SN BK BX | PCB plug-in connector, female plug, 5.00 mm, Number of poles: 9, 180°, Clamping yoke connection, Clamping range, max. : 4 mm², Box
22295 | 1955510000 | BLZP 5.00HC/08/180 SN BK BX | PCB plug-in connector, female plug, 5.00 mm, Number of poles: 8, 180°, Clamping yoke connection, Clamping range, max. : 4 mm², Box
22296 | 1955520000 | BLZP 5.00HC/07/180 SN BK BX | PCB plug-in connector, female plug, 5.00 mm, Number of poles: 7, 180°, Clamping yoke connection, Clamping range, max. : 4 mm², Box
22297 | 1955530000 | BLZP 5.00HC/06/180 SN BK BX | PCB plug-in connector, female plug, 5.00 mm, Number of poles: 6, 180°, Clamping yoke connection, Clamping range, max. : 4 mm², Box
22298 | 1955540000 | BLZP 5.00HC/05/180 SN BK BX | PCB plug-in connector, female plug, 5.00 mm, Number of poles: 5, 180°, Clamping yoke connection, Clamping range, max. : 4 mm², Box
22299 | 1955550000 | BLZP 5.00HC/04/180 SN BK BX | PCB plug-in connector, female plug, 5.00 mm, Number of poles: 4, 180°, Clamping yoke connection, Clamping range, max. : 4 mm², Box
22300 | 1955560000 | BLZP 5.00HC/03/180 SN BK BX | PCB plug-in connector, female plug, 5.00 mm, Number of poles: 3, 180°, Clamping yoke connection, Clamping range, max. : 4 mm², Box
22301 | 1955570000 | BLZP 5.00HC/02/180 SN BK BX | PCB plug-in connector, female plug, 5.00 mm, Number of poles: 2, 180°, Clamping yoke connection, Clamping range, max. : 4 mm², Box
22302 | 1955580000 | BLZP 5.00HC/24/180F SN OR BX | PCB plug-in connector, female plug, 5.00 mm, Number of poles: 24, 180°, Clamping yoke connection, Clamping range, max. : 4 mm², Box
22303 | 1955590000 | BLZP 5.00HC/23/180F SN OR BX | PCB plug-in connector, female plug, 5.00 mm, Number of poles: 23, 180°, Clamping yoke connection, Clamping range, max. : 4 mm², Box
22304 | 1955600000 | BLZP 5.00HC/22/180F SN OR BX | PCB plug-in connector, female plug, 5.00 mm, Number of poles: 22, 180°, Clamping yoke connection, Clamping range, max. : 4 mm², Box
22305 | 1955610000 | BLZP 5.00HC/21/180F SN OR BX | PCB plug-in connector, female plug, 5.00 mm, Number of poles: 21, 180°, Clamping yoke connection, Clamping range, max. : 4 mm², Box
22306 | 1955620000 | BLZP 5.00HC/20/180F SN OR BX | PCB plug-in connector, female plug, 5.00 mm, Number of poles: 20, 180°, Clamping yoke connection, Clamping range, max. : 4 mm², Box
22307 | 1955630000 | BLZP 5.00HC/19/180F SN OR BX | PCB plug-in connector, female plug, 5.00 mm, Number of poles: 19, 180°, Clamping yoke connection, Clamping range, max. : 4 mm², Box
22308 | 1955640000 | BLZP 5.00HC/18/180F SN OR BX | PCB plug-in connector, female plug, 5.00 mm, Number of poles: 18, 180°, Clamping yoke connection, Clamping range, max. : 4 mm², Box
22309 | 1955650000 | BLZP 5.00HC/17/180F SN OR BX | PCB plug-in connector, female plug, 5.00 mm, Number of poles: 17, 180°, Clamping yoke connection, Clamping range, max. : 4 mm², Box
22310 | 1955660000 | BLZP 5.00HC/16/180F SN OR BX | PCB plug-in connector, female plug, 5.00 mm, Number of poles: 16, 180°, Clamping yoke connection, Clamping range, max. : 4 mm², Box
22311 | 1955670000 | BLZP 5.00HC/15/180F SN OR BX | PCB plug-in connector, female plug, 5.00 mm, Number of poles: 15, 180°, Clamping yoke connection, Clamping range, max. : 4 mm², Box
22312 | 1955680000 | BLZP 5.00HC/14/180F SN OR BX | PCB plug-in connector, female plug, 5.00 mm, Number of poles: 14, 180°, Clamping yoke connection, Clamping range, max. : 4 mm², Box
22313 | 1955690000 | BLZP 5.00HC/13/180F SN OR BX | PCB plug-in connector, female plug, 5.00 mm, Number of poles: 13, 180°, Clamping yoke connection, Clamping range, max. : 4 mm², Box
22314 | 1955700000 | BLZP 5.00HC/12/180F SN OR BX | PCB plug-in connector, female plug, 5.00 mm, Number of poles: 12, 180°, Clamping yoke connection, Clamping range, max. : 4 mm², Box
22315 | 1955710000 | BLZP 5.00HC/11/180F SN OR BX | PCB plug-in connector, female plug, 5.00 mm, Number of poles: 11, 180°, Clamping yoke connection, Clamping range, max. : 4 mm², Box
22316 | 1955720000 | BLZP 5.00HC/10/180F SN OR BX | PCB plug-in connector, female plug, 5.00 mm, Number of poles: 10, 180°, Clamping yoke connection, Clamping range, max. : 4 mm², Box
22317 | 1955730000 | BLZP 5.00HC/09/180F SN OR BX | PCB plug-in connector, female plug, 5.00 mm, Number of poles: 9, 180°, Clamping yoke connection, Clamping range, max. : 4 mm², Box
22318 | 1955740000 | BLZP 5.00HC/08/180F SN OR BX | PCB plug-in connector, female plug, 5.00 mm, Number of poles: 8, 180°, Clamping yoke connection, Clamping range, max. : 4 mm², Box
22319 | 1955750000 | BLZP 5.00HC/07/180F SN OR BX | PCB plug-in connector, female plug, 5.00 mm, Number of poles: 7, 180°, Clamping yoke connection, Clamping range, max. : 4 mm², Box
22320 | 1955760000 | BLZP 5.00HC/06/180F SN OR BX | PCB plug-in connector, female plug, 5.00 mm, Number of poles: 6, 180°, Clamping yoke connection, Clamping range, max. : 4 mm², Box
22321 | 1955770000 | BLZP 5.00HC/05/180F SN OR BX | PCB plug-in connector, female plug, 5.00 mm, Number of poles: 5, 180°, Clamping yoke connection, Clamping range, max. : 4 mm², Box
22322 | 1955780000 | BLZP 5.00HC/04/180F SN OR BX | PCB plug-in connector, female plug, 5.00 mm, Number of poles: 4, 180°, Clamping yoke connection, Clamping range, max. : 4 mm², Box
22323 | 1955790000 | BLZP 5.00HC/03/180F SN OR BX | PCB plug-in connector, female plug, 5.00 mm, Number of poles: 3, 180°, Clamping yoke connection, Clamping range, max. : 4 mm², Box
22324 | 1955800000 | BLZP 5.00HC/02/180F SN OR BX | PCB plug-in connector, female plug, 5.00 mm, Number of poles: 2, 180°, Clamping yoke connection, Clamping range, max. : 4 mm², Box
22325 | 1955830000 | BLZP 5.00HC/22/180F SN BK BX | PCB plug-in connector, female plug, 5.00 mm, Number of poles: 22, 180°, Clamping yoke connection, Clamping range, max. : 4 mm², Box
22326 | 1955850000 | BLZP 5.00HC/20/180F SN BK BX | PCB plug-in connector, female plug, 5.00 mm, Number of poles: 20, 180°, Clamping yoke connection, Clamping range, max. : 4 mm², Box
22327 | 1955890000 | BLZP 5.00HC/16/180F SN BK BX | PCB plug-in connector, female plug, 5.00 mm, Number of poles: 16, 180°, Clamping yoke connection, Clamping range, max. : 4 mm², Box
22328 | 1955900000 | BLZP 5.00HC/15/180F SN BK BX | PCB plug-in connector, female plug, 5.00 mm, Number of poles: 15, 180°, Clamping yoke connection, Clamping range, max. : 4 mm², Box
22329 | 1955930000 | BLZP 5.00HC/12/180F SN BK BX | PCB plug-in connector, female plug, 5.00 mm, Number of poles: 12, 180°, Clamping yoke connection, Clamping range, max. : 4 mm², Box
22330 | 1955950000 | BLZP 5.00HC/10/180F SN BK BX | PCB plug-in connector, female plug, 5.00 mm, Number of poles: 10, 180°, Clamping yoke connection, Clamping range, max. : 4 mm², Box
22331 | 1955990000 | BLZP 5.00HC/06/180F SN BK BX | PCB plug-in connector, female plug, 5.00 mm, Number of poles: 6, 180°, Clamping yoke connection, Clamping range, max. : 4 mm², Box
22332 | 1956000000 | BLZP 5.00HC/05/180F SN BK BX | PCB plug-in connector, female plug, 5.00 mm, Number of poles: 5, 180°, Clamping yoke connection, Clamping range, max. : 4 mm², Box
22333 | 1956020000 | BLZP 5.00HC/03/180F SN BK BX | PCB plug-in connector, female plug, 5.00 mm, Number of poles: 3, 180°, Clamping yoke connection, Clamping range, max. : 4 mm², Box
22334 | 1956030000 | BLZP 5.00HC/02/180F SN BK BX | PCB plug-in connector, female plug, 5.00 mm, Number of poles: 2, 180°, Clamping yoke connection, Clamping range, max. : 4 mm², Box
22335 | 1956150000 | BLZP 5.00HC/24/180LR SN OR BX | PCB plug-in connector, female plug, 5.00 mm, Number of poles: 24, 180°, Clamping yoke connection, Clamping range, max. : 4 mm², Box
22336 | 1956160000 | BLZP 5.00HC/23/180LR SN OR BX | PCB plug-in connector, female plug, 5.00 mm, Number of poles: 23, 180°, Clamping yoke connection, Clamping range, max. : 4 mm², Box
22337 | 1956170000 | BLZP 5.00HC/22/180LR SN OR BX | PCB plug-in connector, female plug, 5.00 mm, Number of poles: 22, 180°, Clamping yoke connection, Clamping range, max. : 4 mm², Box
22338 | 1956180000 | BLZP 5.00HC/21/180LR SN OR BX | PCB plug-in connector, female plug, 5.00 mm, Number of poles: 21, 180°, Clamping yoke connection, Clamping range, max. : 4 mm², Box
22339 | 1956190000 | BLZP 5.00HC/20/180LR SN OR BX | PCB plug-in connector, female plug, 5.00 mm, Number of poles: 20, 180°, Clamping yoke connection, Clamping range, max. : 4 mm², Box
22340 | 1956200000 | BLZP 5.00HC/19/180LR SN OR BX | PCB plug-in connector, female plug, 5.00 mm, Number of poles: 19, 180°, Clamping yoke connection, Clamping range, max. : 4 mm², Box
22341 | 1956210000 | BLZP 5.00HC/18/180LR SN OR BX | PCB plug-in connector, female plug, 5.00 mm, Number of poles: 18, 180°, Clamping yoke connection, Clamping range, max. : 4 mm², Box
22342 | 1956220000 | BLZP 5.00HC/17/180LR SN OR BX | PCB plug-in connector, female plug, 5.00 mm, Number of poles: 17, 180°, Clamping yoke connection, Clamping range, max. : 4 mm², Box
22343 | 1956230000 | BLZP 5.00HC/16/180LR SN OR BX | PCB plug-in connector, female plug, 5.00 mm, Number of poles: 16, 180°, Clamping yoke connection, Clamping range, max. : 4 mm², Box
22344 | 1956240000 | BLZP 5.00HC/15/180LR SN OR BX | PCB plug-in connector, female plug, 5.00 mm, Number of poles: 15, 180°, Clamping yoke connection, Clamping range, max. : 4 mm², Box
22345 | 1956250000 | BLZP 5.00HC/14/180LR SN OR BX | PCB plug-in connector, female plug, 5.00 mm, Number of poles: 14, 180°, Clamping yoke connection, Clamping range, max. : 4 mm², Box
22346 | 1956260000 | BLZP 5.00HC/13/180LR SN OR BX | PCB plug-in connector, female plug, 5.00 mm, Number of poles: 13, 180°, Clamping yoke connection, Clamping range, max. : 4 mm², Box
22347 | 1956270000 | BLZP 5.00HC/12/180LR SN OR BX | PCB plug-in connector, female plug, 5.00 mm, Number of poles: 12, 180°, Clamping yoke connection, Clamping range, max. : 4 mm², Box
22348 | 1956280000 | BLZP 5.00HC/11/180LR SN OR BX | PCB plug-in connector, female plug, 5.00 mm, Number of poles: 11, 180°, Clamping yoke connection, Clamping range, max. : 4 mm², Box
22349 | 1956290000 | BLZP 5.00HC/10/180LR SN OR BX | PCB plug-in connector, female plug, 5.00 mm, Number of poles: 10, 180°, Clamping yoke connection, Clamping range, max. : 4 mm², Box
22350 | 1956300000 | BLZP 5.00HC/09/180LR SN OR BX | PCB plug-in connector, female plug, 5.00 mm, Number of poles: 9, 180°, Clamping yoke connection, Clamping range, max. : 4 mm², Box
22351 | 1956310000 | BLZP 5.00HC/08/180LR SN OR BX | PCB plug-in connector, female plug, 5.00 mm, Number of poles: 8, 180°, Clamping yoke connection, Clamping range, max. : 4 mm², Box
22352 | 1956320000 | BLZP 5.00HC/07/180LR SN OR BX | PCB plug-in connector, female plug, 5.00 mm, Number of poles: 7, 180°, Clamping yoke connection, Clamping range, max. : 4 mm², Box
22353 | 1956330000 | BLZP 5.00HC/06/180LR SN OR BX | PCB plug-in connector, female plug, 5.00 mm, Number of poles: 6, 180°, Clamping yoke connection, Clamping range, max. : 4 mm², Box
22354 | 1956340000 | BLZP 5.00HC/05/180LR SN OR BX | PCB plug-in connector, female plug, 5.00 mm, Number of poles: 5, 180°, Clamping yoke connection, Clamping range, max. : 4 mm², Box
22355 | 1956350000 | BLZP 5.00HC/04/180LR SN OR BX | PCB plug-in connector, female plug, 5.00 mm, Number of poles: 4, 180°, Clamping yoke connection, Clamping range, max. : 4 mm², Box
22356 | 1956360000 | BLZP 5.00HC/03/180LR SN OR BX | PCB plug-in connector, female plug, 5.00 mm, Number of poles: 3, 180°, Clamping yoke connection, Clamping range, max. : 4 mm², Box
22357 | 1956370000 | BLZP 5.00HC/02/180LR SN OR BX | PCB plug-in connector, female plug, 5.00 mm, Number of poles: 2, 180°, Clamping yoke connection, Clamping range, max. : 4 mm², Box
22358 | 1956460000 | BLZP 5.00HC/16/180LR SN BK BX | PCB plug-in connector, female plug, 5.00 mm, Number of poles: 16, 180°, Clamping yoke connection, Clamping range, max. : 4 mm², Box
22359 | 1956540000 | BLZP 5.00HC/08/180LR SN BK BX | PCB plug-in connector, female plug, 5.00 mm, Number of poles: 8, 180°, Clamping yoke connection, Clamping range, max. : 4 mm², Box
22360 | 1956550000 | BLZP 5.00HC/07/180LR SN BK BX | PCB plug-in connector, female plug, 5.00 mm, Number of poles: 7, 180°, Clamping yoke connection, Clamping range, max. : 4 mm², Box
22361 | 1956570000 | BLZP 5.00HC/05/180LR SN BK BX | PCB plug-in connector, female plug, 5.00 mm, Number of poles: 5, 180°, Clamping yoke connection, Clamping range, max. : 4 mm², Box
22362 | 1956590000 | BLZP 5.00HC/03/180LR SN BK BX | PCB plug-in connector, female plug, 5.00 mm, Number of poles: 3, 180°, Clamping yoke connection, Clamping range, max. : 4 mm², Box
22363 | 1956600000 | BLZP 5.00HC/02/180LR SN BK BX | PCB plug-in connector, female plug, 5.00 mm, Number of poles: 2, 180°, Clamping yoke connection, Clamping range, max. : 4 mm², Box
22364 | 1956770000 | BLZP 5.00HC/18/180LH SN OR BX | PCB plug-in connector, female plug, 5.00 mm, Number of poles: 18, 180°, Clamping yoke connection, Clamping range, max. : 4 mm², Box
22365 | 1957100000 | BLZP 5.00HC/14/180LH SN BK BX | PCB plug-in connector, female plug, 5.00 mm, Number of poles: 14, 180°, Clamping yoke connection, Clamping range, max. : 4 mm², Box
22366 | 1957780000 | BLZP 5.00HC/24/90 SN OR BX | PCB plug-in connector, female plug, 5.00 mm, Number of poles: 24, 90°, Clamping yoke connection, Clamping range, max. : 4 mm², Box
22367 | 1957800000 | BLZP 5.00HC/23/90 SN OR BX | PCB plug-in connector, female plug, 5.00 mm, Number of poles: 23, 90°, Clamping yoke connection, Clamping range, max. : 4 mm², Box
22368 | 1957820000 | BLZP 5.00HC/22/90 SN OR BX | PCB plug-in connector, female plug, 5.00 mm, Number of poles: 22, 90°, Clamping yoke connection, Clamping range, max. : 4 mm², Box
22369 | 1957830000 | BLZP 5.00HC/21/90 SN OR BX | PCB plug-in connector, female plug, 5.00 mm, Number of poles: 21, 90°, Clamping yoke connection, Clamping range, max. : 4 mm², Box
22370 | 1957850000 | BLZP 5.00HC/20/90 SN OR BX | PCB plug-in connector, female plug, 5.00 mm, Number of poles: 20, 90°, Clamping yoke connection, Clamping range, max. : 4 mm², Box
22371 | 1957880000 | BLZP 5.00HC/19/90 SN OR BX | PCB plug-in connector, female plug, 5.00 mm, Number of poles: 19, 90°, Clamping yoke connection, Clamping range, max. : 4 mm², Box
22372 | 1957900000 | BLZP 5.00HC/18/90 SN OR BX | PCB plug-in connector, female plug, 5.00 mm, Number of poles: 18, 90°, Clamping yoke connection, Clamping range, max. : 4 mm², Box
22373 | 1957910000 | BLZP 5.00HC/17/90 SN OR BX | PCB plug-in connector, female plug, 5.00 mm, Number of poles: 17, 90°, Clamping yoke connection, Clamping range, max. : 4 mm², Box
22374 | 1957960000 | BLZP 5.00HC/16/90 SN OR BX | PCB plug-in connector, female plug, 5.00 mm, Number of poles: 16, 90°, Clamping yoke connection, Clamping range, max. : 4 mm², Box
22375 | 1958040000 | BLZP 5.00HC/15/90 SN OR BX | PCB plug-in connector, female plug, 5.00 mm, Number of poles: 15, 90°, Clamping yoke connection, Clamping range, max. : 4 mm², Box
22376 | 1958060000 | BLZP 5.00HC/14/90 SN OR BX | PCB plug-in connector, female plug, 5.00 mm, Number of poles: 14, 90°, Clamping yoke connection, Clamping range, max. : 4 mm², Box
22377 | 1958090000 | BLZP 5.00HC/13/90 SN OR BX | PCB plug-in connector, female plug, 5.00 mm, Number of poles: 13, 90°, Clamping yoke connection, Clamping range, max. : 4 mm², Box
22378 | 1958120000 | BLZP 5.00HC/12/90 SN OR BX | PCB plug-in connector, female plug, 5.00 mm, Number of poles: 12, 90°, Clamping yoke connection, Clamping range, max. : 4 mm², Box
22379 | 1958130000 | BLZP 5.00HC/11/90 SN OR BX | PCB plug-in connector, female plug, 5.00 mm, Number of poles: 11, 90°, Clamping yoke connection, Clamping range, max. : 4 mm², Box
22380 | 1958160000 | BLZP 5.00HC/10/90 SN OR BX | PCB plug-in connector, female plug, 5.00 mm, Number of poles: 10, 90°, Clamping yoke connection, Clamping range, max. : 4 mm², Box
22381 | 1958190000 | BLZP 5.00HC/09/90 SN OR BX | PCB plug-in connector, female plug, 5.00 mm, Number of poles: 9, 90°, Clamping yoke connection, Clamping range, max. : 4 mm², Box
22382 | 1958230000 | BLZP 5.00HC/08/90 SN OR BX | PCB plug-in connector, female plug, 5.00 mm, Number of poles: 8, 90°, Clamping yoke connection, Clamping range, max. : 4 mm², Box
22383 | 1958250000 | BLZP 5.00HC/07/90 SN OR BX | PCB plug-in connector, female plug, 5.00 mm, Number of poles: 7, 90°, Clamping yoke connection, Clamping range, max. : 4 mm², Box
22384 | 1958320000 | LMZFL 5/13/135 3.5OR | Printed circuit board terminals, 5.00 mm, Number of poles: 13, 135°, Solder pin length (l): 3.5 mm, tinned, orange, Tension clamp connection with actuator, Clamping range, max. : 2.5 mm², Box
22385 | 1958330000 | LMZFL 5/14/135 3.5OR | Printed circuit board terminals, 5.00 mm, Number of poles: 14, 135°, Solder pin length (l): 3.5 mm, tinned, orange, Tension clamp connection with actuator, Clamping range, max. : 2.5 mm², Box
22386 | 1958350000 | LMZFL 5/15/135 3.5OR | Printed circuit board terminals, 5.00 mm, Number of poles: 15, 135°, Solder pin length (l): 3.5 mm, tinned, orange, Tension clamp connection with actuator, Clamping range, max. : 2.5 mm², Box
22387 | 1958370000 | LMZFL 5/16/135 3.5OR | Printed circuit board terminals, 5.00 mm, Number of poles: 16, 135°, Solder pin length (l): 3.5 mm, tinned, orange, Tension clamp connection with actuator, Clamping range, max. : 2.5 mm², Box
22388 | 1958390000 | LMZFL 5/17/135 3.5OR | Printed circuit board terminals, 5.00 mm, Number of poles: 17, 135°, Solder pin length (l): 3.5 mm, tinned, orange, Tension clamp connection with actuator, Clamping range, max. : 2.5 mm², Box
22389 | 1958410000 | LMZFL 5/18/135 3.5OR | Printed circuit board terminals, 5.00 mm, Number of poles: 18, 135°, Solder pin length (l): 3.5 mm, tinned, orange, Tension clamp connection with actuator, Clamping range, max. : 2.5 mm², Box
22390 | 1958440000 | LMZFL 5/19/135 3.5OR | Printed circuit board terminals, 5.00 mm, Number of poles: 19, 135°, Solder pin length (l): 3.5 mm, tinned, orange, Tension clamp connection with actuator, Clamping range, max. : 2.5 mm², Box
22391 | 1958450000 | LMZFL 5/20/135 3.5OR | Printed circuit board terminals, 5.00 mm, Number of poles: 20, 135°, Solder pin length (l): 3.5 mm, tinned, orange, Tension clamp connection with actuator, Clamping range, max. : 2.5 mm², Box
22392 | 1958470000 | LMZFL 5/21/135 3.5OR | Printed circuit board terminals, 5.00 mm, Number of poles: 21, 135°, Solder pin length (l): 3.5 mm, tinned, orange, Tension clamp connection with actuator, Clamping range, max. : 2.5 mm², Box
22393 | 1958490000 | LMZFL 5/22/135 3.5OR | Printed circuit board terminals, 5.00 mm, Number of poles: 22, 135°, Solder pin length (l): 3.5 mm, tinned, orange, Tension clamp connection with actuator, Clamping range, max. : 2.5 mm², Box
22394 | 1958500000 | LMZFL 5/23/135 3.5OR | Printed circuit board terminals, 5.00 mm, Number of poles: 23, 135°, Solder pin length (l): 3.5 mm, tinned, orange, Tension clamp connection with actuator, Clamping range, max. : 2.5 mm², Box
22395 | 1958510000 | LMZFL 5/24/135 3.5OR | Printed circuit board terminals, 5.00 mm, Number of poles: 24, 135°, Solder pin length (l): 3.5 mm, tinned, orange, Tension clamp connection with actuator, Clamping range, max. : 2.5 mm², Box
22396 | 1959760000 | LMZF 5/13/135 3.5SW | Printed circuit board terminals, 5.00 mm, Number of poles: 13, 135°, Solder pin length (l): 3.5 mm, tinned, black, Tension-clamp connection, Clamping range, max. : 2.5 mm², Box
22397 | 1959780000 | LMZF 5/15/135 3.5SW | Printed circuit board terminals, 5.00 mm, Number of poles: 15, 135°, Solder pin length (l): 3.5 mm, tinned, black, Tension-clamp connection, Clamping range, max. : 2.5 mm², Box
22398 | 1959800000 | LMZF 5/17/135 3.5SW | Printed circuit board terminals, 5.00 mm, Number of poles: 17, 135°, Solder pin length (l): 3.5 mm, tinned, black, Tension-clamp connection, Clamping range, max. : 2.5 mm², Box
22399 | 1959830000 | LMZF 5/20/135 3.5SW | Printed circuit board terminals, 5.00 mm, Number of poles: 20, 135°, Solder pin length (l): 3.5 mm, tinned, black, Tension-clamp connection, Clamping range, max. : 2.5 mm², Box
22400 | 1960140000 | LMZF 5/13/135 3.5OR | Printed circuit board terminals, 5.00 mm, Number of poles: 13, 135°, Solder pin length (l): 3.5 mm, tinned, orange, Tension-clamp connection, Clamping range, max. : 2.5 mm², Box
22401 | 1960150000 | LMZF 5/14/135 3.5OR | Printed circuit board terminals, 5.00 mm, Number of poles: 14, 135°, Solder pin length (l): 3.5 mm, tinned, orange, Tension-clamp connection, Clamping range, max. : 2.5 mm², Box
22402 | 1960160000 | LMZF 5/15/135 3.5OR | Printed circuit board terminals, 5.00 mm, Number of poles: 15, 135°, Solder pin length (l): 3.5 mm, tinned, orange, Tension-clamp connection, Clamping range, max. : 2.5 mm², Box
22403 | 1960170000 | LMZF 5/16/135 3.5OR | Printed circuit board terminals, 5.00 mm, Number of poles: 16, 135°, Solder pin length (l): 3.5 mm, tinned, orange, Tension-clamp connection, Clamping range, max. : 2.5 mm², Box
22404 | 1960180000 | LMZF 5/17/135 3.5OR | Printed circuit board terminals, 5.00 mm, Number of poles: 17, 135°, Solder pin length (l): 3.5 mm, tinned, orange, Tension-clamp connection, Clamping range, max. : 2.5 mm², Box
22405 | 1960190000 | LMZF 5/18/135 3.5OR | Printed circuit board terminals, 5.00 mm, Number of poles: 18, 135°, Solder pin length (l): 3.5 mm, tinned, orange, Tension-clamp connection, Clamping range, max. : 2.5 mm², Box
22406 | 1960200000 | LMZF 5/19/135 3.5OR | Printed circuit board terminals, 5.00 mm, Number of poles: 19, 135°, Solder pin length (l): 3.5 mm, tinned, orange, Tension-clamp connection, Clamping range, max. : 2.5 mm², Box
22407 | 1960210000 | LMZF 5/20/135 3.5OR | Printed circuit board terminals, 5.00 mm, Number of poles: 20, 135°, Solder pin length (l): 3.5 mm, tinned, orange, Tension-clamp connection, Clamping range, max. : 2.5 mm², Box
22408 | 1960220000 | LMZF 5/21/135 3.5OR | Printed circuit board terminals, 5.00 mm, Number of poles: 21, 135°, Solder pin length (l): 3.5 mm, tinned, orange, Tension-clamp connection, Clamping range, max. : 2.5 mm², Box
22409 | 1960230000 | LMZF 5/22/135 3.5OR | Printed circuit board terminals, 5.00 mm, Number of poles: 22, 135°, Solder pin length (l): 3.5 mm, tinned, orange, Tension-clamp connection, Clamping range, max. : 2.5 mm², Box
22410 | 1960240000 | LMZF 5/23/135 3.5OR | Printed circuit board terminals, 5.00 mm, Number of poles: 23, 135°, Solder pin length (l): 3.5 mm, tinned, orange, Tension-clamp connection, Clamping range, max. : 2.5 mm², Box
22411 | 1960250000 | LMZF 5/24/135 3.5OR | Printed circuit board terminals, 5.00 mm, Number of poles: 24, 135°, Solder pin length (l): 3.5 mm, tinned, orange, Tension-clamp connection, Clamping range, max. : 2.5 mm², Box
22412 | 1967930000 | LMZFL 5/1/135 SW | Printed circuit board terminals, 5.00 mm, Number of poles: 1, 135°, Solder pin length (l): 3.5 mm, tinned, black, Tension clamp connection with actuator, Clamping range, max. : 2.5 mm², Box
22413 | 1969090000 | BCF 3.81/02/180 SN OR BX | PCB plug-in connector, female plug, 3.81 mm, Number of poles: 2, 180°, PUSH IN with actuator, Tension-clamp connection, Clamping range, max. : 1.5 mm², Box
22414 | 1969100000 | BCF 3.81/03/180 SN OR BX | PCB plug-in connector, female plug, 3.81 mm, Number of poles: 3, 180°, PUSH IN with actuator, Tension-clamp connection, Clamping range, max. : 1.5 mm², Box
22415 | 1969110000 | BCF 3.81/04/180 SN OR BX | PCB plug-in connector, female plug, 3.81 mm, Number of poles: 4, 180°, PUSH IN with actuator, Tension-clamp connection, Clamping range, max. : 1.5 mm², Box
22416 | 1969120000 | BCF 3.81/05/180 SN OR BX | PCB plug-in connector, female plug, 3.81 mm, Number of poles: 5, 180°, PUSH IN with actuator, Tension-clamp connection, Clamping range, max. : 1.5 mm², Box
22417 | 1969130000 | BCF 3.81/06/180 SN OR BX | PCB plug-in connector, female plug, 3.81 mm, Number of poles: 6, 180°, PUSH IN with actuator, Tension-clamp connection, Clamping range, max. : 1.5 mm², Box
22418 | 1969140000 | BCF 3.81/07/180 SN OR BX | PCB plug-in connector, female plug, 3.81 mm, Number of poles: 7, 180°, PUSH IN with actuator, Tension-clamp connection, Clamping range, max. : 1.5 mm², Box
22419 | 1969150000 | BCF 3.81/08/180 SN OR BX | PCB plug-in connector, female plug, 3.81 mm, Number of poles: 8, 180°, PUSH IN with actuator, Tension-clamp connection, Clamping range, max. : 1.5 mm², Box
22420 | 1969160000 | BCF 3.81/09/180 SN OR BX | PCB plug-in connector, female plug, 3.81 mm, Number of poles: 9, 180°, PUSH IN with actuator, Tension-clamp connection, Clamping range, max. : 1.5 mm², Box
22421 | 1969170000 | BCF 3.81/10/180 SN OR BX | PCB plug-in connector, female plug, 3.81 mm, Number of poles: 10, 180°, PUSH IN with actuator, Tension-clamp connection, Clamping range, max. : 1.5 mm², Box
22422 | 1969180000 | BCF 3.81/11/180 SN OR BX | PCB plug-in connector, female plug, 3.81 mm, Number of poles: 11, 180°, PUSH IN with actuator, Tension-clamp connection, Clamping range, max. : 1.5 mm², Box
22423 | 1969190000 | BCF 3.81/12/180 SN OR BX | PCB plug-in connector, female plug, 3.81 mm, Number of poles: 12, 180°, PUSH IN with actuator, Tension-clamp connection, Clamping range, max. : 1.5 mm², Box
22424 | 1969200000 | BCF 3.81/13/180 SN OR BX | PCB plug-in connector, female plug, 3.81 mm, Number of poles: 13, 180°, PUSH IN with actuator, Tension-clamp connection, Clamping range, max. : 1.5 mm², Box
22425 | 1969210000 | BCF 3.81/14/180 SN OR BX | PCB plug-in connector, female plug, 3.81 mm, Number of poles: 14, 180°, PUSH IN with actuator, Tension-clamp connection, Clamping range, max. : 1.5 mm², Box
22426 | 1969220000 | BCF 3.81/15/180 SN OR BX | PCB plug-in connector, female plug, 3.81 mm, Number of poles: 15, 180°, PUSH IN with actuator, Tension-clamp connection, Clamping range, max. : 1.5 mm², Box
22427 | 1969230000 | BCF 3.81/16/180 SN OR BX | PCB plug-in connector, female plug, 3.81 mm, Number of poles: 16, 180°, PUSH IN with actuator, Tension-clamp connection, Clamping range, max. : 1.5 mm², Box
22428 | 1969240000 | BCF 3.81/17/180 SN OR BX | PCB plug-in connector, female plug, 3.81 mm, Number of poles: 17, 180°, PUSH IN with actuator, Tension-clamp connection, Clamping range, max. : 1.5 mm², Box
22429 | 1969250000 | BCF 3.81/18/180 SN OR BX | PCB plug-in connector, female plug, 3.81 mm, Number of poles: 18, 180°, PUSH IN with actuator, Tension-clamp connection, Clamping range, max. : 1.5 mm², Box
22430 | 1969280000 | BCF 3.81/02/180 SN GN BX | PCB plug-in connector, female plug, 3.81 mm, Number of poles: 2, 180°, PUSH IN with actuator, Tension-clamp connection, Clamping range, max. : 1.5 mm², Box
22431 | 1969290000 | BCF 3.81/03/180 SN GN BX | PCB plug-in connector, female plug, 3.81 mm, Number of poles: 3, 180°, PUSH IN with actuator, Tension-clamp connection, Clamping range, max. : 1.5 mm², Box
22432 | 1969300000 | BCF 3.81/04/180 SN GN BX | PCB plug-in connector, female plug, 3.81 mm, Number of poles: 4, 180°, PUSH IN with actuator, Tension-clamp connection, Clamping range, max. : 1.5 mm², Box
22433 | 1969480000 | BCF 3.81/05/180 SN GN BX | PCB plug-in connector, female plug, 3.81 mm, Number of poles: 5, 180°, PUSH IN with actuator, Tension-clamp connection, Clamping range, max. : 1.5 mm², Box
22434 | 1969490000 | BCF 3.81/06/180 SN GN BX | PCB plug-in connector, female plug, 3.81 mm, Number of poles: 6, 180°, PUSH IN with actuator, Tension-clamp connection, Clamping range, max. : 1.5 mm², Box
22435 | 1969510000 | BCF 3.81/08/180 SN GN BX | PCB plug-in connector, female plug, 3.81 mm, Number of poles: 8, 180°, PUSH IN with actuator, Tension-clamp connection, Clamping range, max. : 1.5 mm², Box
22436 | 1969520000 | SCZ 3.81/02/180G SN OR BX | PCB plug-in connector, male plug, 3.81 mm, Number of poles: 2, 180°, Clamping yoke connection, Clamping range, max. : 1.5 mm², Box
22437 | 1969540000 | SCZ 3.81/03/180G SN OR BX | PCB plug-in connector, male plug, 3.81 mm, Number of poles: 3, 180°, Clamping yoke connection, Clamping range, max. : 1.5 mm², Box
22438 | 1969550000 | BCF 3.81/10/180 SN GN BX | PCB plug-in connector, female plug, 3.81 mm, Number of poles: 10, 180°, PUSH IN with actuator, Tension-clamp connection, Clamping range, max. : 1.5 mm², Box
22439 | 1969560000 | SCZ 3.81/04/180G SN OR BX | PCB plug-in connector, male plug, 3.81 mm, Number of poles: 4, 180°, Clamping yoke connection, Clamping range, max. : 1.5 mm², Box
22440 | 1969570000 | SCZ 3.81/05/180G SN OR BX | PCB plug-in connector, male plug, 3.81 mm, Number of poles: 5, 180°, Clamping yoke connection, Clamping range, max. : 1.5 mm², Box
22441 | 1969580000 | SCZ 3.81/06/180G SN OR BX | PCB plug-in connector, male plug, 3.81 mm, Number of poles: 6, 180°, Clamping yoke connection, Clamping range, max. : 1.5 mm², Box
22442 | 1969590000 | SCZ 3.81/07/180G SN OR BX | PCB plug-in connector, male plug, 3.81 mm, Number of poles: 7, 180°, Clamping yoke connection, Clamping range, max. : 1.5 mm², Box
22443 | 1969610000 | SCZ 3.81/08/180G SN OR BX | PCB plug-in connector, male plug, 3.81 mm, Number of poles: 8, 180°, Clamping yoke connection, Clamping range, max. : 1.5 mm², Box
22444 | 1969630000 | SCZ 3.81/09/180G SN OR BX | PCB plug-in connector, male plug, 3.81 mm, Number of poles: 9, 180°, Clamping yoke connection, Clamping range, max. : 1.5 mm², Box
22445 | 1969640000 | SCZ 3.81/10/180G SN OR BX | PCB plug-in connector, male plug, 3.81 mm, Number of poles: 10, 180°, Clamping yoke connection, Clamping range, max. : 1.5 mm², Box
22446 | 1969660000 | SCZ 3.81/11/180G SN OR BX | PCB plug-in connector, male plug, 3.81 mm, Number of poles: 11, 180°, Clamping yoke connection, Clamping range, max. : 1.5 mm², Box
22447 | 1969670000 | SCZ 3.81/12/180G SN OR BX | PCB plug-in connector, male plug, 3.81 mm, Number of poles: 12, 180°, Clamping yoke connection, Clamping range, max. : 1.5 mm², Box
22448 | 1976830000 | SC 3.81/11/135F 3.2SN OR BX | PCB plug-in connector, male header, Flange, THT solder connection, 3.81 mm, Number of poles: 11, 135°, Solder pin length (l): 3.2 mm, tinned, orange, Box
22449 | 1976840000 | SC 3.81/12/135F 3.2SN OR BX | PCB plug-in connector, male header, Flange, THT solder connection, 3.81 mm, Number of poles: 12, 135°, Solder pin length (l): 3.2 mm, tinned, orange, Box
22450 | 1976850000 | SC 3.81/13/135F 3.2SN OR BX | PCB plug-in connector, male header, Flange, THT solder connection, 3.81 mm, Number of poles: 13, 135°, Solder pin length (l): 3.2 mm, tinned, orange, Box
22451 | 1976860000 | SC 3.81/14/135F 3.2SN OR BX | PCB plug-in connector, male header, Flange, THT solder connection, 3.81 mm, Number of poles: 14, 135°, Solder pin length (l): 3.2 mm, tinned, orange, Box
22452 | 1976870000 | SC 3.81/15/135F 3.2SN OR BX | PCB plug-in connector, male header, Flange, THT solder connection, 3.81 mm, Number of poles: 15, 135°, Solder pin length (l): 3.2 mm, tinned, orange, Box
22453 | 1976880000 | SC 3.81/16/135F 3.2SN OR BX | PCB plug-in connector, male header, Flange, THT solder connection, 3.81 mm, Number of poles: 16, 135°, Solder pin length (l): 3.2 mm, tinned, orange, Box
22454 | 1977200000 | SC-SMT 3.81/02/135G 3.2SN BK BX | PCB plug-in connector, male header, closed side, THT/THR solder connection, 3.81 mm, Number of poles: 2, 135°, Solder pin length (l): 3.2 mm, tinned, black, Box
22455 | 1977210000 | SC-SMT 3.81/03/135G 3.2SN BK BX | PCB plug-in connector, male header, closed side, THT/THR solder connection, 3.81 mm, Number of poles: 3, 135°, Solder pin length (l): 3.2 mm, tinned, black, Box
22456 | 1977220000 | SC-SMT 3.81/04/135G 3.2SN BK BX | PCB plug-in connector, male header, closed side, THT/THR solder connection, 3.81 mm, Number of poles: 4, 135°, Solder pin length (l): 3.2 mm, tinned, black, Box
22457 | 1977230000 | SC-SMT 3.81/05/135G 3.2SN BK BX | PCB plug-in connector, male header, closed side, THT/THR solder connection, 3.81 mm, Number of poles: 5, 135°, Solder pin length (l): 3.2 mm, tinned, black, Box
22458 | 1977240000 | SC-SMT 3.81/06/135G 3.2SN BK BX | PCB plug-in connector, male header, closed side, THT/THR solder connection, 3.81 mm, Number of poles: 6, 135°, Solder pin length (l): 3.2 mm, tinned, black, Box
22459 | 1977950000 | SC-SMT 3.81/04/135G 1.5SN BK BX | PCB plug-in connector, male header, closed side, THT/THR solder connection, 3.81 mm, Number of poles: 4, 135°, Solder pin length (l): 1.5 mm, tinned, black, Box
22460 | 1977960000 | SC-SMT 3.81/05/135G 1.5SN BK BX | PCB plug-in connector, male header, closed side, THT/THR solder connection, 3.81 mm, Number of poles: 5, 135°, Solder pin length (l): 1.5 mm, tinned, black, Box
22461 | 1977990000 | SC-SMT 3.81/08/135G 1.5SN BK BX | PCB plug-in connector, male header, closed side, THT/THR solder connection, 3.81 mm, Number of poles: 8, 135°, Solder pin length (l): 1.5 mm, tinned, black, Box
22462 | 1978080000 | SC-SMT 3.81/02/135LF 3.2SN BK BX | PCB plug-in connector, male header, Solder flange, THT/THR solder connection, 3.81 mm, Number of poles: 2, 135°, Solder pin length (l): 3.2 mm, tinned, black, Box
22463 | 1978090000 | SC-SMT 3.81/03/135LF 3.2SN BK BX | PCB plug-in connector, male header, Solder flange, THT/THR solder connection, 3.81 mm, Number of poles: 3, 135°, Solder pin length (l): 3.2 mm, tinned, black, Box
22464 | 1978100000 | SC-SMT 3.81/04/135LF 3.2SN BK BX | PCB plug-in connector, male header, Solder flange, THT/THR solder connection, 3.81 mm, Number of poles: 4, 135°, Solder pin length (l): 3.2 mm, tinned, black, Box
22465 | 1978110000 | SC-SMT 3.81/05/135LF 3.2SN BK BX | PCB plug-in connector, male header, Solder flange, THT/THR solder connection, 3.81 mm, Number of poles: 5, 135°, Solder pin length (l): 3.2 mm, tinned, black, Box
22466 | 1978120000 | SC-SMT 3.81/06/135LF 3.2SN BK BX | PCB plug-in connector, male header, Solder flange, THT/THR solder connection, 3.81 mm, Number of poles: 6, 135°, Solder pin length (l): 3.2 mm, tinned, black, Box
22467 | 1978130000 | SC-SMT 3.81/07/135LF 3.2SN BK BX | PCB plug-in connector, male header, Solder flange, THT/THR solder connection, 3.81 mm, Number of poles: 7, 135°, Solder pin length (l): 3.2 mm, tinned, black, Box
22468 | 1978140000 | SC-SMT 3.81/08/135LF 3.2SN BK BX | PCB plug-in connector, male header, Solder flange, THT/THR solder connection, 3.81 mm, Number of poles: 8, 135°, Solder pin length (l): 3.2 mm, tinned, black, Box
22469 | 1978150000 | SC-SMT 3.81/09/135LF 3.2SN BK BX | PCB plug-in connector, male header, Solder flange, THT/THR solder connection, 3.81 mm, Number of poles: 9, 135°, Solder pin length (l): 3.2 mm, tinned, black, Box
22470 | 1978160000 | SC-SMT 3.81/10/135LF 3.2SN BK BX | PCB plug-in connector, male header, Solder flange, THT/THR solder connection, 3.81 mm, Number of poles: 10, 135°, Solder pin length (l): 3.2 mm, tinned, black, Box
22471 | 1978170000 | SC-SMT 3.81/11/135LF 3.2SN BK BX | PCB plug-in connector, male header, Solder flange, THT/THR solder connection, 3.81 mm, Number of poles: 11, 135°, Solder pin length (l): 3.2 mm, tinned, black, Box
22472 | 1978180000 | SC-SMT 3.81/12/135LF 3.2SN BK BX | PCB plug-in connector, male header, Solder flange, THT/THR solder connection, 3.81 mm, Number of poles: 12, 135°, Solder pin length (l): 3.2 mm, tinned, black, Box
22473 | 1978190000 | SC-SMT 3.81/13/135LF 3.2SN BK BX | PCB plug-in connector, male header, Solder flange, THT/THR solder connection, 3.81 mm, Number of poles: 13, 135°, Solder pin length (l): 3.2 mm, tinned, black, Box
22474 | 1978200000 | SC-SMT 3.81/14/135LF 3.2SN BK BX | PCB plug-in connector, male header, Solder flange, THT/THR solder connection, 3.81 mm, Number of poles: 14, 135°, Solder pin length (l): 3.2 mm, tinned, black, Box
22475 | 1978210000 | SC-SMT 3.81/15/135LF 3.2SN BK BX | PCB plug-in connector, male header, Solder flange, THT/THR solder connection, 3.81 mm, Number of poles: 15, 135°, Solder pin length (l): 3.2 mm, tinned, black, Box
22476 | 1978220000 | SC-SMT 3.81/16/135LF 3.2SN BK BX | PCB plug-in connector, male header, Solder flange, THT/THR solder connection, 3.81 mm, Number of poles: 16, 135°, Solder pin length (l): 3.2 mm, tinned, black, Box
22477 | 1978400000 | SC-SMT 3.81/04/135LF 1.5SN BK BX | PCB plug-in connector, male header, Solder flange, THT/THR solder connection, 3.81 mm, Number of poles: 4, 135°, Solder pin length (l): 1.5 mm, tinned, black, Box
22478 | 1959410000 | BLZP 5.00HC/14/270F SN OR BX | PCB plug-in connector, female plug, 5.00 mm, Number of poles: 14, 90°, Clamping yoke connection, Clamping range, max. : 4 mm², Box
22479 | 1043350000 | SLZ 7.62HP/02/180G SN BK BX | PCB plug-in connector, male plug, 7.62 mm, Number of poles: 2, Clamping yoke connection, Clamping range, max. : 2.5 mm², Box
22480 | 1043360000 | SLZ 7.62HP/03/180G SN BK BX | PCB plug-in connector, male plug, 7.62 mm, Number of poles: 3, Clamping yoke connection, Clamping range, max. : 2.5 mm², Box
22481 | 1043370000 | SLZ 7.62HP/04/180G SN BK BX | PCB plug-in connector, male plug, 7.62 mm, Number of poles: 4, Clamping yoke connection, Clamping range, max. : 2.5 mm², Box
22482 | 1043380000 | SLZ 7.62HP/05/180G SN BK BX | PCB plug-in connector, male plug, 7.62 mm, Number of poles: 5, Clamping yoke connection, Clamping range, max. : 2.5 mm², Box
22483 | 1043430000 | SLZ 7.62HP/02/180F SN BK BX | PCB plug-in connector, male plug, 7.62 mm, Number of poles: 2, Clamping yoke connection, Clamping range, max. : 2.5 mm², Box
22484 | 1043440000 | SLZ 7.62HP/03/180F SN BK BX | PCB plug-in connector, male plug, 7.62 mm, Number of poles: 3, Clamping yoke connection, Clamping range, max. : 2.5 mm², Box
22485 | 1043450000 | SLZ 7.62HP/04/180F SN BK BX | PCB plug-in connector, male plug, 7.62 mm, Number of poles: 4, Clamping yoke connection, Clamping range, max. : 2.5 mm², Box
22486 | 1043460000 | SLZ 7.62HP/05/180F SN BK BX | PCB plug-in connector, male plug, 7.62 mm, Number of poles: 5, Clamping yoke connection, Clamping range, max. : 2.5 mm², Box
22487 | 1043490000 | SLZ 7.62HP/04/180LR SN OR BX | PCB plug-in connector, male plug, 7.62 mm, Number of poles: 4, Clamping yoke connection, Clamping range, max. : 2.5 mm², Box
22488 | 1043510000 | SLZ 7.62HP/02/180LR SN BK BX | PCB plug-in connector, male plug, 7.62 mm, Number of poles: 2, Clamping yoke connection, Clamping range, max. : 2.5 mm², Box
22489 | 1043520000 | SLZ 7.62HP/03/180LR SN BK BX | PCB plug-in connector, male plug, 7.62 mm, Number of poles: 3, Clamping yoke connection, Clamping range, max. : 2.5 mm², Box
22490 | 1043530000 | SLZ 7.62HP/04/180LR SN BK BX | PCB plug-in connector, male plug, 7.62 mm, Number of poles: 4, Clamping yoke connection, Clamping range, max. : 2.5 mm², Box
22491 | 1043540000 | SLZ 7.62HP/05/180LR SN BK BX | PCB plug-in connector, male plug, 7.62 mm, Number of poles: 5, Clamping yoke connection, Clamping range, max. : 2.5 mm², Box
22492 | 1043590000 | SLF 7.62HP/02/180G SN BK BX | PCB plug-in connector, male plug, 7.62 mm, Number of poles: 2, PUSH IN with actuator, Tension-clamp connection, Clamping range, max. : 2.5 mm², Box
22493 | 1043600000 | SLF 7.62HP/03/180G SN BK BX | PCB plug-in connector, male plug, 7.62 mm, Number of poles: 3, PUSH IN with actuator, Tension-clamp connection, Clamping range, max. : 2.5 mm², Box
22494 | 1043610000 | SLF 7.62HP/04/180G SN BK BX | PCB plug-in connector, male plug, 7.62 mm, Number of poles: 4, PUSH IN with actuator, Tension-clamp connection, Clamping range, max. : 2.5 mm², Box
22495 | 1043620000 | SLF 7.62HP/05/180G SN BK BX | PCB plug-in connector, male plug, 7.62 mm, Number of poles: 5, PUSH IN with actuator, Tension-clamp connection, Clamping range, max. : 2.5 mm², Box
22496 | 1043650000 | SLF 7.62HP/04/180F SN OR BX | PCB plug-in connector, male plug, 7.62 mm, Number of poles: 4, 180°, PUSH IN with actuator, Tension-clamp connection, Clamping range, max. : 2.5 mm², Box
22497 | 1043670000 | SLF 7.62HP/02/180F SN BK BX | PCB plug-in connector, male plug, 7.62 mm, Number of poles: 2, 180°, PUSH IN with actuator, Tension-clamp connection, Clamping range, max. : 2.5 mm², Box
22498 | 1043680000 | SLF 7.62HP/03/180F SN BK BX | PCB plug-in connector, male plug, 7.62 mm, Number of poles: 3, 180°, PUSH IN with actuator, Tension-clamp connection, Clamping range, max. : 2.5 mm², Box
22499 | 1043690000 | SLF 7.62HP/04/180F SN BK BX | PCB plug-in connector, male plug, 7.62 mm, Number of poles: 4, 180°, PUSH IN with actuator, Tension-clamp connection, Clamping range, max. : 2.5 mm², Box
22500 | 1043700000 | SLF 7.62HP/05/180F SN BK BX | PCB plug-in connector, male plug, 7.62 mm, Number of poles: 5, 180°, PUSH IN with actuator, Tension-clamp connection, Clamping range, max. : 2.5 mm², Box
22501 | 1043750000 | SLF 7.62HP/02/180LR SN BK BX | PCB plug-in connector, male plug, 7.62 mm, Number of poles: 2, PUSH IN with actuator, Tension-clamp connection, Clamping range, max. : 2.5 mm², Box
22502 | 1043760000 | SLF 7.62HP/03/180LR SN BK BX | PCB plug-in connector, male plug, 7.62 mm, Number of poles: 3, PUSH IN with actuator, Tension-clamp connection, Clamping range, max. : 2.5 mm², Box
22503 | 1043770000 | SLF 7.62HP/04/180LR SN BK BX | PCB plug-in connector, male plug, 7.62 mm, Number of poles: 4, PUSH IN with actuator, Tension-clamp connection, Clamping range, max. : 2.5 mm², Box
22504 | 1043780000 | SLF 7.62HP/05/180LR SN BK BX | PCB plug-in connector, male plug, 7.62 mm, Number of poles: 5, PUSH IN with actuator, Tension-clamp connection, Clamping range, max. : 2.5 mm², Box
22505 | 1043790000 | BLF 7.62HP/02/180 SN OR BX | PCB plug-in connector, female plug, 7.62 mm, Number of poles: 2, PUSH IN with actuator, Tension-clamp connection, Clamping range, max. : 2.5 mm², Box
22506 | 1043800000 | BLF 7.62HP/03/180 SN OR BX | PCB plug-in connector, female plug, 7.62 mm, Number of poles: 3, PUSH IN with actuator, Tension-clamp connection, Clamping range, max. : 2.5 mm², Box
22507 | 1043810000 | BLF 7.62HP/04/180 SN OR BX | PCB plug-in connector, female plug, 7.62 mm, Number of poles: 4, PUSH IN with actuator, Tension-clamp connection, Clamping range, max. : 2.5 mm², Box
22508 | 1043820000 | BLF 7.62HP/05/180 SN OR BX | PCB plug-in connector, female plug, 7.62 mm, Number of poles: 5, PUSH IN with actuator, Tension-clamp connection, Clamping range, max. : 2.5 mm², Box
22509 | 1043830000 | BLF 7.62HP/02/180 SN BK BX | PCB plug-in connector, female plug, 7.62 mm, Number of poles: 2, PUSH IN with actuator, Tension-clamp connection, Clamping range, max. : 2.5 mm², Box
22510 | 1043840000 | BLF 7.62HP/03/180 SN BK BX | PCB plug-in connector, female plug, 7.62 mm, Number of poles: 3, PUSH IN with actuator, Tension-clamp connection, Clamping range, max. : 2.5 mm², Box
22511 | 1043850000 | BLF 7.62HP/04/180 SN BK BX | PCB plug-in connector, female plug, 7.62 mm, Number of poles: 4, PUSH IN with actuator, Tension-clamp connection, Clamping range, max. : 2.5 mm², Box
22512 | 1043860000 | BLF 7.62HP/05/180 SN BK BX | PCB plug-in connector, female plug, 7.62 mm, Number of poles: 5, PUSH IN with actuator, Tension-clamp connection, Clamping range, max. : 2.5 mm², Box
22513 | 1043870000 | BLF 7.62HP/02/180F SN OR BX | PCB plug-in connector, female plug, 7.62 mm, Number of poles: 2, PUSH IN with actuator, Tension-clamp connection, Clamping range, max. : 2.5 mm², Box
22514 | 1043880000 | BLF 7.62HP/03/180F SN OR BX | PCB plug-in connector, female plug, 7.62 mm, Number of poles: 3, PUSH IN with actuator, Tension-clamp connection, Clamping range, max. : 2.5 mm², Box
22515 | 1043890000 | BLF 7.62HP/04/180F SN OR BX | PCB plug-in connector, female plug, 7.62 mm, Number of poles: 4, PUSH IN with actuator, Tension-clamp connection, Clamping range, max. : 2.5 mm², Box
22516 | 1043900000 | BLF 7.62HP/05/180F SN OR BX | PCB plug-in connector, female plug, 7.62 mm, Number of poles: 5, PUSH IN with actuator, Tension-clamp connection, Clamping range, max. : 2.5 mm², Box
22517 | 1043910000 | BLF 7.62HP/02/180F SN BK BX | PCB plug-in connector, female plug, 7.62 mm, Number of poles: 2, PUSH IN with actuator, Tension-clamp connection, Clamping range, max. : 2.5 mm², Box
22518 | 1043930000 | BLF 7.62HP/04/180F SN BK BX | PCB plug-in connector, female plug, 7.62 mm, Number of poles: 4, PUSH IN with actuator, Tension-clamp connection, Clamping range, max. : 2.5 mm², Box
22519 | 1043940000 | BLF 7.62HP/05/180F SN BK BX | PCB plug-in connector, female plug, 7.62 mm, Number of poles: 5, PUSH IN with actuator, Tension-clamp connection, Clamping range, max. : 2.5 mm², Box
22520 | 1043960000 | BLF 7.62HP/03/180LR SN OR BX | PCB plug-in connector, female plug, 7.62 mm, Number of poles: 3, PUSH IN with actuator, Tension-clamp connection, Clamping range, max. : 2.5 mm², Box
22521 | 1043990000 | BLF 7.62HP/02/180LR SN BK BX | PCB plug-in connector, female plug, 7.62 mm, Number of poles: 2, PUSH IN with actuator, Tension-clamp connection, Clamping range, max. : 2.5 mm², Box
22522 | 1044000000 | BLF 7.62HP/03/180LR SN BK BX | PCB plug-in connector, female plug, 7.62 mm, Number of poles: 3, PUSH IN with actuator, Tension-clamp connection, Clamping range, max. : 2.5 mm², Box
22523 | 1044010000 | BLF 7.62HP/04/180LR SN BK BX | PCB plug-in connector, female plug, 7.62 mm, Number of poles: 4, PUSH IN with actuator, Tension-clamp connection, Clamping range, max. : 2.5 mm², Box
22524 | 1044020000 | BLF 7.62HP/05/180LR SN BK BX | PCB plug-in connector, female plug, 7.62 mm, Number of poles: 5, PUSH IN with actuator, Tension-clamp connection, Clamping range, max. : 2.5 mm², Box
22525 | 1499510000 | BLT 5.08HC/02/180 SN BK BX | PCB plug-in connector, female plug, 5.08 mm, Number of poles: 2, 180°, TOP connection, Clamping range, max. : 2.5 mm², Box
22526 | 1499560000 | BLT 5.08HC/02/180 SN OR BX | PCB plug-in connector, female plug, 5.08 mm, Number of poles: 2, 180°, TOP connection, Clamping range, max. : 2.5 mm², Box
22527 | 1499610000 | BLT 5.08HC/03/180 SN BK BX | PCB plug-in connector, female plug, 5.08 mm, Number of poles: 3, 180°, TOP connection, Clamping range, max. : 2.5 mm², Box
22528 | 1499660000 | BLT 5.08HC/03/180 SN OR BX | PCB plug-in connector, female plug, 5.08 mm, Number of poles: 3, 180°, TOP connection, Clamping range, max. : 2.5 mm², Box
22529 | 1499710000 | BLT 5.08HC/04/180 SN BK BX | PCB plug-in connector, female plug, 5.08 mm, Number of poles: 4, 180°, TOP connection, Clamping range, max. : 2.5 mm², Box
22530 | 1499760000 | BLT 5.08HC/04/180 SN OR BX | PCB plug-in connector, female plug, 5.08 mm, Number of poles: 4, 180°, TOP connection, Clamping range, max. : 2.5 mm², Box
22531 | 1499810000 | BLT 5.08HC/05/180 SN BK BX | PCB plug-in connector, female plug, 5.08 mm, Number of poles: 5, 180°, TOP connection, Clamping range, max. : 2.5 mm², Box
22532 | 1499860000 | BLT 5.08HC/05/180 SN OR BX | PCB plug-in connector, female plug, 5.08 mm, Number of poles: 5, 180°, TOP connection, Clamping range, max. : 2.5 mm², Box
22533 | 1499910000 | BLT 5.08HC/06/180 SN BK BX | PCB plug-in connector, female plug, 5.08 mm, Number of poles: 6, 180°, TOP connection, Clamping range, max. : 2.5 mm², Box
22534 | 1499960000 | BLT 5.08HC/06/180 SN OR BX | PCB plug-in connector, female plug, 5.08 mm, Number of poles: 6, 180°, TOP connection, Clamping range, max. : 2.5 mm², Box
22535 | 1500060000 | BLT 5.08HC/07/180 SN OR BX | PCB plug-in connector, female plug, 5.08 mm, Number of poles: 7, 180°, TOP connection, Clamping range, max. : 2.5 mm², Box
22536 | 1500100000 | BLT 5.08HC/08/180 SN GY BX | PCB plug-in connector, female plug, 5.08 mm, Number of poles: 8, 180°, TOP connection, Clamping range, max. : 2.5 mm², Box
22537 | 1500110000 | BLT 5.08HC/08/180 SN BK BX | PCB plug-in connector, female plug, 5.08 mm, Number of poles: 8, 180°, TOP connection, Clamping range, max. : 2.5 mm², Box
22538 | 1500160000 | BLT 5.08HC/08/180 SN OR BX | PCB plug-in connector, female plug, 5.08 mm, Number of poles: 8, 180°, TOP connection, Clamping range, max. : 2.5 mm², Box
22539 | 1500210000 | BLT 5.08HC/09/180 SN BK BX | PCB plug-in connector, female plug, 5.08 mm, Number of poles: 9, 180°, TOP connection, Clamping range, max. : 2.5 mm², Box
22540 | 1500260000 | BLT 5.08HC/09/180 SN OR BX | PCB plug-in connector, female plug, 5.08 mm, Number of poles: 9, 180°, TOP connection, Clamping range, max. : 2.5 mm², Box
22541 | 1500310000 | BLT 5.08HC/10/180 SN BK BX | PCB plug-in connector, female plug, 5.08 mm, Number of poles: 10, 180°, TOP connection, Clamping range, max. : 2.5 mm², Box
22542 | 1500360000 | BLT 5.08HC/10/180 SN OR BX | PCB plug-in connector, female plug, 5.08 mm, Number of poles: 10, 180°, TOP connection, Clamping range, max. : 2.5 mm², Box
22543 | 1500460000 | BLT 5.08HC/11/180 SN OR BX | PCB plug-in connector, female plug, 5.08 mm, Number of poles: 11, 180°, TOP connection, Clamping range, max. : 2.5 mm², Box
22544 | 1500510000 | BLT 5.08HC/12/180 SN BK BX | PCB plug-in connector, female plug, 5.08 mm, Number of poles: 12, 180°, TOP connection, Clamping range, max. : 2.5 mm², Box
22545 | 1500560000 | BLT 5.08HC/12/180 SN OR BX | PCB plug-in connector, female plug, 5.08 mm, Number of poles: 12, 180°, TOP connection, Clamping range, max. : 2.5 mm², Box
22546 | 1500610000 | BLT 5.08HC/13/180 SN BK BX | PCB plug-in connector, female plug, 5.08 mm, Number of poles: 13, 180°, TOP connection, Clamping range, max. : 2.5 mm², Box
22547 | 1500660000 | BLT 5.08HC/13/180 SN OR BX | PCB plug-in connector, female plug, 5.08 mm, Number of poles: 13, 180°, TOP connection, Clamping range, max. : 2.5 mm², Box
22548 | 1500760000 | BLT 5.08HC/14/180 SN OR BX | PCB plug-in connector, female plug, 5.08 mm, Number of poles: 14, 180°, TOP connection, Clamping range, max. : 2.5 mm², Box
22549 | 1500860000 | BLT 5.08HC/15/180 SN OR BX | PCB plug-in connector, female plug, 5.08 mm, Number of poles: 15, 180°, TOP connection, Clamping range, max. : 2.5 mm², Box
22550 | 1500910000 | BLT 5.08HC/16/180 SN BK BX | PCB plug-in connector, female plug, 5.08 mm, Number of poles: 16, 180°, TOP connection, Clamping range, max. : 2.5 mm², Box
22551 | 1500960000 | BLT 5.08HC/16/180 SN OR BX | PCB plug-in connector, female plug, 5.08 mm, Number of poles: 16, 180°, TOP connection, Clamping range, max. : 2.5 mm², Box
22552 | 1501060000 | BLT 5.08HC/17/180 SN OR BX | PCB plug-in connector, female plug, 5.08 mm, Number of poles: 17, 180°, TOP connection, Clamping range, max. : 2.5 mm², Box
22553 | 1501160000 | BLT 5.08HC/18/180 SN OR BX | PCB plug-in connector, female plug, 5.08 mm, Number of poles: 18, 180°, TOP connection, Clamping range, max. : 2.5 mm², Box
22554 | 1501210000 | BLT 5.08HC/19/180 SN BK BX | PCB plug-in connector, female plug, 5.08 mm, Number of poles: 19, 180°, TOP connection, Clamping range, max. : 2.5 mm², Box
22555 | 1501260000 | BLT 5.08HC/19/180 SN OR BX | PCB plug-in connector, female plug, 5.08 mm, Number of poles: 19, 180°, TOP connection, Clamping range, max. : 2.5 mm², Box
22556 | 1501310000 | BLT 5.08HC/20/180 SN BK BX | PCB plug-in connector, female plug, 5.08 mm, Number of poles: 20, 180°, TOP connection, Clamping range, max. : 2.5 mm², Box
22557 | 1501360000 | BLT 5.08HC/20/180 SN OR BX | PCB plug-in connector, female plug, 5.08 mm, Number of poles: 20, 180°, TOP connection, Clamping range, max. : 2.5 mm², Box
22558 | 1501460000 | BLT 5.08HC/21/180 SN OR BX | PCB plug-in connector, female plug, 5.08 mm, Number of poles: 21, 180°, TOP connection, Clamping range, max. : 2.5 mm², Box
22559 | 1501560000 | BLT 5.08HC/22/180 SN OR BX | PCB plug-in connector, female plug, 5.08 mm, Number of poles: 22, 180°, TOP connection, Clamping range, max. : 2.5 mm², Box
22560 | 1501660000 | BLT 5.08HC/23/180 SN OR BX | PCB plug-in connector, female plug, 5.08 mm, Number of poles: 23, 180°, TOP connection, Clamping range, max. : 2.5 mm², Box
22561 | 1501710000 | BLT 5.08HC/24/180 SN BK BX | PCB plug-in connector, female plug, 5.08 mm, Number of poles: 24, 180°, TOP connection, Clamping range, max. : 2.5 mm², Box
22562 | 1501760000 | BLT 5.08HC/24/180 SN OR BX | PCB plug-in connector, female plug, 5.08 mm, Number of poles: 24, 180°, TOP connection, Clamping range, max. : 2.5 mm², Box
22563 | 1501860000 | BLT 5.08HC/02/180B SN OR BX | PCB plug-in connector, female plug, 5.08 mm, Number of poles: 2, 180°, TOP connection, Clamping range, max. : 2.5 mm², Box
22564 | 1501960000 | BLT 5.08HC/03/180B SN OR BX | PCB plug-in connector, female plug, 5.08 mm, Number of poles: 3, 180°, TOP connection, Clamping range, max. : 2.5 mm², Box
22565 | 1502060000 | BLT 5.08HC/04/180B SN OR BX | PCB plug-in connector, female plug, 5.08 mm, Number of poles: 4, 180°, TOP connection, Clamping range, max. : 2.5 mm², Box
22566 | 1502160000 | BLT 5.08HC/05/180B SN OR BX | PCB plug-in connector, female plug, 5.08 mm, Number of poles: 5, 180°, TOP connection, Clamping range, max. : 2.5 mm², Box
22567 | 1502260000 | BLT 5.08HC/06/180B SN OR BX | PCB plug-in connector, female plug, 5.08 mm, Number of poles: 6, 180°, TOP connection, Clamping range, max. : 2.5 mm², Box
22568 | 1502360000 | BLT 5.08HC/07/180B SN OR BX | PCB plug-in connector, female plug, 5.08 mm, Number of poles: 7, 180°, TOP connection, Clamping range, max. : 2.5 mm², Box
22569 | 1502460000 | BLT 5.08HC/08/180B SN OR BX | PCB plug-in connector, female plug, 5.08 mm, Number of poles: 8, 180°, TOP connection, Clamping range, max. : 2.5 mm², Box
22570 | 1502560000 | BLT 5.08HC/09/180B SN OR BX | PCB plug-in connector, female plug, 5.08 mm, Number of poles: 9, 180°, TOP connection, Clamping range, max. : 2.5 mm², Box
22571 | 1502660000 | BLT 5.08HC/10/180B SN OR BX | PCB plug-in connector, female plug, 5.08 mm, Number of poles: 10, 180°, TOP connection, Clamping range, max. : 2.5 mm², Box
22572 | 1502760000 | BLT 5.08HC/11/180B SN OR BX | PCB plug-in connector, female plug, 5.08 mm, Number of poles: 11, 180°, TOP connection, Clamping range, max. : 2.5 mm², Box
22573 | 1502860000 | BLT 5.08HC/12/180B SN OR BX | PCB plug-in connector, female plug, 5.08 mm, Number of poles: 12, 180°, TOP connection, Clamping range, max. : 2.5 mm², Box
22574 | 1503060000 | BLT 5.08HC/14/180B SN OR BX | PCB plug-in connector, female plug, 5.08 mm, Number of poles: 14, 180°, TOP connection, Clamping range, max. : 2.5 mm², Box
22575 | 1503160000 | BLT 5.08HC/15/180B SN OR BX | PCB plug-in connector, female plug, 5.08 mm, Number of poles: 15, 180°, TOP connection, Clamping range, max. : 2.5 mm², Box
22576 | 1503260000 | BLT 5.08HC/16/180B SN OR BX | PCB plug-in connector, female plug, 5.08 mm, Number of poles: 16, 180°, TOP connection, Clamping range, max. : 2.5 mm², Box
22577 | 1503460000 | BLT 5.08HC/18/180B SN OR BX | PCB plug-in connector, female plug, 5.08 mm, Number of poles: 18, 180°, TOP connection, Clamping range, max. : 2.5 mm², Box
22578 | 1503860000 | BLT 5.08HC/22/180B SN OR BX | PCB plug-in connector, female plug, 5.08 mm, Number of poles: 22, 180°, TOP connection, Clamping range, max. : 2.5 mm², Box
22579 | 1504060000 | BLT 5.08HC/24/180B SN OR BX | PCB plug-in connector, female plug, 5.08 mm, Number of poles: 24, 180°, TOP connection, Clamping range, max. : 2.5 mm², Box
22580 | 1610490000 | BLC 5.08/02/180R OR BX | PCB plug-in connector, female plug, 5.08 mm, Number of poles: 2, 180°, Crimp connection, Clamping range, max. : 2.5 mm², Box
22581 | 1610500000 | BLC 5.08/03/180R OR BX | PCB plug-in connector, female plug, 5.08 mm, Number of poles: 3, 180°, Crimp connection, Clamping range, max. : 2.5 mm², Box
22582 | 1610510000 | BLC 5.08/04/180R OR BX | PCB plug-in connector, female plug, 5.08 mm, Number of poles: 4, 180°, Crimp connection, Clamping range, max. : 2.5 mm², Box
22583 | 1610520000 | BLC 5.08/05/180R OR BX | PCB plug-in connector, female plug, 5.08 mm, Number of poles: 5, 180°, Crimp connection, Clamping range, max. : 2.5 mm², Box
22584 | 1610530000 | BLC 5.08/06/180R OR BX | PCB plug-in connector, female plug, 5.08 mm, Number of poles: 6, 180°, Crimp connection, Clamping range, max. : 2.5 mm², Box
22585 | 1610540000 | BLC 5.08/07/180R OR BX | PCB plug-in connector, female plug, 5.08 mm, Number of poles: 7, 180°, Crimp connection, Clamping range, max. : 2.5 mm², Box
22586 | 1610550000 | BLC 5.08/08/180R OR BX | PCB plug-in connector, female plug, 5.08 mm, Number of poles: 8, 180°, Crimp connection, Clamping range, max. : 2.5 mm², Box
22587 | 1610560000 | BLC 5.08/09/180R OR BX | PCB plug-in connector, female plug, 5.08 mm, Number of poles: 9, 180°, Crimp connection, Clamping range, max. : 2.5 mm², Box
22588 | 1610570000 | BLC 5.08/10/180R OR BX | PCB plug-in connector, female plug, 5.08 mm, Number of poles: 10, 180°, Crimp connection, Clamping range, max. : 2.5 mm², Box
22589 | 1610580000 | BLC 5.08/11/180R OR BX | PCB plug-in connector, female plug, 5.08 mm, Number of poles: 11, 180°, Crimp connection, Clamping range, max. : 2.5 mm², Box
22590 | 1610590000 | BLC 5.08/12/180R OR BX | PCB plug-in connector, female plug, 5.08 mm, Number of poles: 12, 180°, Crimp connection, Clamping range, max. : 2.5 mm², Box
22591 | 1610600000 | BLC 5.08/13/180R OR BX | PCB plug-in connector, female plug, 5.08 mm, Number of poles: 13, 180°, Crimp connection, Clamping range, max. : 2.5 mm², Box
22592 | 1610610000 | BLC 5.08/14/180R OR BX | PCB plug-in connector, female plug, 5.08 mm, Number of poles: 14, 180°, Crimp connection, Clamping range, max. : 2.5 mm², Box
22593 | 1610620000 | BLC 5.08/15/180R OR BX | PCB plug-in connector, female plug, 5.08 mm, Number of poles: 15, 180°, Crimp connection, Clamping range, max. : 2.5 mm², Box
22594 | 1610630000 | BLC 5.08/16/180R OR BX | PCB plug-in connector, female plug, 5.08 mm, Number of poles: 16, 180°, Crimp connection, Clamping range, max. : 2.5 mm², Box
22595 | 1622940000 | BLL 5.08/02/90 3.2 SN OR BX | PCB plug-in connector, female header, closed side, THT solder connection, 5.08 mm, Number of poles: 2, 90°, Solder pin length (l): 3.2 mm, tinned, orange, Box
22596 | 1622950000 | BLL 5.08/03/90 3.2 SN OR BX | PCB plug-in connector, female header, closed side, THT solder connection, 5.08 mm, Number of poles: 3, 90°, Solder pin length (l): 3.2 mm, tinned, orange, Box
22597 | 1622960000 | BLL 5.08/04/90 3.2 SN OR BX | PCB plug-in connector, female header, closed side, THT solder connection, 5.08 mm, Number of poles: 4, 90°, Solder pin length (l): 3.2 mm, tinned, orange, Box
22598 | 1622970000 | BLL 5.08/05/90 3.2 SN OR BX | PCB plug-in connector, female header, closed side, THT solder connection, 5.08 mm, Number of poles: 5, 90°, Solder pin length (l): 3.2 mm, tinned, orange, Box
22599 | 1622980000 | BLL 5.08/06/90 3.2 SN OR BX | PCB plug-in connector, female header, closed side, THT solder connection, 5.08 mm, Number of poles: 6, 90°, Solder pin length (l): 3.2 mm, tinned, orange, Box
22600 | 1622990000 | BLL 5.08/07/90 3.2 SN OR BX | PCB plug-in connector, female header, closed side, THT solder connection, 5.08 mm, Number of poles: 7, 90°, Solder pin length (l): 3.2 mm, tinned, orange, Box
22601 | 1623000000 | BLL 5.08/08/90 3.2 SN OR BX | PCB plug-in connector, female header, closed side, THT solder connection, 5.08 mm, Number of poles: 8, 90°, Solder pin length (l): 3.2 mm, tinned, orange, Box
22602 | 1623010000 | BLL 5.08/09/90 3.2 SN OR BX | PCB plug-in connector, female header, closed side, THT solder connection, 5.08 mm, Number of poles: 9, 90°, Solder pin length (l): 3.2 mm, tinned, orange, Box
22603 | 1623020000 | BLL 5.08/10/90 3.2 SN OR BX | PCB plug-in connector, female header, closed side, THT solder connection, 5.08 mm, Number of poles: 10, 90°, Solder pin length (l): 3.2 mm, tinned, orange, Box
22604 | 1623030000 | BLL 5.08/11/90 3.2 SN OR BX | PCB plug-in connector, female header, closed side, THT solder connection, 5.08 mm, Number of poles: 11, 90°, Solder pin length (l): 3.2 mm, tinned, orange, Box
22605 | 1623040000 | BLL 5.08/12/90 3.2 SN OR BX | PCB plug-in connector, female header, closed side, THT solder connection, 5.08 mm, Number of poles: 12, 90°, Solder pin length (l): 3.2 mm, tinned, orange, Box
22606 | 1630710000 | BLL 5.08/02/180 3.2 SN OR BX | PCB plug-in connector, female header, closed side, THT solder connection, 5.08 mm, Number of poles: 2, 180°, Solder pin length (l): 3.2 mm, tinned, orange, Box
22607 | 1630720000 | BLL 5.08/03/180 3.2 SN OR BX | PCB plug-in connector, female header, closed side, THT solder connection, 5.08 mm, Number of poles: 3, 180°, Solder pin length (l): 3.2 mm, tinned, orange, Box
22608 | 1630730000 | BLL 5.08/04/180 3.2 SN OR BX | PCB plug-in connector, female header, closed side, THT solder connection, 5.08 mm, Number of poles: 4, 180°, Solder pin length (l): 3.2 mm, tinned, orange, Box
22609 | 1630740000 | BLL 5.08/05/180 3.2 SN OR BX | PCB plug-in connector, female header, closed side, THT solder connection, 5.08 mm, Number of poles: 5, 180°, Solder pin length (l): 3.2 mm, tinned, orange, Box
22610 | 1630750000 | BLL 5.08/06/180 3.2 SN OR BX | PCB plug-in connector, female header, closed side, THT solder connection, 5.08 mm, Number of poles: 6, 180°, Solder pin length (l): 3.2 mm, tinned, orange, Box
22611 | 1630760000 | BLL 5.08/07/180 3.2 SN OR BX | PCB plug-in connector, female header, closed side, THT solder connection, 5.08 mm, Number of poles: 7, 180°, Solder pin length (l): 3.2 mm, tinned, orange, Box
22612 | 1630770000 | BLL 5.08/08/180 3.2 SN OR BX | PCB plug-in connector, female header, closed side, THT solder connection, 5.08 mm, Number of poles: 8, 180°, Solder pin length (l): 3.2 mm, tinned, orange, Box
22613 | 1630780000 | BLL 5.08/09/180 3.2 SN OR BX | PCB plug-in connector, female header, closed side, THT solder connection, 5.08 mm, Number of poles: 9, 180°, Solder pin length (l): 3.2 mm, tinned, orange, Box
22614 | 1630790000 | BLL 5.08/10/180 3.2 SN OR BX | PCB plug-in connector, female header, closed side, THT solder connection, 5.08 mm, Number of poles: 10, 180°, Solder pin length (l): 3.2 mm, tinned, orange, Box
22615 | 1630800000 | BLL 5.08/11/180 3.2 SN OR BX | PCB plug-in connector, female header, closed side, THT solder connection, 5.08 mm, Number of poles: 11, 180°, Solder pin length (l): 3.2 mm, tinned, orange, Box
22616 | 1630810000 | BLL 5.08/12/180 3.2 SN OR BX | PCB plug-in connector, female header, closed side, THT solder connection, 5.08 mm, Number of poles: 12, 180°, Solder pin length (l): 3.2 mm, tinned, orange, Box
22617 | 1644730000 | BLDT 5.08/02/- SN OR BX | PCB plug-in connector, female plug, 5.08 mm, Number of poles: 2, 90°/270°, Clamping yoke connection, Clamping range, max. : 3.31 mm², Box
22618 | 1644740000 | BLDT 5.08/03/- SN OR BX | PCB plug-in connector, female plug, 5.08 mm, Number of poles: 3, 90°/270°, Clamping yoke connection, Clamping range, max. : 3.31 mm², Box
22619 | 1644750000 | BLDT 5.08/04/- SN OR BX | PCB plug-in connector, female plug, 5.08 mm, Number of poles: 4, 90°/270°, Clamping yoke connection, Clamping range, max. : 3.31 mm², Box
22620 | 1644760000 | BLDT 5.08/05/- SN OR BX | PCB plug-in connector, female plug, 5.08 mm, Number of poles: 5, 90°/270°, Clamping yoke connection, Clamping range, max. : 3.31 mm², Box
22621 | 1644770000 | BLDT 5.08/06/- SN OR BX | PCB plug-in connector, female plug, 5.08 mm, Number of poles: 6, 90°/270°, Clamping yoke connection, Clamping range, max. : 3.31 mm², Box
22622 | 1644780000 | BLDT 5.08/07/- SN OR BX | PCB plug-in connector, female plug, 5.08 mm, Number of poles: 7, 90°/270°, Clamping yoke connection, Clamping range, max. : 3.31 mm², Box
22623 | 1644790000 | BLDT 5.08/08/- SN OR BX | PCB plug-in connector, female plug, 5.08 mm, Number of poles: 8, 90°/270°, Clamping yoke connection, Clamping range, max. : 3.31 mm², Box
22624 | 1644800000 | BLDT 5.08/09/- SN OR BX | PCB plug-in connector, female plug, 5.08 mm, Number of poles: 9, 90°/270°, Clamping yoke connection, Clamping range, max. : 3.31 mm², Box
22625 | 1644810000 | BLDT 5.08/10/- SN OR BX | PCB plug-in connector, female plug, 5.08 mm, Number of poles: 10, 90°/270°, Clamping yoke connection, Clamping range, max. : 3.31 mm², Box
22626 | 1644820000 | BLDT 5.08/11/- SN OR BX | PCB plug-in connector, female plug, 5.08 mm, Number of poles: 11, 90°/270°, Clamping yoke connection, Clamping range, max. : 3.31 mm², Box
22627 | 1644830000 | BLDT 5.08/12/- SN OR BX | PCB plug-in connector, female plug, 5.08 mm, Number of poles: 12, 90°/270°, Clamping yoke connection, Clamping range, max. : 3.31 mm², Box
22628 | 1645930000 | BLL 5.08/03/90 4.5 SN OR BX | PCB plug-in connector, female header, closed side, THT solder connection, 5.08 mm, Number of poles: 3, 90°, Solder pin length (l): 4.5 mm, tinned, orange, Box
22629 | 1645960000 | BLL 5.08/06/90 4.5 SN OR BX | PCB plug-in connector, female header, closed side, THT solder connection, 5.08 mm, Number of poles: 6, 90°, Solder pin length (l): 4.5 mm, tinned, orange, Box
22630 | 1646050000 | BLL 5.08/04/90 4.5 SN BK BX | PCB plug-in connector, female header, closed side, THT solder connection, 5.08 mm, Number of poles: 4, 90°, Solder pin length (l): 4.5 mm, tinned, black, Box
22631 | 1646060000 | BLL 5.08/05/90 4.5 SN BK BX | PCB plug-in connector, female header, closed side, THT solder connection, 5.08 mm, Number of poles: 5, 90°, Solder pin length (l): 4.5 mm, tinned, black, Box
22632 | 1646110000 | BLL 5.08/10/90 4.5 SN BK BX | PCB plug-in connector, female header, closed side, THT solder connection, 5.08 mm, Number of poles: 10, 90°, Solder pin length (l): 4.5 mm, tinned, black, Box
22633 | 1646160000 | BLL 5.08/04/180 4.5 SN OR BX | PCB plug-in connector, female header, closed side, THT solder connection, 5.08 mm, Number of poles: 4, 180°, Solder pin length (l): 4.5 mm, tinned, orange, Box
22634 | 1646170000 | BLL 5.08/05/180 4.5 SN OR BX | PCB plug-in connector, female header, closed side, THT solder connection, 5.08 mm, Number of poles: 5, 180°, Solder pin length (l): 4.5 mm, tinned, orange, Box
22635 | 1646180000 | BLL 5.08/06/180 4.5 SN OR BX | PCB plug-in connector, female header, closed side, THT solder connection, 5.08 mm, Number of poles: 6, 180°, Solder pin length (l): 4.5 mm, tinned, orange, Box
22636 | 1646250000 | BLL 5.08/02/180 4.5 SN BK BX | PCB plug-in connector, female header, closed side, THT solder connection, 5.08 mm, Number of poles: 2, 180°, Solder pin length (l): 4.5 mm, tinned, black, Box
22637 | 1646260000 | BLL 5.08/03/180 4.5 SN BK BX | PCB plug-in connector, female header, closed side, THT solder connection, 5.08 mm, Number of poles: 3, 180°, Solder pin length (l): 4.5 mm, tinned, black, Box
22638 | 1646280000 | BLL 5.08/05/180 4.5 SN BK BX | PCB plug-in connector, female header, closed side, THT solder connection, 5.08 mm, Number of poles: 5, 180°, Solder pin length (l): 4.5 mm, tinned, black, Box
22639 | 1646290000 | BLL 5.08/06/180 4.5 SN BK BX | PCB plug-in connector, female header, closed side, THT solder connection, 5.08 mm, Number of poles: 6, 180°, Solder pin length (l): 4.5 mm, tinned, black, Box
22640 | 1646310000 | BLL 5.08/08/180 4.5 SN BK BX | PCB plug-in connector, female header, closed side, THT solder connection, 5.08 mm, Number of poles: 8, 180°, Solder pin length (l): 4.5 mm, tinned, black, Box
22641 | 1648420000 | BLL 5.08/13/90 3.2 SN OR BX | PCB plug-in connector, female header, closed side, THT solder connection, 5.08 mm, Number of poles: 13, 90°, Solder pin length (l): 3.2 mm, tinned, orange, Box
22642 | 1648430000 | BLL 5.08/14/90 3.2 SN OR BX | PCB plug-in connector, female header, closed side, THT solder connection, 5.08 mm, Number of poles: 14, 90°, Solder pin length (l): 3.2 mm, tinned, orange, Box
22643 | 1648440000 | BLL 5.08/15/90 3.2 SN OR BX | PCB plug-in connector, female header, closed side, THT solder connection, 5.08 mm, Number of poles: 15, 90°, Solder pin length (l): 3.2 mm, tinned, orange, Box
22644 | 1648450000 | BLL 5.08/16/90 3.2 SN OR BX | PCB plug-in connector, female header, closed side, THT solder connection, 5.08 mm, Number of poles: 16, 90°, Solder pin length (l): 3.2 mm, tinned, orange, Box
22645 | 1648460000 | BLL 5.08/17/90 3.2 SN OR BX | PCB plug-in connector, female header, closed side, THT solder connection, 5.08 mm, Number of poles: 17, 90°, Solder pin length (l): 3.2 mm, tinned, orange, Box
22646 | 1648470000 | BLL 5.08/18/90 3.2 SN OR BX | PCB plug-in connector, female header, closed side, THT solder connection, 5.08 mm, Number of poles: 18, 90°, Solder pin length (l): 3.2 mm, tinned, orange, Box
22647 | 1648480000 | BLL 5.08/19/90 3.2 SN OR BX | PCB plug-in connector, female header, closed side, THT solder connection, 5.08 mm, Number of poles: 19, 90°, Solder pin length (l): 3.2 mm, tinned, orange, Box
22648 | 1648490000 | BLL 5.08/20/90 3.2 SN OR BX | PCB plug-in connector, female header, closed side, THT solder connection, 5.08 mm, Number of poles: 20, 90°, Solder pin length (l): 3.2 mm, tinned, orange, Box
22649 | 1648500000 | BLL 5.08/21/90 3.2 SN OR BX | PCB plug-in connector, female header, closed side, THT solder connection, 5.08 mm, Number of poles: 21, 90°, Solder pin length (l): 3.2 mm, tinned, orange, Box
22650 | 1648510000 | BLL 5.08/22/90 3.2 SN OR BX | PCB plug-in connector, female header, closed side, THT solder connection, 5.08 mm, Number of poles: 22, 90°, Solder pin length (l): 3.2 mm, tinned, orange, Box
22651 | 1648520000 | BLL 5.08/23/90 3.2 SN OR BX | PCB plug-in connector, female header, closed side, THT solder connection, 5.08 mm, Number of poles: 23, 90°, Solder pin length (l): 3.2 mm, tinned, orange, Box
22652 | 1648530000 | BLL 5.08/24/90 3.2 SN OR BX | PCB plug-in connector, female header, closed side, THT solder connection, 5.08 mm, Number of poles: 24, 90°, Solder pin length (l): 3.2 mm, tinned, orange, Box
22653 | 1648900000 | BLL 5.08/13/180 3.2 SN OR BX | PCB plug-in connector, female header, closed side, THT solder connection, 5.08 mm, Number of poles: 13, 180°, Solder pin length (l): 3.2 mm, tinned, orange, Box
22654 | 1648910000 | BLL 5.08/14/180 3.2 SN OR BX | PCB plug-in connector, female header, closed side, THT solder connection, 5.08 mm, Number of poles: 14, 180°, Solder pin length (l): 3.2 mm, tinned, orange, Box
22655 | 1648920000 | BLL 5.08/15/180 3.2 SN OR BX | PCB plug-in connector, female header, closed side, THT solder connection, 5.08 mm, Number of poles: 15, 180°, Solder pin length (l): 3.2 mm, tinned, orange, Box
22656 | 1648930000 | BLL 5.08/16/180 3.2 SN OR BX | PCB plug-in connector, female header, closed side, THT solder connection, 5.08 mm, Number of poles: 16, 180°, Solder pin length (l): 3.2 mm, tinned, orange, Box
22657 | 1648940000 | BLL 5.08/17/180 3.2 SN OR BX | PCB plug-in connector, female header, closed side, THT solder connection, 5.08 mm, Number of poles: 17, 180°, Solder pin length (l): 3.2 mm, tinned, orange, Box
22658 | 1648950000 | BLL 5.08/18/180 3.2 SN OR BX | PCB plug-in connector, female header, closed side, THT solder connection, 5.08 mm, Number of poles: 18, 180°, Solder pin length (l): 3.2 mm, tinned, orange, Box
22659 | 1648960000 | BLL 5.08/19/180 3.2 SN OR BX | PCB plug-in connector, female header, closed side, THT solder connection, 5.08 mm, Number of poles: 19, 180°, Solder pin length (l): 3.2 mm, tinned, orange, Box
22660 | 1648970000 | BLL 5.08/20/180 3.2 SN OR BX | PCB plug-in connector, female header, closed side, THT solder connection, 5.08 mm, Number of poles: 20, 180°, Solder pin length (l): 3.2 mm, tinned, orange, Box
22661 | 1648980000 | BLL 5.08/21/180 3.2 SN OR BX | PCB plug-in connector, female header, closed side, THT solder connection, 5.08 mm, Number of poles: 21, 180°, Solder pin length (l): 3.2 mm, tinned, orange, Box
22662 | 1648990000 | BLL 5.08/22/180 3.2 SN OR BX | PCB plug-in connector, female header, closed side, THT solder connection, 5.08 mm, Number of poles: 22, 180°, Solder pin length (l): 3.2 mm, tinned, orange, Box
22663 | 1649000000 | BLL 5.08/23/180 3.2 SN OR BX | PCB plug-in connector, female header, closed side, THT solder connection, 5.08 mm, Number of poles: 23, 180°, Solder pin length (l): 3.2 mm, tinned, orange, Box
22664 | 1649010000 | BLL 5.08/24/180 3.2 SN OR BX | PCB plug-in connector, female header, closed side, THT solder connection, 5.08 mm, Number of poles: 24, 180°, Solder pin length (l): 3.2 mm, tinned, orange, Box
22665 | 1649370000 | BLC 5.08/02/180BR OR BX | PCB plug-in connector, female plug, 5.08 mm, Number of poles: 2, 180°, Crimp connection, Clamping range, max. : 2.5 mm², Box
22666 | 1649380000 | BLC 5.08/03/180BR OR BX | PCB plug-in connector, female plug, 5.08 mm, Number of poles: 3, 180°, Crimp connection, Clamping range, max. : 2.5 mm², Box
22667 | 1649390000 | BLC 5.08/04/180BR OR BX | PCB plug-in connector, female plug, 5.08 mm, Number of poles: 4, 180°, Crimp connection, Clamping range, max. : 2.5 mm², Box
22668 | 1649400000 | BLC 5.08/05/180BR OR BX | PCB plug-in connector, female plug, 5.08 mm, Number of poles: 5, 180°, Crimp connection, Clamping range, max. : 2.5 mm², Box
22669 | 1649410000 | BLC 5.08/06/180BR OR BX | PCB plug-in connector, female plug, 5.08 mm, Number of poles: 6, 180°, Crimp connection, Clamping range, max. : 2.5 mm², Box
22670 | 1649420000 | BLC 5.08/07/180BR OR BX | PCB plug-in connector, female plug, 5.08 mm, Number of poles: 7, 180°, Crimp connection, Clamping range, max. : 2.5 mm², Box
22671 | 1649430000 | BLC 5.08/08/180BR OR BX | PCB plug-in connector, female plug, 5.08 mm, Number of poles: 8, 180°, Crimp connection, Clamping range, max. : 2.5 mm², Box
22672 | 1649440000 | BLC 5.08/09/180BR OR BX | PCB plug-in connector, female plug, 5.08 mm, Number of poles: 9, 180°, Crimp connection, Clamping range, max. : 2.5 mm², Box
22673 | 1649450000 | BLC 5.08/10/180BR OR BX | PCB plug-in connector, female plug, 5.08 mm, Number of poles: 10, 180°, Crimp connection, Clamping range, max. : 2.5 mm², Box
22674 | 1649460000 | BLC 5.08/11/180BR OR BX | PCB plug-in connector, female plug, 5.08 mm, Number of poles: 11, 180°, Crimp connection, Clamping range, max. : 2.5 mm², Box
22675 | 1649470000 | BLC 5.08/12/180BR OR BX | PCB plug-in connector, female plug, 5.08 mm, Number of poles: 12, 180°, Crimp connection, Clamping range, max. : 2.5 mm², Box
22676 | 1649480000 | BLC 5.08/13/180BR OR BX | PCB plug-in connector, female plug, 5.08 mm, Number of poles: 13, 180°, Crimp connection, Clamping range, max. : 2.5 mm², Box
22677 | 1649490000 | BLC 5.08/14/180BR OR BX | PCB plug-in connector, female plug, 5.08 mm, Number of poles: 14, 180°, Crimp connection, Clamping range, max. : 2.5 mm², Box
22678 | 1649500000 | BLC 5.08/15/180BR OR BX | PCB plug-in connector, female plug, 5.08 mm, Number of poles: 15, 180°, Crimp connection, Clamping range, max. : 2.5 mm², Box
22679 | 1649510000 | BLC 5.08/16/180BR OR BX | PCB plug-in connector, female plug, 5.08 mm, Number of poles: 16, 180°, Crimp connection, Clamping range, max. : 2.5 mm², Box
22680 | 1651740000 | BLDT 5.08/02/-B SN OR BX | PCB plug-in connector, female plug, 5.08 mm, Number of poles: 2, 90°/270°, Clamping yoke connection, Clamping range, max. : 3.31 mm², Box
22681 | 1651750000 | BLDT 5.08/03/-B SN OR BX | PCB plug-in connector, female plug, 5.08 mm, Number of poles: 3, 90°/270°, Clamping yoke connection, Clamping range, max. : 3.31 mm², Box
22682 | 1651760000 | BLDT 5.08/04/-B SN OR BX | PCB plug-in connector, female plug, 5.08 mm, Number of poles: 4, 90°/270°, Clamping yoke connection, Clamping range, max. : 3.31 mm², Box
22683 | 1651770000 | BLDT 5.08/05/-B SN OR BX | PCB plug-in connector, female plug, 5.08 mm, Number of poles: 5, 90°/270°, Clamping yoke connection, Clamping range, max. : 3.31 mm², Box
22684 | 1651780000 | BLDT 5.08/06/-B SN OR BX | PCB plug-in connector, female plug, 5.08 mm, Number of poles: 6, 90°/270°, Clamping yoke connection, Clamping range, max. : 3.31 mm², Box
22685 | 1651790000 | BLDT 5.08/07/-B SN OR BX | PCB plug-in connector, female plug, 5.08 mm, Number of poles: 7, 90°/270°, Clamping yoke connection, Clamping range, max. : 3.31 mm², Box
22686 | 1651800000 | BLDT 5.08/08/-B SN OR BX | PCB plug-in connector, female plug, 5.08 mm, Number of poles: 8, 90°/270°, Clamping yoke connection, Clamping range, max. : 3.31 mm², Box
22687 | 1651810000 | BLDT 5.08/09/-B SN OR BX | PCB plug-in connector, female plug, 5.08 mm, Number of poles: 9, 90°/270°, Clamping yoke connection, Clamping range, max. : 3.31 mm², Box
22688 | 1651820000 | BLDT 5.08/10/-B SN OR BX | PCB plug-in connector, female plug, 5.08 mm, Number of poles: 10, 90°/270°, Clamping yoke connection, Clamping range, max. : 3.31 mm², Box
22689 | 1651830000 | BLDT 5.08/11/-B SN OR BX | PCB plug-in connector, female plug, 5.08 mm, Number of poles: 11, 90°/270°, Clamping yoke connection, Clamping range, max. : 3.31 mm², Box
22690 | 1660710000 | BLDT 5.08/02/- SN BK BX | PCB plug-in connector, female plug, 5.08 mm, Number of poles: 2, 90°/270°, Clamping yoke connection, Clamping range, max. : 3.31 mm², Box
22691 | 1660720000 | BLDT 5.08/03/- SN BK BX | PCB plug-in connector, female plug, 5.08 mm, Number of poles: 3, 90°/270°, Clamping yoke connection, Clamping range, max. : 3.31 mm², Box
22692 | 1660730000 | BLDT 5.08/04/- SN BK BX | PCB plug-in connector, female plug, 5.08 mm, Number of poles: 4, 90°/270°, Clamping yoke connection, Clamping range, max. : 3.31 mm², Box
22693 | 1660740000 | BLDT 5.08/05/- SN BK BX | PCB plug-in connector, female plug, 5.08 mm, Number of poles: 5, 90°/270°, Clamping yoke connection, Clamping range, max. : 3.31 mm², Box
22694 | 1660750000 | BLDT 5.08/06/- SN BK BX | PCB plug-in connector, female plug, 5.08 mm, Number of poles: 6, 90°/270°, Clamping yoke connection, Clamping range, max. : 3.31 mm², Box
22695 | 1660810000 | BLDT 5.08/12/- SN BK BX | PCB plug-in connector, female plug, 5.08 mm, Number of poles: 12, 90°/270°, Clamping yoke connection, Clamping range, max. : 3.31 mm², Box
22696 | 1673780000 | BLDT 5.08/02/-B SN BK BX | PCB plug-in connector, female plug, 5.08 mm, Number of poles: 2, 90°/270°, Clamping yoke connection, Clamping range, max. : 3.31 mm², Box
22697 | 1682730000 | BLL 5.08/02/180B 3.2SN OR BX | PCB plug-in connector, female header, Dovetails for fixing blocks, THT solder connection, 5.08 mm, Number of poles: 2, 180°, Solder pin length (l): 3.2 mm, tinned, orange, Box
22698 | 1682740000 | BLL 5.08/03/180B 3.2SN OR BX | PCB plug-in connector, female header, Dovetails for fixing blocks, THT solder connection, 5.08 mm, Number of poles: 3, 180°, Solder pin length (l): 3.2 mm, tinned, orange, Box
22699 | 1682750000 | BLL 5.08/04/180B 3.2SN OR BX | PCB plug-in connector, female header, Dovetails for fixing blocks, THT solder connection, 5.08 mm, Number of poles: 4, 180°, Solder pin length (l): 3.2 mm, tinned, orange, Box
22700 | 1682760000 | BLL 5.08/05/180B 3.2SN OR BX | PCB plug-in connector, female header, Dovetails for fixing blocks, THT solder connection, 5.08 mm, Number of poles: 5, 180°, Solder pin length (l): 3.2 mm, tinned, orange, Box
22701 | 1682770000 | BLL 5.08/06/180B 3.2SN OR BX | PCB plug-in connector, female header, Dovetails for fixing blocks, THT solder connection, 5.08 mm, Number of poles: 6, 180°, Solder pin length (l): 3.2 mm, tinned, orange, Box
22702 | 1682780000 | BLL 5.08/07/180B 3.2SN OR BX | PCB plug-in connector, female header, Dovetails for fixing blocks, THT solder connection, 5.08 mm, Number of poles: 7, 180°, Solder pin length (l): 3.2 mm, tinned, orange, Box
22703 | 1682790000 | BLL 5.08/08/180B 3.2SN OR BX | PCB plug-in connector, female header, Dovetails for fixing blocks, THT solder connection, 5.08 mm, Number of poles: 8, 180°, Solder pin length (l): 3.2 mm, tinned, orange, Box
22704 | 1682800000 | BLL 5.08/09/180B 3.2SN OR BX | PCB plug-in connector, female header, Dovetails for fixing blocks, THT solder connection, 5.08 mm, Number of poles: 9, 180°, Solder pin length (l): 3.2 mm, tinned, orange, Box
22705 | 1682810000 | BLL 5.08/10/180B 3.2SN OR BX | PCB plug-in connector, female header, Dovetails for fixing blocks, THT solder connection, 5.08 mm, Number of poles: 10, 180°, Solder pin length (l): 3.2 mm, tinned, orange, Box
22706 | 1682820000 | BLL 5.08/11/180B 3.2SN OR BX | PCB plug-in connector, female header, Dovetails for fixing blocks, THT solder connection, 5.08 mm, Number of poles: 11, 180°, Solder pin length (l): 3.2 mm, tinned, orange, Box
22707 | 1682830000 | BLL 5.08/12/180B 3.2SN OR BX | PCB plug-in connector, female header, Dovetails for fixing blocks, THT solder connection, 5.08 mm, Number of poles: 12, 180°, Solder pin length (l): 3.2 mm, tinned, orange, Box
22708 | 1682840000 | BLL 5.08/13/180B 3.2SN OR BX | PCB plug-in connector, female header, Dovetails for fixing blocks, THT solder connection, 5.08 mm, Number of poles: 13, 180°, Solder pin length (l): 3.2 mm, tinned, orange, Box
22709 | 1682850000 | BLL 5.08/14/180B 3.2SN OR BX | PCB plug-in connector, female header, Dovetails for fixing blocks, THT solder connection, 5.08 mm, Number of poles: 14, 180°, Solder pin length (l): 3.2 mm, tinned, orange, Box
22710 | 1682860000 | BLL 5.08/15/180B 3.2SN OR BX | PCB plug-in connector, female header, Dovetails for fixing blocks, THT solder connection, 5.08 mm, Number of poles: 15, 180°, Solder pin length (l): 3.2 mm, tinned, orange, Box
22711 | 1682870000 | BLL 5.08/16/180B 3.2SN OR BX | PCB plug-in connector, female header, Dovetails for fixing blocks, THT solder connection, 5.08 mm, Number of poles: 16, 180°, Solder pin length (l): 3.2 mm, tinned, orange, Box
22712 | 1682880000 | BLL 5.08/17/180B 3.2SN OR BX | PCB plug-in connector, female header, Dovetails for fixing blocks, THT solder connection, 5.08 mm, Number of poles: 17, 180°, Solder pin length (l): 3.2 mm, tinned, orange, Box
22713 | 1682890000 | BLL 5.08/18/180B 3.2SN OR BX | PCB plug-in connector, female header, Dovetails for fixing blocks, THT solder connection, 5.08 mm, Number of poles: 18, 180°, Solder pin length (l): 3.2 mm, tinned, orange, Box
22714 | 1682900000 | BLL 5.08/19/180B 3.2SN OR BX | PCB plug-in connector, female header, Dovetails for fixing blocks, THT solder connection, 5.08 mm, Number of poles: 19, 180°, Solder pin length (l): 3.2 mm, tinned, orange, Box
22715 | 1682910000 | BLL 5.08/20/180B 3.2SN OR BX | PCB plug-in connector, female header, Dovetails for fixing blocks, THT solder connection, 5.08 mm, Number of poles: 20, 180°, Solder pin length (l): 3.2 mm, tinned, orange, Box
22716 | 1682920000 | BLL 5.08/21/180B 3.2SN OR BX | PCB plug-in connector, female header, Dovetails for fixing blocks, THT solder connection, 5.08 mm, Number of poles: 21, 180°, Solder pin length (l): 3.2 mm, tinned, orange, Box
22717 | 1682930000 | BLL 5.08/22/180B 3.2SN OR BX | PCB plug-in connector, female header, Dovetails for fixing blocks, THT solder connection, 5.08 mm, Number of poles: 22, 180°, Solder pin length (l): 3.2 mm, tinned, orange, Box
22718 | 1682940000 | BLL 5.08/23/180B 3.2SN OR BX | PCB plug-in connector, female header, Dovetails for fixing blocks, THT solder connection, 5.08 mm, Number of poles: 23, 180°, Solder pin length (l): 3.2 mm, tinned, orange, Box
22719 | 1682950000 | BLL 5.08/24/180B 3.2SN OR BX | PCB plug-in connector, female header, Dovetails for fixing blocks, THT solder connection, 5.08 mm, Number of poles: 24, 180°, Solder pin length (l): 3.2 mm, tinned, orange, Box
22720 | 1687580000 | BLL 5.08/04/180 3.2 SN GY BX | PCB plug-in connector, female header, closed side, THT solder connection, 5.08 mm, Number of poles: 4, 180°, Solder pin length (l): 3.2 mm, tinned, Pebble grey, Box
22721 | 1711960000 | BLC 5.08/02/180R BK BX | PCB plug-in connector, female plug, 5.08 mm, Number of poles: 2, 180°, Crimp connection, Clamping range, max. : 2.5 mm², Box
22722 | 1711970000 | BLC 5.08/03/180R BK BX | PCB plug-in connector, female plug, 5.08 mm, Number of poles: 3, 180°, Crimp connection, Clamping range, max. : 2.5 mm², Box
22723 | 1711980000 | BLC 5.08/04/180R BK BX | PCB plug-in connector, female plug, 5.08 mm, Number of poles: 4, 180°, Crimp connection, Clamping range, max. : 2.5 mm², Box
22724 | 1711990000 | BLC 5.08/05/180R BK BX | PCB plug-in connector, female plug, 5.08 mm, Number of poles: 5, 180°, Crimp connection, Clamping range, max. : 2.5 mm², Box
22725 | 1712000000 | BLC 5.08/06/180R BK BX | PCB plug-in connector, female plug, 5.08 mm, Number of poles: 6, 180°, Crimp connection, Clamping range, max. : 2.5 mm², Box
22726 | 1712020000 | BLC 5.08/08/180R BK BX | PCB plug-in connector, female plug, 5.08 mm, Number of poles: 8, 180°, Crimp connection, Clamping range, max. : 2.5 mm², Box
22727 | 1712100000 | BLC 5.08/16/180R BK BX | PCB plug-in connector, female plug, 5.08 mm, Number of poles: 16, 180°, Crimp connection, Clamping range, max. : 2.5 mm², Box
22728 | 1712110000 | BLC 5.08/02/180BR BK BX | PCB plug-in connector, female plug, 5.08 mm, Number of poles: 2, 180°, Crimp connection, Clamping range, max. : 2.5 mm², Box
22729 | 1712120000 | BLC 5.08/03/180BR BK BX | PCB plug-in connector, female plug, 5.08 mm, Number of poles: 3, 180°, Crimp connection, Clamping range, max. : 2.5 mm², Box
22730 | 1712130000 | BLC 5.08/04/180BR BK BX | PCB plug-in connector, female plug, 5.08 mm, Number of poles: 4, 180°, Crimp connection, Clamping range, max. : 2.5 mm², Box
22731 | 1712140000 | BLC 5.08/05/180BR BK BX | PCB plug-in connector, female plug, 5.08 mm, Number of poles: 5, 180°, Crimp connection, Clamping range, max. : 2.5 mm², Box
22732 | 1712150000 | BLC 5.08/06/180BR BK BX | PCB plug-in connector, female plug, 5.08 mm, Number of poles: 6, 180°, Crimp connection, Clamping range, max. : 2.5 mm², Box
22733 | 1712180000 | BLC 5.08/09/180BR BK BX | PCB plug-in connector, female plug, 5.08 mm, Number of poles: 9, 180°, Crimp connection, Clamping range, max. : 2.5 mm², Box
22734 | 1712250000 | BLC 5.08/16/180BR BK BX | PCB plug-in connector, female plug, 5.08 mm, Number of poles: 16, 180°, Crimp connection, Clamping range, max. : 2.5 mm², Box
22735 | 1730190000 | BLL 5.08/08/90 3.2 SN BK BX | PCB plug-in connector, female header, closed side, THT solder connection, 5.08 mm, Number of poles: 8, 90°, Solder pin length (l): 3.2 mm, tinned, black, Box
22736 | 1781920000 | BLL 5.00/08/180 4.5SN BK BX | PCB plug-in connector, female header, closed side, THT solder connection, 5.00 mm, Number of poles: 8, 180°, Solder pin length (l): 4.5 mm, tinned, black, Box
22737 | 1843750000 | BLL 5.08/02/90FI 3.2SN OR BX | PCB plug-in connector, female header, Inverted flange, THT solder connection, 5.08 mm, Number of poles: 2, 90°, Solder pin length (l): 3.2 mm, tinned, orange, Box
22738 | 1843760000 | BLL 5.08/03/90FI 3.2SN OR BX | PCB plug-in connector, female header, Inverted flange, THT solder connection, 5.08 mm, Number of poles: 3, 90°, Solder pin length (l): 3.2 mm, tinned, orange, Box
22739 | 1843770000 | BLL 5.08/04/90FI 3.2SN OR BX | PCB plug-in connector, female header, Inverted flange, THT solder connection, 5.08 mm, Number of poles: 4, 90°, Solder pin length (l): 3.2 mm, tinned, orange, Box
22740 | 1843780000 | BLL 5.08/05/90FI 3.2SN OR BX | PCB plug-in connector, female header, Inverted flange, THT solder connection, 5.08 mm, Number of poles: 5, 90°, Solder pin length (l): 3.2 mm, tinned, orange, Box
22741 | 1843790000 | BLL 5.08/06/90FI 3.2SN OR BX | PCB plug-in connector, female header, Inverted flange, THT solder connection, 5.08 mm, Number of poles: 6, 90°, Solder pin length (l): 3.2 mm, tinned, orange, Box
22742 | 1843800000 | BLL 5.08/07/90FI 3.2SN OR BX | PCB plug-in connector, female header, Inverted flange, THT solder connection, 5.08 mm, Number of poles: 7, 90°, Solder pin length (l): 3.2 mm, tinned, orange, Box
22743 | 1843810000 | BLL 5.08/08/90FI 3.2SN OR BX | PCB plug-in connector, female header, Inverted flange, THT solder connection, 5.08 mm, Number of poles: 8, 90°, Solder pin length (l): 3.2 mm, tinned, orange, Box
22744 | 1843820000 | BLL 5.08/09/90FI 3.2SN OR BX | PCB plug-in connector, female header, Inverted flange, THT solder connection, 5.08 mm, Number of poles: 9, 90°, Solder pin length (l): 3.2 mm, tinned, orange, Box
22745 | 1843830000 | BLL 5.08/10/90FI 3.2SN OR BX | PCB plug-in connector, female header, Inverted flange, THT solder connection, 5.08 mm, Number of poles: 10, 90°, Solder pin length (l): 3.2 mm, tinned, orange, Box
22746 | 1843840000 | BLL 5.08/11/90FI 3.2SN OR BX | PCB plug-in connector, female header, Inverted flange, THT solder connection, 5.08 mm, Number of poles: 11, 90°, Solder pin length (l): 3.2 mm, tinned, orange, Box
22747 | 1843850000 | BLL 5.08/12/90FI 3.2SN OR BX | PCB plug-in connector, female header, Inverted flange, THT solder connection, 5.08 mm, Number of poles: 12, 90°, Solder pin length (l): 3.2 mm, tinned, orange, Box
22748 | 1843860000 | BLL 5.08/13/90FI 3.2SN OR BX | PCB plug-in connector, female header, Inverted flange, THT solder connection, 5.08 mm, Number of poles: 13, 90°, Solder pin length (l): 3.2 mm, tinned, orange, Box
22749 | 1843870000 | BLL 5.08/14/90FI 3.2SN OR BX | PCB plug-in connector, female header, Inverted flange, THT solder connection, 5.08 mm, Number of poles: 14, 90°, Solder pin length (l): 3.2 mm, tinned, orange, Box
22750 | 1843880000 | BLL 5.08/15/90FI 3.2SN OR BX | PCB plug-in connector, female header, Inverted flange, THT solder connection, 5.08 mm, Number of poles: 15, 90°, Solder pin length (l): 3.2 mm, tinned, orange, Box
22751 | 1843890000 | BLL 5.08/16/90FI 3.2SN OR BX | PCB plug-in connector, female header, Inverted flange, THT solder connection, 5.08 mm, Number of poles: 16, 90°, Solder pin length (l): 3.2 mm, tinned, orange, Box
22752 | 1843900000 | BLL 5.08/17/90FI 3.2SN OR BX | PCB plug-in connector, female header, Inverted flange, THT solder connection, 5.08 mm, Number of poles: 17, 90°, Solder pin length (l): 3.2 mm, tinned, orange, Box
22753 | 1843910000 | BLL 5.08/18/90FI 3.2SN OR BX | PCB plug-in connector, female header, Inverted flange, THT solder connection, 5.08 mm, Number of poles: 18, 90°, Solder pin length (l): 3.2 mm, tinned, orange, Box
22754 | 1843920000 | BLL 5.08/19/90FI 3.2SN OR BX | PCB plug-in connector, female header, Inverted flange, THT solder connection, 5.08 mm, Number of poles: 19, 90°, Solder pin length (l): 3.2 mm, tinned, orange, Box
22755 | 1843930000 | BLL 5.08/20/90FI 3.2SN OR BX | PCB plug-in connector, female header, Inverted flange, THT solder connection, 5.08 mm, Number of poles: 20, 90°, Solder pin length (l): 3.2 mm, tinned, orange, Box
22756 | 1843940000 | BLL 5.08/21/90FI 3.2SN OR BX | PCB plug-in connector, female header, Inverted flange, THT solder connection, 5.08 mm, Number of poles: 21, 90°, Solder pin length (l): 3.2 mm, tinned, orange, Box
22757 | 1843950000 | BLL 5.08/22/90FI 3.2SN OR BX | PCB plug-in connector, female header, Inverted flange, THT solder connection, 5.08 mm, Number of poles: 22, 90°, Solder pin length (l): 3.2 mm, tinned, orange, Box
22758 | 1843960000 | BLL 5.08/23/90FI 3.2SN OR BX | PCB plug-in connector, female header, Inverted flange, THT solder connection, 5.08 mm, Number of poles: 23, 90°, Solder pin length (l): 3.2 mm, tinned, orange, Box
22759 | 1843970000 | BLL 5.08/24/90FI 3.2SN OR BX | PCB plug-in connector, female header, Inverted flange, THT solder connection, 5.08 mm, Number of poles: 24, 90°, Solder pin length (l): 3.2 mm, tinned, orange, Box
22760 | 1843990000 | BLT 5.08HC/02/180F SN OR BX | PCB plug-in connector, female plug, 5.08 mm, Number of poles: 2, 180°, TOP connection, Clamping range, max. : 2.5 mm², Box
22761 | 1844000000 | BLT 5.08HC/03/180F SN OR BX | PCB plug-in connector, female plug, 5.08 mm, Number of poles: 3, 180°, TOP connection, Clamping range, max. : 2.5 mm², Box
22762 | 1844010000 | BLT 5.08HC/04/180F SN OR BX | PCB plug-in connector, female plug, 5.08 mm, Number of poles: 4, 180°, TOP connection, Clamping range, max. : 2.5 mm², Box
22763 | 1844020000 | BLT 5.08HC/05/180F SN OR BX | PCB plug-in connector, female plug, 5.08 mm, Number of poles: 5, 180°, TOP connection, Clamping range, max. : 2.5 mm², Box
22764 | 1844030000 | BLT 5.08HC/06/180F SN OR BX | PCB plug-in connector, female plug, 5.08 mm, Number of poles: 6, 180°, TOP connection, Clamping range, max. : 2.5 mm², Box
22765 | 1844040000 | BLT 5.08HC/07/180F SN OR BX | PCB plug-in connector, female plug, 5.08 mm, Number of poles: 7, 180°, TOP connection, Clamping range, max. : 2.5 mm², Box
22766 | 1844050000 | BLT 5.08HC/08/180F SN OR BX | PCB plug-in connector, female plug, 5.08 mm, Number of poles: 8, 180°, TOP connection, Clamping range, max. : 2.5 mm², Box
22767 | 1844060000 | BLT 5.08HC/09/180F SN OR BX | PCB plug-in connector, female plug, 5.08 mm, Number of poles: 9, 180°, TOP connection, Clamping range, max. : 2.5 mm², Box
22768 | 1844070000 | BLT 5.08HC/10/180F SN OR BX | PCB plug-in connector, female plug, 5.08 mm, Number of poles: 10, 180°, TOP connection, Clamping range, max. : 2.5 mm², Box
22769 | 1844080000 | BLT 5.08HC/11/180F SN OR BX | PCB plug-in connector, female plug, 5.08 mm, Number of poles: 11, 180°, TOP connection, Clamping range, max. : 2.5 mm², Box
22770 | 1844090000 | BLT 5.08HC/12/180F SN OR BX | PCB plug-in connector, female plug, 5.08 mm, Number of poles: 12, 180°, TOP connection, Clamping range, max. : 2.5 mm², Box
22771 | 1844100000 | BLT 5.08HC/13/180F SN OR BX | PCB plug-in connector, female plug, 5.08 mm, Number of poles: 13, 180°, TOP connection, Clamping range, max. : 2.5 mm², Box
22772 | 1844110000 | BLT 5.08HC/14/180F SN OR BX | PCB plug-in connector, female plug, 5.08 mm, Number of poles: 14, 180°, TOP connection, Clamping range, max. : 2.5 mm², Box
22773 | 1844120000 | BLT 5.08HC/15/180F SN OR BX | PCB plug-in connector, female plug, 5.08 mm, Number of poles: 15, 180°, TOP connection, Clamping range, max. : 2.5 mm², Box
22774 | 1844130000 | BLT 5.08HC/16/180F SN OR BX | PCB plug-in connector, female plug, 5.08 mm, Number of poles: 16, 180°, TOP connection, Clamping range, max. : 2.5 mm², Box
22775 | 1844140000 | BLT 5.08HC/17/180F SN OR BX | PCB plug-in connector, female plug, 5.08 mm, Number of poles: 17, 180°, TOP connection, Clamping range, max. : 2.5 mm², Box
22776 | 1844150000 | BLT 5.08HC/18/180F SN OR BX | PCB plug-in connector, female plug, 5.08 mm, Number of poles: 18, 180°, TOP connection, Clamping range, max. : 2.5 mm², Box
22777 | 1844160000 | BLT 5.08HC/19/180F SN OR BX | PCB plug-in connector, female plug, 5.08 mm, Number of poles: 19, 180°, TOP connection, Clamping range, max. : 2.5 mm², Box
22778 | 1844170000 | BLT 5.08HC/20/180F SN OR BX | PCB plug-in connector, female plug, 5.08 mm, Number of poles: 20, 180°, TOP connection, Clamping range, max. : 2.5 mm², Box
22779 | 1844180000 | BLT 5.08HC/21/180F SN OR BX | PCB plug-in connector, female plug, 5.08 mm, Number of poles: 21, 180°, TOP connection, Clamping range, max. : 2.5 mm², Box
22780 | 1844190000 | BLT 5.08HC/22/180F SN OR BX | PCB plug-in connector, female plug, 5.08 mm, Number of poles: 22, 180°, TOP connection, Clamping range, max. : 2.5 mm², Box
22781 | 1844200000 | BLT 5.08HC/23/180F SN OR BX | PCB plug-in connector, female plug, 5.08 mm, Number of poles: 23, 180°, TOP connection, Clamping range, max. : 2.5 mm², Box
22782 | 1844210000 | BLT 5.08HC/24/180F SN OR BX | PCB plug-in connector, female plug, 5.08 mm, Number of poles: 24, 180°, TOP connection, Clamping range, max. : 2.5 mm², Box
22783 | 1844220000 | BLT 5.08HC/02/180F SN BK BX | PCB plug-in connector, female plug, 5.08 mm, Number of poles: 2, 180°, TOP connection, Clamping range, max. : 2.5 mm², Box
22784 | 1844230000 | BLT 5.08HC/03/180F SN BK BX | PCB plug-in connector, female plug, 5.08 mm, Number of poles: 3, 180°, TOP connection, Clamping range, max. : 2.5 mm², Box
22785 | 1844240000 | BLT 5.08HC/04/180F SN BK BX | PCB plug-in connector, female plug, 5.08 mm, Number of poles: 4, 180°, TOP connection, Clamping range, max. : 2.5 mm², Box
22786 | 1844250000 | BLT 5.08HC/05/180F SN BK BX | PCB plug-in connector, female plug, 5.08 mm, Number of poles: 5, 180°, TOP connection, Clamping range, max. : 2.5 mm², Box
22787 | 1844260000 | BLT 5.08HC/06/180F SN BK BX | PCB plug-in connector, female plug, 5.08 mm, Number of poles: 6, 180°, TOP connection, Clamping range, max. : 2.5 mm², Box
22788 | 1844280000 | BLT 5.08HC/08/180F SN BK BX | PCB plug-in connector, female plug, 5.08 mm, Number of poles: 8, 180°, TOP connection, Clamping range, max. : 2.5 mm², Box
22789 | 1844290000 | BLT 5.08HC/09/180F SN BK BX | PCB plug-in connector, female plug, 5.08 mm, Number of poles: 9, 180°, TOP connection, Clamping range, max. : 2.5 mm², Box
22790 | 1844300000 | BLT 5.08HC/10/180F SN BK BX | PCB plug-in connector, female plug, 5.08 mm, Number of poles: 10, 180°, TOP connection, Clamping range, max. : 2.5 mm², Box
22791 | 1844310000 | BLT 5.08HC/11/180F SN BK BX | PCB plug-in connector, female plug, 5.08 mm, Number of poles: 11, 180°, TOP connection, Clamping range, max. : 2.5 mm², Box
22792 | 1844320000 | BLT 5.08HC/12/180F SN BK BX | PCB plug-in connector, female plug, 5.08 mm, Number of poles: 12, 180°, TOP connection, Clamping range, max. : 2.5 mm², Box
22793 | 1844350000 | BLT 5.08HC/15/180F SN BK BX | PCB plug-in connector, female plug, 5.08 mm, Number of poles: 15, 180°, TOP connection, Clamping range, max. : 2.5 mm², Box
22794 | 1844360000 | BLT 5.08HC/16/180F SN BK BX | PCB plug-in connector, female plug, 5.08 mm, Number of poles: 16, 180°, TOP connection, Clamping range, max. : 2.5 mm², Box
22795 | 1844380000 | BLT 5.08HC/18/180F SN BK BX | PCB plug-in connector, female plug, 5.08 mm, Number of poles: 18, 180°, TOP connection, Clamping range, max. : 2.5 mm², Box
22796 | 1844390000 | BLT 5.08HC/19/180F SN BK BX | PCB plug-in connector, female plug, 5.08 mm, Number of poles: 19, 180°, TOP connection, Clamping range, max. : 2.5 mm², Box
22797 | 1844440000 | BLT 5.08HC/24/180F SN BK BX | PCB plug-in connector, female plug, 5.08 mm, Number of poles: 24, 180°, TOP connection, Clamping range, max. : 2.5 mm², Box
22798 | 1879920000 | SL-SMT 5.08HC/13/180F 1.5SN BK BX | PCB plug-in connector, male header, Flange, THT/THR solder connection, 5.08 mm, Number of poles: 13, 180°, Solder pin length (l): 1.5 mm, tinned, black, Box
22799 | 1879930000 | SL-SMT 5.08HC/04/90F 1.5SN BK BX | PCB plug-in connector, male header, Flange, THT/THR solder connection, 5.08 mm, Number of poles: 4, 90°, Solder pin length (l): 1.5 mm, tinned, black, Box
22800 | 1943730000 | BLZP 5.08HC/17/180 SN OR BX | PCB plug-in connector, female plug, 5.08 mm, Number of poles: 17, 180°, Clamping yoke connection, Clamping range, max. : 4 mm², Box
22801 | 1943740000 | BLZP 5.08HC/18/180 SN OR BX | PCB plug-in connector, female plug, 5.08 mm, Number of poles: 18, 180°, Clamping yoke connection, Clamping range, max. : 4 mm², Box
22802 | 1943750000 | BLZP 5.08HC/19/180 SN OR BX | PCB plug-in connector, female plug, 5.08 mm, Number of poles: 19, 180°, Clamping yoke connection, Clamping range, max. : 4 mm², Box
22803 | 1943760000 | BLZP 5.08HC/20/180 SN OR BX | PCB plug-in connector, female plug, 5.08 mm, Number of poles: 20, 180°, Clamping yoke connection, Clamping range, max. : 4 mm², Box
22804 | 1943770000 | BLZP 5.08HC/21/180 SN OR BX | PCB plug-in connector, female plug, 5.08 mm, Number of poles: 21, 180°, Clamping yoke connection, Clamping range, max. : 4 mm², Box
22805 | 1943780000 | BLZP 5.08HC/22/180 SN OR BX | PCB plug-in connector, female plug, 5.08 mm, Number of poles: 22, 180°, Clamping yoke connection, Clamping range, max. : 4 mm², Box
22806 | 1943790000 | BLZP 5.08HC/23/180 SN OR BX | PCB plug-in connector, female plug, 5.08 mm, Number of poles: 23, 180°, Clamping yoke connection, Clamping range, max. : 4 mm², Box
22807 | 1943800000 | BLZP 5.08HC/24/180 SN OR BX | PCB plug-in connector, female plug, 5.08 mm, Number of poles: 24, 180°, Clamping yoke connection, Clamping range, max. : 4 mm², Box
22808 | 1943820000 | BLZP 5.08HC/03/180 SN BK BX | PCB plug-in connector, female plug, 5.08 mm, Number of poles: 3, 180°, Clamping yoke connection, Clamping range, max. : 4 mm², Box
22809 | 1943830000 | BLZP 5.08HC/04/180 SN BK BX | PCB plug-in connector, female plug, 5.08 mm, Number of poles: 4, 180°, Clamping yoke connection, Clamping range, max. : 4 mm², Box
22810 | 1943840000 | BLZP 5.08HC/05/180 SN BK BX | PCB plug-in connector, female plug, 5.08 mm, Number of poles: 5, 180°, Clamping yoke connection, Clamping range, max. : 4 mm², Box
22811 | 1943850000 | BLZP 5.08HC/06/180 SN BK BX | PCB plug-in connector, female plug, 5.08 mm, Number of poles: 6, 180°, Clamping yoke connection, Clamping range, max. : 4 mm², Box
22812 | 1943860000 | BLZP 5.08HC/07/180 SN BK BX | PCB plug-in connector, female plug, 5.08 mm, Number of poles: 7, 180°, Clamping yoke connection, Clamping range, max. : 4 mm², Box
22813 | 1943870000 | BLZP 5.08HC/08/180 SN BK BX | PCB plug-in connector, female plug, 5.08 mm, Number of poles: 8, 180°, Clamping yoke connection, Clamping range, max. : 4 mm², Box
22814 | 1943880000 | BLZP 5.08HC/09/180 SN BK BX | PCB plug-in connector, female plug, 5.08 mm, Number of poles: 9, 180°, Clamping yoke connection, Clamping range, max. : 4 mm², Box
22815 | 1943890000 | BLZP 5.08HC/10/180 SN BK BX | PCB plug-in connector, female plug, 5.08 mm, Number of poles: 10, 180°, Clamping yoke connection, Clamping range, max. : 4 mm², Box
22816 | 1943900000 | BLZP 5.08HC/11/180 SN BK BX | PCB plug-in connector, female plug, 5.08 mm, Number of poles: 11, 180°, Clamping yoke connection, Clamping range, max. : 4 mm², Box
22817 | 1943910000 | BLZP 5.08HC/12/180 SN BK BX | PCB plug-in connector, female plug, 5.08 mm, Number of poles: 12, 180°, Clamping yoke connection, Clamping range, max. : 4 mm², Box
22818 | 1943920000 | BLZP 5.08HC/13/180 SN BK BX | PCB plug-in connector, female plug, 5.08 mm, Number of poles: 13, 180°, Clamping yoke connection, Clamping range, max. : 4 mm², Box
22819 | 1943930000 | BLZP 5.08HC/14/180 SN BK BX | PCB plug-in connector, female plug, 5.08 mm, Number of poles: 14, 180°, Clamping yoke connection, Clamping range, max. : 4 mm², Box
22820 | 1943940000 | BLZP 5.08HC/15/180 SN BK BX | PCB plug-in connector, female plug, 5.08 mm, Number of poles: 15, 180°, Clamping yoke connection, Clamping range, max. : 4 mm², Box
22821 | 1943950000 | BLZP 5.08HC/16/180 SN BK BX | PCB plug-in connector, female plug, 5.08 mm, Number of poles: 16, 180°, Clamping yoke connection, Clamping range, max. : 4 mm², Box
22822 | 1943960000 | BLZP 5.08HC/17/180 SN BK BX | PCB plug-in connector, female plug, 5.08 mm, Number of poles: 17, 180°, Clamping yoke connection, Clamping range, max. : 4 mm², Box
22823 | 1943970000 | BLZP 5.08HC/18/180 SN BK BX | PCB plug-in connector, female plug, 5.08 mm, Number of poles: 18, 180°, Clamping yoke connection, Clamping range, max. : 4 mm², Box
22824 | 1943980000 | BLZP 5.08HC/19/180 SN BK BX | PCB plug-in connector, female plug, 5.08 mm, Number of poles: 19, 180°, Clamping yoke connection, Clamping range, max. : 4 mm², Box
22825 | 1943990000 | BLZP 5.08HC/20/180 SN BK BX | PCB plug-in connector, female plug, 5.08 mm, Number of poles: 20, 180°, Clamping yoke connection, Clamping range, max. : 4 mm², Box
22826 | 1944000000 | BLZP 5.08HC/21/180 SN BK BX | PCB plug-in connector, female plug, 5.08 mm, Number of poles: 21, 180°, Clamping yoke connection, Clamping range, max. : 4 mm², Box
22827 | 1944010000 | BLZP 5.08HC/22/180 SN BK BX | PCB plug-in connector, female plug, 5.08 mm, Number of poles: 22, 180°, Clamping yoke connection, Clamping range, max. : 4 mm², Box
22828 | 1944030000 | BLZP 5.08HC/24/180 SN BK BX | PCB plug-in connector, female plug, 5.08 mm, Number of poles: 24, 180°, Clamping yoke connection, Clamping range, max. : 4 mm², Box
22829 | 1944090000 | BLZP 5.08HC/02/180F SN OR BX | PCB plug-in connector, female plug, 5.08 mm, Number of poles: 2, 180°, Clamping yoke connection, Clamping range, max. : 4 mm², Box
22830 | 1944100000 | BLZP 5.08HC/03/180F SN OR BX | PCB plug-in connector, female plug, 5.08 mm, Number of poles: 3, 180°, Clamping yoke connection, Clamping range, max. : 4 mm², Box
22831 | 1944110000 | BLZP 5.08HC/04/180F SN OR BX | PCB plug-in connector, female plug, 5.08 mm, Number of poles: 4, 180°, Clamping yoke connection, Clamping range, max. : 4 mm², Box
22832 | 1944120000 | BLZP 5.08HC/05/180F SN OR BX | PCB plug-in connector, female plug, 5.08 mm, Number of poles: 5, 180°, Clamping yoke connection, Clamping range, max. : 4 mm², Box
22833 | 1944130000 | BLZP 5.08HC/06/180F SN OR BX | PCB plug-in connector, female plug, 5.08 mm, Number of poles: 6, 180°, Clamping yoke connection, Clamping range, max. : 4 mm², Box
22834 | 1944140000 | BLZP 5.08HC/07/180F SN OR BX | PCB plug-in connector, female plug, 5.08 mm, Number of poles: 7, 180°, Clamping yoke connection, Clamping range, max. : 4 mm², Box
22835 | 1944150000 | BLZP 5.08HC/08/180F SN OR BX | PCB plug-in connector, female plug, 5.08 mm, Number of poles: 8, 180°, Clamping yoke connection, Clamping range, max. : 4 mm², Box
22836 | 1944160000 | BLZP 5.08HC/09/180F SN OR BX | PCB plug-in connector, female plug, 5.08 mm, Number of poles: 9, 180°, Clamping yoke connection, Clamping range, max. : 4 mm², Box
22837 | 1944170000 | BLZP 5.08HC/10/180F SN OR BX | PCB plug-in connector, female plug, 5.08 mm, Number of poles: 10, 180°, Clamping yoke connection, Clamping range, max. : 4 mm², Box
22838 | 1944180000 | BLZP 5.08HC/11/180F SN OR BX | PCB plug-in connector, female plug, 5.08 mm, Number of poles: 11, 180°, Clamping yoke connection, Clamping range, max. : 4 mm², Box
22839 | 1944190000 | BLZP 5.08HC/12/180F SN OR BX | PCB plug-in connector, female plug, 5.08 mm, Number of poles: 12, 180°, Clamping yoke connection, Clamping range, max. : 4 mm², Box
22840 | 1944200000 | BLZP 5.08HC/13/180F SN OR BX | PCB plug-in connector, female plug, 5.08 mm, Number of poles: 13, 180°, Clamping yoke connection, Clamping range, max. : 4 mm², Box
22841 | 1944210000 | BLZP 5.08HC/14/180F SN OR BX | PCB plug-in connector, female plug, 5.08 mm, Number of poles: 14, 180°, Clamping yoke connection, Clamping range, max. : 4 mm², Box
22842 | 1944220000 | BLZP 5.08HC/15/180F SN OR BX | PCB plug-in connector, female plug, 5.08 mm, Number of poles: 15, 180°, Clamping yoke connection, Clamping range, max. : 4 mm², Box
22843 | 1944240000 | BLZP 5.08HC/17/180F SN OR BX | PCB plug-in connector, female plug, 5.08 mm, Number of poles: 17, 180°, Clamping yoke connection, Clamping range, max. : 4 mm², Box
22844 | 1944250000 | BLZP 5.08HC/18/180F SN OR BX | PCB plug-in connector, female plug, 5.08 mm, Number of poles: 18, 180°, Clamping yoke connection, Clamping range, max. : 4 mm², Box
22845 | 1944260000 | BLZP 5.08HC/19/180F SN OR BX | PCB plug-in connector, female plug, 5.08 mm, Number of poles: 19, 180°, Clamping yoke connection, Clamping range, max. : 4 mm², Box
22846 | 1944270000 | BLZP 5.08HC/20/180F SN OR BX | PCB plug-in connector, female plug, 5.08 mm, Number of poles: 20, 180°, Clamping yoke connection, Clamping range, max. : 4 mm², Box
22847 | 1944280000 | BLZP 5.08HC/21/180F SN OR BX | PCB plug-in connector, female plug, 5.08 mm, Number of poles: 21, 180°, Clamping yoke connection, Clamping range, max. : 4 mm², Box
22848 | 1944290000 | BLZP 5.08HC/22/180F SN OR BX | PCB plug-in connector, female plug, 5.08 mm, Number of poles: 22, 180°, Clamping yoke connection, Clamping range, max. : 4 mm², Box
22849 | 1944300000 | BLZP 5.08HC/23/180F SN OR BX | PCB plug-in connector, female plug, 5.08 mm, Number of poles: 23, 180°, Clamping yoke connection, Clamping range, max. : 4 mm², Box
22850 | 1944310000 | BLZP 5.08HC/24/180F SN OR BX | PCB plug-in connector, female plug, 5.08 mm, Number of poles: 24, 180°, Clamping yoke connection, Clamping range, max. : 4 mm², Box
22851 | 1944330000 | BLZP 5.08HC/02/180F SN BK BX | PCB plug-in connector, female plug, 5.08 mm, Number of poles: 2, 180°, Clamping yoke connection, Clamping range, max. : 4 mm², Box
22852 | 1944350000 | BLZP 5.08HC/04/180F SN BK BX | PCB plug-in connector, female plug, 5.08 mm, Number of poles: 4, 180°, Clamping yoke connection, Clamping range, max. : 4 mm², Box
22853 | 1944360000 | BLZP 5.08HC/05/180F SN BK BX | PCB plug-in connector, female plug, 5.08 mm, Number of poles: 5, 180°, Clamping yoke connection, Clamping range, max. : 4 mm², Box
22854 | 1944380000 | BLZP 5.08HC/07/180F SN BK BX | PCB plug-in connector, female plug, 5.08 mm, Number of poles: 7, 180°, Clamping yoke connection, Clamping range, max. : 4 mm², Box
22855 | 1944400000 | BLZP 5.08HC/09/180F SN BK BX | PCB plug-in connector, female plug, 5.08 mm, Number of poles: 9, 180°, Clamping yoke connection, Clamping range, max. : 4 mm², Box
22856 | 1944410000 | BLZP 5.08HC/10/180F SN BK BX | PCB plug-in connector, female plug, 5.08 mm, Number of poles: 10, 180°, Clamping yoke connection, Clamping range, max. : 4 mm², Box
22857 | 1944420000 | BLZP 5.08HC/11/180F SN BK BX | PCB plug-in connector, female plug, 5.08 mm, Number of poles: 11, 180°, Clamping yoke connection, Clamping range, max. : 4 mm², Box
22858 | 1944430000 | BLZP 5.08HC/12/180F SN BK BX | PCB plug-in connector, female plug, 5.08 mm, Number of poles: 12, 180°, Clamping yoke connection, Clamping range, max. : 4 mm², Box
22859 | 1944450000 | BLZP 5.08HC/14/180F SN BK BX | PCB plug-in connector, female plug, 5.08 mm, Number of poles: 14, 180°, Clamping yoke connection, Clamping range, max. : 4 mm², Box
22860 | 1944480000 | BLZP 5.08HC/17/180F SN BK BX | PCB plug-in connector, female plug, 5.08 mm, Number of poles: 17, 180°, Clamping yoke connection, Clamping range, max. : 4 mm², Box
22861 | 1944490000 | BLZP 5.08HC/18/180F SN BK BX | PCB plug-in connector, female plug, 5.08 mm, Number of poles: 18, 180°, Clamping yoke connection, Clamping range, max. : 4 mm², Box
22862 | 1944500000 | BLZP 5.08HC/19/180F SN BK BX | PCB plug-in connector, female plug, 5.08 mm, Number of poles: 19, 180°, Clamping yoke connection, Clamping range, max. : 4 mm², Box
22863 | 1944510000 | BLZP 5.08HC/20/180F SN BK BX | PCB plug-in connector, female plug, 5.08 mm, Number of poles: 20, 180°, Clamping yoke connection, Clamping range, max. : 4 mm², Box
22864 | 1944520000 | BLZP 5.08HC/21/180F SN BK BX | PCB plug-in connector, female plug, 5.08 mm, Number of poles: 21, 180°, Clamping yoke connection, Clamping range, max. : 4 mm², Box
22865 | 1944550000 | BLZP 5.08HC/24/180F SN BK BX | PCB plug-in connector, female plug, 5.08 mm, Number of poles: 24, 180°, Clamping yoke connection, Clamping range, max. : 4 mm², Box
22866 | 1944830000 | BLZP 5.08HC/02/180LR SN OR BX | PCB plug-in connector, female plug, 5.08 mm, Number of poles: 2, 180°, Clamping yoke connection, Clamping range, max. : 4 mm², Box
22867 | 1944840000 | BLZP 5.08HC/03/180LR SN OR BX | PCB plug-in connector, female plug, 5.08 mm, Number of poles: 3, 180°, Clamping yoke connection, Clamping range, max. : 4 mm², Box
22868 | 1944850000 | BLZP 5.08HC/04/180LR SN OR BX | PCB plug-in connector, female plug, 5.08 mm, Number of poles: 4, 180°, Clamping yoke connection, Clamping range, max. : 4 mm², Box
22869 | 1944860000 | BLZP 5.08HC/05/180LR SN OR BX | PCB plug-in connector, female plug, 5.08 mm, Number of poles: 5, 180°, Clamping yoke connection, Clamping range, max. : 4 mm², Box
22870 | 1944870000 | BLZP 5.08HC/06/180LR SN OR BX | PCB plug-in connector, female plug, 5.08 mm, Number of poles: 6, 180°, Clamping yoke connection, Clamping range, max. : 4 mm², Box
22871 | 1944880000 | BLZP 5.08HC/07/180LR SN OR BX | PCB plug-in connector, female plug, 5.08 mm, Number of poles: 7, 180°, Clamping yoke connection, Clamping range, max. : 4 mm², Box
22872 | 1944890000 | BLZP 5.08HC/08/180LR SN OR BX | PCB plug-in connector, female plug, 5.08 mm, Number of poles: 8, 180°, Clamping yoke connection, Clamping range, max. : 4 mm², Box
22873 | 1944900000 | BLZP 5.08HC/09/180LR SN OR BX | PCB plug-in connector, female plug, 5.08 mm, Number of poles: 9, 180°, Clamping yoke connection, Clamping range, max. : 4 mm², Box
22874 | 1944910000 | BLZP 5.08HC/10/180LR SN OR BX | PCB plug-in connector, female plug, 5.08 mm, Number of poles: 10, 180°, Clamping yoke connection, Clamping range, max. : 4 mm², Box
22875 | 1944920000 | BLZP 5.08HC/11/180LR SN OR BX | PCB plug-in connector, female plug, 5.08 mm, Number of poles: 11, 180°, Clamping yoke connection, Clamping range, max. : 4 mm², Box
22876 | 1944930000 | BLZP 5.08HC/12/180LR SN OR BX | PCB plug-in connector, female plug, 5.08 mm, Number of poles: 12, 180°, Clamping yoke connection, Clamping range, max. : 4 mm², Box
22877 | 1944940000 | BLZP 5.08HC/13/180LR SN OR BX | PCB plug-in connector, female plug, 5.08 mm, Number of poles: 13, 180°, Clamping yoke connection, Clamping range, max. : 4 mm², Box
22878 | 1944950000 | BLZP 5.08HC/14/180LR SN OR BX | PCB plug-in connector, female plug, 5.08 mm, Number of poles: 14, 180°, Clamping yoke connection, Clamping range, max. : 4 mm², Box
22879 | 1944960000 | BLZP 5.08HC/15/180LR SN OR BX | PCB plug-in connector, female plug, 5.08 mm, Number of poles: 15, 180°, Clamping yoke connection, Clamping range, max. : 4 mm², Box
22880 | 1944970000 | BLZP 5.08HC/16/180LR SN OR BX | PCB plug-in connector, female plug, 5.08 mm, Number of poles: 16, 180°, Clamping yoke connection, Clamping range, max. : 4 mm², Box
22881 | 1944980000 | BLZP 5.08HC/17/180LR SN OR BX | PCB plug-in connector, female plug, 5.08 mm, Number of poles: 17, 180°, Clamping yoke connection, Clamping range, max. : 4 mm², Box
22882 | 1944990000 | BLZP 5.08HC/18/180LR SN OR BX | PCB plug-in connector, female plug, 5.08 mm, Number of poles: 18, 180°, Clamping yoke connection, Clamping range, max. : 4 mm², Box
22883 | 1945000000 | BLZP 5.08HC/19/180LR SN OR BX | PCB plug-in connector, female plug, 5.08 mm, Number of poles: 19, 180°, Clamping yoke connection, Clamping range, max. : 4 mm², Box
22884 | 1945010000 | BLZP 5.08HC/20/180LR SN OR BX | PCB plug-in connector, female plug, 5.08 mm, Number of poles: 20, 180°, Clamping yoke connection, Clamping range, max. : 4 mm², Box
22885 | 1945020000 | BLZP 5.08HC/21/180LR SN OR BX | PCB plug-in connector, female plug, 5.08 mm, Number of poles: 21, 180°, Clamping yoke connection, Clamping range, max. : 4 mm², Box
22886 | 1945030000 | BLZP 5.08HC/22/180LR SN OR BX | PCB plug-in connector, female plug, 5.08 mm, Number of poles: 22, 180°, Clamping yoke connection, Clamping range, max. : 4 mm², Box
22887 | 1945040000 | BLZP 5.08HC/23/180LR SN OR BX | PCB plug-in connector, female plug, 5.08 mm, Number of poles: 23, 180°, Clamping yoke connection, Clamping range, max. : 4 mm², Box
22888 | 1945050000 | BLZP 5.08HC/24/180LR SN OR BX | PCB plug-in connector, female plug, 5.08 mm, Number of poles: 24, 180°, Clamping yoke connection, Clamping range, max. : 4 mm², Box
22889 | 1945060000 | BLZP 5.08HC/02/180LR SN BK BX | PCB plug-in connector, female plug, 5.08 mm, Number of poles: 2, 180°, Clamping yoke connection, Clamping range, max. : 4 mm², Box
22890 | 1945070000 | BLZP 5.08HC/03/180LR SN BK BX | PCB plug-in connector, female plug, 5.08 mm, Number of poles: 3, 180°, Clamping yoke connection, Clamping range, max. : 4 mm², Box
22891 | 1945080000 | BLZP 5.08HC/04/180LR SN BK BX | PCB plug-in connector, female plug, 5.08 mm, Number of poles: 4, 180°, Clamping yoke connection, Clamping range, max. : 4 mm², Box
22892 | 1945090000 | BLZP 5.08HC/05/180LR SN BK BX | PCB plug-in connector, female plug, 5.08 mm, Number of poles: 5, 180°, Clamping yoke connection, Clamping range, max. : 4 mm², Box
22893 | 1945100000 | BLZP 5.08HC/06/180LR SN BK BX | PCB plug-in connector, female plug, 5.08 mm, Number of poles: 6, 180°, Clamping yoke connection, Clamping range, max. : 4 mm², Box
22894 | 1945120000 | BLZP 5.08HC/08/180LR SN BK BX | PCB plug-in connector, female plug, 5.08 mm, Number of poles: 8, 180°, Clamping yoke connection, Clamping range, max. : 4 mm², Box
22895 | 1945130000 | BLZP 5.08HC/09/180LR SN BK BX | PCB plug-in connector, female plug, 5.08 mm, Number of poles: 9, 180°, Clamping yoke connection, Clamping range, max. : 4 mm², Box
22896 | 1945140000 | BLZP 5.08HC/10/180LR SN BK BX | PCB plug-in connector, female plug, 5.08 mm, Number of poles: 10, 180°, Clamping yoke connection, Clamping range, max. : 4 mm², Box
22897 | 1945150000 | BLZP 5.08HC/11/180LR SN BK BX | PCB plug-in connector, female plug, 5.08 mm, Number of poles: 11, 180°, Clamping yoke connection, Clamping range, max. : 4 mm², Box
22898 | 1945160000 | BLZP 5.08HC/12/180LR SN BK BX | PCB plug-in connector, female plug, 5.08 mm, Number of poles: 12, 180°, Clamping yoke connection, Clamping range, max. : 4 mm², Box
22899 | 1945180000 | BLZP 5.08HC/14/180LR SN BK BX | PCB plug-in connector, female plug, 5.08 mm, Number of poles: 14, 180°, Clamping yoke connection, Clamping range, max. : 4 mm², Box
22900 | 1945200000 | BLZP 5.08HC/16/180LR SN BK BX | PCB plug-in connector, female plug, 5.08 mm, Number of poles: 16, 180°, Clamping yoke connection, Clamping range, max. : 4 mm², Box
22901 | 1945210000 | BLZP 5.08HC/17/180LR SN BK BX | PCB plug-in connector, female plug, 5.08 mm, Number of poles: 17, 180°, Clamping yoke connection, Clamping range, max. : 4 mm², Box
22902 | 1945220000 | BLZP 5.08HC/18/180LR SN BK BX | PCB plug-in connector, female plug, 5.08 mm, Number of poles: 18, 180°, Clamping yoke connection, Clamping range, max. : 4 mm², Box
22903 | 1945240000 | BLZP 5.08HC/20/180LR SN BK BX | PCB plug-in connector, female plug, 5.08 mm, Number of poles: 20, 180°, Clamping yoke connection, Clamping range, max. : 4 mm², Box
22904 | 1945750000 | BLZP 5.08HC/02/225B SN OR BX | PCB plug-in connector, female plug, 5.08 mm, Number of poles: 2, 225°, Clamping yoke connection, Clamping range, max. : 4 mm², Box
22905 | 1945760000 | BLZP 5.08HC/03/225B SN OR BX | PCB plug-in connector, female plug, 5.08 mm, Number of poles: 3, 225°, Clamping yoke connection, Clamping range, max. : 4 mm², Box
22906 | 1945770000 | BLZP 5.08HC/04/225B SN OR BX | PCB plug-in connector, female plug, 5.08 mm, Number of poles: 4, 225°, Clamping yoke connection, Clamping range, max. : 4 mm², Box
22907 | 1945780000 | BLZP 5.08HC/05/225B SN OR BX | PCB plug-in connector, female plug, 5.08 mm, Number of poles: 5, 225°, Clamping yoke connection, Clamping range, max. : 4 mm², Box
22908 | 1945790000 | BLZP 5.08HC/06/225B SN OR BX | PCB plug-in connector, female plug, 5.08 mm, Number of poles: 6, 225°, Clamping yoke connection, Clamping range, max. : 4 mm², Box
22909 | 1945800000 | BLZP 5.08HC/07/225B SN OR BX | PCB plug-in connector, female plug, 5.08 mm, Number of poles: 7, 225°, Clamping yoke connection, Clamping range, max. : 4 mm², Box
22910 | 1945810000 | BLZP 5.08HC/08/225B SN OR BX | PCB plug-in connector, female plug, 5.08 mm, Number of poles: 8, 225°, Clamping yoke connection, Clamping range, max. : 4 mm², Box
22911 | 1945820000 | BLZP 5.08HC/09/225B SN OR BX | PCB plug-in connector, female plug, 5.08 mm, Number of poles: 9, 225°, Clamping yoke connection, Clamping range, max. : 4 mm², Box
22912 | 1945830000 | BLZP 5.08HC/10/225B SN OR BX | PCB plug-in connector, female plug, 5.08 mm, Number of poles: 10, 225°, Clamping yoke connection, Clamping range, max. : 4 mm², Box
22913 | 1945840000 | BLZP 5.08HC/11/225B SN OR BX | PCB plug-in connector, female plug, 5.08 mm, Number of poles: 11, 225°, Clamping yoke connection, Clamping range, max. : 4 mm², Box
22914 | 1945850000 | BLZP 5.08HC/12/225B SN OR BX | PCB plug-in connector, female plug, 5.08 mm, Number of poles: 12, 225°, Clamping yoke connection, Clamping range, max. : 4 mm², Box
22915 | 1945860000 | BLZP 5.08HC/13/225B SN OR BX | PCB plug-in connector, female plug, 5.08 mm, Number of poles: 13, 225°, Clamping yoke connection, Clamping range, max. : 4 mm², Box
22916 | 1945870000 | BLZP 5.08HC/14/225B SN OR BX | PCB plug-in connector, female plug, 5.08 mm, Number of poles: 14, 225°, Clamping yoke connection, Clamping range, max. : 4 mm², Box
22917 | 1945880000 | BLZP 5.08HC/15/225B SN OR BX | PCB plug-in connector, female plug, 5.08 mm, Number of poles: 15, 225°, Clamping yoke connection, Clamping range, max. : 4 mm², Box
22918 | 1945890000 | BLZP 5.08HC/16/225B SN OR BX | PCB plug-in connector, female plug, 5.08 mm, Number of poles: 16, 225°, Clamping yoke connection, Clamping range, max. : 4 mm², Box
22919 | 1945900000 | BLZP 5.08HC/17/225B SN OR BX | PCB plug-in connector, female plug, 5.08 mm, Number of poles: 17, 225°, Clamping yoke connection, Clamping range, max. : 4 mm², Box
22920 | 1945910000 | BLZP 5.08HC/18/225B SN OR BX | PCB plug-in connector, female plug, 5.08 mm, Number of poles: 18, 225°, Clamping yoke connection, Clamping range, max. : 4 mm², Box
22921 | 1945920000 | BLZP 5.08HC/19/225B SN OR BX | PCB plug-in connector, female plug, 5.08 mm, Number of poles: 19, 225°, Clamping yoke connection, Clamping range, max. : 4 mm², Box
22922 | 1945930000 | BLZP 5.08HC/20/225B SN OR BX | PCB plug-in connector, female plug, 5.08 mm, Number of poles: 20, 225°, Clamping yoke connection, Clamping range, max. : 4 mm², Box
22923 | 1945940000 | BLZP 5.08HC/21/225B SN OR BX | PCB plug-in connector, female plug, 5.08 mm, Number of poles: 21, 225°, Clamping yoke connection, Clamping range, max. : 4 mm², Box
22924 | 1945950000 | BLZP 5.08HC/22/225B SN OR BX | PCB plug-in connector, female plug, 5.08 mm, Number of poles: 22, 225°, Clamping yoke connection, Clamping range, max. : 4 mm², Box
22925 | 1945960000 | BLZP 5.08HC/23/225B SN OR BX | PCB plug-in connector, female plug, 5.08 mm, Number of poles: 23, 225°, Clamping yoke connection, Clamping range, max. : 4 mm², Box
22926 | 1945970000 | BLZP 5.08HC/24/225B SN OR BX | PCB plug-in connector, female plug, 5.08 mm, Number of poles: 24, 225°, Clamping yoke connection, Clamping range, max. : 4 mm², Box
22927 | 1945980000 | BLZP 5.08HC/02/225B SN BK BX | PCB plug-in connector, female plug, 5.08 mm, Number of poles: 2, 225°, Clamping yoke connection, Clamping range, max. : 4 mm², Box
22928 | 1945990000 | BLZP 5.08HC/03/225B SN BK BX | PCB plug-in connector, female plug, 5.08 mm, Number of poles: 3, 225°, Clamping yoke connection, Clamping range, max. : 4 mm², Box
22929 | 1946080000 | BLZP 5.08HC/12/225B SN BK BX | PCB plug-in connector, female plug, 5.08 mm, Number of poles: 12, 225°, Clamping yoke connection, Clamping range, max. : 4 mm², Box
22930 | 1946110000 | BLZP 5.08HC/15/225B SN BK BX | PCB plug-in connector, female plug, 5.08 mm, Number of poles: 15, 225°, Clamping yoke connection, Clamping range, max. : 4 mm², Box
22931 | 1946140000 | BLZP 5.08HC/18/225B SN BK BX | PCB plug-in connector, female plug, 5.08 mm, Number of poles: 18, 225°, Clamping yoke connection, Clamping range, max. : 4 mm², Box
22932 | 1946200000 | BLZP 5.08HC/24/225B SN BK BX | PCB plug-in connector, female plug, 5.08 mm, Number of poles: 24, 225°, Clamping yoke connection, Clamping range, max. : 4 mm², Box
22933 | 1946910000 | BLZP 5.08HC/10/225BR SN OR BX | PCB plug-in connector, female plug, 5.08 mm, Number of poles: 10, 225°, Clamping yoke connection, Clamping range, max. : 4 mm², Box
22934 | 1947540000 | BLZP 5.08HC/03/270LR SN OR BX | PCB plug-in connector, female plug, 5.08 mm, Number of poles: 3, 270°, Clamping yoke connection, Clamping range, max. : 4 mm², Box
22935 | 1947550000 | BLZP 5.08HC/04/270LR SN OR BX | PCB plug-in connector, female plug, 5.08 mm, Number of poles: 4, 270°, Clamping yoke connection, Clamping range, max. : 4 mm², Box
22936 | 1947560000 | BLZP 5.08HC/05/270LR SN OR BX | PCB plug-in connector, female plug, 5.08 mm, Number of poles: 5, 270°, Clamping yoke connection, Clamping range, max. : 4 mm², Box
22937 | 1947570000 | BLZP 5.08HC/06/270LR SN OR BX | PCB plug-in connector, female plug, 5.08 mm, Number of poles: 6, 270°, Clamping yoke connection, Clamping range, max. : 4 mm², Box
22938 | 1947580000 | BLZP 5.08HC/07/270LR SN OR BX | PCB plug-in connector, female plug, 5.08 mm, Number of poles: 7, 270°, Clamping yoke connection, Clamping range, max. : 4 mm², Box
22939 | 1947590000 | BLZP 5.08HC/08/270LR SN OR BX | PCB plug-in connector, female plug, 5.08 mm, Number of poles: 8, 270°, Clamping yoke connection, Clamping range, max. : 4 mm², Box
22940 | 1947600000 | BLZP 5.08HC/09/270LR SN OR BX | PCB plug-in connector, female plug, 5.08 mm, Number of poles: 9, 270°, Clamping yoke connection, Clamping range, max. : 4 mm², Box
22941 | 1947610000 | BLZP 5.08HC/10/270LR SN OR BX | PCB plug-in connector, female plug, 5.08 mm, Number of poles: 10, 270°, Clamping yoke connection, Clamping range, max. : 4 mm², Box
22942 | 1947620000 | BLZP 5.08HC/11/270LR SN OR BX | PCB plug-in connector, female plug, 5.08 mm, Number of poles: 11, 270°, Clamping yoke connection, Clamping range, max. : 4 mm², Box
22943 | 1947630000 | BLZP 5.08HC/12/270LR SN OR BX | PCB plug-in connector, female plug, 5.08 mm, Number of poles: 12, 270°, Clamping yoke connection, Clamping range, max. : 4 mm², Box
22944 | 1947640000 | BLZP 5.08HC/13/270LR SN OR BX | PCB plug-in connector, female plug, 5.08 mm, Number of poles: 13, 270°, Clamping yoke connection, Clamping range, max. : 4 mm², Box
22945 | 1947650000 | BLZP 5.08HC/14/270LR SN OR BX | PCB plug-in connector, female plug, 5.08 mm, Number of poles: 14, 270°, Clamping yoke connection, Clamping range, max. : 4 mm², Box
22946 | 1947660000 | BLZP 5.08HC/15/270LR SN OR BX | PCB plug-in connector, female plug, 5.08 mm, Number of poles: 15, 270°, Clamping yoke connection, Clamping range, max. : 4 mm², Box
22947 | 1947670000 | BLZP 5.08HC/16/270LR SN OR BX | PCB plug-in connector, female plug, 5.08 mm, Number of poles: 16, 270°, Clamping yoke connection, Clamping range, max. : 4 mm², Box
22948 | 1947680000 | BLZP 5.08HC/17/270LR SN OR BX | PCB plug-in connector, female plug, 5.08 mm, Number of poles: 17, 270°, Clamping yoke connection, Clamping range, max. : 4 mm², Box
22949 | 1947690000 | BLZP 5.08HC/18/270LR SN OR BX | PCB plug-in connector, female plug, 5.08 mm, Number of poles: 18, 270°, Clamping yoke connection, Clamping range, max. : 4 mm², Box
22950 | 1947700000 | BLZP 5.08HC/19/270LR SN OR BX | PCB plug-in connector, female plug, 5.08 mm, Number of poles: 19, 270°, Clamping yoke connection, Clamping range, max. : 4 mm², Box
22951 | 1947710000 | BLZP 5.08HC/20/270LR SN OR BX | PCB plug-in connector, female plug, 5.08 mm, Number of poles: 20, 270°, Clamping yoke connection, Clamping range, max. : 4 mm², Box
22952 | 1947720000 | BLZP 5.08HC/21/270LR SN OR BX | PCB plug-in connector, female plug, 5.08 mm, Number of poles: 21, 270°, Clamping yoke connection, Clamping range, max. : 4 mm², Box
22953 | 1947730000 | BLZP 5.08HC/22/270LR SN OR BX | PCB plug-in connector, female plug, 5.08 mm, Number of poles: 22, 270°, Clamping yoke connection, Clamping range, max. : 4 mm², Box
22954 | 1947740000 | BLZP 5.08HC/23/270LR SN OR BX | PCB plug-in connector, female plug, 5.08 mm, Number of poles: 23, 270°, Clamping yoke connection, Clamping range, max. : 4 mm², Box
22955 | 1947750000 | BLZP 5.08HC/24/270LR SN OR BX | PCB plug-in connector, female plug, 5.08 mm, Number of poles: 24, 270°, Clamping yoke connection, Clamping range, max. : 4 mm², Box
22956 | 1947770000 | BLZP 5.08HC/03/270LR SN BK BX | PCB plug-in connector, female plug, 5.08 mm, Number of poles: 3, 270°, Clamping yoke connection, Clamping range, max. : 4 mm², Box
22957 | 1947780000 | BLZP 5.08HC/04/270LR SN BK BX | PCB plug-in connector, female plug, 5.08 mm, Number of poles: 4, 270°, Clamping yoke connection, Clamping range, max. : 4 mm², Box
22958 | 1947790000 | BLZP 5.08HC/05/270LR SN BK BX | PCB plug-in connector, female plug, 5.08 mm, Number of poles: 5, 270°, Clamping yoke connection, Clamping range, max. : 4 mm², Box
22959 | 1947840000 | BLZP 5.08HC/10/270LR SN BK BX | PCB plug-in connector, female plug, 5.08 mm, Number of poles: 10, 270°, Clamping yoke connection, Clamping range, max. : 4 mm², Box
22960 | 1947900000 | BLZP 5.08HC/16/270LR SN BK BX | PCB plug-in connector, female plug, 5.08 mm, Number of poles: 16, 270°, Clamping yoke connection, Clamping range, max. : 4 mm², Box
22961 | 1947920000 | BLZP 5.08HC/18/270LR SN BK BX | PCB plug-in connector, female plug, 5.08 mm, Number of poles: 18, 270°, Clamping yoke connection, Clamping range, max. : 4 mm², Box
22962 | 1948010000 | BLZP 5.08HC/03/90 SN OR BX | PCB plug-in connector, female plug, 5.08 mm, Number of poles: 3, 90°, Clamping yoke connection, Clamping range, max. : 4 mm², Box
22963 | 1948030000 | BLZP 5.08HC/05/90 SN OR BX | PCB plug-in connector, female plug, 5.08 mm, Number of poles: 5, 90°, Clamping yoke connection, Clamping range, max. : 4 mm², Box
22964 | 1948040000 | BLZP 5.08HC/06/90 SN OR BX | PCB plug-in connector, female plug, 5.08 mm, Number of poles: 6, 90°, Clamping yoke connection, Clamping range, max. : 4 mm², Box
22965 | 1948050000 | BLZP 5.08HC/07/90 SN OR BX | PCB plug-in connector, female plug, 5.08 mm, Number of poles: 7, 90°, Clamping yoke connection, Clamping range, max. : 4 mm², Box
22966 | 1948070000 | BLZP 5.08HC/09/90 SN OR BX | PCB plug-in connector, female plug, 5.08 mm, Number of poles: 9, 90°, Clamping yoke connection, Clamping range, max. : 4 mm², Box
22967 | 1948080000 | BLZP 5.08HC/10/90 SN OR BX | PCB plug-in connector, female plug, 5.08 mm, Number of poles: 10, 90°, Clamping yoke connection, Clamping range, max. : 4 mm², Box
22968 | 1948100000 | BLZP 5.08HC/11/90 SN OR BX | PCB plug-in connector, female plug, 5.08 mm, Number of poles: 11, 90°, Clamping yoke connection, Clamping range, max. : 4 mm², Box
22969 | 1948110000 | BLZP 5.08HC/12/90 SN OR BX | PCB plug-in connector, female plug, 5.08 mm, Number of poles: 12, 90°, Clamping yoke connection, Clamping range, max. : 4 mm², Box
22970 | 1948120000 | BLZP 5.08HC/13/90 SN OR BX | PCB plug-in connector, female plug, 5.08 mm, Number of poles: 13, 90°, Clamping yoke connection, Clamping range, max. : 4 mm², Box
22971 | 1948130000 | BLZP 5.08HC/14/90 SN OR BX | PCB plug-in connector, female plug, 5.08 mm, Number of poles: 14, 90°, Clamping yoke connection, Clamping range, max. : 4 mm², Box
22972 | 1948140000 | BLZP 5.08HC/15/90 SN OR BX | PCB plug-in connector, female plug, 5.08 mm, Number of poles: 15, 90°, Clamping yoke connection, Clamping range, max. : 4 mm², Box
22973 | 1948150000 | BLZP 5.08HC/16/90 SN OR BX | PCB plug-in connector, female plug, 5.08 mm, Number of poles: 16, 90°, Clamping yoke connection, Clamping range, max. : 4 mm², Box
22974 | 1948160000 | BLZP 5.08HC/17/90 SN OR BX | PCB plug-in connector, female plug, 5.08 mm, Number of poles: 17, 90°, Clamping yoke connection, Clamping range, max. : 4 mm², Box
22975 | 1948170000 | BLZP 5.08HC/18/90 SN OR BX | PCB plug-in connector, female plug, 5.08 mm, Number of poles: 18, 90°, Clamping yoke connection, Clamping range, max. : 4 mm², Box
22976 | 1948180000 | BLZP 5.08HC/19/90 SN OR BX | PCB plug-in connector, female plug, 5.08 mm, Number of poles: 19, 90°, Clamping yoke connection, Clamping range, max. : 4 mm², Box
22977 | 1948190000 | BLZP 5.08HC/20/90 SN OR BX | PCB plug-in connector, female plug, 5.08 mm, Number of poles: 20, 90°, Clamping yoke connection, Clamping range, max. : 4 mm², Box
22978 | 1948200000 | BLZP 5.08HC/21/90 SN OR BX | PCB plug-in connector, female plug, 5.08 mm, Number of poles: 21, 90°, Clamping yoke connection, Clamping range, max. : 4 mm², Box
22979 | 1948210000 | BLZP 5.08HC/22/90 SN OR BX | PCB plug-in connector, female plug, 5.08 mm, Number of poles: 22, 90°, Clamping yoke connection, Clamping range, max. : 4 mm², Box
22980 | 1948220000 | BLZP 5.08HC/23/90 SN OR BX | PCB plug-in connector, female plug, 5.08 mm, Number of poles: 23, 90°, Clamping yoke connection, Clamping range, max. : 4 mm², Box
22981 | 1948230000 | BLZP 5.08HC/24/90 SN OR BX | PCB plug-in connector, female plug, 5.08 mm, Number of poles: 24, 90°, Clamping yoke connection, Clamping range, max. : 4 mm², Box
22982 | 1948240000 | BLZP 5.08HC/02/90 SN BK BX | PCB plug-in connector, female plug, 5.08 mm, Number of poles: 2, 90°, Clamping yoke connection, Clamping range, max. : 4 mm², Box
22983 | 1948250000 | BLZP 5.08HC/03/90 SN BK BX | PCB plug-in connector, female plug, 5.08 mm, Number of poles: 3, 90°, Clamping yoke connection, Clamping range, max. : 4 mm², Box
22984 | 1948260000 | BLZP 5.08HC/04/90 SN BK BX | PCB plug-in connector, female plug, 5.08 mm, Number of poles: 4, 90°, Clamping yoke connection, Clamping range, max. : 4 mm², Box
22985 | 1948270000 | BLZP 5.08HC/05/90 SN BK BX | PCB plug-in connector, female plug, 5.08 mm, Number of poles: 5, 90°, Clamping yoke connection, Clamping range, max. : 4 mm², Box
22986 | 1948280000 | BLZP 5.08HC/06/90 SN BK BX | PCB plug-in connector, female plug, 5.08 mm, Number of poles: 6, 90°, Clamping yoke connection, Clamping range, max. : 4 mm², Box
22987 | 1948290000 | BLZP 5.08HC/07/90 SN BK BX | PCB plug-in connector, female plug, 5.08 mm, Number of poles: 7, 90°, Clamping yoke connection, Clamping range, max. : 4 mm², Box
22988 | 1948300000 | BLZP 5.08HC/08/90 SN BK BX | PCB plug-in connector, female plug, 5.08 mm, Number of poles: 8, 90°, Clamping yoke connection, Clamping range, max. : 4 mm², Box
22989 | 1948310000 | BLZP 5.08HC/09/90 SN BK BX | PCB plug-in connector, female plug, 5.08 mm, Number of poles: 9, 90°, Clamping yoke connection, Clamping range, max. : 4 mm², Box
22990 | 1948320000 | BLZP 5.08HC/10/90 SN BK BX | PCB plug-in connector, female plug, 5.08 mm, Number of poles: 10, 90°, Clamping yoke connection, Clamping range, max. : 4 mm², Box
22991 | 1948330000 | BLZP 5.08HC/11/90 SN BK BX | PCB plug-in connector, female plug, 5.08 mm, Number of poles: 11, 90°, Clamping yoke connection, Clamping range, max. : 4 mm², Box
22992 | 1948340000 | BLZP 5.08HC/12/90 SN BK BX | PCB plug-in connector, female plug, 5.08 mm, Number of poles: 12, 90°, Clamping yoke connection, Clamping range, max. : 4 mm², Box
22993 | 1948350000 | BLZP 5.08HC/13/90 SN BK BX | PCB plug-in connector, female plug, 5.08 mm, Number of poles: 13, 90°, Clamping yoke connection, Clamping range, max. : 4 mm², Box
22994 | 1948360000 | BLZP 5.08HC/14/90 SN BK BX | PCB plug-in connector, female plug, 5.08 mm, Number of poles: 14, 90°, Clamping yoke connection, Clamping range, max. : 4 mm², Box
22995 | 1948370000 | BLZP 5.08HC/15/90 SN BK BX | PCB plug-in connector, female plug, 5.08 mm, Number of poles: 15, 90°, Clamping yoke connection, Clamping range, max. : 4 mm², Box
22996 | 1948380000 | BLZP 5.08HC/16/90 SN BK BX | PCB plug-in connector, female plug, 5.08 mm, Number of poles: 16, 90°, Clamping yoke connection, Clamping range, max. : 4 mm², Box
22997 | 1948390000 | BLZP 5.08HC/17/90 SN BK BX | PCB plug-in connector, female plug, 5.08 mm, Number of poles: 17, 90°, Clamping yoke connection, Clamping range, max. : 4 mm², Box
22998 | 1948400000 | BLZP 5.08HC/18/90 SN BK BX | PCB plug-in connector, female plug, 5.08 mm, Number of poles: 18, 90°, Clamping yoke connection, Clamping range, max. : 4 mm², Box
22999 | 1948410000 | BLZP 5.08HC/19/90 SN BK BX | PCB plug-in connector, female plug, 5.08 mm, Number of poles: 19, 90°, Clamping yoke connection, Clamping range, max. : 4 mm², Box
23000 | 1958260000 | BLZP 5.00HC/06/90 SN OR BX | PCB plug-in connector, female plug, 5.00 mm, Number of poles: 6, 90°, Clamping yoke connection, Clamping range, max. : 4 mm², Box
23001 | 1958270000 | BLZP 5.00HC/05/90 SN OR BX | PCB plug-in connector, female plug, 5.00 mm, Number of poles: 5, 90°, Clamping yoke connection, Clamping range, max. : 4 mm², Box
23002 | 1958280000 | BLZP 5.00HC/04/90 SN OR BX | PCB plug-in connector, female plug, 5.00 mm, Number of poles: 4, 90°, Clamping yoke connection, Clamping range, max. : 4 mm², Box
23003 | 1958290000 | BLZP 5.00HC/03/90 SN OR BX | PCB plug-in connector, female plug, 5.00 mm, Number of poles: 3, 90°, Clamping yoke connection, Clamping range, max. : 4 mm², Box
23004 | 1958300000 | BLZP 5.00HC/02/90 SN OR BX | PCB plug-in connector, female plug, 5.00 mm, Number of poles: 2, 90°, Clamping yoke connection, Clamping range, max. : 4 mm², Box
23005 | 1958400000 | BLZP 5.00HC/20/90 SN BK BX | PCB plug-in connector, female plug, 5.00 mm, Number of poles: 20, 90°, Clamping yoke connection, Clamping range, max. : 4 mm², Box
23006 | 1958540000 | BLZP 5.00HC/13/90 SN BK BX | PCB plug-in connector, female plug, 5.00 mm, Number of poles: 13, 90°, Clamping yoke connection, Clamping range, max. : 4 mm², Box
23007 | 1958550000 | BLZP 5.00HC/12/90 SN BK BX | PCB plug-in connector, female plug, 5.00 mm, Number of poles: 12, 90°, Clamping yoke connection, Clamping range, max. : 4 mm², Box
23008 | 1958570000 | BLZP 5.00HC/10/90 SN BK BX | PCB plug-in connector, female plug, 5.00 mm, Number of poles: 10, 90°, Clamping yoke connection, Clamping range, max. : 4 mm², Box
23009 | 1958580000 | BLZP 5.00HC/09/90 SN BK BX | PCB plug-in connector, female plug, 5.00 mm, Number of poles: 9, 90°, Clamping yoke connection, Clamping range, max. : 4 mm², Box
23010 | 1958590000 | BLZP 5.00HC/08/90 SN BK BX | PCB plug-in connector, female plug, 5.00 mm, Number of poles: 8, 90°, Clamping yoke connection, Clamping range, max. : 4 mm², Box
23011 | 1958610000 | BLZP 5.00HC/06/90 SN BK BX | PCB plug-in connector, female plug, 5.00 mm, Number of poles: 6, 90°, Clamping yoke connection, Clamping range, max. : 4 mm², Box
23012 | 1958620000 | BLZP 5.00HC/05/90 SN BK BX | PCB plug-in connector, female plug, 5.00 mm, Number of poles: 5, 90°, Clamping yoke connection, Clamping range, max. : 4 mm², Box
23013 | 1958630000 | BLZP 5.00HC/04/90 SN BK BX | PCB plug-in connector, female plug, 5.00 mm, Number of poles: 4, 90°, Clamping yoke connection, Clamping range, max. : 4 mm², Box
23014 | 1958640000 | BLZP 5.00HC/03/90 SN BK BX | PCB plug-in connector, female plug, 5.00 mm, Number of poles: 3, 90°, Clamping yoke connection, Clamping range, max. : 4 mm², Box
23015 | 1958650000 | BLZP 5.00HC/02/90 SN BK BX | PCB plug-in connector, female plug, 5.00 mm, Number of poles: 2, 90°, Clamping yoke connection, Clamping range, max. : 4 mm², Box
23016 | 1958660000 | BLZP 5.00HC/24/270 SN OR BX | PCB plug-in connector, female plug, 5.00 mm, Number of poles: 24, 90°, Clamping yoke connection, Clamping range, max. : 4 mm², Box
23017 | 1958670000 | BLZP 5.00HC/23/270 SN OR BX | PCB plug-in connector, female plug, 5.00 mm, Number of poles: 23, 90°, Clamping yoke connection, Clamping range, max. : 4 mm², Box
23018 | 1958680000 | BLZP 5.00HC/22/270 SN OR BX | PCB plug-in connector, female plug, 5.00 mm, Number of poles: 22, 90°, Clamping yoke connection, Clamping range, max. : 4 mm², Box
23019 | 1958690000 | BLZP 5.00HC/21/270 SN OR BX | PCB plug-in connector, female plug, 5.00 mm, Number of poles: 21, 90°, Clamping yoke connection, Clamping range, max. : 4 mm², Box
23020 | 1958700000 | BLZP 5.00HC/20/270 SN OR BX | PCB plug-in connector, female plug, 5.00 mm, Number of poles: 20, 90°, Clamping yoke connection, Clamping range, max. : 4 mm², Box
23021 | 1958710000 | BLZP 5.00HC/19/270 SN OR BX | PCB plug-in connector, female plug, 5.00 mm, Number of poles: 19, 90°, Clamping yoke connection, Clamping range, max. : 4 mm², Box
23022 | 1958720000 | BLZP 5.00HC/18/270 SN OR BX | PCB plug-in connector, female plug, 5.00 mm, Number of poles: 18, 90°, Clamping yoke connection, Clamping range, max. : 4 mm², Box
23023 | 1958730000 | BLZP 5.00HC/17/270 SN OR BX | PCB plug-in connector, female plug, 5.00 mm, Number of poles: 17, 90°, Clamping yoke connection, Clamping range, max. : 4 mm², Box
23024 | 1958740000 | BLZP 5.00HC/16/270 SN OR BX | PCB plug-in connector, female plug, 5.00 mm, Number of poles: 16, 90°, Clamping yoke connection, Clamping range, max. : 4 mm², Box
23025 | 1958750000 | BLZP 5.00HC/15/270 SN OR BX | PCB plug-in connector, female plug, 5.00 mm, Number of poles: 15, 90°, Clamping yoke connection, Clamping range, max. : 4 mm², Box
23026 | 1958760000 | BLZP 5.00HC/14/270 SN OR BX | PCB plug-in connector, female plug, 5.00 mm, Number of poles: 14, 90°, Clamping yoke connection, Clamping range, max. : 4 mm², Box
23027 | 1958770000 | BLZP 5.00HC/13/270 SN OR BX | PCB plug-in connector, female plug, 5.00 mm, Number of poles: 13, 90°, Clamping yoke connection, Clamping range, max. : 4 mm², Box
23028 | 1958780000 | BLZP 5.00HC/11/270 SN OR BX | PCB plug-in connector, female plug, 5.00 mm, Number of poles: 11, 90°, Clamping yoke connection, Clamping range, max. : 4 mm², Box
23029 | 1958790000 | BLZP 5.00HC/10/270 SN OR BX | PCB plug-in connector, female plug, 5.00 mm, Number of poles: 10, 90°, Clamping yoke connection, Clamping range, max. : 4 mm², Box
23030 | 1958800000 | BLZP 5.00HC/09/270 SN OR BX | PCB plug-in connector, female plug, 5.00 mm, Number of poles: 9, 90°, Clamping yoke connection, Clamping range, max. : 4 mm², Box
23031 | 1958810000 | BLZP 5.00HC/08/270 SN OR BX | PCB plug-in connector, female plug, 5.00 mm, Number of poles: 8, 90°, Clamping yoke connection, Clamping range, max. : 4 mm², Box
23032 | 1958820000 | BLZP 5.00HC/07/270 SN OR BX | PCB plug-in connector, female plug, 5.00 mm, Number of poles: 7, 90°, Clamping yoke connection, Clamping range, max. : 4 mm², Box
23033 | 1958830000 | BLZP 5.00HC/06/270 SN OR BX | PCB plug-in connector, female plug, 5.00 mm, Number of poles: 6, 90°, Clamping yoke connection, Clamping range, max. : 4 mm², Box
23034 | 1958840000 | BLZP 5.00HC/05/270 SN OR BX | PCB plug-in connector, female plug, 5.00 mm, Number of poles: 5, 90°, Clamping yoke connection, Clamping range, max. : 4 mm², Box
23035 | 1958850000 | BLZP 5.00HC/04/270 SN OR BX | PCB plug-in connector, female plug, 5.00 mm, Number of poles: 4, 90°, Clamping yoke connection, Clamping range, max. : 4 mm², Box
23036 | 1958860000 | BLZP 5.00HC/03/270 SN OR BX | PCB plug-in connector, female plug, 5.00 mm, Number of poles: 3, 90°, Clamping yoke connection, Clamping range, max. : 4 mm², Box
23037 | 1958870000 | BLZP 5.00HC/02/270 SN OR BX | PCB plug-in connector, female plug, 5.00 mm, Number of poles: 2, 90°, Clamping yoke connection, Clamping range, max. : 4 mm², Box
23038 | 1958910000 | BLZP 5.00HC/21/270 SN BK BX | PCB plug-in connector, female plug, 5.00 mm, Number of poles: 21, 90°, Clamping yoke connection, Clamping range, max. : 4 mm², Box
23039 | 1958970000 | BLZP 5.00HC/15/270 SN BK BX | PCB plug-in connector, female plug, 5.00 mm, Number of poles: 15, 90°, Clamping yoke connection, Clamping range, max. : 4 mm², Box
23040 | 1959000000 | BLZP 5.00HC/12/270 SN BK BX | PCB plug-in connector, female plug, 5.00 mm, Number of poles: 12, 90°, Clamping yoke connection, Clamping range, max. : 4 mm², Box
23041 | 1959010000 | BLZP 5.00HC/11/270 SN BK BX | PCB plug-in connector, female plug, 5.00 mm, Number of poles: 11, 90°, Clamping yoke connection, Clamping range, max. : 4 mm², Box
23042 | 1959030000 | BLZP 5.00HC/09/270 SN BK BX | PCB plug-in connector, female plug, 5.00 mm, Number of poles: 9, 90°, Clamping yoke connection, Clamping range, max. : 4 mm², Box
23043 | 1959040000 | BLZP 5.00HC/08/270 SN BK BX | PCB plug-in connector, female plug, 5.00 mm, Number of poles: 8, 90°, Clamping yoke connection, Clamping range, max. : 4 mm², Box
23044 | 1959060000 | BLZP 5.00HC/06/270 SN BK BX | PCB plug-in connector, female plug, 5.00 mm, Number of poles: 6, 90°, Clamping yoke connection, Clamping range, max. : 4 mm², Box
23045 | 1959070000 | BLZP 5.00HC/05/270 SN BK BX | PCB plug-in connector, female plug, 5.00 mm, Number of poles: 5, 90°, Clamping yoke connection, Clamping range, max. : 4 mm², Box
23046 | 1959080000 | BLZP 5.00HC/04/270 SN BK BX | PCB plug-in connector, female plug, 5.00 mm, Number of poles: 4, 90°, Clamping yoke connection, Clamping range, max. : 4 mm², Box
23047 | 1959090000 | BLZP 5.00HC/03/270 SN BK BX | PCB plug-in connector, female plug, 5.00 mm, Number of poles: 3, 90°, Clamping yoke connection, Clamping range, max. : 4 mm², Box
23048 | 1959150000 | BLZP 5.00HC/12/270 SN OR BX | PCB plug-in connector, female plug, 5.00 mm, Number of poles: 12, 90°, Clamping yoke connection, Clamping range, max. : 4 mm², Box
23049 | 1959200000 | BLZP 5.00HC/24/90F SN OR BX | PCB plug-in connector, female plug, 5.00 mm, Number of poles: 24, 90°, Clamping yoke connection, Clamping range, max. : 4 mm², Box
23050 | 1959220000 | BLZP 5.00HC/23/90F SN OR BX | PCB plug-in connector, female plug, 5.00 mm, Number of poles: 23, 90°, Clamping yoke connection, Clamping range, max. : 4 mm², Box
23051 | 1959240000 | BLZP 5.00HC/22/90F SN OR BX | PCB plug-in connector, female plug, 5.00 mm, Number of poles: 22, 90°, Clamping yoke connection, Clamping range, max. : 4 mm², Box
23052 | 1959250000 | BLZP 5.00HC/21/90F SN OR BX | PCB plug-in connector, female plug, 5.00 mm, Number of poles: 21, 90°, Clamping yoke connection, Clamping range, max. : 4 mm², Box
23053 | 1959270000 | BLZP 5.00HC/20/90F SN OR BX | PCB plug-in connector, female plug, 5.00 mm, Number of poles: 20, 90°, Clamping yoke connection, Clamping range, max. : 4 mm², Box
23054 | 1959290000 | BLZP 5.00HC/19/90F SN OR BX | PCB plug-in connector, female plug, 5.00 mm, Number of poles: 19, 90°, Clamping yoke connection, Clamping range, max. : 4 mm², Box
23055 | 1959300000 | BLZP 5.00HC/18/90F SN OR BX | PCB plug-in connector, female plug, 5.00 mm, Number of poles: 18, 90°, Clamping yoke connection, Clamping range, max. : 4 mm², Box
23056 | 1959320000 | BLZP 5.00HC/17/90F SN OR BX | PCB plug-in connector, female plug, 5.00 mm, Number of poles: 17, 90°, Clamping yoke connection, Clamping range, max. : 4 mm², Box
23057 | 1959330000 | BLZP 5.00HC/16/90F SN OR BX | PCB plug-in connector, female plug, 5.00 mm, Number of poles: 16, 90°, Clamping yoke connection, Clamping range, max. : 4 mm², Box
23058 | 1959340000 | BLZP 5.00HC/15/90F SN OR BX | PCB plug-in connector, female plug, 5.00 mm, Number of poles: 15, 90°, Clamping yoke connection, Clamping range, max. : 4 mm², Box
23059 | 1959350000 | BLZP 5.00HC/14/90F SN OR BX | PCB plug-in connector, female plug, 5.00 mm, Number of poles: 14, 90°, Clamping yoke connection, Clamping range, max. : 4 mm², Box
23060 | 1959360000 | BLZP 5.00HC/13/90F SN OR BX | PCB plug-in connector, female plug, 5.00 mm, Number of poles: 13, 90°, Clamping yoke connection, Clamping range, max. : 4 mm², Box
23061 | 1959370000 | BLZP 5.00HC/12/90F SN OR BX | PCB plug-in connector, female plug, 5.00 mm, Number of poles: 12, 90°, Clamping yoke connection, Clamping range, max. : 4 mm², Box
23062 | 1959390000 | BLZP 5.00HC/11/90F SN OR BX | PCB plug-in connector, female plug, 5.00 mm, Number of poles: 11, 90°, Clamping yoke connection, Clamping range, max. : 4 mm², Box
23063 | 1959430000 | BLZP 5.00HC/10/90F SN OR BX | PCB plug-in connector, female plug, 5.00 mm, Number of poles: 10, 90°, Clamping yoke connection, Clamping range, max. : 4 mm², Box
23064 | 1959440000 | BLZP 5.00HC/09/90F SN OR BX | PCB plug-in connector, female plug, 5.00 mm, Number of poles: 9, 90°, Clamping yoke connection, Clamping range, max. : 4 mm², Box
23065 | 1959460000 | BLZP 5.00HC/08/90F SN OR BX | PCB plug-in connector, female plug, 5.00 mm, Number of poles: 8, 90°, Clamping yoke connection, Clamping range, max. : 4 mm², Box
23066 | 1959470000 | BLZP 5.00HC/07/90F SN OR BX | PCB plug-in connector, female plug, 5.00 mm, Number of poles: 7, 90°, Clamping yoke connection, Clamping range, max. : 4 mm², Box
23067 | 1959480000 | BLZP 5.00HC/06/90F SN OR BX | PCB plug-in connector, female plug, 5.00 mm, Number of poles: 6, 90°, Clamping yoke connection, Clamping range, max. : 4 mm², Box
23068 | 1959490000 | BLZP 5.00HC/05/90F SN OR BX | PCB plug-in connector, female plug, 5.00 mm, Number of poles: 5, 90°, Clamping yoke connection, Clamping range, max. : 4 mm², Box
23069 | 1959500000 | BLZP 5.00HC/04/90F SN OR BX | PCB plug-in connector, female plug, 5.00 mm, Number of poles: 4, 90°, Clamping yoke connection, Clamping range, max. : 4 mm², Box
23070 | 1959510000 | BLZP 5.00HC/03/90F SN OR BX | PCB plug-in connector, female plug, 5.00 mm, Number of poles: 3, 90°, Clamping yoke connection, Clamping range, max. : 4 mm², Box
23071 | 1959520000 | BLZP 5.00HC/02/90F SN OR BX | PCB plug-in connector, female plug, 5.00 mm, Number of poles: 2, 90°, Clamping yoke connection, Clamping range, max. : 4 mm², Box
23072 | 1959580000 | BLZP 5.00HC/19/90F SN BK BX | PCB plug-in connector, female plug, 5.00 mm, Number of poles: 19, 90°, Clamping yoke connection, Clamping range, max. : 4 mm², Box
23073 | 1959590000 | BLZP 5.00HC/18/90F SN BK BX | PCB plug-in connector, female plug, 5.00 mm, Number of poles: 18, 90°, Clamping yoke connection, Clamping range, max. : 4 mm², Box
23074 | 1959630000 | BLZP 5.00HC/14/90F SN BK BX | PCB plug-in connector, female plug, 5.00 mm, Number of poles: 14, 90°, Clamping yoke connection, Clamping range, max. : 4 mm², Box
23075 | 1959670000 | BLZP 5.00HC/10/90F SN BK BX | PCB plug-in connector, female plug, 5.00 mm, Number of poles: 10, 90°, Clamping yoke connection, Clamping range, max. : 4 mm², Box
23076 | 1959750000 | BLZP 5.00HC/02/90F SN BK BX | PCB plug-in connector, female plug, 5.00 mm, Number of poles: 2, 90°, Clamping yoke connection, Clamping range, max. : 4 mm², Box
23077 | 1960390000 | BLZP 5.00HC/09/270F SN OR BX | PCB plug-in connector, female plug, 5.00 mm, Number of poles: 9, 90°, Clamping yoke connection, Clamping range, max. : 4 mm², Box
23078 | 1960410000 | BLZP 5.00HC/07/270F SN OR BX | PCB plug-in connector, female plug, 5.00 mm, Number of poles: 7, 90°, Clamping yoke connection, Clamping range, max. : 4 mm², Box
23079 | 1960420000 | BLZP 5.00HC/06/270F SN OR BX | PCB plug-in connector, female plug, 5.00 mm, Number of poles: 6, 90°, Clamping yoke connection, Clamping range, max. : 4 mm², Box
23080 | 1960440000 | BLZP 5.00HC/04/270F SN OR BX | PCB plug-in connector, female plug, 5.00 mm, Number of poles: 4, 90°, Clamping yoke connection, Clamping range, max. : 4 mm², Box
23081 | 1960580000 | BLZP 5.00HC/16/270F SN BK BX | PCB plug-in connector, female plug, 5.00 mm, Number of poles: 16, 90°, Clamping yoke connection, Clamping range, max. : 4 mm², Box
23082 | 1960600000 | BLZP 5.00HC/14/270F SN BK BX | PCB plug-in connector, female plug, 5.00 mm, Number of poles: 14, 90°, Clamping yoke connection, Clamping range, max. : 4 mm², Box
23083 | 1960700000 | BLZP 5.00HC/05/270F SN BK BX | PCB plug-in connector, female plug, 5.00 mm, Number of poles: 5, 90°, Clamping yoke connection, Clamping range, max. : 4 mm², Box
23084 | 1960720000 | BLZP 5.00HC/03/270F SN BK BX | PCB plug-in connector, female plug, 5.00 mm, Number of poles: 3, 90°, Clamping yoke connection, Clamping range, max. : 4 mm², Box
23085 | 1961020000 | BLZP 5.00HC/19/270LR SN BK BX | PCB plug-in connector, female plug, 5.00 mm, Number of poles: 19, 90°, Clamping yoke connection, Clamping range, max. : 4 mm², Box
23086 | 1961050000 | BLZP 5.00HC/16/270LR SN BK BX | PCB plug-in connector, female plug, 5.00 mm, Number of poles: 16, 90°, Clamping yoke connection, Clamping range, max. : 4 mm², Box
23087 | 1961150000 | BLZP 5.00HC/06/270LR SN BK BX | PCB plug-in connector, female plug, 5.00 mm, Number of poles: 6, 90°, Clamping yoke connection, Clamping range, max. : 4 mm², Box
23088 | 1961180000 | BLZP 5.00HC/03/270LR SN BK BX | PCB plug-in connector, female plug, 5.00 mm, Number of poles: 3, 90°, Clamping yoke connection, Clamping range, max. : 4 mm², Box
23089 | 1961300000 | BLZP 5.00HC/16/270LH SN OR BX | PCB plug-in connector, female plug, 5.00 mm, Number of poles: 16, 90°, Clamping yoke connection, Clamping range, max. : 4 mm², Box
23090 | 1979270000 | BLF 5.00HC/02/90 SN BK BX | PCB plug-in connector, female plug, 5.00 mm, Number of poles: 2, 90°, PUSH IN with actuator, Tension-clamp connection, Clamping range, max. : 3.31 mm², Box
23091 | 1979280000 | BLF 5.00HC/03/90 SN BK BX | PCB plug-in connector, female plug, 5.00 mm, Number of poles: 3, 90°, PUSH IN with actuator, Tension-clamp connection, Clamping range, max. : 3.31 mm², Box
23092 | 1979290000 | BLF 5.00HC/04/90 SN BK BX | PCB plug-in connector, female plug, 5.00 mm, Number of poles: 4, 90°, PUSH IN with actuator, Tension-clamp connection, Clamping range, max. : 3.31 mm², Box
23093 | 1979300000 | BLF 5.00HC/05/90 SN BK BX | PCB plug-in connector, female plug, 5.00 mm, Number of poles: 5, 90°, PUSH IN with actuator, Tension-clamp connection, Clamping range, max. : 3.31 mm², Box
23094 | 1979330000 | BLF 5.00HC/08/90 SN BK BX | PCB plug-in connector, female plug, 5.00 mm, Number of poles: 8, 90°, PUSH IN with actuator, Tension-clamp connection, Clamping range, max. : 3.31 mm², Box
23095 | 1979350000 | BLF 5.00HC/10/90 SN BK BX | PCB plug-in connector, female plug, 5.00 mm, Number of poles: 10, 90°, PUSH IN with actuator, Tension-clamp connection, Clamping range, max. : 3.31 mm², Box
23096 | 1979420000 | BLF 5.00HC/17/90 SN BK BX | PCB plug-in connector, female plug, 5.00 mm, Number of poles: 17, 90°, PUSH IN with actuator, Tension-clamp connection, Clamping range, max. : 3.31 mm², Box
23097 | 1979520000 | BLF 5.00HC/08/90F SN BK BX | PCB plug-in connector, female plug, 5.00 mm, Number of poles: 8, 90°, PUSH IN with actuator, Tension-clamp connection, Clamping range, max. : 3.31 mm², Box
23098 | 1979540000 | BLF 5.00HC/10/90F SN BK BX | PCB plug-in connector, female plug, 5.00 mm, Number of poles: 10, 90°, PUSH IN with actuator, Tension-clamp connection, Clamping range, max. : 3.31 mm², Box
23099 | 1979560000 | BLF 5.00HC/12/90F SN BK BX | PCB plug-in connector, female plug, 5.00 mm, Number of poles: 12, 90°, PUSH IN with actuator, Tension-clamp connection, Clamping range, max. : 3.31 mm², Box
23100 | 1979580000 | BLF 5.00HC/14/90F SN BK BX | PCB plug-in connector, female plug, 5.00 mm, Number of poles: 14, 90°, PUSH IN with actuator, Tension-clamp connection, Clamping range, max. : 3.31 mm², Box
23101 | 1979600000 | BLF 5.00HC/16/90F SN BK BX | PCB plug-in connector, female plug, 5.00 mm, Number of poles: 16, 90°, PUSH IN with actuator, Tension-clamp connection, Clamping range, max. : 3.31 mm², Box
23102 | 1979610000 | BLF 5.00HC/17/90F SN BK BX | PCB plug-in connector, female plug, 5.00 mm, Number of poles: 17, 90°, PUSH IN with actuator, Tension-clamp connection, Clamping range, max. : 3.31 mm², Box
23103 | 1979640000 | BLF 5.00HC/20/90F SN BK BX | PCB plug-in connector, female plug, 5.00 mm, Number of poles: 20, 90°, PUSH IN with actuator, Tension-clamp connection, Clamping range, max. : 3.31 mm², Box
23104 | 1979810000 | BLF 5.00HC/04/90LR SN BK BX | PCB plug-in connector, female plug, 5.00 mm, Number of poles: 4, 90°, PUSH IN with actuator, Tension-clamp connection, Clamping range, max. : 3.31 mm², Box
23105 | 1979820000 | BLF 5.00HC/05/90LR SN BK BX | PCB plug-in connector, female plug, 5.00 mm, Number of poles: 5, 90°, PUSH IN with actuator, Tension-clamp connection, Clamping range, max. : 3.31 mm², Box
23106 | 1979850000 | BLF 5.00HC/08/90LR SN BK BX | PCB plug-in connector, female plug, 5.00 mm, Number of poles: 8, 90°, PUSH IN with actuator, Tension-clamp connection, Clamping range, max. : 3.31 mm², Box
23107 | 1980010000 | BLF 5.00HC/05/90LH SN BK BX | PCB plug-in connector, female plug, 5.00 mm, Number of poles: 5, 90°, PUSH IN with actuator, Tension-clamp connection, Clamping range, max. : 3.31 mm², Box
23108 | 1980060000 | BLF 5.00HC/10/90LH SN BK BX | PCB plug-in connector, female plug, 5.00 mm, Number of poles: 10, 90°, PUSH IN with actuator, Tension-clamp connection, Clamping range, max. : 3.31 mm², Box
23109 | 1980170000 | BLF 5.00HC/02/90 SN OR BX | PCB plug-in connector, female plug, 5.00 mm, Number of poles: 2, 90°, PUSH IN with actuator, Tension-clamp connection, Clamping range, max. : 3.31 mm², Box
23110 | 1980180000 | BLF 5.00HC/03/90 SN OR BX | PCB plug-in connector, female plug, 5.00 mm, Number of poles: 3, 90°, PUSH IN with actuator, Tension-clamp connection, Clamping range, max. : 3.31 mm², Box
23111 | 1980190000 | BLF 5.00HC/04/90 SN OR BX | PCB plug-in connector, female plug, 5.00 mm, Number of poles: 4, 90°, PUSH IN with actuator, Tension-clamp connection, Clamping range, max. : 3.31 mm², Box
23112 | 1980200000 | BLF 5.00HC/05/90 SN OR BX | PCB plug-in connector, female plug, 5.00 mm, Number of poles: 5, 90°, PUSH IN with actuator, Tension-clamp connection, Clamping range, max. : 3.31 mm², Box
23113 | 1980210000 | BLF 5.00HC/06/90 SN OR BX | PCB plug-in connector, female plug, 5.00 mm, Number of poles: 6, 90°, PUSH IN with actuator, Tension-clamp connection, Clamping range, max. : 3.31 mm², Box
23114 | 1980220000 | BLF 5.00HC/07/90 SN OR BX | PCB plug-in connector, female plug, 5.00 mm, Number of poles: 7, 90°, PUSH IN with actuator, Tension-clamp connection, Clamping range, max. : 3.31 mm², Box
23115 | 1980230000 | BLF 5.00HC/08/90 SN OR BX | PCB plug-in connector, female plug, 5.00 mm, Number of poles: 8, 90°, PUSH IN with actuator, Tension-clamp connection, Clamping range, max. : 3.31 mm², Box
23116 | 1980240000 | BLF 5.00HC/09/90 SN OR BX | PCB plug-in connector, female plug, 5.00 mm, Number of poles: 9, 90°, PUSH IN with actuator, Tension-clamp connection, Clamping range, max. : 3.31 mm², Box
23117 | 1980250000 | BLF 5.00HC/10/90 SN OR BX | PCB plug-in connector, female plug, 5.00 mm, Number of poles: 10, 90°, PUSH IN with actuator, Tension-clamp connection, Clamping range, max. : 3.31 mm², Box
23118 | 1980260000 | BLF 5.00HC/11/90 SN OR BX | PCB plug-in connector, female plug, 5.00 mm, Number of poles: 11, 90°, PUSH IN with actuator, Tension-clamp connection, Clamping range, max. : 3.31 mm², Box
23119 | 1980270000 | BLF 5.00HC/12/90 SN OR BX | PCB plug-in connector, female plug, 5.00 mm, Number of poles: 12, 90°, PUSH IN with actuator, Tension-clamp connection, Clamping range, max. : 3.31 mm², Box
23120 | 1980280000 | BLF 5.00HC/13/90 SN OR BX | PCB plug-in connector, female plug, 5.00 mm, Number of poles: 13, 90°, PUSH IN with actuator, Tension-clamp connection, Clamping range, max. : 3.31 mm², Box
23121 | 1980290000 | BLF 5.00HC/14/90 SN OR BX | PCB plug-in connector, female plug, 5.00 mm, Number of poles: 14, 90°, PUSH IN with actuator, Tension-clamp connection, Clamping range, max. : 3.31 mm², Box
23122 | 1980300000 | BLF 5.00HC/15/90 SN OR BX | PCB plug-in connector, female plug, 5.00 mm, Number of poles: 15, 90°, PUSH IN with actuator, Tension-clamp connection, Clamping range, max. : 3.31 mm², Box
23123 | 1980310000 | BLF 5.00HC/16/90 SN OR BX | PCB plug-in connector, female plug, 5.00 mm, Number of poles: 16, 90°, PUSH IN with actuator, Tension-clamp connection, Clamping range, max. : 3.31 mm², Box
23124 | 1980320000 | BLF 5.00HC/17/90 SN OR BX | PCB plug-in connector, female plug, 5.00 mm, Number of poles: 17, 90°, PUSH IN with actuator, Tension-clamp connection, Clamping range, max. : 3.31 mm², Box
23125 | 1980330000 | BLF 5.00HC/18/90 SN OR BX | PCB plug-in connector, female plug, 5.00 mm, Number of poles: 18, 90°, PUSH IN with actuator, Tension-clamp connection, Clamping range, max. : 3.31 mm², Box
23126 | 1980340000 | BLF 5.00HC/19/90 SN OR BX | PCB plug-in connector, female plug, 5.00 mm, Number of poles: 19, 90°, PUSH IN with actuator, Tension-clamp connection, Clamping range, max. : 3.31 mm², Box
23127 | 1980360000 | BLF 5.00HC/20/90 SN OR BX | PCB plug-in connector, female plug, 5.00 mm, Number of poles: 20, 90°, PUSH IN with actuator, Tension-clamp connection, Clamping range, max. : 3.31 mm², Box
23128 | 1980640000 | BLF 5.00HC/02/90F SN OR BX | PCB plug-in connector, female plug, 5.00 mm, Number of poles: 2, 90°, PUSH IN with actuator, Tension-clamp connection, Clamping range, max. : 3.31 mm², Box
23129 | 1980650000 | BLF 5.00HC/03/90F SN OR BX | PCB plug-in connector, female plug, 5.00 mm, Number of poles: 3, 90°, PUSH IN with actuator, Tension-clamp connection, Clamping range, max. : 3.31 mm², Box
23130 | 1980660000 | BLF 5.00HC/04/90F SN OR BX | PCB plug-in connector, female plug, 5.00 mm, Number of poles: 4, 90°, PUSH IN with actuator, Tension-clamp connection, Clamping range, max. : 3.31 mm², Box
23131 | 1980670000 | BLF 5.00HC/05/90F SN OR BX | PCB plug-in connector, female plug, 5.00 mm, Number of poles: 5, 90°, PUSH IN with actuator, Tension-clamp connection, Clamping range, max. : 3.31 mm², Box
23132 | 1980680000 | BLF 5.00HC/06/90F SN OR BX | PCB plug-in connector, female plug, 5.00 mm, Number of poles: 6, 90°, PUSH IN with actuator, Tension-clamp connection, Clamping range, max. : 3.31 mm², Box
23133 | 1980690000 | BLF 5.00HC/07/90F SN OR BX | PCB plug-in connector, female plug, 5.00 mm, Number of poles: 7, 90°, PUSH IN with actuator, Tension-clamp connection, Clamping range, max. : 3.31 mm², Box
23134 | 1980700000 | BLF 5.00HC/08/90F SN OR BX | PCB plug-in connector, female plug, 5.00 mm, Number of poles: 8, 90°, PUSH IN with actuator, Tension-clamp connection, Clamping range, max. : 3.31 mm², Box
23135 | 1980710000 | BLF 5.00HC/09/90F SN OR BX | PCB plug-in connector, female plug, 5.00 mm, Number of poles: 9, 90°, PUSH IN with actuator, Tension-clamp connection, Clamping range, max. : 3.31 mm², Box
23136 | 1980720000 | BLF 5.00HC/10/90F SN OR BX | PCB plug-in connector, female plug, 5.00 mm, Number of poles: 10, 90°, PUSH IN with actuator, Tension-clamp connection, Clamping range, max. : 3.31 mm², Box
23137 | 1980730000 | BLF 5.00HC/11/90F SN OR BX | PCB plug-in connector, female plug, 5.00 mm, Number of poles: 11, 90°, PUSH IN with actuator, Tension-clamp connection, Clamping range, max. : 3.31 mm², Box
23138 | 1980740000 | BLF 5.00HC/12/90F SN OR BX | PCB plug-in connector, female plug, 5.00 mm, Number of poles: 12, 90°, PUSH IN with actuator, Tension-clamp connection, Clamping range, max. : 3.31 mm², Box
23139 | 1980750000 | BLF 5.00HC/13/90F SN OR BX | PCB plug-in connector, female plug, 5.00 mm, Number of poles: 13, 90°, PUSH IN with actuator, Tension-clamp connection, Clamping range, max. : 3.31 mm², Box
23140 | 1980760000 | BLF 5.00HC/14/90F SN OR BX | PCB plug-in connector, female plug, 5.00 mm, Number of poles: 14, 90°, PUSH IN with actuator, Tension-clamp connection, Clamping range, max. : 3.31 mm², Box
23141 | 1980780000 | BLF 5.00HC/15/90F SN OR BX | PCB plug-in connector, female plug, 5.00 mm, Number of poles: 15, 90°, PUSH IN with actuator, Tension-clamp connection, Clamping range, max. : 3.31 mm², Box
23142 | 1980790000 | BLF 5.00HC/16/90F SN OR BX | PCB plug-in connector, female plug, 5.00 mm, Number of poles: 16, 90°, PUSH IN with actuator, Tension-clamp connection, Clamping range, max. : 3.31 mm², Box
23143 | 1980800000 | BLF 5.00HC/17/90F SN OR BX | PCB plug-in connector, female plug, 5.00 mm, Number of poles: 17, 90°, PUSH IN with actuator, Tension-clamp connection, Clamping range, max. : 3.31 mm², Box
23144 | 1980810000 | BLF 5.00HC/18/90F SN OR BX | PCB plug-in connector, female plug, 5.00 mm, Number of poles: 18, 90°, PUSH IN with actuator, Tension-clamp connection, Clamping range, max. : 3.31 mm², Box
23145 | 1980820000 | BLF 5.00HC/19/90F SN OR BX | PCB plug-in connector, female plug, 5.00 mm, Number of poles: 19, 90°, PUSH IN with actuator, Tension-clamp connection, Clamping range, max. : 3.31 mm², Box
23146 | 1980840000 | BLF 5.00HC/20/90F SN OR BX | PCB plug-in connector, female plug, 5.00 mm, Number of poles: 20, 90°, PUSH IN with actuator, Tension-clamp connection, Clamping range, max. : 3.31 mm², Box
23147 | 1980870000 | BLF 5.00HC/02/90LR SN OR BX | PCB plug-in connector, female plug, 5.00 mm, Number of poles: 2, 90°, PUSH IN with actuator, Tension-clamp connection, Clamping range, max. : 3.31 mm², Box
23148 | 1980880000 | BLF 5.00HC/03/90LR SN OR BX | PCB plug-in connector, female plug, 5.00 mm, Number of poles: 3, 90°, PUSH IN with actuator, Tension-clamp connection, Clamping range, max. : 3.31 mm², Box
23149 | 1980890000 | BLF 5.00HC/04/90LR SN OR BX | PCB plug-in connector, female plug, 5.00 mm, Number of poles: 4, 90°, PUSH IN with actuator, Tension-clamp connection, Clamping range, max. : 3.31 mm², Box
23150 | 1980900000 | BLF 5.00HC/05/90LR SN OR BX | PCB plug-in connector, female plug, 5.00 mm, Number of poles: 5, 90°, PUSH IN with actuator, Tension-clamp connection, Clamping range, max. : 3.31 mm², Box
23151 | 1980910000 | BLF 5.00HC/06/90LR SN OR BX | PCB plug-in connector, female plug, 5.00 mm, Number of poles: 6, 90°, PUSH IN with actuator, Tension-clamp connection, Clamping range, max. : 3.31 mm², Box
23152 | 1980920000 | BLF 5.00HC/07/90LR SN OR BX | PCB plug-in connector, female plug, 5.00 mm, Number of poles: 7, 90°, PUSH IN with actuator, Tension-clamp connection, Clamping range, max. : 3.31 mm², Box
23153 | 1980930000 | BLF 5.00HC/08/90LR SN OR BX | PCB plug-in connector, female plug, 5.00 mm, Number of poles: 8, 90°, PUSH IN with actuator, Tension-clamp connection, Clamping range, max. : 3.31 mm², Box
23154 | 1980940000 | BLF 5.00HC/09/90LR SN OR BX | PCB plug-in connector, female plug, 5.00 mm, Number of poles: 9, 90°, PUSH IN with actuator, Tension-clamp connection, Clamping range, max. : 3.31 mm², Box
23155 | 1980950000 | BLF 5.00HC/10/90LR SN OR BX | PCB plug-in connector, female plug, 5.00 mm, Number of poles: 10, 90°, PUSH IN with actuator, Tension-clamp connection, Clamping range, max. : 3.31 mm², Box
23156 | 1980960000 | BLF 5.00HC/11/90LR SN OR BX | PCB plug-in connector, female plug, 5.00 mm, Number of poles: 11, 90°, PUSH IN with actuator, Tension-clamp connection, Clamping range, max. : 3.31 mm², Box
23157 | 1980970000 | BLF 5.00HC/12/90LR SN OR BX | PCB plug-in connector, female plug, 5.00 mm, Number of poles: 12, 90°, PUSH IN with actuator, Tension-clamp connection, Clamping range, max. : 3.31 mm², Box
23158 | 1980980000 | BLF 5.00HC/13/90LR SN OR BX | PCB plug-in connector, female plug, 5.00 mm, Number of poles: 13, 90°, PUSH IN with actuator, Tension-clamp connection, Clamping range, max. : 3.31 mm², Box
23159 | 1980990000 | BLF 5.00HC/14/90LR SN OR BX | PCB plug-in connector, female plug, 5.00 mm, Number of poles: 14, 90°, PUSH IN with actuator, Tension-clamp connection, Clamping range, max. : 3.31 mm², Box
23160 | 1981000000 | BLF 5.00HC/15/90LR SN OR BX | PCB plug-in connector, female plug, 5.00 mm, Number of poles: 15, 90°, PUSH IN with actuator, Tension-clamp connection, Clamping range, max. : 3.31 mm², Box
23161 | 1981010000 | BLF 5.00HC/16/90LR SN OR BX | PCB plug-in connector, female plug, 5.00 mm, Number of poles: 16, 90°, PUSH IN with actuator, Tension-clamp connection, Clamping range, max. : 3.31 mm², Box
23162 | 1981020000 | BLF 5.00HC/17/90LR SN OR BX | PCB plug-in connector, female plug, 5.00 mm, Number of poles: 17, 90°, PUSH IN with actuator, Tension-clamp connection, Clamping range, max. : 3.31 mm², Box
23163 | 1981030000 | BLF 5.00HC/18/90LR SN OR BX | PCB plug-in connector, female plug, 5.00 mm, Number of poles: 18, 90°, PUSH IN with actuator, Tension-clamp connection, Clamping range, max. : 3.31 mm², Box
23164 | 1981040000 | BLF 5.00HC/19/90LR SN OR BX | PCB plug-in connector, female plug, 5.00 mm, Number of poles: 19, 90°, PUSH IN with actuator, Tension-clamp connection, Clamping range, max. : 3.31 mm², Box
23165 | 1981050000 | BLF 5.00HC/20/90LR SN OR BX | PCB plug-in connector, female plug, 5.00 mm, Number of poles: 20, 90°, PUSH IN with actuator, Tension-clamp connection, Clamping range, max. : 3.31 mm², Box
23166 | 1981930000 | BLF 5.08HC/02/270 SN BK BX | PCB plug-in connector, female plug, 5.08 mm, Number of poles: 2, 270°, PUSH IN with actuator, Tension-clamp connection, Clamping range, max. : 3.31 mm², Box
23167 | 1981940000 | BLF 5.08HC/03/270 SN BK BX | PCB plug-in connector, female plug, 5.08 mm, Number of poles: 3, 270°, PUSH IN with actuator, Tension-clamp connection, Clamping range, max. : 3.31 mm², Box
23168 | 1981950000 | BLF 5.08HC/04/270 SN BK BX | PCB plug-in connector, female plug, 5.08 mm, Number of poles: 4, 270°, PUSH IN with actuator, Tension-clamp connection, Clamping range, max. : 3.31 mm², Box
23169 | 1981960000 | BLF 5.08HC/05/270 SN BK BX | PCB plug-in connector, female plug, 5.08 mm, Number of poles: 5, 270°, PUSH IN with actuator, Tension-clamp connection, Clamping range, max. : 3.31 mm², Box
23170 | 1982130000 | BLF 5.08HC/03/270F SN BK BX | PCB plug-in connector, female plug, 5.08 mm, Number of poles: 3, 270°, PUSH IN with actuator, Tension-clamp connection, Clamping range, max. : 3.31 mm², Box
23171 | 1982180000 | BLF 5.08HC/08/270F SN BK BX | PCB plug-in connector, female plug, 5.08 mm, Number of poles: 8, 270°, PUSH IN with actuator, Tension-clamp connection, Clamping range, max. : 3.31 mm², Box
23172 | 1982200000 | BLF 5.08HC/10/270F SN BK BX | PCB plug-in connector, female plug, 5.08 mm, Number of poles: 10, 270°, PUSH IN with actuator, Tension-clamp connection, Clamping range, max. : 3.31 mm², Box
23173 | 1982220000 | BLF 5.08HC/12/270F SN BK BX | PCB plug-in connector, female plug, 5.08 mm, Number of poles: 12, 270°, PUSH IN with actuator, Tension-clamp connection, Clamping range, max. : 3.31 mm², Box
23174 | 1982280000 | BLF 5.08HC/18/270F SN BK BX | PCB plug-in connector, female plug, 5.08 mm, Number of poles: 18, 270°, PUSH IN with actuator, Tension-clamp connection, Clamping range, max. : 3.31 mm², Box
23175 | 1982310000 | BLF 5.08HC/02/270LR SN BK BX | PCB plug-in connector, female plug, 5.08 mm, Number of poles: 2, 270°, PUSH IN with actuator, Tension-clamp connection, Clamping range, max. : 3.31 mm², Box
23176 | 1982330000 | BLF 5.08HC/04/270LR SN BK BX | PCB plug-in connector, female plug, 5.08 mm, Number of poles: 4, 270°, PUSH IN with actuator, Tension-clamp connection, Clamping range, max. : 3.31 mm², Box
23177 | 1982340000 | BLF 5.08HC/05/270LR SN BK BX | PCB plug-in connector, female plug, 5.08 mm, Number of poles: 5, 270°, PUSH IN with actuator, Tension-clamp connection, Clamping range, max. : 3.31 mm², Box
23178 | 1982470000 | BLF 5.08HC/18/270LR SN BK BX | PCB plug-in connector, female plug, 5.08 mm, Number of poles: 18, 270°, PUSH IN with actuator, Tension-clamp connection, Clamping range, max. : 3.31 mm², Box
23179 | 1982710000 | BLF 5.08HC/03/270 SN OR BX | PCB plug-in connector, female plug, 5.08 mm, Number of poles: 3, 270°, PUSH IN with actuator, Tension-clamp connection, Clamping range, max. : 3.31 mm², Box
23180 | 1982720000 | BLF 5.08HC/04/270 SN OR BX | PCB plug-in connector, female plug, 5.08 mm, Number of poles: 4, 270°, PUSH IN with actuator, Tension-clamp connection, Clamping range, max. : 3.31 mm², Box
23181 | 1982730000 | BLF 5.08HC/05/270 SN OR BX | PCB plug-in connector, female plug, 5.08 mm, Number of poles: 5, 270°, PUSH IN with actuator, Tension-clamp connection, Clamping range, max. : 3.31 mm², Box
23182 | 1982740000 | BLF 5.08HC/06/270 SN OR BX | PCB plug-in connector, female plug, 5.08 mm, Number of poles: 6, 270°, PUSH IN with actuator, Tension-clamp connection, Clamping range, max. : 3.31 mm², Box
23183 | 1982750000 | BLF 5.08HC/07/270 SN OR BX | PCB plug-in connector, female plug, 5.08 mm, Number of poles: 7, 270°, PUSH IN with actuator, Tension-clamp connection, Clamping range, max. : 3.31 mm², Box
23184 | 1982760000 | BLF 5.08HC/08/270 SN OR BX | PCB plug-in connector, female plug, 5.08 mm, Number of poles: 8, 270°, PUSH IN with actuator, Tension-clamp connection, Clamping range, max. : 3.31 mm², Box
23185 | 1982770000 | BLF 5.08HC/09/270 SN OR BX | PCB plug-in connector, female plug, 5.08 mm, Number of poles: 9, 270°, PUSH IN with actuator, Tension-clamp connection, Clamping range, max. : 3.31 mm², Box
23186 | 1982780000 | BLF 5.08HC/10/270 SN OR BX | PCB plug-in connector, female plug, 5.08 mm, Number of poles: 10, 270°, PUSH IN with actuator, Tension-clamp connection, Clamping range, max. : 3.31 mm², Box
23187 | 1982790000 | BLF 5.08HC/11/270 SN OR BX | PCB plug-in connector, female plug, 5.08 mm, Number of poles: 11, 270°, PUSH IN with actuator, Tension-clamp connection, Clamping range, max. : 3.31 mm², Box
23188 | 1982800000 | BLF 5.08HC/12/270 SN OR BX | PCB plug-in connector, female plug, 5.08 mm, Number of poles: 12, 270°, PUSH IN with actuator, Tension-clamp connection, Clamping range, max. : 3.31 mm², Box
23189 | 1982810000 | BLF 5.08HC/13/270 SN OR BX | PCB plug-in connector, female plug, 5.08 mm, Number of poles: 13, 270°, PUSH IN with actuator, Tension-clamp connection, Clamping range, max. : 3.31 mm², Box
23190 | 1982820000 | BLF 5.08HC/14/270 SN OR BX | PCB plug-in connector, female plug, 5.08 mm, Number of poles: 14, 270°, PUSH IN with actuator, Tension-clamp connection, Clamping range, max. : 3.31 mm², Box
23191 | 1982830000 | BLF 5.08HC/15/270 SN OR BX | PCB plug-in connector, female plug, 5.08 mm, Number of poles: 15, 270°, PUSH IN with actuator, Tension-clamp connection, Clamping range, max. : 3.31 mm², Box
23192 | 1982840000 | BLF 5.08HC/16/270 SN OR BX | PCB plug-in connector, female plug, 5.08 mm, Number of poles: 16, 270°, PUSH IN with actuator, Tension-clamp connection, Clamping range, max. : 3.31 mm², Box
23193 | 1982850000 | BLF 5.08HC/17/270 SN OR BX | PCB plug-in connector, female plug, 5.08 mm, Number of poles: 17, 270°, PUSH IN with actuator, Tension-clamp connection, Clamping range, max. : 3.31 mm², Box
23194 | 1982860000 | BLF 5.08HC/18/270 SN OR BX | PCB plug-in connector, female plug, 5.08 mm, Number of poles: 18, 270°, PUSH IN with actuator, Tension-clamp connection, Clamping range, max. : 3.31 mm², Box
23195 | 1982870000 | BLF 5.08HC/19/270 SN OR BX | PCB plug-in connector, female plug, 5.08 mm, Number of poles: 19, 270°, PUSH IN with actuator, Tension-clamp connection, Clamping range, max. : 3.31 mm², Box
23196 | 1982880000 | BLF 5.08HC/20/270 SN OR BX | PCB plug-in connector, female plug, 5.08 mm, Number of poles: 20, 270°, PUSH IN with actuator, Tension-clamp connection, Clamping range, max. : 3.31 mm², Box
23197 | 1982890000 | BLF 5.08HC/02/270F SN OR BX | PCB plug-in connector, female plug, 5.08 mm, Number of poles: 2, 270°, PUSH IN with actuator, Tension-clamp connection, Clamping range, max. : 3.31 mm², Box
23198 | 1982900000 | BLF 5.08HC/03/270F SN OR BX | PCB plug-in connector, female plug, 5.08 mm, Number of poles: 3, 270°, PUSH IN with actuator, Tension-clamp connection, Clamping range, max. : 3.31 mm², Box
23199 | 1982910000 | BLF 5.08HC/04/270F SN OR BX | PCB plug-in connector, female plug, 5.08 mm, Number of poles: 4, 270°, PUSH IN with actuator, Tension-clamp connection, Clamping range, max. : 3.31 mm², Box
23200 | 1982920000 | BLF 5.08HC/05/270F SN OR BX | PCB plug-in connector, female plug, 5.08 mm, Number of poles: 5, 270°, PUSH IN with actuator, Tension-clamp connection, Clamping range, max. : 3.31 mm², Box
23201 | 1982930000 | BLF 5.08HC/06/270F SN OR BX | PCB plug-in connector, female plug, 5.08 mm, Number of poles: 6, 270°, PUSH IN with actuator, Tension-clamp connection, Clamping range, max. : 3.31 mm², Box
23202 | 1982940000 | BLF 5.08HC/07/270F SN OR BX | PCB plug-in connector, female plug, 5.08 mm, Number of poles: 7, 270°, PUSH IN with actuator, Tension-clamp connection, Clamping range, max. : 3.31 mm², Box
23203 | 1982950000 | BLF 5.08HC/08/270F SN OR BX | PCB plug-in connector, female plug, 5.08 mm, Number of poles: 8, 270°, PUSH IN with actuator, Tension-clamp connection, Clamping range, max. : 3.31 mm², Box
23204 | 1982960000 | BLF 5.08HC/09/270F SN OR BX | PCB plug-in connector, female plug, 5.08 mm, Number of poles: 9, 270°, PUSH IN with actuator, Tension-clamp connection, Clamping range, max. : 3.31 mm², Box
23205 | 1982970000 | BLF 5.08HC/10/270F SN OR BX | PCB plug-in connector, female plug, 5.08 mm, Number of poles: 10, 270°, PUSH IN with actuator, Tension-clamp connection, Clamping range, max. : 3.31 mm², Box
23206 | 1982980000 | BLF 5.08HC/11/270F SN OR BX | PCB plug-in connector, female plug, 5.08 mm, Number of poles: 11, 270°, PUSH IN with actuator, Tension-clamp connection, Clamping range, max. : 3.31 mm², Box
23207 | 1982990000 | BLF 5.08HC/12/270F SN OR BX | PCB plug-in connector, female plug, 5.08 mm, Number of poles: 12, 270°, PUSH IN with actuator, Tension-clamp connection, Clamping range, max. : 3.31 mm², Box
23208 | 1983000000 | BLF 5.08HC/13/270F SN OR BX | PCB plug-in connector, female plug, 5.08 mm, Number of poles: 13, 270°, PUSH IN with actuator, Tension-clamp connection, Clamping range, max. : 3.31 mm², Box
23209 | 1983010000 | BLF 5.08HC/14/270F SN OR BX | PCB plug-in connector, female plug, 5.08 mm, Number of poles: 14, 270°, PUSH IN with actuator, Tension-clamp connection, Clamping range, max. : 3.31 mm², Box
23210 | 1983020000 | BLF 5.08HC/15/270F SN OR BX | PCB plug-in connector, female plug, 5.08 mm, Number of poles: 15, 270°, PUSH IN with actuator, Tension-clamp connection, Clamping range, max. : 3.31 mm², Box
23211 | 1983030000 | BLF 5.08HC/16/270F SN OR BX | PCB plug-in connector, female plug, 5.08 mm, Number of poles: 16, 270°, PUSH IN with actuator, Tension-clamp connection, Clamping range, max. : 3.31 mm², Box
23212 | 1983040000 | BLF 5.08HC/17/270F SN OR BX | PCB plug-in connector, female plug, 5.08 mm, Number of poles: 17, 270°, PUSH IN with actuator, Tension-clamp connection, Clamping range, max. : 3.31 mm², Box
23213 | 1983050000 | BLF 5.08HC/18/270F SN OR BX | PCB plug-in connector, female plug, 5.08 mm, Number of poles: 18, 270°, PUSH IN with actuator, Tension-clamp connection, Clamping range, max. : 3.31 mm², Box
23214 | 1983060000 | BLF 5.08HC/19/270F SN OR BX | PCB plug-in connector, female plug, 5.08 mm, Number of poles: 19, 270°, PUSH IN with actuator, Tension-clamp connection, Clamping range, max. : 3.31 mm², Box
23215 | 1983070000 | BLF 5.08HC/20/270F SN OR BX | PCB plug-in connector, female plug, 5.08 mm, Number of poles: 20, 270°, PUSH IN with actuator, Tension-clamp connection, Clamping range, max. : 3.31 mm², Box
23216 | 1983080000 | BLF 5.08HC/02/270LR SN OR BX | PCB plug-in connector, female plug, 5.08 mm, Number of poles: 2, 270°, PUSH IN with actuator, Tension-clamp connection, Clamping range, max. : 3.31 mm², Box
23217 | 1983090000 | BLF 5.08HC/03/270LR SN OR BX | PCB plug-in connector, female plug, 5.08 mm, Number of poles: 3, 270°, PUSH IN with actuator, Tension-clamp connection, Clamping range, max. : 3.31 mm², Box
23218 | 1983100000 | BLF 5.08HC/04/270LR SN OR BX | PCB plug-in connector, female plug, 5.08 mm, Number of poles: 4, 270°, PUSH IN with actuator, Tension-clamp connection, Clamping range, max. : 3.31 mm², Box
23219 | 1983110000 | BLF 5.08HC/05/270LR SN OR BX | PCB plug-in connector, female plug, 5.08 mm, Number of poles: 5, 270°, PUSH IN with actuator, Tension-clamp connection, Clamping range, max. : 3.31 mm², Box
23220 | 1983120000 | BLF 5.08HC/06/270LR SN OR BX | PCB plug-in connector, female plug, 5.08 mm, Number of poles: 6, 270°, PUSH IN with actuator, Tension-clamp connection, Clamping range, max. : 3.31 mm², Box
23221 | 1983130000 | BLF 5.08HC/07/270LR SN OR BX | PCB plug-in connector, female plug, 5.08 mm, Number of poles: 7, 270°, PUSH IN with actuator, Tension-clamp connection, Clamping range, max. : 3.31 mm², Box
23222 | 1983140000 | BLF 5.08HC/08/270LR SN OR BX | PCB plug-in connector, female plug, 5.08 mm, Number of poles: 8, 270°, PUSH IN with actuator, Tension-clamp connection, Clamping range, max. : 3.31 mm², Box
23223 | 1983150000 | BLF 5.08HC/09/270LR SN OR BX | PCB plug-in connector, female plug, 5.08 mm, Number of poles: 9, 270°, PUSH IN with actuator, Tension-clamp connection, Clamping range, max. : 3.31 mm², Box
23224 | 1983160000 | BLF 5.08HC/10/270LR SN OR BX | PCB plug-in connector, female plug, 5.08 mm, Number of poles: 10, 270°, PUSH IN with actuator, Tension-clamp connection, Clamping range, max. : 3.31 mm², Box
23225 | 1983170000 | BLF 5.08HC/11/270LR SN OR BX | PCB plug-in connector, female plug, 5.08 mm, Number of poles: 11, 270°, PUSH IN with actuator, Tension-clamp connection, Clamping range, max. : 3.31 mm², Box
23226 | 1983180000 | BLF 5.08HC/12/270LR SN OR BX | PCB plug-in connector, female plug, 5.08 mm, Number of poles: 12, 270°, PUSH IN with actuator, Tension-clamp connection, Clamping range, max. : 3.31 mm², Box
23227 | 1983190000 | BLF 5.08HC/13/270LR SN OR BX | PCB plug-in connector, female plug, 5.08 mm, Number of poles: 13, 270°, PUSH IN with actuator, Tension-clamp connection, Clamping range, max. : 3.31 mm², Box
23228 | 1983200000 | BLF 5.08HC/14/270LR SN OR BX | PCB plug-in connector, female plug, 5.08 mm, Number of poles: 14, 270°, PUSH IN with actuator, Tension-clamp connection, Clamping range, max. : 3.31 mm², Box
23229 | 1983210000 | BLF 5.08HC/15/270LR SN OR BX | PCB plug-in connector, female plug, 5.08 mm, Number of poles: 15, 270°, PUSH IN with actuator, Tension-clamp connection, Clamping range, max. : 3.31 mm², Box
23230 | 1983220000 | BLF 5.08HC/16/270LR SN OR BX | PCB plug-in connector, female plug, 5.08 mm, Number of poles: 16, 270°, PUSH IN with actuator, Tension-clamp connection, Clamping range, max. : 3.31 mm², Box
23231 | 1983230000 | BLF 5.08HC/17/270LR SN OR BX | PCB plug-in connector, female plug, 5.08 mm, Number of poles: 17, 270°, PUSH IN with actuator, Tension-clamp connection, Clamping range, max. : 3.31 mm², Box
23232 | 1983240000 | BLF 5.08HC/18/270LR SN OR BX | PCB plug-in connector, female plug, 5.08 mm, Number of poles: 18, 270°, PUSH IN with actuator, Tension-clamp connection, Clamping range, max. : 3.31 mm², Box
23233 | 1983250000 | BLF 5.08HC/19/270LR SN OR BX | PCB plug-in connector, female plug, 5.08 mm, Number of poles: 19, 270°, PUSH IN with actuator, Tension-clamp connection, Clamping range, max. : 3.31 mm², Box
23234 | 1983260000 | BLF 5.08HC/20/270LR SN OR BX | PCB plug-in connector, female plug, 5.08 mm, Number of poles: 20, 270°, PUSH IN with actuator, Tension-clamp connection, Clamping range, max. : 3.31 mm², Box
23235 | 1000030001 | BLF 5.08HC/02/90 SN BK BX | PCB plug-in connector, female plug, 5.08 mm, Number of poles: 2, 90°, PUSH IN with actuator, Tension-clamp connection, Clamping range, max. : 3.31 mm², Box
23236 | 1000040001 | BLF 5.08HC/03/90 SN BK BX | PCB plug-in connector, female plug, 5.08 mm, Number of poles: 3, 90°, PUSH IN with actuator, Tension-clamp connection, Clamping range, max. : 3.31 mm², Box
23237 | 1000050001 | BLF 5.08HC/04/90 SN BK BX | PCB plug-in connector, female plug, 5.08 mm, Number of poles: 4, 90°, PUSH IN with actuator, Tension-clamp connection, Clamping range, max. : 3.31 mm², Box
23238 | 1000060001 | BLF 5.08HC/05/90 SN BK BX | PCB plug-in connector, female plug, 5.08 mm, Number of poles: 5, 90°, PUSH IN with actuator, Tension-clamp connection, Clamping range, max. : 3.31 mm², Box
23239 | 1000070001 | BLF 5.08HC/06/90 SN BK BX | PCB plug-in connector, female plug, 5.08 mm, Number of poles: 6, 90°, PUSH IN with actuator, Tension-clamp connection, Clamping range, max. : 3.31 mm², Box
23240 | 1000090001 | BLF 5.08HC/08/90 SN BK BX | PCB plug-in connector, female plug, 5.08 mm, Number of poles: 8, 90°, PUSH IN with actuator, Tension-clamp connection, Clamping range, max. : 3.31 mm², Box
23241 | 1000110001 | BLF 5.08HC/10/90 SN BK BX | PCB plug-in connector, female plug, 5.08 mm, Number of poles: 10, 90°, PUSH IN with actuator, Tension-clamp connection, Clamping range, max. : 3.31 mm², Box
23242 | 1000120001 | BLF 5.08HC/11/90 SN BK BX | PCB plug-in connector, female plug, 5.08 mm, Number of poles: 11, 90°, PUSH IN with actuator, Tension-clamp connection, Clamping range, max. : 3.31 mm², Box
23243 | 1000130001 | BLF 5.08HC/12/90 SN BK BX | PCB plug-in connector, female plug, 5.08 mm, Number of poles: 12, 90°, PUSH IN with actuator, Tension-clamp connection, Clamping range, max. : 3.31 mm², Box
23244 | 1000140001 | BLF 5.08HC/13/90 SN BK BX | PCB plug-in connector, female plug, 5.08 mm, Number of poles: 13, 90°, PUSH IN with actuator, Tension-clamp connection, Clamping range, max. : 3.31 mm², Box
23245 | 1000150001 | BLF 5.08HC/14/90 SN BK BX | PCB plug-in connector, female plug, 5.08 mm, Number of poles: 14, 90°, PUSH IN with actuator, Tension-clamp connection, Clamping range, max. : 3.31 mm², Box
23246 | 1000170001 | BLF 5.08HC/16/90 SN BK BX | PCB plug-in connector, female plug, 5.08 mm, Number of poles: 16, 90°, PUSH IN with actuator, Tension-clamp connection, Clamping range, max. : 3.31 mm², Box
23247 | 1000180001 | BLF 5.08HC/17/90 SN BK BX | PCB plug-in connector, female plug, 5.08 mm, Number of poles: 17, 90°, PUSH IN with actuator, Tension-clamp connection, Clamping range, max. : 3.31 mm², Box
23248 | 1000190001 | BLF 5.08HC/18/90 SN BK BX | PCB plug-in connector, female plug, 5.08 mm, Number of poles: 18, 90°, PUSH IN with actuator, Tension-clamp connection, Clamping range, max. : 3.31 mm², Box
23249 | 1000200001 | BLF 5.08HC/19/90 SN BK BX | PCB plug-in connector, female plug, 5.08 mm, Number of poles: 19, 90°, PUSH IN with actuator, Tension-clamp connection, Clamping range, max. : 3.31 mm², Box
23250 | 1000220001 | BLF 5.08HC/02/90F SN BK BX | PCB plug-in connector, female plug, 5.08 mm, Number of poles: 2, 90°, PUSH IN with actuator, Tension-clamp connection, Clamping range, max. : 3.31 mm², Box
23251 | 1000230001 | BLF 5.08HC/03/90F SN BK BX | PCB plug-in connector, female plug, 5.08 mm, Number of poles: 3, 90°, PUSH IN with actuator, Tension-clamp connection, Clamping range, max. : 3.31 mm², Box
23252 | 1000240001 | BLF 5.08HC/04/90F SN BK BX | PCB plug-in connector, female plug, 5.08 mm, Number of poles: 4, 90°, PUSH IN with actuator, Tension-clamp connection, Clamping range, max. : 3.31 mm², Box
23253 | 1000260001 | BLF 5.08HC/06/90F SN BK BX | PCB plug-in connector, female plug, 5.08 mm, Number of poles: 6, 90°, PUSH IN with actuator, Tension-clamp connection, Clamping range, max. : 3.31 mm², Box
23254 | 1000280001 | BLF 5.08HC/08/90F SN BK BX | PCB plug-in connector, female plug, 5.08 mm, Number of poles: 8, 90°, PUSH IN with actuator, Tension-clamp connection, Clamping range, max. : 3.31 mm², Box
23255 | 1000300001 | BLF 5.08HC/10/90F SN BK BX | PCB plug-in connector, female plug, 5.08 mm, Number of poles: 10, 90°, PUSH IN with actuator, Tension-clamp connection, Clamping range, max. : 3.31 mm², Box
23256 | 1000320001 | BLF 5.08HC/12/90F SN BK BX | PCB plug-in connector, female plug, 5.08 mm, Number of poles: 12, 90°, PUSH IN with actuator, Tension-clamp connection, Clamping range, max. : 3.31 mm², Box
23257 | 1000360001 | BLF 5.08HC/16/90F SN BK BX | PCB plug-in connector, female plug, 5.08 mm, Number of poles: 16, 90°, PUSH IN with actuator, Tension-clamp connection, Clamping range, max. : 3.31 mm², Box
23258 | 1000410001 | BLF 5.08HC/02/90LR SN BK BX | PCB plug-in connector, female plug, 5.08 mm, Number of poles: 2, 90°, PUSH IN with actuator, Tension-clamp connection, Clamping range, max. : 3.31 mm², Box
23259 | 1000420001 | BLF 5.08HC/03/90LR SN BK BX | PCB plug-in connector, female plug, 5.08 mm, Number of poles: 3, 90°, PUSH IN with actuator, Tension-clamp connection, Clamping range, max. : 3.31 mm², Box
23260 | 1000430001 | BLF 5.08HC/04/90LR SN BK BX | PCB plug-in connector, female plug, 5.08 mm, Number of poles: 4, 90°, PUSH IN with actuator, Tension-clamp connection, Clamping range, max. : 3.31 mm², Box
23261 | 1000440001 | BLF 5.08HC/05/90LR SN BK BX | PCB plug-in connector, female plug, 5.08 mm, Number of poles: 5, 90°, PUSH IN with actuator, Tension-clamp connection, Clamping range, max. : 3.31 mm², Box
23262 | 1000450001 | BLF 5.08HC/06/90LR SN BK BX | PCB plug-in connector, female plug, 5.08 mm, Number of poles: 6, 90°, PUSH IN with actuator, Tension-clamp connection, Clamping range, max. : 3.31 mm², Box
23263 | 1000470001 | BLF 5.08HC/08/90LR SN BK BX | PCB plug-in connector, female plug, 5.08 mm, Number of poles: 8, 90°, PUSH IN with actuator, Tension-clamp connection, Clamping range, max. : 3.31 mm², Box
23264 | 1000490001 | BLF 5.08HC/10/90LR SN BK BX | PCB plug-in connector, female plug, 5.08 mm, Number of poles: 10, 90°, PUSH IN with actuator, Tension-clamp connection, Clamping range, max. : 3.31 mm², Box
23265 | 1000640001 | BLF 5.08HC/02/90LH SN BK BX | PCB plug-in connector, female plug, 5.08 mm, Number of poles: 2, 90°, PUSH IN with actuator, Tension-clamp connection, Clamping range, max. : 3.31 mm², Box
23266 | 1000650001 | BLF 5.08HC/03/90LH SN BK BX | PCB plug-in connector, female plug, 5.08 mm, Number of poles: 3, 90°, PUSH IN with actuator, Tension-clamp connection, Clamping range, max. : 3.31 mm², Box
23267 | 1000660001 | BLF 5.08HC/04/90LH SN BK BX | PCB plug-in connector, female plug, 5.08 mm, Number of poles: 4, 90°, PUSH IN with actuator, Tension-clamp connection, Clamping range, max. : 3.31 mm², Box
23268 | 1000700001 | BLF 5.08HC/08/90LH SN BK BX | PCB plug-in connector, female plug, 5.08 mm, Number of poles: 8, 90°, PUSH IN with actuator, Tension-clamp connection, Clamping range, max. : 3.31 mm², Box
23269 | 1000720001 | BLF 5.08HC/10/90LH SN BK BX | PCB plug-in connector, female plug, 5.08 mm, Number of poles: 10, 90°, PUSH IN with actuator, Tension-clamp connection, Clamping range, max. : 3.31 mm², Box
23270 | 1001530000 | BLF 5.08HC/02/90 SN OR BX | PCB plug-in connector, female plug, 5.08 mm, Number of poles: 2, 90°, PUSH IN with actuator, Tension-clamp connection, Clamping range, max. : 3.31 mm², Box
23271 | 1001540000 | BLF 5.08HC/03/90 SN OR BX | PCB plug-in connector, female plug, 5.08 mm, Number of poles: 3, 90°, PUSH IN with actuator, Tension-clamp connection, Clamping range, max. : 3.31 mm², Box
23272 | 1001550000 | BLF 5.08HC/04/90 SN OR BX | PCB plug-in connector, female plug, 5.08 mm, Number of poles: 4, 90°, PUSH IN with actuator, Tension-clamp connection, Clamping range, max. : 3.31 mm², Box
23273 | 1001560000 | BLF 5.08HC/05/90 SN OR BX | PCB plug-in connector, female plug, 5.08 mm, Number of poles: 5, 90°, PUSH IN with actuator, Tension-clamp connection, Clamping range, max. : 3.31 mm², Box
23274 | 1001570000 | BLF 5.08HC/06/90 SN OR BX | PCB plug-in connector, female plug, 5.08 mm, Number of poles: 6, 90°, PUSH IN with actuator, Tension-clamp connection, Clamping range, max. : 3.31 mm², Box
23275 | 1001580000 | BLF 5.08HC/07/90 SN OR BX | PCB plug-in connector, female plug, 5.08 mm, Number of poles: 7, 90°, PUSH IN with actuator, Tension-clamp connection, Clamping range, max. : 3.31 mm², Box
23276 | 1001590000 | BLF 5.08HC/08/90 SN OR BX | PCB plug-in connector, female plug, 5.08 mm, Number of poles: 8, 90°, PUSH IN with actuator, Tension-clamp connection, Clamping range, max. : 3.31 mm², Box
23277 | 1001600000 | BLF 5.08HC/09/90 SN OR BX | PCB plug-in connector, female plug, 5.08 mm, Number of poles: 9, 90°, PUSH IN with actuator, Tension-clamp connection, Clamping range, max. : 3.31 mm², Box
23278 | 1001610000 | BLF 5.08HC/10/90 SN OR BX | PCB plug-in connector, female plug, 5.08 mm, Number of poles: 10, 90°, PUSH IN with actuator, Tension-clamp connection, Clamping range, max. : 3.31 mm², Box
23279 | 1001620000 | BLF 5.08HC/11/90 SN OR BX | PCB plug-in connector, female plug, 5.08 mm, Number of poles: 11, 90°, PUSH IN with actuator, Tension-clamp connection, Clamping range, max. : 3.31 mm², Box
23280 | 1001630000 | BLF 5.08HC/12/90 SN OR BX | PCB plug-in connector, female plug, 5.08 mm, Number of poles: 12, 90°, PUSH IN with actuator, Tension-clamp connection, Clamping range, max. : 3.31 mm², Box
23281 | 1001640000 | BLF 5.08HC/13/90 SN OR BX | PCB plug-in connector, female plug, 5.08 mm, Number of poles: 13, 90°, PUSH IN with actuator, Tension-clamp connection, Clamping range, max. : 3.31 mm², Box
23282 | 1001650000 | BLF 5.08HC/14/90 SN OR BX | PCB plug-in connector, female plug, 5.08 mm, Number of poles: 14, 90°, PUSH IN with actuator, Tension-clamp connection, Clamping range, max. : 3.31 mm², Box
23283 | 1001660000 | BLF 5.08HC/15/90 SN OR BX | PCB plug-in connector, female plug, 5.08 mm, Number of poles: 15, 90°, PUSH IN with actuator, Tension-clamp connection, Clamping range, max. : 3.31 mm², Box
23284 | 1001670000 | BLF 5.08HC/16/90 SN OR BX | PCB plug-in connector, female plug, 5.08 mm, Number of poles: 16, 90°, PUSH IN with actuator, Tension-clamp connection, Clamping range, max. : 3.31 mm², Box
23285 | 1001680000 | BLF 5.08HC/17/90 SN OR BX | PCB plug-in connector, female plug, 5.08 mm, Number of poles: 17, 90°, PUSH IN with actuator, Tension-clamp connection, Clamping range, max. : 3.31 mm², Box
23286 | 1001690000 | BLF 5.08HC/18/90 SN OR BX | PCB plug-in connector, female plug, 5.08 mm, Number of poles: 18, 90°, PUSH IN with actuator, Tension-clamp connection, Clamping range, max. : 3.31 mm², Box
23287 | 1001700000 | BLF 5.08HC/19/90 SN OR BX | PCB plug-in connector, female plug, 5.08 mm, Number of poles: 19, 90°, PUSH IN with actuator, Tension-clamp connection, Clamping range, max. : 3.31 mm², Box
23288 | 1001710000 | BLF 5.08HC/20/90 SN OR BX | PCB plug-in connector, female plug, 5.08 mm, Number of poles: 20, 90°, PUSH IN with actuator, Tension-clamp connection, Clamping range, max. : 3.31 mm², Box
23289 | 1002090000 | BLF 5.08HC/02/90F SN OR BX | PCB plug-in connector, female plug, 5.08 mm, Number of poles: 2, 90°, PUSH IN with actuator, Tension-clamp connection, Clamping range, max. : 3.31 mm², Box
23290 | 1002100000 | BLF 5.08HC/03/90F SN OR BX | PCB plug-in connector, female plug, 5.08 mm, Number of poles: 3, 90°, PUSH IN with actuator, Tension-clamp connection, Clamping range, max. : 3.31 mm², Box
23291 | 1002110000 | BLF 5.08HC/04/90F SN OR BX | PCB plug-in connector, female plug, 5.08 mm, Number of poles: 4, 90°, PUSH IN with actuator, Tension-clamp connection, Clamping range, max. : 3.31 mm², Box
23292 | 1002120000 | BLF 5.08HC/05/90F SN OR BX | PCB plug-in connector, female plug, 5.08 mm, Number of poles: 5, 90°, PUSH IN with actuator, Tension-clamp connection, Clamping range, max. : 3.31 mm², Box
23293 | 1002130000 | BLF 5.08HC/06/90F SN OR BX | PCB plug-in connector, female plug, 5.08 mm, Number of poles: 6, 90°, PUSH IN with actuator, Tension-clamp connection, Clamping range, max. : 3.31 mm², Box
23294 | 1002140000 | BLF 5.08HC/07/90F SN OR BX | PCB plug-in connector, female plug, 5.08 mm, Number of poles: 7, 90°, PUSH IN with actuator, Tension-clamp connection, Clamping range, max. : 3.31 mm², Box
23295 | 1002150000 | BLF 5.08HC/08/90F SN OR BX | PCB plug-in connector, female plug, 5.08 mm, Number of poles: 8, 90°, PUSH IN with actuator, Tension-clamp connection, Clamping range, max. : 3.31 mm², Box
23296 | 1002160000 | BLF 5.08HC/09/90F SN OR BX | PCB plug-in connector, female plug, 5.08 mm, Number of poles: 9, 90°, PUSH IN with actuator, Tension-clamp connection, Clamping range, max. : 3.31 mm², Box
23297 | 1002170000 | BLF 5.08HC/10/90F SN OR BX | PCB plug-in connector, female plug, 5.08 mm, Number of poles: 10, 90°, PUSH IN with actuator, Tension-clamp connection, Clamping range, max. : 3.31 mm², Box
23298 | 1002180000 | BLF 5.08HC/11/90F SN OR BX | PCB plug-in connector, female plug, 5.08 mm, Number of poles: 11, 90°, PUSH IN with actuator, Tension-clamp connection, Clamping range, max. : 3.31 mm², Box
23299 | 1002190000 | BLF 5.08HC/12/90F SN OR BX | PCB plug-in connector, female plug, 5.08 mm, Number of poles: 12, 90°, PUSH IN with actuator, Tension-clamp connection, Clamping range, max. : 3.31 mm², Box
23300 | 1002200000 | BLF 5.08HC/13/90F SN OR BX | PCB plug-in connector, female plug, 5.08 mm, Number of poles: 13, 90°, PUSH IN with actuator, Tension-clamp connection, Clamping range, max. : 3.31 mm², Box
23301 | 1002210000 | BLF 5.08HC/14/90F SN OR BX | PCB plug-in connector, female plug, 5.08 mm, Number of poles: 14, 90°, PUSH IN with actuator, Tension-clamp connection, Clamping range, max. : 3.31 mm², Box
23302 | 1002220000 | BLF 5.08HC/15/90F SN OR BX | PCB plug-in connector, female plug, 5.08 mm, Number of poles: 15, 90°, PUSH IN with actuator, Tension-clamp connection, Clamping range, max. : 3.31 mm², Box
23303 | 1002230000 | BLF 5.08HC/16/90F SN OR BX | PCB plug-in connector, female plug, 5.08 mm, Number of poles: 16, 90°, PUSH IN with actuator, Tension-clamp connection, Clamping range, max. : 3.31 mm², Box
23304 | 1002240000 | BLF 5.08HC/17/90F SN OR BX | PCB plug-in connector, female plug, 5.08 mm, Number of poles: 17, 90°, PUSH IN with actuator, Tension-clamp connection, Clamping range, max. : 3.31 mm², Box
23305 | 1002250000 | BLF 5.08HC/18/90F SN OR BX | PCB plug-in connector, female plug, 5.08 mm, Number of poles: 18, 90°, PUSH IN with actuator, Tension-clamp connection, Clamping range, max. : 3.31 mm², Box
23306 | 1002260000 | BLF 5.08HC/19/90F SN OR BX | PCB plug-in connector, female plug, 5.08 mm, Number of poles: 19, 90°, PUSH IN with actuator, Tension-clamp connection, Clamping range, max. : 3.31 mm², Box
23307 | 1002270000 | BLF 5.08HC/20/90F SN OR BX | PCB plug-in connector, female plug, 5.08 mm, Number of poles: 20, 90°, PUSH IN with actuator, Tension-clamp connection, Clamping range, max. : 3.31 mm², Box
23308 | 1002280000 | BLF 5.08HC/02/90LR SN OR BX | PCB plug-in connector, female plug, 5.08 mm, Number of poles: 2, 90°, PUSH IN with actuator, Tension-clamp connection, Clamping range, max. : 3.31 mm², Box
23309 | 1002290000 | BLF 5.08HC/03/90LR SN OR BX | PCB plug-in connector, female plug, 5.08 mm, Number of poles: 3, 90°, PUSH IN with actuator, Tension-clamp connection, Clamping range, max. : 3.31 mm², Box
23310 | 1002300000 | BLF 5.08HC/04/90LR SN OR BX | PCB plug-in connector, female plug, 5.08 mm, Number of poles: 4, 90°, PUSH IN with actuator, Tension-clamp connection, Clamping range, max. : 3.31 mm², Box
23311 | 1002310000 | BLF 5.08HC/05/90LR SN OR BX | PCB plug-in connector, female plug, 5.08 mm, Number of poles: 5, 90°, PUSH IN with actuator, Tension-clamp connection, Clamping range, max. : 3.31 mm², Box
23312 | 1002320000 | BLF 5.08HC/06/90LR SN OR BX | PCB plug-in connector, female plug, 5.08 mm, Number of poles: 6, 90°, PUSH IN with actuator, Tension-clamp connection, Clamping range, max. : 3.31 mm², Box
23313 | 1002330000 | BLF 5.08HC/07/90LR SN OR BX | PCB plug-in connector, female plug, 5.08 mm, Number of poles: 7, 90°, PUSH IN with actuator, Tension-clamp connection, Clamping range, max. : 3.31 mm², Box
23314 | 1002340000 | BLF 5.08HC/08/90LR SN OR BX | PCB plug-in connector, female plug, 5.08 mm, Number of poles: 8, 90°, PUSH IN with actuator, Tension-clamp connection, Clamping range, max. : 3.31 mm², Box
23315 | 1002350000 | BLF 5.08HC/09/90LR SN OR BX | PCB plug-in connector, female plug, 5.08 mm, Number of poles: 9, 90°, PUSH IN with actuator, Tension-clamp connection, Clamping range, max. : 3.31 mm², Box
23316 | 1002360000 | BLF 5.08HC/10/90LR SN OR BX | PCB plug-in connector, female plug, 5.08 mm, Number of poles: 10, 90°, PUSH IN with actuator, Tension-clamp connection, Clamping range, max. : 3.31 mm², Box
23317 | 1002370000 | BLF 5.08HC/11/90LR SN OR BX | PCB plug-in connector, female plug, 5.08 mm, Number of poles: 11, 90°, PUSH IN with actuator, Tension-clamp connection, Clamping range, max. : 3.31 mm², Box
23318 | 1002380000 | BLF 5.08HC/12/90LR SN OR BX | PCB plug-in connector, female plug, 5.08 mm, Number of poles: 12, 90°, PUSH IN with actuator, Tension-clamp connection, Clamping range, max. : 3.31 mm², Box
23319 | 1002390000 | BLF 5.08HC/13/90LR SN OR BX | PCB plug-in connector, female plug, 5.08 mm, Number of poles: 13, 90°, PUSH IN with actuator, Tension-clamp connection, Clamping range, max. : 3.31 mm², Box
23320 | 1002400000 | BLF 5.08HC/14/90LR SN OR BX | PCB plug-in connector, female plug, 5.08 mm, Number of poles: 14, 90°, PUSH IN with actuator, Tension-clamp connection, Clamping range, max. : 3.31 mm², Box
23321 | 1002410000 | BLF 5.08HC/15/90LR SN OR BX | PCB plug-in connector, female plug, 5.08 mm, Number of poles: 15, 90°, PUSH IN with actuator, Tension-clamp connection, Clamping range, max. : 3.31 mm², Box
23322 | 1002420000 | BLF 5.08HC/16/90LR SN OR BX | PCB plug-in connector, female plug, 5.08 mm, Number of poles: 16, 90°, PUSH IN with actuator, Tension-clamp connection, Clamping range, max. : 3.31 mm², Box
23323 | 1002430000 | BLF 5.08HC/17/90LR SN OR BX | PCB plug-in connector, female plug, 5.08 mm, Number of poles: 17, 90°, PUSH IN with actuator, Tension-clamp connection, Clamping range, max. : 3.31 mm², Box
23324 | 1002440000 | BLF 5.08HC/18/90LR SN OR BX | PCB plug-in connector, female plug, 5.08 mm, Number of poles: 18, 90°, PUSH IN with actuator, Tension-clamp connection, Clamping range, max. : 3.31 mm², Box
23325 | 1002450000 | BLF 5.08HC/19/90LR SN OR BX | PCB plug-in connector, female plug, 5.08 mm, Number of poles: 19, 90°, PUSH IN with actuator, Tension-clamp connection, Clamping range, max. : 3.31 mm², Box
23326 | 1002460000 | BLF 5.08HC/20/90LR SN OR BX | PCB plug-in connector, female plug, 5.08 mm, Number of poles: 20, 90°, PUSH IN with actuator, Tension-clamp connection, Clamping range, max. : 3.31 mm², Box
23327 | 1007120000 | SL 5.00/02/90B 3.2SN GN BX | PCB plug-in connector, THT solder connection, Pitch in mm (P): 5.00 mm, Number of poles: 2, Box
23328 | 1012640000 | BLF 5.08HC/02/180F SN BK BX | PCB plug-in connector, female plug, 5.08 mm, Number of poles: 2, 180°, PUSH IN with actuator, Tension-clamp connection, Clamping range, max. : 3.31 mm², Box
23329 | 1012650000 | BLF 5.08HC/03/180F SN BK BX | PCB plug-in connector, female plug, 5.08 mm, Number of poles: 3, 180°, PUSH IN with actuator, Tension-clamp connection, Clamping range, max. : 3.31 mm², Box
23330 | 1012660000 | BLF 5.08HC/04/180F SN BK BX | PCB plug-in connector, female plug, 5.08 mm, Number of poles: 4, 180°, PUSH IN with actuator, Tension-clamp connection, Clamping range, max. : 3.31 mm², Box
23331 | 1012670000 | BLF 5.08HC/05/180F SN BK BX | PCB plug-in connector, female plug, 5.08 mm, Number of poles: 5, 180°, PUSH IN with actuator, Tension-clamp connection, Clamping range, max. : 3.31 mm², Box
23332 | 1012680000 | BLF 5.08HC/06/180F SN BK BX | PCB plug-in connector, female plug, 5.08 mm, Number of poles: 6, 180°, PUSH IN with actuator, Tension-clamp connection, Clamping range, max. : 3.31 mm², Box
23333 | 1012690000 | BLF 5.08HC/07/180F SN BK BX | PCB plug-in connector, female plug, 5.08 mm, Number of poles: 7, 180°, PUSH IN with actuator, Tension-clamp connection, Clamping range, max. : 3.31 mm², Box
23334 | 1012710000 | BLF 5.08HC/08/180F SN BK BX | PCB plug-in connector, female plug, 5.08 mm, Number of poles: 8, 180°, PUSH IN with actuator, Tension-clamp connection, Clamping range, max. : 3.31 mm², Box
23335 | 1012720000 | BLF 5.08HC/09/180F SN BK BX | PCB plug-in connector, female plug, 5.08 mm, Number of poles: 9, 180°, PUSH IN with actuator, Tension-clamp connection, Clamping range, max. : 3.31 mm², Box
23336 | 1012730000 | BLF 5.08HC/10/180F SN BK BX | PCB plug-in connector, female plug, 5.08 mm, Number of poles: 10, 180°, PUSH IN with actuator, Tension-clamp connection, Clamping range, max. : 3.31 mm², Box
23337 | 1012740000 | BLF 5.08HC/11/180F SN BK BX | PCB plug-in connector, female plug, 5.08 mm, Number of poles: 11, 180°, PUSH IN with actuator, Tension-clamp connection, Clamping range, max. : 3.31 mm², Box
23338 | 1012750000 | BLF 5.08HC/12/180F SN BK BX | PCB plug-in connector, female plug, 5.08 mm, Number of poles: 12, 180°, PUSH IN with actuator, Tension-clamp connection, Clamping range, max. : 3.31 mm², Box
23339 | 1012950000 | BLF 5.08HC/14/180F SN BK BX | PCB plug-in connector, female plug, 5.08 mm, Number of poles: 14, 180°, PUSH IN with actuator, Tension-clamp connection, Clamping range, max. : 3.31 mm², Box
23340 | 1012960000 | BLF 5.08HC/15/180F SN BK BX | PCB plug-in connector, female plug, 5.08 mm, Number of poles: 15, 180°, PUSH IN with actuator, Tension-clamp connection, Clamping range, max. : 3.31 mm², Box
23341 | 1012970000 | BLF 5.08HC/16/180F SN BK BX | PCB plug-in connector, female plug, 5.08 mm, Number of poles: 16, 180°, PUSH IN with actuator, Tension-clamp connection, Clamping range, max. : 3.31 mm², Box
23342 | 1012990000 | BLF 5.08HC/18/180F SN BK BX | PCB plug-in connector, female plug, 5.08 mm, Number of poles: 18, 180°, PUSH IN with actuator, Tension-clamp connection, Clamping range, max. : 3.31 mm², Box
23343 | 1013020000 | BLF 5.08HC/20/180F SN BK BX | PCB plug-in connector, female plug, 5.08 mm, Number of poles: 20, 180°, PUSH IN with actuator, Tension-clamp connection, Clamping range, max. : 3.31 mm², Box
23344 | 1013060000 | BLF 5.08HC/24/180F SN BK BX | PCB plug-in connector, female plug, 5.08 mm, Number of poles: 24, 180°, PUSH IN with actuator, Tension-clamp connection, Clamping range, max. : 3.31 mm², Box
23345 | 1013070000 | BLF 5.08HC/02/180F SN OR BX | PCB plug-in connector, female plug, 5.08 mm, Number of poles: 2, 180°, PUSH IN with actuator, Tension-clamp connection, Clamping range, max. : 3.31 mm², Box
23346 | 1013090000 | BLF 5.08HC/03/180F SN OR BX | PCB plug-in connector, female plug, 5.08 mm, Number of poles: 3, 180°, PUSH IN with actuator, Tension-clamp connection, Clamping range, max. : 3.31 mm², Box
23347 | 1013110000 | BLF 5.08HC/04/180F SN OR BX | PCB plug-in connector, female plug, 5.08 mm, Number of poles: 4, 180°, PUSH IN with actuator, Tension-clamp connection, Clamping range, max. : 3.31 mm², Box
23348 | 1013120000 | BLF 5.08HC/05/180F SN OR BX | PCB plug-in connector, female plug, 5.08 mm, Number of poles: 5, 180°, PUSH IN with actuator, Tension-clamp connection, Clamping range, max. : 3.31 mm², Box
23349 | 1013130000 | BLF 5.08HC/06/180F SN OR BX | PCB plug-in connector, female plug, 5.08 mm, Number of poles: 6, 180°, PUSH IN with actuator, Tension-clamp connection, Clamping range, max. : 3.31 mm², Box
23350 | 1013140000 | BLF 5.08HC/07/180F SN OR BX | PCB plug-in connector, female plug, 5.08 mm, Number of poles: 7, 180°, PUSH IN with actuator, Tension-clamp connection, Clamping range, max. : 3.31 mm², Box
23351 | 1013150000 | BLF 5.08HC/08/180F SN OR BX | PCB plug-in connector, female plug, 5.08 mm, Number of poles: 8, 180°, PUSH IN with actuator, Tension-clamp connection, Clamping range, max. : 3.31 mm², Box
23352 | 1013160000 | BLF 5.08HC/09/180F SN OR BX | PCB plug-in connector, female plug, 5.08 mm, Number of poles: 9, 180°, PUSH IN with actuator, Tension-clamp connection, Clamping range, max. : 3.31 mm², Box
23353 | 1013170000 | BLF 5.08HC/10/180F SN OR BX | PCB plug-in connector, female plug, 5.08 mm, Number of poles: 10, 180°, PUSH IN with actuator, Tension-clamp connection, Clamping range, max. : 3.31 mm², Box
23354 | 1013180000 | BLF 5.08HC/11/180F SN OR BX | PCB plug-in connector, female plug, 5.08 mm, Number of poles: 11, 180°, PUSH IN with actuator, Tension-clamp connection, Clamping range, max. : 3.31 mm², Box
23355 | 1013190000 | BLF 5.08HC/12/180F SN OR BX | PCB plug-in connector, female plug, 5.08 mm, Number of poles: 12, 180°, PUSH IN with actuator, Tension-clamp connection, Clamping range, max. : 3.31 mm², Box
23356 | 1013210000 | BLF 5.08HC/13/180F SN OR BX | PCB plug-in connector, female plug, 5.08 mm, Number of poles: 13, 180°, PUSH IN with actuator, Tension-clamp connection, Clamping range, max. : 3.31 mm², Box
23357 | 1013220000 | BLF 5.08HC/14/180F SN OR BX | PCB plug-in connector, female plug, 5.08 mm, Number of poles: 14, 180°, PUSH IN with actuator, Tension-clamp connection, Clamping range, max. : 3.31 mm², Box
23358 | 1013230000 | BLF 5.08HC/15/180F SN OR BX | PCB plug-in connector, female plug, 5.08 mm, Number of poles: 15, 180°, PUSH IN with actuator, Tension-clamp connection, Clamping range, max. : 3.31 mm², Box
23359 | 1013240000 | BLF 5.08HC/16/180F SN OR BX | PCB plug-in connector, female plug, 5.08 mm, Number of poles: 16, 180°, PUSH IN with actuator, Tension-clamp connection, Clamping range, max. : 3.31 mm², Box
23360 | 1013250000 | BLF 5.08HC/17/180F SN OR BX | PCB plug-in connector, female plug, 5.08 mm, Number of poles: 17, 180°, PUSH IN with actuator, Tension-clamp connection, Clamping range, max. : 3.31 mm², Box
23361 | 1013260000 | BLF 5.08HC/18/180F SN OR BX | PCB plug-in connector, female plug, 5.08 mm, Number of poles: 18, 180°, PUSH IN with actuator, Tension-clamp connection, Clamping range, max. : 3.31 mm², Box
23362 | 1013270000 | BLF 5.08HC/19/180F SN OR BX | PCB plug-in connector, female plug, 5.08 mm, Number of poles: 19, 180°, PUSH IN with actuator, Tension-clamp connection, Clamping range, max. : 3.31 mm², Box
23363 | 1013280000 | BLF 5.08HC/20/180F SN OR BX | PCB plug-in connector, female plug, 5.08 mm, Number of poles: 20, 180°, PUSH IN with actuator, Tension-clamp connection, Clamping range, max. : 3.31 mm², Box
23364 | 1013290000 | BLF 5.08HC/21/180F SN OR BX | PCB plug-in connector, female plug, 5.08 mm, Number of poles: 21, 180°, PUSH IN with actuator, Tension-clamp connection, Clamping range, max. : 3.31 mm², Box
23365 | 1013310000 | BLF 5.08HC/22/180F SN OR BX | PCB plug-in connector, female plug, 5.08 mm, Number of poles: 22, 180°, PUSH IN with actuator, Tension-clamp connection, Clamping range, max. : 3.31 mm², Box
23366 | 1013320000 | BLF 5.08HC/23/180F SN OR BX | PCB plug-in connector, female plug, 5.08 mm, Number of poles: 23, 180°, PUSH IN with actuator, Tension-clamp connection, Clamping range, max. : 3.31 mm², Box
23367 | 1013330000 | BLF 5.08HC/24/180F SN OR BX | PCB plug-in connector, female plug, 5.08 mm, Number of poles: 24, 180°, PUSH IN with actuator, Tension-clamp connection, Clamping range, max. : 3.31 mm², Box
23368 | 1013430000 | BLF 5.08HC/02/180 SN BK BX | PCB plug-in connector, female plug, 5.08 mm, Number of poles: 2, 180°, PUSH IN with actuator, Tension-clamp connection, Clamping range, max. : 3.31 mm², Box
23369 | 1013440000 | BLF 5.08HC/03/180 SN BK BX | PCB plug-in connector, female plug, 5.08 mm, Number of poles: 3, 180°, PUSH IN with actuator, Tension-clamp connection, Clamping range, max. : 3.31 mm², Box
23370 | 1013450000 | BLF 5.08HC/04/180 SN BK BX | PCB plug-in connector, female plug, 5.08 mm, Number of poles: 4, 180°, PUSH IN with actuator, Tension-clamp connection, Clamping range, max. : 3.31 mm², Box
23371 | 1013460000 | BLF 5.08HC/05/180 SN BK BX | PCB plug-in connector, female plug, 5.08 mm, Number of poles: 5, 180°, PUSH IN with actuator, Tension-clamp connection, Clamping range, max. : 3.31 mm², Box
23372 | 1013470000 | BLF 5.08HC/06/180 SN BK BX | PCB plug-in connector, female plug, 5.08 mm, Number of poles: 6, 180°, PUSH IN with actuator, Tension-clamp connection, Clamping range, max. : 3.31 mm², Box
23373 | 1013480000 | BLF 5.08HC/07/180 SN BK BX | PCB plug-in connector, female plug, 5.08 mm, Number of poles: 7, 180°, PUSH IN with actuator, Tension-clamp connection, Clamping range, max. : 3.31 mm², Box
23374 | 1013490000 | BLF 5.08HC/08/180 SN BK BX | PCB plug-in connector, female plug, 5.08 mm, Number of poles: 8, 180°, PUSH IN with actuator, Tension-clamp connection, Clamping range, max. : 3.31 mm², Box
23375 | 1013510000 | BLF 5.08HC/09/180 SN BK BX | PCB plug-in connector, female plug, 5.08 mm, Number of poles: 9, 180°, PUSH IN with actuator, Tension-clamp connection, Clamping range, max. : 3.31 mm², Box
23376 | 1013520000 | BLF 5.08HC/10/180 SN BK BX | PCB plug-in connector, female plug, 5.08 mm, Number of poles: 10, 180°, PUSH IN with actuator, Tension-clamp connection, Clamping range, max. : 3.31 mm², Box
23377 | 1013530000 | BLF 5.08HC/11/180 SN BK BX | PCB plug-in connector, female plug, 5.08 mm, Number of poles: 11, 180°, PUSH IN with actuator, Tension-clamp connection, Clamping range, max. : 3.31 mm², Box
23378 | 1013540000 | BLF 5.08HC/12/180 SN BK BX | PCB plug-in connector, female plug, 5.08 mm, Number of poles: 12, 180°, PUSH IN with actuator, Tension-clamp connection, Clamping range, max. : 3.31 mm², Box
23379 | 1013550000 | BLF 5.08HC/13/180 SN BK BX | PCB plug-in connector, female plug, 5.08 mm, Number of poles: 13, 180°, PUSH IN with actuator, Tension-clamp connection, Clamping range, max. : 3.31 mm², Box
23380 | 1013560000 | BLF 5.08HC/14/180 SN BK BX | PCB plug-in connector, female plug, 5.08 mm, Number of poles: 14, 180°, PUSH IN with actuator, Tension-clamp connection, Clamping range, max. : 3.31 mm², Box
23381 | 1013570000 | BLF 5.08HC/15/180 SN BK BX | PCB plug-in connector, female plug, 5.08 mm, Number of poles: 15, 180°, PUSH IN with actuator, Tension-clamp connection, Clamping range, max. : 3.31 mm², Box
23382 | 1013580000 | BLF 5.08HC/16/180 SN BK BX | PCB plug-in connector, female plug, 5.08 mm, Number of poles: 16, 180°, PUSH IN with actuator, Tension-clamp connection, Clamping range, max. : 3.31 mm², Box
23383 | 1013590000 | BLF 5.08HC/17/180 SN BK BX | PCB plug-in connector, female plug, 5.08 mm, Number of poles: 17, 180°, PUSH IN with actuator, Tension-clamp connection, Clamping range, max. : 3.31 mm², Box
23384 | 1013610000 | BLF 5.08HC/18/180 SN BK BX | PCB plug-in connector, female plug, 5.08 mm, Number of poles: 18, 180°, PUSH IN with actuator, Tension-clamp connection, Clamping range, max. : 3.31 mm², Box
23385 | 1013620000 | BLF 5.08HC/19/180 SN BK BX | PCB plug-in connector, female plug, 5.08 mm, Number of poles: 19, 180°, PUSH IN with actuator, Tension-clamp connection, Clamping range, max. : 3.31 mm², Box
23386 | 1013630000 | BLF 5.08HC/20/180 SN BK BX | PCB plug-in connector, female plug, 5.08 mm, Number of poles: 20, 180°, PUSH IN with actuator, Tension-clamp connection, Clamping range, max. : 3.31 mm², Box
23387 | 1013650000 | BLF 5.08HC/22/180 SN BK BX | PCB plug-in connector, female plug, 5.08 mm, Number of poles: 22, 180°, PUSH IN with actuator, Tension-clamp connection, Clamping range, max. : 3.31 mm², Box
23388 | 1013670000 | BLF 5.08HC/24/180 SN BK BX | PCB plug-in connector, female plug, 5.08 mm, Number of poles: 24, 180°, PUSH IN with actuator, Tension-clamp connection, Clamping range, max. : 3.31 mm², Box
23389 | 1013690000 | BLF 5.08HC/03/180 SN OR BX | PCB plug-in connector, female plug, 5.08 mm, Number of poles: 3, 180°, PUSH IN with actuator, Tension-clamp connection, Clamping range, max. : 3.31 mm², Box
23390 | 1013710000 | BLF 5.08HC/04/180 SN OR BX | PCB plug-in connector, female plug, 5.08 mm, Number of poles: 4, 180°, PUSH IN with actuator, Tension-clamp connection, Clamping range, max. : 3.31 mm², Box
23391 | 1013720000 | BLF 5.08HC/05/180 SN OR BX | PCB plug-in connector, female plug, 5.08 mm, Number of poles: 5, 180°, PUSH IN with actuator, Tension-clamp connection, Clamping range, max. : 3.31 mm², Box
23392 | 1013730000 | BLF 5.08HC/06/180 SN OR BX | PCB plug-in connector, female plug, 5.08 mm, Number of poles: 6, 180°, PUSH IN with actuator, Tension-clamp connection, Clamping range, max. : 3.31 mm², Box
23393 | 1013740000 | BLF 5.08HC/07/180 SN OR BX | PCB plug-in connector, female plug, 5.08 mm, Number of poles: 7, 180°, PUSH IN with actuator, Tension-clamp connection, Clamping range, max. : 3.31 mm², Box
23394 | 1013750000 | BLF 5.08HC/08/180 SN OR BX | PCB plug-in connector, female plug, 5.08 mm, Number of poles: 8, 180°, PUSH IN with actuator, Tension-clamp connection, Clamping range, max. : 3.31 mm², Box
23395 | 1013760000 | BLF 5.08HC/09/180 SN OR BX | PCB plug-in connector, female plug, 5.08 mm, Number of poles: 9, 180°, PUSH IN with actuator, Tension-clamp connection, Clamping range, max. : 3.31 mm², Box
23396 | 1013770000 | BLF 5.08HC/10/180 SN OR BX | PCB plug-in connector, female plug, 5.08 mm, Number of poles: 10, 180°, PUSH IN with actuator, Tension-clamp connection, Clamping range, max. : 3.31 mm², Box
23397 | 1013780000 | BLF 5.08HC/11/180 SN OR BX | PCB plug-in connector, female plug, 5.08 mm, Number of poles: 11, 180°, PUSH IN with actuator, Tension-clamp connection, Clamping range, max. : 3.31 mm², Box
23398 | 1013790000 | BLF 5.08HC/12/180 SN OR BX | PCB plug-in connector, female plug, 5.08 mm, Number of poles: 12, 180°, PUSH IN with actuator, Tension-clamp connection, Clamping range, max. : 3.31 mm², Box
23399 | 1013810000 | BLF 5.08HC/13/180 SN OR BX | PCB plug-in connector, female plug, 5.08 mm, Number of poles: 13, 180°, PUSH IN with actuator, Tension-clamp connection, Clamping range, max. : 3.31 mm², Box
23400 | 1013820000 | BLF 5.08HC/14/180 SN OR BX | PCB plug-in connector, female plug, 5.08 mm, Number of poles: 14, 180°, PUSH IN with actuator, Tension-clamp connection, Clamping range, max. : 3.31 mm², Box
23401 | 1013830000 | BLF 5.08HC/15/180 SN OR BX | PCB plug-in connector, female plug, 5.08 mm, Number of poles: 15, 180°, PUSH IN with actuator, Tension-clamp connection, Clamping range, max. : 3.31 mm², Box
23402 | 1013840000 | BLF 5.08HC/16/180 SN OR BX | PCB plug-in connector, female plug, 5.08 mm, Number of poles: 16, 180°, PUSH IN with actuator, Tension-clamp connection, Clamping range, max. : 3.31 mm², Box
23403 | 1013850000 | BLF 5.08HC/17/180 SN OR BX | PCB plug-in connector, female plug, 5.08 mm, Number of poles: 17, 180°, PUSH IN with actuator, Tension-clamp connection, Clamping range, max. : 3.31 mm², Box
23404 | 1013860000 | BLF 5.08HC/18/180 SN OR BX | PCB plug-in connector, female plug, 5.08 mm, Number of poles: 18, 180°, PUSH IN with actuator, Tension-clamp connection, Clamping range, max. : 3.31 mm², Box
23405 | 1013870000 | BLF 5.08HC/19/180 SN OR BX | PCB plug-in connector, female plug, 5.08 mm, Number of poles: 19, 180°, PUSH IN with actuator, Tension-clamp connection, Clamping range, max. : 3.31 mm², Box
23406 | 1013880000 | BLF 5.08HC/20/180 SN OR BX | PCB plug-in connector, female plug, 5.08 mm, Number of poles: 20, 180°, PUSH IN with actuator, Tension-clamp connection, Clamping range, max. : 3.31 mm², Box
23407 | 1013890000 | BLF 5.08HC/21/180 SN OR BX | PCB plug-in connector, female plug, 5.08 mm, Number of poles: 21, 180°, PUSH IN with actuator, Tension-clamp connection, Clamping range, max. : 3.31 mm², Box
23408 | 1013910000 | BLF 5.08HC/22/180 SN OR BX | PCB plug-in connector, female plug, 5.08 mm, Number of poles: 22, 180°, PUSH IN with actuator, Tension-clamp connection, Clamping range, max. : 3.31 mm², Box
23409 | 1013920000 | BLF 5.08HC/23/180 SN OR BX | PCB plug-in connector, female plug, 5.08 mm, Number of poles: 23, 180°, PUSH IN with actuator, Tension-clamp connection, Clamping range, max. : 3.31 mm², Box
23410 | 1013930000 | BLF 5.08HC/24/180 SN OR BX | PCB plug-in connector, female plug, 5.08 mm, Number of poles: 24, 180°, PUSH IN with actuator, Tension-clamp connection, Clamping range, max. : 3.31 mm², Box
23411 | 1014120000 | BLF 5.08HC/02/180LR SN BK BX | PCB plug-in connector, female plug, 5.08 mm, Number of poles: 2, 180°, PUSH IN with actuator, Tension-clamp connection, Clamping range, max. : 3.31 mm², Box
23412 | 1014130000 | BLF 5.08HC/03/180LR SN BK BX | PCB plug-in connector, female plug, 5.08 mm, Number of poles: 3, 180°, PUSH IN with actuator, Tension-clamp connection, Clamping range, max. : 3.31 mm², Box
23413 | 1014140000 | BLF 5.08HC/04/180LR SN BK BX | PCB plug-in connector, female plug, 5.08 mm, Number of poles: 4, 180°, PUSH IN with actuator, Tension-clamp connection, Clamping range, max. : 3.31 mm², Box
23414 | 1014150000 | BLF 5.08HC/05/180LR SN BK BX | PCB plug-in connector, female plug, 5.08 mm, Number of poles: 5, 180°, PUSH IN with actuator, Tension-clamp connection, Clamping range, max. : 3.31 mm², Box
23415 | 1014160000 | BLF 5.08HC/06/180LR SN BK BX | PCB plug-in connector, female plug, 5.08 mm, Number of poles: 6, 180°, PUSH IN with actuator, Tension-clamp connection, Clamping range, max. : 3.31 mm², Box
23416 | 1014170000 | BLF 5.08HC/07/180LR SN BK BX | PCB plug-in connector, female plug, 5.08 mm, Number of poles: 7, 180°, PUSH IN with actuator, Tension-clamp connection, Clamping range, max. : 3.31 mm², Box
23417 | 1014180000 | BLF 5.08HC/08/180LR SN BK BX | PCB plug-in connector, female plug, 5.08 mm, Number of poles: 8, 180°, PUSH IN with actuator, Tension-clamp connection, Clamping range, max. : 3.31 mm², Box
23418 | 1014210000 | BLF 5.08HC/10/180LR SN BK BX | PCB plug-in connector, female plug, 5.08 mm, Number of poles: 10, 180°, PUSH IN with actuator, Tension-clamp connection, Clamping range, max. : 3.31 mm², Box
23419 | 1014230000 | BLF 5.08HC/12/180LR SN BK BX | PCB plug-in connector, female plug, 5.08 mm, Number of poles: 12, 180°, PUSH IN with actuator, Tension-clamp connection, Clamping range, max. : 3.31 mm², Box
23420 | 1014240000 | BLF 5.08HC/13/180LR SN BK BX | PCB plug-in connector, female plug, 5.08 mm, Number of poles: 13, 180°, PUSH IN with actuator, Tension-clamp connection, Clamping range, max. : 3.31 mm², Box
23421 | 1014250000 | BLF 5.08HC/14/180LR SN BK BX | PCB plug-in connector, female plug, 5.08 mm, Number of poles: 14, 180°, PUSH IN with actuator, Tension-clamp connection, Clamping range, max. : 3.31 mm², Box
23422 | 1014260000 | BLF 5.08HC/15/180LR SN BK BX | PCB plug-in connector, female plug, 5.08 mm, Number of poles: 15, 180°, PUSH IN with actuator, Tension-clamp connection, Clamping range, max. : 3.31 mm², Box
23423 | 1014270000 | BLF 5.08HC/16/180LR SN BK BX | PCB plug-in connector, female plug, 5.08 mm, Number of poles: 16, 180°, PUSH IN with actuator, Tension-clamp connection, Clamping range, max. : 3.31 mm², Box
23424 | 1014290000 | BLF 5.08HC/18/180LR SN BK BX | PCB plug-in connector, female plug, 5.08 mm, Number of poles: 18, 180°, PUSH IN with actuator, Tension-clamp connection, Clamping range, max. : 3.31 mm², Box
23425 | 1014310000 | BLF 5.08HC/19/180LR SN BK BX | PCB plug-in connector, female plug, 5.08 mm, Number of poles: 19, 180°, PUSH IN with actuator, Tension-clamp connection, Clamping range, max. : 3.31 mm², Box
23426 | 1014320000 | BLF 5.08HC/20/180LR SN BK BX | PCB plug-in connector, female plug, 5.08 mm, Number of poles: 20, 180°, PUSH IN with actuator, Tension-clamp connection, Clamping range, max. : 3.31 mm², Box
23427 | 1014340000 | BLF 5.08HC/22/180LR SN BK BX | PCB plug-in connector, female plug, 5.08 mm, Number of poles: 22, 180°, PUSH IN with actuator, Tension-clamp connection, Clamping range, max. : 3.31 mm², Box
23428 | 1014360000 | BLF 5.08HC/24/180LR SN BK BX | PCB plug-in connector, female plug, 5.08 mm, Number of poles: 24, 180°, PUSH IN with actuator, Tension-clamp connection, Clamping range, max. : 3.31 mm², Box
23429 | 1014370000 | BLF 5.08HC/02/180LR SN OR BX | PCB plug-in connector, female plug, 5.08 mm, Number of poles: 2, 180°, PUSH IN with actuator, Tension-clamp connection, Clamping range, max. : 3.31 mm², Box
23430 | 1014380000 | BLF 5.08HC/03/180LR SN OR BX | PCB plug-in connector, female plug, 5.08 mm, Number of poles: 3, 180°, PUSH IN with actuator, Tension-clamp connection, Clamping range, max. : 3.31 mm², Box
23431 | 1014390000 | BLF 5.08HC/04/180LR SN OR BX | PCB plug-in connector, female plug, 5.08 mm, Number of poles: 4, 180°, PUSH IN with actuator, Tension-clamp connection, Clamping range, max. : 3.31 mm², Box
23432 | 1014410000 | BLF 5.08HC/05/180LR SN OR BX | PCB plug-in connector, female plug, 5.08 mm, Number of poles: 5, 180°, PUSH IN with actuator, Tension-clamp connection, Clamping range, max. : 3.31 mm², Box
23433 | 1014420000 | BLF 5.08HC/06/180LR SN OR BX | PCB plug-in connector, female plug, 5.08 mm, Number of poles: 6, 180°, PUSH IN with actuator, Tension-clamp connection, Clamping range, max. : 3.31 mm², Box
23434 | 1014430000 | BLF 5.08HC/07/180LR SN OR BX | PCB plug-in connector, female plug, 5.08 mm, Number of poles: 7, 180°, PUSH IN with actuator, Tension-clamp connection, Clamping range, max. : 3.31 mm², Box
23435 | 1014440000 | BLF 5.08HC/08/180LR SN OR BX | PCB plug-in connector, female plug, 5.08 mm, Number of poles: 8, 180°, PUSH IN with actuator, Tension-clamp connection, Clamping range, max. : 3.31 mm², Box
23436 | 1014450000 | BLF 5.08HC/09/180LR SN OR BX | PCB plug-in connector, female plug, 5.08 mm, Number of poles: 9, 180°, PUSH IN with actuator, Tension-clamp connection, Clamping range, max. : 3.31 mm², Box
23437 | 1014460000 | BLF 5.08HC/10/180LR SN OR BX | PCB plug-in connector, female plug, 5.08 mm, Number of poles: 10, 180°, PUSH IN with actuator, Tension-clamp connection, Clamping range, max. : 3.31 mm², Box
23438 | 1014470000 | BLF 5.08HC/11/180LR SN OR BX | PCB plug-in connector, female plug, 5.08 mm, Number of poles: 11, 180°, PUSH IN with actuator, Tension-clamp connection, Clamping range, max. : 3.31 mm², Box
23439 | 1014480000 | BLF 5.08HC/12/180LR SN OR BX | PCB plug-in connector, female plug, 5.08 mm, Number of poles: 12, 180°, PUSH IN with actuator, Tension-clamp connection, Clamping range, max. : 3.31 mm², Box
23440 | 1014490000 | BLF 5.08HC/13/180LR SN OR BX | PCB plug-in connector, female plug, 5.08 mm, Number of poles: 13, 180°, PUSH IN with actuator, Tension-clamp connection, Clamping range, max. : 3.31 mm², Box
23441 | 1014510000 | BLF 5.08HC/14/180LR SN OR BX | PCB plug-in connector, female plug, 5.08 mm, Number of poles: 14, 180°, PUSH IN with actuator, Tension-clamp connection, Clamping range, max. : 3.31 mm², Box
23442 | 1014520000 | BLF 5.08HC/15/180LR SN OR BX | PCB plug-in connector, female plug, 5.08 mm, Number of poles: 15, 180°, PUSH IN with actuator, Tension-clamp connection, Clamping range, max. : 3.31 mm², Box
23443 | 1014530000 | BLF 5.08HC/16/180LR SN OR BX | PCB plug-in connector, female plug, 5.08 mm, Number of poles: 16, 180°, PUSH IN with actuator, Tension-clamp connection, Clamping range, max. : 3.31 mm², Box
23444 | 1014540000 | BLF 5.08HC/17/180LR SN OR BX | PCB plug-in connector, female plug, 5.08 mm, Number of poles: 17, 180°, PUSH IN with actuator, Tension-clamp connection, Clamping range, max. : 3.31 mm², Box
23445 | 1014550000 | BLF 5.08HC/18/180LR SN OR BX | PCB plug-in connector, female plug, 5.08 mm, Number of poles: 18, 180°, PUSH IN with actuator, Tension-clamp connection, Clamping range, max. : 3.31 mm², Box
23446 | 1014560000 | BLF 5.08HC/19/180LR SN OR BX | PCB plug-in connector, female plug, 5.08 mm, Number of poles: 19, 180°, PUSH IN with actuator, Tension-clamp connection, Clamping range, max. : 3.31 mm², Box
23447 | 1014570000 | BLF 5.08HC/20/180LR SN OR BX | PCB plug-in connector, female plug, 5.08 mm, Number of poles: 20, 180°, PUSH IN with actuator, Tension-clamp connection, Clamping range, max. : 3.31 mm², Box
23448 | 1014580000 | BLF 5.08HC/21/180LR SN OR BX | PCB plug-in connector, female plug, 5.08 mm, Number of poles: 21, 180°, PUSH IN with actuator, Tension-clamp connection, Clamping range, max. : 3.31 mm², Box
23449 | 1014590000 | BLF 5.08HC/22/180LR SN OR BX | PCB plug-in connector, female plug, 5.08 mm, Number of poles: 22, 180°, PUSH IN with actuator, Tension-clamp connection, Clamping range, max. : 3.31 mm², Box
23450 | 1014610000 | BLF 5.08HC/23/180LR SN OR BX | PCB plug-in connector, female plug, 5.08 mm, Number of poles: 23, 180°, PUSH IN with actuator, Tension-clamp connection, Clamping range, max. : 3.31 mm², Box
23451 | 1014620000 | BLF 5.08HC/24/180LR SN OR BX | PCB plug-in connector, female plug, 5.08 mm, Number of poles: 24, 180°, PUSH IN with actuator, Tension-clamp connection, Clamping range, max. : 3.31 mm², Box
23452 | 1014730000 | BLF 5.08HC/02/180LH SN BK BX | PCB plug-in connector, female plug, 5.08 mm, Number of poles: 2, 180°, PUSH IN with actuator, Tension-clamp connection, Clamping range, max. : 3.31 mm², Box
23453 | 1014770000 | BLF 5.08HC/06/180LH SN BK BX | PCB plug-in connector, female plug, 5.08 mm, Number of poles: 6, 180°, PUSH IN with actuator, Tension-clamp connection, Clamping range, max. : 3.31 mm², Box
23454 | 1014790000 | BLF 5.08HC/08/180LH SN BK BX | PCB plug-in connector, female plug, 5.08 mm, Number of poles: 8, 180°, PUSH IN with actuator, Tension-clamp connection, Clamping range, max. : 3.31 mm², Box
23455 | 1014820000 | BLF 5.08HC/10/180LH SN BK BX | PCB plug-in connector, female plug, 5.08 mm, Number of poles: 10, 180°, PUSH IN with actuator, Tension-clamp connection, Clamping range, max. : 3.31 mm², Box
23456 | 1014880000 | BLF 5.08HC/16/180LH SN BK BX | PCB plug-in connector, female plug, 5.08 mm, Number of poles: 16, 180°, PUSH IN with actuator, Tension-clamp connection, Clamping range, max. : 3.31 mm², Box
23457 | 1014910000 | BLF 5.08HC/19/180LH SN BK BX | PCB plug-in connector, female plug, 5.08 mm, Number of poles: 19, 180°, PUSH IN with actuator, Tension-clamp connection, Clamping range, max. : 3.31 mm², Box
23458 | 1014970000 | BLF 5.08HC/24/180LH SN BK BX | PCB plug-in connector, female plug, 5.08 mm, Number of poles: 24, 180°, PUSH IN with actuator, Tension-clamp connection, Clamping range, max. : 3.31 mm², Box
23459 | 1014990000 | BLF 5.08HC/03/180LH SN OR BX | PCB plug-in connector, female plug, 5.08 mm, Number of poles: 3, 180°, PUSH IN with actuator, Tension-clamp connection, Clamping range, max. : 3.31 mm², Box
23460 | 1015050000 | BLF 5.08HC/08/180LH SN OR BX | PCB plug-in connector, female plug, 5.08 mm, Number of poles: 8, 180°, PUSH IN with actuator, Tension-clamp connection, Clamping range, max. : 3.31 mm², Box
23461 | 1015130000 | BLF 5.08HC/16/180LH SN OR BX | PCB plug-in connector, female plug, 5.08 mm, Number of poles: 16, 180°, PUSH IN with actuator, Tension-clamp connection, Clamping range, max. : 3.31 mm², Box
23462 | 1015210000 | BLF 5.08HC/24/180LH SN OR BX | PCB plug-in connector, female plug, 5.08 mm, Number of poles: 24, 180°, PUSH IN with actuator, Tension-clamp connection, Clamping range, max. : 3.31 mm², Box
23463 | 1015600000 | BLF 5.00HC/08/180LH SN BK BX | PCB plug-in connector, female plug, 5.00 mm, Number of poles: 8, 180°, PUSH IN with actuator, Tension-clamp connection, Clamping range, max. : 3.31 mm², Box
23464 | 1015680000 | BLF 5.00HC/15/180LH SN BK BX | PCB plug-in connector, female plug, 5.00 mm, Number of poles: 15, 180°, PUSH IN with actuator, Tension-clamp connection, Clamping range, max. : 3.31 mm², Box
23465 | 1015790000 | BLF 5.00HC/08/180LH SN OR BX | PCB plug-in connector, female plug, 5.00 mm, Number of poles: 8, 180°, PUSH IN with actuator, Tension-clamp connection, Clamping range, max. : 3.31 mm², Box
23466 | 1016190000 | BLF 5.00HC/06/180LR SN BK BX | PCB plug-in connector, female plug, 5.00 mm, Number of poles: 6, 180°, PUSH IN with actuator, Tension-clamp connection, Clamping range, max. : 3.31 mm², Box
23467 | 1016280000 | BLF 5.00HC/14/180LR SN BK BX | PCB plug-in connector, female plug, 5.00 mm, Number of poles: 14, 180°, PUSH IN with actuator, Tension-clamp connection, Clamping range, max. : 3.31 mm², Box
23468 | 1016340000 | BLF 5.00HC/02/180LR SN OR BX | PCB plug-in connector, female plug, 5.00 mm, Number of poles: 2, 180°, PUSH IN with actuator, Tension-clamp connection, Clamping range, max. : 3.31 mm², Box
23469 | 1016350000 | BLF 5.00HC/03/180LR SN OR BX | PCB plug-in connector, female plug, 5.00 mm, Number of poles: 3, 180°, PUSH IN with actuator, Tension-clamp connection, Clamping range, max. : 3.31 mm², Box
23470 | 1016360000 | BLF 5.00HC/04/180LR SN OR BX | PCB plug-in connector, female plug, 5.00 mm, Number of poles: 4, 180°, PUSH IN with actuator, Tension-clamp connection, Clamping range, max. : 3.31 mm², Box
23471 | 1016370000 | BLF 5.00HC/05/180LR SN OR BX | PCB plug-in connector, female plug, 5.00 mm, Number of poles: 5, 180°, PUSH IN with actuator, Tension-clamp connection, Clamping range, max. : 3.31 mm², Box
23472 | 1016380000 | BLF 5.00HC/06/180LR SN OR BX | PCB plug-in connector, female plug, 5.00 mm, Number of poles: 6, 180°, PUSH IN with actuator, Tension-clamp connection, Clamping range, max. : 3.31 mm², Box
23473 | 1016390000 | BLF 5.00HC/07/180LR SN OR BX | PCB plug-in connector, female plug, 5.00 mm, Number of poles: 7, 180°, PUSH IN with actuator, Tension-clamp connection, Clamping range, max. : 3.31 mm², Box
23474 | 1016410000 | BLF 5.00HC/08/180LR SN OR BX | PCB plug-in connector, female plug, 5.00 mm, Number of poles: 8, 180°, PUSH IN with actuator, Tension-clamp connection, Clamping range, max. : 3.31 mm², Box
23475 | 1016420000 | BLF 5.00HC/09/180LR SN OR BX | PCB plug-in connector, female plug, 5.00 mm, Number of poles: 9, 180°, PUSH IN with actuator, Tension-clamp connection, Clamping range, max. : 3.31 mm², Box
23476 | 1016430000 | BLF 5.00HC/10/180LR SN OR BX | PCB plug-in connector, female plug, 5.00 mm, Number of poles: 10, 180°, PUSH IN with actuator, Tension-clamp connection, Clamping range, max. : 3.31 mm², Box
23477 | 1016440000 | BLF 5.00HC/11/180LR SN OR BX | PCB plug-in connector, female plug, 5.00 mm, Number of poles: 11, 180°, PUSH IN with actuator, Tension-clamp connection, Clamping range, max. : 3.31 mm², Box
23478 | 1016450000 | BLF 5.00HC/12/180LR SN OR BX | PCB plug-in connector, female plug, 5.00 mm, Number of poles: 12, 180°, PUSH IN with actuator, Tension-clamp connection, Clamping range, max. : 3.31 mm², Box
23479 | 1016460000 | BLF 5.00HC/13/180LR SN OR BX | PCB plug-in connector, female plug, 5.00 mm, Number of poles: 13, 180°, PUSH IN with actuator, Tension-clamp connection, Clamping range, max. : 3.31 mm², Box
23480 | 1016470000 | BLF 5.00HC/14/180LR SN OR BX | PCB plug-in connector, female plug, 5.00 mm, Number of poles: 14, 180°, PUSH IN with actuator, Tension-clamp connection, Clamping range, max. : 3.31 mm², Box
23481 | 1016480000 | BLF 5.00HC/15/180LR SN OR BX | PCB plug-in connector, female plug, 5.00 mm, Number of poles: 15, 180°, PUSH IN with actuator, Tension-clamp connection, Clamping range, max. : 3.31 mm², Box
23482 | 1016490000 | BLF 5.00HC/16/180LR SN OR BX | PCB plug-in connector, female plug, 5.00 mm, Number of poles: 16, 180°, PUSH IN with actuator, Tension-clamp connection, Clamping range, max. : 3.31 mm², Box
23483 | 1016510000 | BLF 5.00HC/17/180LR SN OR BX | PCB plug-in connector, female plug, 5.00 mm, Number of poles: 17, 180°, PUSH IN with actuator, Tension-clamp connection, Clamping range, max. : 3.31 mm², Box
23484 | 1016520000 | BLF 5.00HC/18/180LR SN OR BX | PCB plug-in connector, female plug, 5.00 mm, Number of poles: 18, 180°, PUSH IN with actuator, Tension-clamp connection, Clamping range, max. : 3.31 mm², Box
23485 | 1017240000 | BLF 5.00HC/02/180F SN BK BX | PCB plug-in connector, female plug, 5.00 mm, Number of poles: 2, 180°, PUSH IN with actuator, Tension-clamp connection, Clamping range, max. : 3.31 mm², Box
23486 | 1017250000 | BLF 5.00HC/03/180F SN BK BX | PCB plug-in connector, female plug, 5.00 mm, Number of poles: 3, 180°, PUSH IN with actuator, Tension-clamp connection, Clamping range, max. : 3.31 mm², Box
23487 | 1017260000 | BLF 5.00HC/04/180F SN BK BX | PCB plug-in connector, female plug, 5.00 mm, Number of poles: 4, 180°, PUSH IN with actuator, Tension-clamp connection, Clamping range, max. : 3.31 mm², Box
23488 | 1017270000 | BLF 5.00HC/05/180F SN BK BX | PCB plug-in connector, female plug, 5.00 mm, Number of poles: 5, 180°, PUSH IN with actuator, Tension-clamp connection, Clamping range, max. : 3.31 mm², Box
23489 | 1017280000 | BLF 5.00HC/06/180F SN BK BX | PCB plug-in connector, female plug, 5.00 mm, Number of poles: 6, 180°, PUSH IN with actuator, Tension-clamp connection, Clamping range, max. : 3.31 mm², Box
23490 | 1017310000 | BLF 5.00HC/08/180F SN BK BX | PCB plug-in connector, female plug, 5.00 mm, Number of poles: 8, 180°, PUSH IN with actuator, Tension-clamp connection, Clamping range, max. : 3.31 mm², Box
23491 | 1017320000 | BLF 5.00HC/09/180F SN BK BX | PCB plug-in connector, female plug, 5.00 mm, Number of poles: 9, 180°, PUSH IN with actuator, Tension-clamp connection, Clamping range, max. : 3.31 mm², Box
23492 | 1017330000 | BLF 5.00HC/10/180F SN BK BX | PCB plug-in connector, female plug, 5.00 mm, Number of poles: 10, 180°, PUSH IN with actuator, Tension-clamp connection, Clamping range, max. : 3.31 mm², Box
23493 | 1017350000 | BLF 5.00HC/12/180F SN BK BX | PCB plug-in connector, female plug, 5.00 mm, Number of poles: 12, 180°, PUSH IN with actuator, Tension-clamp connection, Clamping range, max. : 3.31 mm², Box
23494 | 1017360000 | BLF 5.00HC/13/180F SN BK BX | PCB plug-in connector, female plug, 5.00 mm, Number of poles: 13, 180°, PUSH IN with actuator, Tension-clamp connection, Clamping range, max. : 3.31 mm², Box
23495 | 1017390000 | BLF 5.00HC/16/180F SN BK BX | PCB plug-in connector, female plug, 5.00 mm, Number of poles: 16, 180°, PUSH IN with actuator, Tension-clamp connection, Clamping range, max. : 3.31 mm², Box
23496 | 1017410000 | BLF 5.00HC/18/180F SN BK BX | PCB plug-in connector, female plug, 5.00 mm, Number of poles: 18, 180°, PUSH IN with actuator, Tension-clamp connection, Clamping range, max. : 3.31 mm², Box
23497 | 1017420000 | BLF 5.00HC/02/180F SN OR BX | PCB plug-in connector, female plug, 5.00 mm, Number of poles: 2, 180°, PUSH IN with actuator, Tension-clamp connection, Clamping range, max. : 3.31 mm², Box
23498 | 1017430000 | BLF 5.00HC/03/180F SN OR BX | PCB plug-in connector, female plug, 5.00 mm, Number of poles: 3, 180°, PUSH IN with actuator, Tension-clamp connection, Clamping range, max. : 3.31 mm², Box
23499 | 1017440000 | BLF 5.00HC/04/180F SN OR BX | PCB plug-in connector, female plug, 5.00 mm, Number of poles: 4, 180°, PUSH IN with actuator, Tension-clamp connection, Clamping range, max. : 3.31 mm², Box
23500 | 1017450000 | BLF 5.00HC/05/180F SN OR BX | PCB plug-in connector, female plug, 5.00 mm, Number of poles: 5, 180°, PUSH IN with actuator, Tension-clamp connection, Clamping range, max. : 3.31 mm², Box
23501 | 1017470000 | BLF 5.00HC/06/180F SN OR BX | PCB plug-in connector, female plug, 5.00 mm, Number of poles: 6, 180°, PUSH IN with actuator, Tension-clamp connection, Clamping range, max. : 3.31 mm², Box
23502 | 1017480000 | BLF 5.00HC/07/180F SN OR BX | PCB plug-in connector, female plug, 5.00 mm, Number of poles: 7, 180°, PUSH IN with actuator, Tension-clamp connection, Clamping range, max. : 3.31 mm², Box
23503 | 1017490000 | BLF 5.00HC/08/180F SN OR BX | PCB plug-in connector, female plug, 5.00 mm, Number of poles: 8, 180°, PUSH IN with actuator, Tension-clamp connection, Clamping range, max. : 3.31 mm², Box
23504 | 1017510000 | BLF 5.00HC/09/180F SN OR BX | PCB plug-in connector, female plug, 5.00 mm, Number of poles: 9, 180°, PUSH IN with actuator, Tension-clamp connection, Clamping range, max. : 3.31 mm², Box
23505 | 1017520000 | BLF 5.00HC/10/180F SN OR BX | PCB plug-in connector, female plug, 5.00 mm, Number of poles: 10, 180°, PUSH IN with actuator, Tension-clamp connection, Clamping range, max. : 3.31 mm², Box
23506 | 1017530000 | BLF 5.00HC/11/180F SN OR BX | PCB plug-in connector, female plug, 5.00 mm, Number of poles: 11, 180°, PUSH IN with actuator, Tension-clamp connection, Clamping range, max. : 3.31 mm², Box
23507 | 1017540000 | BLF 5.00HC/12/180F SN OR BX | PCB plug-in connector, female plug, 5.00 mm, Number of poles: 12, 180°, PUSH IN with actuator, Tension-clamp connection, Clamping range, max. : 3.31 mm², Box
23508 | 1017550000 | BLF 5.00HC/13/180F SN OR BX | PCB plug-in connector, female plug, 5.00 mm, Number of poles: 13, 180°, PUSH IN with actuator, Tension-clamp connection, Clamping range, max. : 3.31 mm², Box
23509 | 1017570000 | BLF 5.00HC/14/180F SN OR BX | PCB plug-in connector, female plug, 5.00 mm, Number of poles: 14, 180°, PUSH IN with actuator, Tension-clamp connection, Clamping range, max. : 3.31 mm², Box
23510 | 1017590000 | BLF 5.00HC/15/180F SN OR BX | PCB plug-in connector, female plug, 5.00 mm, Number of poles: 15, 180°, PUSH IN with actuator, Tension-clamp connection, Clamping range, max. : 3.31 mm², Box
23511 | 1017600000 | BLF 5.00HC/16/180F SN OR BX | PCB plug-in connector, female plug, 5.00 mm, Number of poles: 16, 180°, PUSH IN with actuator, Tension-clamp connection, Clamping range, max. : 3.31 mm², Box
23512 | 1017610000 | BLF 5.00HC/17/180F SN OR BX | PCB plug-in connector, female plug, 5.00 mm, Number of poles: 17, 180°, PUSH IN with actuator, Tension-clamp connection, Clamping range, max. : 3.31 mm², Box
23513 | 1017620000 | BLF 5.00HC/18/180F SN OR BX | PCB plug-in connector, female plug, 5.00 mm, Number of poles: 18, 180°, PUSH IN with actuator, Tension-clamp connection, Clamping range, max. : 3.31 mm², Box
23514 | 1017670000 | BLF 5.00HC/02/180 SN BK BX | PCB plug-in connector, female plug, 5.00 mm, Number of poles: 2, 180°, PUSH IN with actuator, Tension-clamp connection, Clamping range, max. : 3.31 mm², Box
23515 | 1017680000 | BLF 5.00HC/03/180 SN BK BX | PCB plug-in connector, female plug, 5.00 mm, Number of poles: 3, 180°, PUSH IN with actuator, Tension-clamp connection, Clamping range, max. : 3.31 mm², Box
23516 | 1017690000 | BLF 5.00HC/04/180 SN BK BX | PCB plug-in connector, female plug, 5.00 mm, Number of poles: 4, 180°, PUSH IN with actuator, Tension-clamp connection, Clamping range, max. : 3.31 mm², Box
23517 | 1017710000 | BLF 5.00HC/05/180 SN BK BX | PCB plug-in connector, female plug, 5.00 mm, Number of poles: 5, 180°, PUSH IN with actuator, Tension-clamp connection, Clamping range, max. : 3.31 mm², Box
23518 | 1017720000 | BLF 5.00HC/06/180 SN BK BX | PCB plug-in connector, female plug, 5.00 mm, Number of poles: 6, 180°, PUSH IN with actuator, Tension-clamp connection, Clamping range, max. : 3.31 mm², Box
23519 | 1017730000 | BLF 5.00HC/07/180 SN BK BX | PCB plug-in connector, female plug, 5.00 mm, Number of poles: 7, 180°, PUSH IN with actuator, Tension-clamp connection, Clamping range, max. : 3.31 mm², Box
23520 | 1017740000 | BLF 5.00HC/08/180 SN BK BX | PCB plug-in connector, female plug, 5.00 mm, Number of poles: 8, 180°, PUSH IN with actuator, Tension-clamp connection, Clamping range, max. : 3.31 mm², Box
23521 | 1017750000 | BLF 5.00HC/09/180 SN BK BX | PCB plug-in connector, female plug, 5.00 mm, Number of poles: 9, 180°, PUSH IN with actuator, Tension-clamp connection, Clamping range, max. : 3.31 mm², Box
23522 | 1017760000 | BLF 5.00HC/10/180 SN BK BX | PCB plug-in connector, female plug, 5.00 mm, Number of poles: 10, 180°, PUSH IN with actuator, Tension-clamp connection, Clamping range, max. : 3.31 mm², Box
23523 | 1017770000 | BLF 5.00HC/11/180 SN BK BX | PCB plug-in connector, female plug, 5.00 mm, Number of poles: 11, 180°, PUSH IN with actuator, Tension-clamp connection, Clamping range, max. : 3.31 mm², Box
23524 | 1017780000 | BLF 5.00HC/12/180 SN BK BX | PCB plug-in connector, female plug, 5.00 mm, Number of poles: 12, 180°, PUSH IN with actuator, Tension-clamp connection, Clamping range, max. : 3.31 mm², Box
23525 | 1017820000 | BLF 5.00HC/15/180 SN BK BX | PCB plug-in connector, female plug, 5.00 mm, Number of poles: 15, 180°, PUSH IN with actuator, Tension-clamp connection, Clamping range, max. : 3.31 mm², Box
23526 | 1017840000 | BLF 5.00HC/17/180 SN BK BX | PCB plug-in connector, female plug, 5.00 mm, Number of poles: 17, 180°, PUSH IN with actuator, Tension-clamp connection, Clamping range, max. : 3.31 mm², Box
23527 | 1017850000 | BLF 5.00HC/18/180 SN BK BX | PCB plug-in connector, female plug, 5.00 mm, Number of poles: 18, 180°, PUSH IN with actuator, Tension-clamp connection, Clamping range, max. : 3.31 mm², Box
23528 | 1017860000 | BLF 5.00HC/02/180 SN OR BX | PCB plug-in connector, female plug, 5.00 mm, Number of poles: 2, 180°, PUSH IN with actuator, Tension-clamp connection, Clamping range, max. : 3.31 mm², Box
23529 | 1017870000 | BLF 5.00HC/03/180 SN OR BX | PCB plug-in connector, female plug, 5.00 mm, Number of poles: 3, 180°, PUSH IN with actuator, Tension-clamp connection, Clamping range, max. : 3.31 mm², Box
23530 | 1017880000 | BLF 5.00HC/04/180 SN OR BX | PCB plug-in connector, female plug, 5.00 mm, Number of poles: 4, 180°, PUSH IN with actuator, Tension-clamp connection, Clamping range, max. : 3.31 mm², Box
23531 | 1017890000 | BLF 5.00HC/05/180 SN OR BX | PCB plug-in connector, female plug, 5.00 mm, Number of poles: 5, 180°, PUSH IN with actuator, Tension-clamp connection, Clamping range, max. : 3.31 mm², Box
23532 | 1017910000 | BLF 5.00HC/06/180 SN OR BX | PCB plug-in connector, female plug, 5.00 mm, Number of poles: 6, 180°, PUSH IN with actuator, Tension-clamp connection, Clamping range, max. : 3.31 mm², Box
23533 | 1017920000 | BLF 5.00HC/07/180 SN OR BX | PCB plug-in connector, female plug, 5.00 mm, Number of poles: 7, 180°, PUSH IN with actuator, Tension-clamp connection, Clamping range, max. : 3.31 mm², Box
23534 | 1017930000 | BLF 5.00HC/08/180 SN OR BX | PCB plug-in connector, female plug, 5.00 mm, Number of poles: 8, 180°, PUSH IN with actuator, Tension-clamp connection, Clamping range, max. : 3.31 mm², Box
23535 | 1017950000 | BLF 5.00HC/09/180 SN OR BX | PCB plug-in connector, female plug, 5.00 mm, Number of poles: 9, 180°, PUSH IN with actuator, Tension-clamp connection, Clamping range, max. : 3.31 mm², Box
23536 | 1017960000 | BLF 5.00HC/10/180 SN OR BX | PCB plug-in connector, female plug, 5.00 mm, Number of poles: 10, 180°, PUSH IN with actuator, Tension-clamp connection, Clamping range, max. : 3.31 mm², Box
23537 | 1017970000 | BLF 5.00HC/11/180 SN OR BX | PCB plug-in connector, female plug, 5.00 mm, Number of poles: 11, 180°, PUSH IN with actuator, Tension-clamp connection, Clamping range, max. : 3.31 mm², Box
23538 | 1017980000 | BLF 5.00HC/12/180 SN OR BX | PCB plug-in connector, female plug, 5.00 mm, Number of poles: 12, 180°, PUSH IN with actuator, Tension-clamp connection, Clamping range, max. : 3.31 mm², Box
23539 | 1017990000 | BLF 5.00HC/13/180 SN OR BX | PCB plug-in connector, female plug, 5.00 mm, Number of poles: 13, 180°, PUSH IN with actuator, Tension-clamp connection, Clamping range, max. : 3.31 mm², Box
23540 | 1018010000 | BLF 5.00HC/14/180 SN OR BX | PCB plug-in connector, female plug, 5.00 mm, Number of poles: 14, 180°, PUSH IN with actuator, Tension-clamp connection, Clamping range, max. : 3.31 mm², Box
23541 | 1018020000 | BLF 5.00HC/15/180 SN OR BX | PCB plug-in connector, female plug, 5.00 mm, Number of poles: 15, 180°, PUSH IN with actuator, Tension-clamp connection, Clamping range, max. : 3.31 mm², Box
23542 | 1018030000 | BLF 5.00HC/16/180 SN OR BX | PCB plug-in connector, female plug, 5.00 mm, Number of poles: 16, 180°, PUSH IN with actuator, Tension-clamp connection, Clamping range, max. : 3.31 mm², Box
23543 | 1018040000 | BLF 5.00HC/17/180 SN OR BX | PCB plug-in connector, female plug, 5.00 mm, Number of poles: 17, 180°, PUSH IN with actuator, Tension-clamp connection, Clamping range, max. : 3.31 mm², Box
23544 | 1018050000 | BLF 5.00HC/18/180 SN OR BX | PCB plug-in connector, female plug, 5.00 mm, Number of poles: 18, 180°, PUSH IN with actuator, Tension-clamp connection, Clamping range, max. : 3.31 mm², Box
23545 | 1775232001 | SL-SMT 5.08HC/02/90LF 1.5SN BK BX | PCB plug-in connector, male header, Solder flange, THT/THR solder connection, 5.08 mm, Number of poles: 2, 90°, Solder pin length (l): 1.5 mm, tinned, black, Box
23546 | 1775242001 | SL-SMT 5.08HC/03/90LF 1.5SN BK BX | PCB plug-in connector, male header, Solder flange, THT/THR solder connection, 5.08 mm, Number of poles: 3, 90°, Solder pin length (l): 1.5 mm, tinned, black, Box
23547 | 1775252001 | SL-SMT 5.08HC/04/90LF 1.5SN BK BX | PCB plug-in connector, male header, Solder flange, THT/THR solder connection, 5.08 mm, Number of poles: 4, 90°, Solder pin length (l): 1.5 mm, tinned, black, Box
23548 | 1775262001 | SL-SMT 5.08HC/05/90LF 1.5SN BK BX | PCB plug-in connector, male header, Solder flange, THT/THR solder connection, 5.08 mm, Number of poles: 5, 90°, Solder pin length (l): 1.5 mm, tinned, black, Box
23549 | 1775292001 | SL-SMT 5.08HC/08/90LF 1.5SN BK BX | PCB plug-in connector, male header, Solder flange, THT/THR solder connection, 5.08 mm, Number of poles: 8, 90°, Solder pin length (l): 1.5 mm, tinned, black, Box
23550 | 1775312001 | SL-SMT 5.08HC/10/90LF 1.5SN BK BX | PCB plug-in connector, male header, Solder flange, THT/THR solder connection, 5.08 mm, Number of poles: 10, 90°, Solder pin length (l): 1.5 mm, tinned, black, Box
23551 | 1775332001 | SL-SMT 5.08HC/12/90LF 1.5SN BK BX | PCB plug-in connector, male header, Solder flange, THT/THR solder connection, 5.08 mm, Number of poles: 12, 90°, Solder pin length (l): 1.5 mm, tinned, black, Box
23552 | 1775352001 | SL-SMT 5.08HC/14/90LF 1.5SN BK BX | PCB plug-in connector, male header, Solder flange, THT/THR solder connection, 5.08 mm, Number of poles: 14, 90°, Solder pin length (l): 1.5 mm, tinned, black, Box
23553 | 1775452001 | SL-SMT 5.08HC/24/90LF 1.5SN BK BX | PCB plug-in connector, male header, Solder flange, THT/THR solder connection, 5.08 mm, Number of poles: 24, 90°, Solder pin length (l): 1.5 mm, tinned, black, Box
23554 | 1775522001 | SL-SMT 5.08HC/02/180 1.5SN BK BX | PCB plug-in connector, male header, open side, THT/THR solder connection, 5.08 mm, Number of poles: 2, 180°, Solder pin length (l): 1.5 mm, tinned, black, Box
23555 | 1775572001 | SL-SMT 5.08HC/03/180 1.5SN BK BX | PCB plug-in connector, male header, open side, THT/THR solder connection, 5.08 mm, Number of poles: 3, 180°, Solder pin length (l): 1.5 mm, tinned, black, Box
23556 | 1775592001 | SL-SMT 5.08HC/04/180 1.5SN BK BX | PCB plug-in connector, male header, open side, THT/THR solder connection, 5.08 mm, Number of poles: 4, 180°, Solder pin length (l): 1.5 mm, tinned, black, Box
23557 | 1775632001 | SL-SMT 5.08HC/05/180 1.5SN BK BX | PCB plug-in connector, male header, open side, THT/THR solder connection, 5.08 mm, Number of poles: 5, 180°, Solder pin length (l): 1.5 mm, tinned, black, Box
23558 | 1775642001 | SL-SMT 5.08HC/06/180 1.5SN BK BX | PCB plug-in connector, male header, open side, THT/THR solder connection, 5.08 mm, Number of poles: 6, 180°, Solder pin length (l): 1.5 mm, tinned, black, Box
23559 | 1775652001 | SL-SMT 5.08HC/07/180 1.5SN BK BX | PCB plug-in connector, male header, open side, THT/THR solder connection, 5.08 mm, Number of poles: 7, 180°, Solder pin length (l): 1.5 mm, tinned, black, Box
23560 | 1775682001 | SL-SMT 5.08HC/10/180 1.5SN BK BX | PCB plug-in connector, male header, open side, THT/THR solder connection, 5.08 mm, Number of poles: 10, 180°, Solder pin length (l): 1.5 mm, tinned, black, Box
23561 | 1775722001 | SL-SMT 5.08HC/14/180 1.5SN BK BX | PCB plug-in connector, male header, open side, THT/THR solder connection, 5.08 mm, Number of poles: 14, 180°, Solder pin length (l): 1.5 mm, tinned, black, Box
23562 | 1775812001 | SL-SMT 5.08HC/23/180 1.5SN BK BX | PCB plug-in connector, male header, open side, THT/THR solder connection, 5.08 mm, Number of poles: 23, 180°, Solder pin length (l): 1.5 mm, tinned, black, Box
23563 | 1775922001 | SL-SMT 5.08HC/02/180G 1.5SN BK BX | PCB plug-in connector, male header, closed side, THT/THR solder connection, 5.08 mm, Number of poles: 2, 180°, Solder pin length (l): 1.5 mm, tinned, black, Box
23564 | 1775932001 | SL-SMT 5.08HC/03/180G 1.5SN BK BX | PCB plug-in connector, male header, closed side, THT/THR solder connection, 5.08 mm, Number of poles: 3, 180°, Solder pin length (l): 1.5 mm, tinned, black, Box
23565 | 1775942001 | SL-SMT 5.08HC/04/180G 1.5SN BK BX | PCB plug-in connector, male header, closed side, THT/THR solder connection, 5.08 mm, Number of poles: 4, 180°, Solder pin length (l): 1.5 mm, tinned, black, Box
23566 | 1775952001 | SL-SMT 5.08HC/05/180G 1.5SN BK BX | PCB plug-in connector, male header, closed side, THT/THR solder connection, 5.08 mm, Number of poles: 5, 180°, Solder pin length (l): 1.5 mm, tinned, black, Box
23567 | 1775962001 | SL-SMT 5.08HC/06/180G 1.5SN BK BX | PCB plug-in connector, male header, closed side, THT/THR solder connection, 5.08 mm, Number of poles: 6, 180°, Solder pin length (l): 1.5 mm, tinned, black, Box
23568 | 1775963001 | SL-SMT 5.08HC/06/180G 1.5SN BK TR | PCB plug-in connector, male header, closed side, THT/THR solder connection, 5.08 mm, Number of poles: 6, 180°, Solder pin length (l): 1.5 mm, tinned, black, Tray
23569 | 1775972001 | SL-SMT 5.08HC/07/180G 1.5SN BK BX | PCB plug-in connector, male header, closed side, THT/THR solder connection, 5.08 mm, Number of poles: 7, 180°, Solder pin length (l): 1.5 mm, tinned, black, Box
23570 | 1775982001 | SL-SMT 5.08HC/08/180G 1.5SN BK BX | PCB plug-in connector, male header, closed side, THT/THR solder connection, 5.08 mm, Number of poles: 8, 180°, Solder pin length (l): 1.5 mm, tinned, black, Box
23571 | 1775992001 | SL-SMT 5.08HC/09/180G 1.5SN BK BX | PCB plug-in connector, male header, closed side, THT/THR solder connection, 5.08 mm, Number of poles: 9, 180°, Solder pin length (l): 1.5 mm, tinned, black, Box
23572 | 1776002001 | SL-SMT 5.08HC/10/180G 1.5SN BK BX | PCB plug-in connector, male header, closed side, THT/THR solder connection, 5.08 mm, Number of poles: 10, 180°, Solder pin length (l): 1.5 mm, tinned, black, Box
23573 | 1776003001 | SL-SMT 5.08HC/10/180G 1.5SN BK TR | PCB plug-in connector, male header, closed side, THT/THR solder connection, 5.08 mm, Number of poles: 10, 180°, Solder pin length (l): 1.5 mm, tinned, black, Tray
23574 | 1776022001 | SL-SMT 5.08HC/12/180G 1.5SN BK BX | PCB plug-in connector, male header, closed side, THT/THR solder connection, 5.08 mm, Number of poles: 12, 180°, Solder pin length (l): 1.5 mm, tinned, black, Box
23575 | 1776362001 | SL-SMT 5.08HC/02/180LF 1.5SN BK BX | PCB plug-in connector, male header, Solder flange, THT/THR solder connection, 5.08 mm, Number of poles: 2, 180°, Solder pin length (l): 1.5 mm, tinned, black, Box
23576 | 1776372001 | SL-SMT 5.08HC/03/180LF 1.5SN BK BX | PCB plug-in connector, male header, Solder flange, THT/THR solder connection, 5.08 mm, Number of poles: 3, 180°, Solder pin length (l): 1.5 mm, tinned, black, Box
23577 | 1776382001 | SL-SMT 5.08HC/04/180LF 1.5SN BK BX | PCB plug-in connector, male header, Solder flange, THT/THR solder connection, 5.08 mm, Number of poles: 4, 180°, Solder pin length (l): 1.5 mm, tinned, black, Box
23578 | 1776392001 | SL-SMT 5.08HC/05/180LF 1.5SN BK BX | PCB plug-in connector, male header, Solder flange, THT/THR solder connection, 5.08 mm, Number of poles: 5, 180°, Solder pin length (l): 1.5 mm, tinned, black, Box
23579 | 1776402001 | SL-SMT 5.08HC/06/180LF 1.5SN BK BX | PCB plug-in connector, male header, Solder flange, THT/THR solder connection, 5.08 mm, Number of poles: 6, 180°, Solder pin length (l): 1.5 mm, tinned, black, Box
23580 | 1776422001 | SL-SMT 5.08HC/08/180LF 1.5SN BK BX | PCB plug-in connector, male header, Solder flange, THT/THR solder connection, 5.08 mm, Number of poles: 8, 180°, Solder pin length (l): 1.5 mm, tinned, black, Box
23581 | 1776432001 | SL-SMT 5.08HC/09/180LF 1.5SN BK BX | PCB plug-in connector, male header, Solder flange, THT/THR solder connection, 5.08 mm, Number of poles: 9, 180°, Solder pin length (l): 1.5 mm, tinned, black, Box
23582 | 1776442001 | SL-SMT 5.08HC/10/180LF 1.5SN BK BX | PCB plug-in connector, male header, Solder flange, THT/THR solder connection, 5.08 mm, Number of poles: 10, 180°, Solder pin length (l): 1.5 mm, tinned, black, Box
23583 | 1776522001 | SL-SMT 5.08HC/18/180LF 1.5SN BK BX | PCB plug-in connector, male header, Solder flange, THT/THR solder connection, 5.08 mm, Number of poles: 18, 180°, Solder pin length (l): 1.5 mm, tinned, black, Box
23584 | 1780190000 | SL-SMT 5.08HC/03/90G 3.2SN BK BX | PCB plug-in connector, male header, closed side, THT/THR solder connection, 5.08 mm, Number of poles: 3, 90°, Solder pin length (l): 3.2 mm, tinned, black, Box
23585 | 1780200000 | SL-SMT 5.08HC/04/90G 3.2SN BK BX | PCB plug-in connector, male header, closed side, THT/THR solder connection, 5.08 mm, Number of poles: 4, 90°, Solder pin length (l): 3.2 mm, tinned, black, Box
23586 | 1780210000 | SL-SMT 5.08HC/05/90G 3.2SN BK BX | PCB plug-in connector, male header, closed side, THT/THR solder connection, 5.08 mm, Number of poles: 5, 90°, Solder pin length (l): 3.2 mm, tinned, black, Box
23587 | 1780220000 | SL-SMT 5.08HC/06/90G 3.2SN BK BX | PCB plug-in connector, male header, closed side, THT/THR solder connection, 5.08 mm, Number of poles: 6, 90°, Solder pin length (l): 3.2 mm, tinned, black, Box
23588 | 1780230000 | SL-SMT 5.08HC/07/90G 3.2SN BK BX | PCB plug-in connector, male header, closed side, THT/THR solder connection, 5.08 mm, Number of poles: 7, 90°, Solder pin length (l): 3.2 mm, tinned, black, Box
23589 | 1780240000 | SL-SMT 5.08HC/08/90G 3.2SN BK BX | PCB plug-in connector, male header, closed side, THT/THR solder connection, 5.08 mm, Number of poles: 8, 90°, Solder pin length (l): 3.2 mm, tinned, black, Box
23590 | 1780250000 | SL-SMT 5.08HC/09/90G 3.2SN BK BX | PCB plug-in connector, male header, closed side, THT/THR solder connection, 5.08 mm, Number of poles: 9, 90°, Solder pin length (l): 3.2 mm, tinned, black, Box
23591 | 1780260000 | SL-SMT 5.08HC/10/90G 3.2SN BK BX | PCB plug-in connector, male header, closed side, THT/THR solder connection, 5.08 mm, Number of poles: 10, 90°, Solder pin length (l): 3.2 mm, tinned, black, Box
23592 | 1780270000 | SL-SMT 5.08HC/11/90G 3.2SN BK BX | PCB plug-in connector, male header, closed side, THT/THR solder connection, 5.08 mm, Number of poles: 11, 90°, Solder pin length (l): 3.2 mm, tinned, black, Box
23593 | 1780280000 | SL-SMT 5.08HC/12/90G 3.2SN BK BX | PCB plug-in connector, male header, closed side, THT/THR solder connection, 5.08 mm, Number of poles: 12, 90°, Solder pin length (l): 3.2 mm, tinned, black, Box
23594 | 1780290000 | SL-SMT 5.08HC/13/90G 3.2SN BK BX | PCB plug-in connector, male header, closed side, THT/THR solder connection, 5.08 mm, Number of poles: 13, 90°, Solder pin length (l): 3.2 mm, tinned, black, Box
23595 | 1780300000 | SL-SMT 5.08HC/14/90G 3.2SN BK BX | PCB plug-in connector, male header, closed side, THT/THR solder connection, 5.08 mm, Number of poles: 14, 90°, Solder pin length (l): 3.2 mm, tinned, black, Box
23596 | 1780310000 | SL-SMT 5.08HC/15/90G 3.2SN BK BX | PCB plug-in connector, male header, closed side, THT/THR solder connection, 5.08 mm, Number of poles: 15, 90°, Solder pin length (l): 3.2 mm, tinned, black, Box
23597 | 1780320000 | SL-SMT 5.08HC/16/90G 3.2SN BK BX | PCB plug-in connector, male header, closed side, THT/THR solder connection, 5.08 mm, Number of poles: 16, 90°, Solder pin length (l): 3.2 mm, tinned, black, Box
23598 | 1780330000 | SL-SMT 5.08HC/17/90G 3.2SN BK BX | PCB plug-in connector, male header, closed side, THT/THR solder connection, 5.08 mm, Number of poles: 17, 90°, Solder pin length (l): 3.2 mm, tinned, black, Box
23599 | 1780340000 | SL-SMT 5.08HC/18/90G 3.2SN BK BX | PCB plug-in connector, male header, closed side, THT/THR solder connection, 5.08 mm, Number of poles: 18, 90°, Solder pin length (l): 3.2 mm, tinned, black, Box
23600 | 1780350000 | SL-SMT 5.08HC/19/90G 3.2SN BK BX | PCB plug-in connector, male header, closed side, THT/THR solder connection, 5.08 mm, Number of poles: 19, 90°, Solder pin length (l): 3.2 mm, tinned, black, Box
23601 | 1780360000 | SL-SMT 5.08HC/20/90G 3.2SN BK BX | PCB plug-in connector, male header, closed side, THT/THR solder connection, 5.08 mm, Number of poles: 20, 90°, Solder pin length (l): 3.2 mm, tinned, black, Box
23602 | 1780370000 | SL-SMT 5.08HC/21/90G 3.2SN BK BX | PCB plug-in connector, male header, closed side, THT/THR solder connection, 5.08 mm, Number of poles: 21, 90°, Solder pin length (l): 3.2 mm, tinned, black, Box
23603 | 1780380000 | SL-SMT 5.08HC/22/90G 3.2SN BK BX | PCB plug-in connector, male header, closed side, THT/THR solder connection, 5.08 mm, Number of poles: 22, 90°, Solder pin length (l): 3.2 mm, tinned, black, Box
23604 | 1780390000 | SL-SMT 5.08HC/23/90G 3.2SN BK BX | PCB plug-in connector, male header, closed side, THT/THR solder connection, 5.08 mm, Number of poles: 23, 90°, Solder pin length (l): 3.2 mm, tinned, black, Box
23605 | 1780400000 | SL-SMT 5.08HC/24/90G 3.2SN BK BX | PCB plug-in connector, male header, closed side, THT/THR solder connection, 5.08 mm, Number of poles: 24, 90°, Solder pin length (l): 3.2 mm, tinned, black, Box
23606 | 1780410000 | SL-SMT 5.08HC/02/90LF 3.2SN BK BX | PCB plug-in connector, male header, Solder flange, THT/THR solder connection, 5.08 mm, Number of poles: 2, 90°, Solder pin length (l): 3.2 mm, tinned, black, Box
23607 | 1780420000 | SL-SMT 5.08HC/03/90LF 3.2SN BK BX | PCB plug-in connector, male header, Solder flange, THT/THR solder connection, 5.08 mm, Number of poles: 3, 90°, Solder pin length (l): 3.2 mm, tinned, black, Box
23608 | 1780430000 | SL-SMT 5.08HC/04/90LF 3.2SN BK BX | PCB plug-in connector, male header, Solder flange, THT/THR solder connection, 5.08 mm, Number of poles: 4, 90°, Solder pin length (l): 3.2 mm, tinned, black, Box
23609 | 1780440000 | SL-SMT 5.08HC/05/90LF 3.2SN BK BX | PCB plug-in connector, male header, Solder flange, THT/THR solder connection, 5.08 mm, Number of poles: 5, 90°, Solder pin length (l): 3.2 mm, tinned, black, Box
23610 | 1780450000 | SL-SMT 5.08HC/06/90LF 3.2SN BK BX | PCB plug-in connector, male header, Solder flange, THT/THR solder connection, 5.08 mm, Number of poles: 6, 90°, Solder pin length (l): 3.2 mm, tinned, black, Box
23611 | 1780460000 | SL-SMT 5.08HC/07/90LF 3.2SN BK BX | PCB plug-in connector, male header, Solder flange, THT/THR solder connection, 5.08 mm, Number of poles: 7, 90°, Solder pin length (l): 3.2 mm, tinned, black, Box
23612 | 1780470000 | SL-SMT 5.08HC/08/90LF 3.2SN BK BX | PCB plug-in connector, male header, Solder flange, THT/THR solder connection, 5.08 mm, Number of poles: 8, 90°, Solder pin length (l): 3.2 mm, tinned, black, Box
23613 | 1780480000 | SL-SMT 5.08HC/09/90LF 3.2SN BK BX | PCB plug-in connector, male header, Solder flange, THT/THR solder connection, 5.08 mm, Number of poles: 9, 90°, Solder pin length (l): 3.2 mm, tinned, black, Box
23614 | 1780490000 | SL-SMT 5.08HC/10/90LF 3.2SN BK BX | PCB plug-in connector, male header, Solder flange, THT/THR solder connection, 5.08 mm, Number of poles: 10, 90°, Solder pin length (l): 3.2 mm, tinned, black, Box
23615 | 1820600000 | SL-SMT 5.08HC/03/180F 3.2SN BK BX | PCB plug-in connector, male header, Flange, THT/THR solder connection, 5.08 mm, Number of poles: 3, 180°, Solder pin length (l): 3.2 mm, tinned, black, Box
23616 | 1820610000 | SL-SMT 5.08HC/06/180F 3.2SN BK BX | PCB plug-in connector, male header, Flange, THT/THR solder connection, 5.08 mm, Number of poles: 6, 180°, Solder pin length (l): 3.2 mm, tinned, black, Box
23617 | 1820620000 | SL-SMT 5.08HC/08/180F 3.2SN BK BX | PCB plug-in connector, male header, Flange, THT/THR solder connection, 5.08 mm, Number of poles: 8, 180°, Solder pin length (l): 3.2 mm, tinned, black, Box
23618 | 1820630000 | SL-SMT 5.08HC/12/180F 3.2SN BK BX | PCB plug-in connector, male header, Flange, THT/THR solder connection, 5.08 mm, Number of poles: 12, 180°, Solder pin length (l): 3.2 mm, tinned, black, Box
23619 | 1820640000 | SL-SMT 5.08HC/16/180F 3.2SN BK BX | PCB plug-in connector, male header, Flange, THT/THR solder connection, 5.08 mm, Number of poles: 16, 180°, Solder pin length (l): 3.2 mm, tinned, black, Box
23620 | 1820650000 | SL-SMT 5.08HC/18/180F 3.2SN BK BX | PCB plug-in connector, male header, Flange, THT/THR solder connection, 5.08 mm, Number of poles: 18, 180°, Solder pin length (l): 3.2 mm, tinned, black, Box
23621 | 1820770000 | SL-SMT 5.08HC/05/180F 3.2SN BK BX | PCB plug-in connector, male header, Flange, THT/THR solder connection, 5.08 mm, Number of poles: 5, 180°, Solder pin length (l): 3.2 mm, tinned, black, Box
23622 | 1820780000 | SL-SMT 5.08HC/10/180F 3.2SN BK BX | PCB plug-in connector, male header, Flange, THT/THR solder connection, 5.08 mm, Number of poles: 10, 180°, Solder pin length (l): 3.2 mm, tinned, black, Box
23623 | 1820790000 | SL-SMT 5.08HC/13/180F 3.2SN BK BX | PCB plug-in connector, male header, Flange, THT/THR solder connection, 5.08 mm, Number of poles: 13, 180°, Solder pin length (l): 3.2 mm, tinned, black, Box
23624 | 1820800000 | SL-SMT 5.08HC/14/180F 3.2SN BK BX | PCB plug-in connector, male header, Flange, THT/THR solder connection, 5.08 mm, Number of poles: 14, 180°, Solder pin length (l): 3.2 mm, tinned, black, Box
23625 | 1820810000 | SL-SMT 5.08HC/20/180F 3.2SN BK BX | PCB plug-in connector, male header, Flange, THT/THR solder connection, 5.08 mm, Number of poles: 20, 180°, Solder pin length (l): 3.2 mm, tinned, black, Box
23626 | 1828770000 | SLDV-THR 5.08/04/180F 3.2SN BK BX | PCB plug-in connector, male header, Flange, THT/THR solder connection, 5.08 mm, Number of poles: 4, 180°, Solder pin length (l): 3.2 mm, tinned, black, Box
23627 | 1828780000 | SLDV-THR 5.08/06/180F 3.2SN BK BX | PCB plug-in connector, male header, Flange, THT/THR solder connection, 5.08 mm, Number of poles: 6, 180°, Solder pin length (l): 3.2 mm, tinned, black, Box
23628 | 1828790000 | SLDV-THR 5.08/08/180F 3.2SN BK BX | PCB plug-in connector, male header, Flange, THT/THR solder connection, 5.08 mm, Number of poles: 8, 180°, Solder pin length (l): 3.2 mm, tinned, black, Box
23629 | 1828800000 | SLDV-THR 5.08/10/180F 3.2SN BK BX | PCB plug-in connector, male header, Flange, THT/THR solder connection, 5.08 mm, Number of poles: 10, 180°, Solder pin length (l): 3.2 mm, tinned, black, Box
23630 | 1828810000 | SLDV-THR 5.08/12/180F 3.2SN BK BX | PCB plug-in connector, male header, Flange, THT/THR solder connection, 5.08 mm, Number of poles: 12, 180°, Solder pin length (l): 3.2 mm, tinned, black, Box
23631 | 1828820000 | SLDV-THR 5.08/14/180F 3.2SN BK BX | PCB plug-in connector, male header, Flange, THT/THR solder connection, 5.08 mm, Number of poles: 14, 180°, Solder pin length (l): 3.2 mm, tinned, black, Box
23632 | 1828830000 | SLDV-THR 5.08/16/180F 3.2SN BK BX | PCB plug-in connector, male header, Flange, THT/THR solder connection, 5.08 mm, Number of poles: 16, 180°, Solder pin length (l): 3.2 mm, tinned, black, Box
23633 | 1828840000 | SLDV-THR 5.08/18/180F 3.2SN BK BX | PCB plug-in connector, male header, Flange, THT/THR solder connection, 5.08 mm, Number of poles: 18, 180°, Solder pin length (l): 3.2 mm, tinned, black, Box
23634 | 1828850000 | SLDV-THR 5.08/20/180F 3.2SN BK BX | PCB plug-in connector, male header, Flange, THT/THR solder connection, 5.08 mm, Number of poles: 20, 180°, Solder pin length (l): 3.2 mm, tinned, black, Box
23635 | 1828860000 | SLDV-THR 5.08/22/180F 3.2SN BK BX | PCB plug-in connector, male header, Flange, THT/THR solder connection, 5.08 mm, Number of poles: 22, 180°, Solder pin length (l): 3.2 mm, tinned, black, Box
23636 | 1828870000 | SLDV-THR 5.08/24/180F 3.2SN BK BX | PCB plug-in connector, male header, Flange, THT/THR solder connection, 5.08 mm, Number of poles: 24, 180°, Solder pin length (l): 3.2 mm, tinned, black, Box
23637 | 1828880000 | SLDV-THR 5.08/26/180F 3.2SN BK BX | PCB plug-in connector, male header, Flange, THT/THR solder connection, 5.08 mm, Number of poles: 26, 180°, Solder pin length (l): 3.2 mm, tinned, black, Box
23638 | 1828900000 | SLDV-THR 5.08/06/180F 1.5SN BK BX | PCB plug-in connector, male header, Flange, THT/THR solder connection, 5.08 mm, Number of poles: 6, 180°, Solder pin length (l): 1.5 mm, tinned, black, Box
23639 | 1828910000 | SLDV-THR 5.08/08/180F 1.5SN BK BX | PCB plug-in connector, male header, Flange, THT/THR solder connection, 5.08 mm, Number of poles: 8, 180°, Solder pin length (l): 1.5 mm, tinned, black, Box
23640 | 1828920000 | SLDV-THR 5.08/10/180F 1.5SN BK BX | PCB plug-in connector, male header, Flange, THT/THR solder connection, 5.08 mm, Number of poles: 10, 180°, Solder pin length (l): 1.5 mm, tinned, black, Box
23641 | 1828930000 | SLDV-THR 5.08/12/180F 1.5SN BK BX | PCB plug-in connector, male header, Flange, THT/THR solder connection, 5.08 mm, Number of poles: 12, 180°, Solder pin length (l): 1.5 mm, tinned, black, Box
23642 | 1828950000 | SLDV-THR 5.08/16/180F 1.5SN BK BX | PCB plug-in connector, male header, Flange, THT/THR solder connection, 5.08 mm, Number of poles: 16, 180°, Solder pin length (l): 1.5 mm, tinned, black, Box
23643 | 1828960000 | SLDV-THR 5.08/18/180F 1.5SN BK BX | PCB plug-in connector, male header, Flange, THT/THR solder connection, 5.08 mm, Number of poles: 18, 180°, Solder pin length (l): 1.5 mm, tinned, black, Box
23644 | 1828970000 | SLDV-THR 5.08/20/180F 1.5SN BK BX | PCB plug-in connector, male header, Flange, THT/THR solder connection, 5.08 mm, Number of poles: 20, 180°, Solder pin length (l): 1.5 mm, tinned, black, Box
23645 | 1828980000 | SLDV-THR 5.08/22/180F 1.5SN BK BX | PCB plug-in connector, male header, Flange, THT/THR solder connection, 5.08 mm, Number of poles: 22, 180°, Solder pin length (l): 1.5 mm, tinned, black, Box
23646 | 1828990000 | SLDV-THR 5.08/24/180F 1.5SN BK BX | PCB plug-in connector, male header, Flange, THT/THR solder connection, 5.08 mm, Number of poles: 24, 180°, Solder pin length (l): 1.5 mm, tinned, black, Box
23647 | 1829000000 | SLDV-THR 5.08/26/180F 1.5SN BK BX | PCB plug-in connector, male header, Flange, THT/THR solder connection, 5.08 mm, Number of poles: 26, 180°, Solder pin length (l): 1.5 mm, tinned, black, Box
23648 | 1829010000 | SLDV-THR 5.08/04/180FLF 3.2SN BK BX | PCB plug-in connector, male header, Flange / Solder flange, THT/THR solder connection, 5.08 mm, Number of poles: 4, 180°, Solder pin length (l): 3.2 mm, tinned, black, Box
23649 | 1829020000 | SLDV-THR 5.08/06/180FLF 3.2SN BK BX | PCB plug-in connector, male header, Flange / Solder flange, THT/THR solder connection, 5.08 mm, Number of poles: 6, 180°, Solder pin length (l): 3.2 mm, tinned, black, Box
23650 | 1829030000 | SLDV-THR 5.08/08/180FLF 3.2SN BK BX | PCB plug-in connector, male header, Flange / Solder flange, THT/THR solder connection, 5.08 mm, Number of poles: 8, 180°, Solder pin length (l): 3.2 mm, tinned, black, Box
23651 | 1829040000 | SLDV-THR 5.08/10/180FLF 3.2SN BK BX | PCB plug-in connector, male header, Flange / Solder flange, THT/THR solder connection, 5.08 mm, Number of poles: 10, 180°, Solder pin length (l): 3.2 mm, tinned, black, Box
23652 | 1829050000 | SLDV-THR 5.08/12/180FLF 3.2SN BK BX | PCB plug-in connector, male header, Flange / Solder flange, THT/THR solder connection, 5.08 mm, Number of poles: 12, 180°, Solder pin length (l): 3.2 mm, tinned, black, Box
23653 | 1829060000 | SLDV-THR 5.08/14/180FLF 3.2SN BK BX | PCB plug-in connector, male header, Flange / Solder flange, THT/THR solder connection, 5.08 mm, Number of poles: 14, 180°, Solder pin length (l): 3.2 mm, tinned, black, Box
23654 | 1829070000 | SLDV-THR 5.08/16/180FLF 3.2SN BK BX | PCB plug-in connector, male header, Flange / Solder flange, THT/THR solder connection, 5.08 mm, Number of poles: 16, 180°, Solder pin length (l): 3.2 mm, tinned, black, Box
23655 | 1829080000 | SLDV-THR 5.08/18/180FLF 3.2SN BK BX | PCB plug-in connector, male header, Flange / Solder flange, THT/THR solder connection, 5.08 mm, Number of poles: 18, 180°, Solder pin length (l): 3.2 mm, tinned, black, Box
23656 | 1829090000 | SLDV-THR 5.08/20/180FLF 3.2SN BK BX | PCB plug-in connector, male header, Flange / Solder flange, THT/THR solder connection, 5.08 mm, Number of poles: 20, 180°, Solder pin length (l): 3.2 mm, tinned, black, Box
23657 | 1829100000 | SLDV-THR 5.08/22/180FLF 3.2SN BK BX | PCB plug-in connector, male header, Flange / Solder flange, THT/THR solder connection, 5.08 mm, Number of poles: 22, 180°, Solder pin length (l): 3.2 mm, tinned, black, Box
23658 | 1829110000 | SLDV-THR 5.08/24/180FLF 3.2SN BK BX | PCB plug-in connector, male header, Flange / Solder flange, THT/THR solder connection, 5.08 mm, Number of poles: 24, 180°, Solder pin length (l): 3.2 mm, tinned, black, Box
23659 | 1829120000 | SLDV-THR 5.08/26/180FLF 3.2SN BK BX | PCB plug-in connector, male header, Flange / Solder flange, THT/THR solder connection, 5.08 mm, Number of poles: 26, 180°, Solder pin length (l): 3.2 mm, tinned, black, Box
23660 | 1829150000 | SLDV-THR 5.08/08/180FLF 1.5SN BK BX | PCB plug-in connector, male header, Flange / Solder flange, THT/THR solder connection, 5.08 mm, Number of poles: 8, 180°, Solder pin length (l): 1.5 mm, tinned, black, Box
23661 | 1829190000 | SLDV-THR 5.08/16/180FLF 1.5SN BK BX | PCB plug-in connector, male header, Flange / Solder flange, THT/THR solder connection, 5.08 mm, Number of poles: 16, 180°, Solder pin length (l): 1.5 mm, tinned, black, Box
23662 | 1829230000 | SLDV-THR 5.08/24/180FLF 1.5SN BK BX | PCB plug-in connector, male header, Flange / Solder flange, THT/THR solder connection, 5.08 mm, Number of poles: 24, 180°, Solder pin length (l): 1.5 mm, tinned, black, Box
23663 | 1838360000 | SL-SMT 5.08HC/17/180G 3.2SN BK BX | PCB plug-in connector, male header, closed side, THT/THR solder connection, 5.08 mm, Number of poles: 17, 180°, Solder pin length (l): 3.2 mm, tinned, black, Box
23664 | 1861020000 | SL-SMT 5.08HC/05/90F 1.5SN BK BX | PCB plug-in connector, male header, Flange, THT/THR solder connection, 5.08 mm, Number of poles: 5, 90°, Solder pin length (l): 1.5 mm, tinned, black, Box
23665 | 1861410000 | SL-SMT 5.08HC/06/90F 1.5SN BK BX | PCB plug-in connector, male header, Flange, THT/THR solder connection, 5.08 mm, Number of poles: 6, 90°, Solder pin length (l): 1.5 mm, tinned, black, Box
23666 | 1862370000 | SLDV-THR 5.00/08/180G 3.2SN BK BX | PCB plug-in connector, male header, closed side, THT/THR solder connection, 5.00 mm, Number of poles: 8, 180°, Solder pin length (l): 3.2 mm, tinned, black, Box
23667 | 1862380000 | SLDV-THR 5.00/16/180G 3.2SN BK BX | PCB plug-in connector, male header, closed side, THT/THR solder connection, 5.00 mm, Number of poles: 16, 180°, Solder pin length (l): 3.2 mm, tinned, black, Box
23668 | 1866320000 | SLDV-THR 5.08/32/180FLF 3.2SN BK BX | PCB plug-in connector, male header, Flange / Solder flange, THT/THR solder connection, 5.08 mm, Number of poles: 32, 180°, Solder pin length (l): 3.2 mm, tinned, black, Box
23669 | 1866330000 | SLDV-THR 5.08/32/180F 3.2SN BK BX | PCB plug-in connector, male header, Flange, THT/THR solder connection, 5.08 mm, Number of poles: 32, 180°, Solder pin length (l): 3.2 mm, tinned, black, Box
23670 | 1876850000 | SL-SMT 5.08HC/02/270FL 3.2SN BK BX | PCB plug-in connector, male header, Solder flange, THT/THR solder connection, 5.08 mm, Number of poles: 2, 270°, Solder pin length (l): 3.2 mm, tinned, black, Box
23671 | 1876860000 | SL-SMT 5.08HC/03/270FL 3.2SN BK BX | PCB plug-in connector, male header, Solder flange, THT/THR solder connection, 5.08 mm, Number of poles: 3, 270°, Solder pin length (l): 3.2 mm, tinned, black, Box
23672 | 1876870000 | SL-SMT 5.08HC/04/270FL 3.2SN BK BX | PCB plug-in connector, male header, Solder flange, THT/THR solder connection, 5.08 mm, Number of poles: 4, 270°, Solder pin length (l): 3.2 mm, tinned, black, Box
23673 | 1876880000 | SL-SMT 5.08HC/05/270FL 3.2SN BK BX | PCB plug-in connector, male header, Solder flange, THT/THR solder connection, 5.08 mm, Number of poles: 5, 270°, Solder pin length (l): 3.2 mm, tinned, black, Box
23674 | 1876890000 | SL-SMT 5.08HC/06/270FL 3.2SN BK BX | PCB plug-in connector, male header, Solder flange, THT/THR solder connection, 5.08 mm, Number of poles: 6, 270°, Solder pin length (l): 3.2 mm, tinned, black, Box
23675 | 1876900000 | SL-SMT 5.08HC/07/270FL 3.2SN BK BX | PCB plug-in connector, male header, Solder flange, THT/THR solder connection, 5.08 mm, Number of poles: 7, 270°, Solder pin length (l): 3.2 mm, tinned, black, Box
23676 | 1876910000 | SL-SMT 5.08HC/08/270FL 3.2SN BK BX | PCB plug-in connector, male header, Solder flange, THT/THR solder connection, 5.08 mm, Number of poles: 8, 270°, Solder pin length (l): 3.2 mm, tinned, black, Box
23677 | 1877190000 | SL-SMT 5.08HC/02/270FH 3.2SN BK BX | PCB plug-in connector, male header, Solder flange, THT/THR solder connection, 5.08 mm, Number of poles: 2, 270°, Solder pin length (l): 3.2 mm, tinned, black, Box
23678 | 1877210000 | SL-SMT 5.08HC/03/270FH 3.2SN BK BX | PCB plug-in connector, male header, Solder flange, THT/THR solder connection, 5.08 mm, Number of poles: 3, 270°, Solder pin length (l): 3.2 mm, tinned, black, Box
23679 | 1877330000 | SL-SMT 5.08HC/04/270FH 3.2SN BK BX | PCB plug-in connector, male header, Solder flange, THT/THR solder connection, 5.08 mm, Number of poles: 4, 270°, Solder pin length (l): 3.2 mm, tinned, black, Box
23680 | 1877430000 | SL-SMT 5.08HC/05/270FH 3.2SN BK BX | PCB plug-in connector, male header, Solder flange, THT/THR solder connection, 5.08 mm, Number of poles: 5, 270°, Solder pin length (l): 3.2 mm, tinned, black, Box
23681 | 1877460000 | SL-SMT 5.08HC/06/270FH 3.2SN BK BX | PCB plug-in connector, male header, Solder flange, THT/THR solder connection, 5.08 mm, Number of poles: 6, 270°, Solder pin length (l): 3.2 mm, tinned, black, Box
23682 | 1877480000 | SL-SMT 5.08HC/07/270FH 3.2SN BK BX | PCB plug-in connector, male header, Solder flange, THT/THR solder connection, 5.08 mm, Number of poles: 7, 270°, Solder pin length (l): 3.2 mm, tinned, black, Box
23683 | 1877500000 | SL-SMT 5.08HC/08/270FH 3.2SN BK BX | PCB plug-in connector, male header, Solder flange, THT/THR solder connection, 5.08 mm, Number of poles: 8, 270°, Solder pin length (l): 3.2 mm, tinned, black, Box
23684 | 1878110000 | SL-SMT 5.08HC/03/270FL 1.5SN BK BX | PCB plug-in connector, male header, Solder flange, THT/THR solder connection, 5.08 mm, Number of poles: 3, 270°, Solder pin length (l): 1.5 mm, tinned, black, Box
23685 | 1878140000 | SL-SMT 5.08HC/06/270FL 1.5SN BK BX | PCB plug-in connector, male header, Solder flange, THT/THR solder connection, 5.08 mm, Number of poles: 6, 270°, Solder pin length (l): 1.5 mm, tinned, black, Box
23686 | 1881310000 | SLDV-THR 5.08/28/180F 1.5SN BK BX | PCB plug-in connector, male header, Flange, THT/THR solder connection, 5.08 mm, Number of poles: 28, 180°, Solder pin length (l): 1.5 mm, tinned, black, Box
23687 | 1881340000 | SLDV-THR 5.00/20/180F 3.2SN BK BX | PCB plug-in connector, male header, Flange, THT/THR solder connection, 5.00 mm, Number of poles: 20, 180°, Solder pin length (l): 3.2 mm, tinned, black, Box
23688 | 1881370000 | SLDV-THR 5.00/24/180F 3.2SN BK BX | PCB plug-in connector, male header, Flange, THT/THR solder connection, 5.00 mm, Number of poles: 24, 180°, Solder pin length (l): 3.2 mm, tinned, black, Box
23689 | 1881390000 | SLDV-THR 5.00/28/180F 3.2SN BK BX | PCB plug-in connector, male header, Flange, THT/THR solder connection, 5.00 mm, Number of poles: 28, 180°, Solder pin length (l): 3.2 mm, tinned, black, Box
23690 | 1881400000 | SLDV-THR 5.00/32/180F 3.2SN BK BX | PCB plug-in connector, male header, Flange, THT/THR solder connection, 5.00 mm, Number of poles: 32, 180°, Solder pin length (l): 3.2 mm, tinned, black, Box
23691 | 1881420000 | SLDV-THR 5.00/34/180F 3.2SN BK BX | PCB plug-in connector, male header, Flange, THT/THR solder connection, 5.00 mm, Number of poles: 34, 180°, Solder pin length (l): 3.2 mm, tinned, black, Box
23692 | 1881430000 | SLDV-THR 5.08/42/180F 1.5SN BK BX | PCB plug-in connector, male header, Flange, THT/THR solder connection, 5.08 mm, Number of poles: 42, 180°, Solder pin length (l): 1.5 mm, tinned, black, Box
23693 | 1881470000 | SLDV-THR 5.00/36/180F 3.2SN BK BX | PCB plug-in connector, male header, Flange, THT/THR solder connection, 5.00 mm, Number of poles: 36, 180°, Solder pin length (l): 3.2 mm, tinned, black, Box
23694 | 1881490000 | SLDV-THR 5.00/40/180F 3.2SN BK BX | PCB plug-in connector, male header, Flange, THT/THR solder connection, 5.00 mm, Number of poles: 40, 180°, Solder pin length (l): 3.2 mm, tinned, black, Box
23695 | 1881590000 | SLDV-THR 5.08/48/180FLF 1.5SN BK BX | PCB plug-in connector, male header, Flange / Solder flange, THT/THR solder connection, 5.08 mm, Number of poles: 48, 180°, Solder pin length (l): 1.5 mm, tinned, black, Box
23696 | 1882700000 | SLDV-THR 5.00/06/180G 3.2SN BK BX | PCB plug-in connector, male header, closed side, THT/THR solder connection, 5.00 mm, Number of poles: 6, 180°, Solder pin length (l): 3.2 mm, tinned, black, Box
23697 | 1882750000 | SLDV-THR 5.00/22/180G 3.2SN BK BX | PCB plug-in connector, male header, closed side, THT/THR solder connection, 5.00 mm, Number of poles: 22, 180°, Solder pin length (l): 3.2 mm, tinned, black, Box
23698 | 1882800000 | SLDV-THR 5.00/32/180G 3.2SN BK BX | PCB plug-in connector, male header, closed side, THT/THR solder connection, 5.00 mm, Number of poles: 32, 180°, Solder pin length (l): 3.2 mm, tinned, black, Box
23699 | 1882990000 | SLDV-THR 5.00/16/180F 3.2SN BK BX | PCB plug-in connector, male header, Flange, THT/THR solder connection, 5.00 mm, Number of poles: 16, 180°, Solder pin length (l): 3.2 mm, tinned, black, Box
23700 | 1883000000 | SLDV-THR 5.00/18/180F 3.2SN BK BX | PCB plug-in connector, male header, Flange, THT/THR solder connection, 5.00 mm, Number of poles: 18, 180°, Solder pin length (l): 3.2 mm, tinned, black, Box
23701 | 1883100000 | SLDV-THR 5.00/04/180FLF 3.2SN BK BX | PCB plug-in connector, male header, Flange / Solder flange, THT/THR solder connection, 5.00 mm, Number of poles: 4, 180°, Solder pin length (l): 3.2 mm, tinned, black, Box
23702 | 1883300000 | SLDV-THR 5.00/38/180FLF 3.2SN BK BX | PCB plug-in connector, male header, Flange / Solder flange, THT/THR solder connection, 5.00 mm, Number of poles: 38, 180°, Solder pin length (l): 3.2 mm, tinned, black, Box
23703 | 1883330000 | SLDV-THR 5.00/44/180FLF 3.2SN BK BX | PCB plug-in connector, male header, Flange / Solder flange, THT/THR solder connection, 5.00 mm, Number of poles: 44, 180°, Solder pin length (l): 3.2 mm, tinned, black, Box
23704 | 1889200000 | SLDV-THR 5.08/28/180FLF 3.2SN BK BX | PCB plug-in connector, male header, Flange / Solder flange, THT/THR solder connection, 5.08 mm, Number of poles: 28, 180°, Solder pin length (l): 3.2 mm, tinned, black, Box
23705 | 1889210000 | SLDV-THR 5.08/30/180FLF 3.2SN BK BX | PCB plug-in connector, male header, Flange / Solder flange, THT/THR solder connection, 5.08 mm, Number of poles: 30, 180°, Solder pin length (l): 3.2 mm, tinned, black, Box
23706 | 1889220000 | SLDV-THR 5.08/34/180FLF 3.2SN BK BX | PCB plug-in connector, male header, Flange / Solder flange, THT/THR solder connection, 5.08 mm, Number of poles: 34, 180°, Solder pin length (l): 3.2 mm, tinned, black, Box
23707 | 1889270000 | SLDV-THR 5.08/36/180FLF 3.2SN BK BX | PCB plug-in connector, male header, Flange / Solder flange, THT/THR solder connection, 5.08 mm, Number of poles: 36, 180°, Solder pin length (l): 3.2 mm, tinned, black, Box
23708 | 1889280000 | SLDV-THR 5.08/38/180FLF 3.2SN BK BX | PCB plug-in connector, male header, Flange / Solder flange, THT/THR solder connection, 5.08 mm, Number of poles: 38, 180°, Solder pin length (l): 3.2 mm, tinned, black, Box
23709 | 1889290000 | SLDV-THR 5.08/40/180FLF 3.2SN BK BX | PCB plug-in connector, male header, Flange / Solder flange, THT/THR solder connection, 5.08 mm, Number of poles: 40, 180°, Solder pin length (l): 3.2 mm, tinned, black, Box
23710 | 1889300000 | SLDV-THR 5.08/42/180FLF 3.2SN BK BX | PCB plug-in connector, male header, Flange / Solder flange, THT/THR solder connection, 5.08 mm, Number of poles: 42, 180°, Solder pin length (l): 3.2 mm, tinned, black, Box
23711 | 1889310000 | SLDV-THR 5.08/44/180FLF 3.2SN BK BX | PCB plug-in connector, male header, Flange / Solder flange, THT/THR solder connection, 5.08 mm, Number of poles: 44, 180°, Solder pin length (l): 3.2 mm, tinned, black, Box
23712 | 1889320000 | SLDV-THR 5.08/46/180FLF 3.2SN BK BX | PCB plug-in connector, male header, Flange / Solder flange, THT/THR solder connection, 5.08 mm, Number of poles: 46, 180°, Solder pin length (l): 3.2 mm, tinned, black, Box
23713 | 1889330000 | SLDV-THR 5.08/48/180FLF 3.2SN BK BX | PCB plug-in connector, male header, Flange / Solder flange, THT/THR solder connection, 5.08 mm, Number of poles: 48, 180°, Solder pin length (l): 3.2 mm, tinned, black, Box
23714 | 1889340000 | SLDV-THR 5.08/28/180F 3.2SN BK BX | PCB plug-in connector, male header, Flange, THT/THR solder connection, 5.08 mm, Number of poles: 28, 180°, Solder pin length (l): 3.2 mm, tinned, black, Box
23715 | 1889350000 | SLDV-THR 5.08/30/180F 3.2SN BK BX | PCB plug-in connector, male header, Flange, THT/THR solder connection, 5.08 mm, Number of poles: 30, 180°, Solder pin length (l): 3.2 mm, tinned, black, Box
23716 | 1889360000 | SLDV-THR 5.08/34/180F 3.2SN BK BX | PCB plug-in connector, male header, Flange, THT/THR solder connection, 5.08 mm, Number of poles: 34, 180°, Solder pin length (l): 3.2 mm, tinned, black, Box
23717 | 1889370000 | SLDV-THR 5.08/36/180F 3.2SN BK BX | PCB plug-in connector, male header, Flange, THT/THR solder connection, 5.08 mm, Number of poles: 36, 180°, Solder pin length (l): 3.2 mm, tinned, black, Box
23718 | 1889380000 | SLDV-THR 5.08/38/180F 3.2SN BK BX | PCB plug-in connector, male header, Flange, THT/THR solder connection, 5.08 mm, Number of poles: 38, 180°, Solder pin length (l): 3.2 mm, tinned, black, Box
23719 | 1889390000 | SLDV-THR 5.08/40/180F 3.2SN BK BX | PCB plug-in connector, male header, Flange, THT/THR solder connection, 5.08 mm, Number of poles: 40, 180°, Solder pin length (l): 3.2 mm, tinned, black, Box
23720 | 1889400000 | SLDV-THR 5.08/42/180F 3.2SN BK BX | PCB plug-in connector, male header, Flange, THT/THR solder connection, 5.08 mm, Number of poles: 42, 180°, Solder pin length (l): 3.2 mm, tinned, black, Box
23721 | 1889410000 | SLDV-THR 5.08/44/180F 3.2SN BK BX | PCB plug-in connector, male header, Flange, THT/THR solder connection, 5.08 mm, Number of poles: 44, 180°, Solder pin length (l): 3.2 mm, tinned, black, Box
23722 | 1889420000 | SLDV-THR 5.08/46/180F 3.2SN BK BX | PCB plug-in connector, male header, Flange, THT/THR solder connection, 5.08 mm, Number of poles: 46, 180°, Solder pin length (l): 3.2 mm, tinned, black, Box
23723 | 1889430000 | SLDV-THR 5.08/48/180F 3.2SN BK BX | PCB plug-in connector, male header, Flange, THT/THR solder connection, 5.08 mm, Number of poles: 48, 180°, Solder pin length (l): 3.2 mm, tinned, black, Box
23724 | 1894980000 | SLDV-THR 5.00/04/180G 1.5SN BK BX | PCB plug-in connector, male header, closed side, THT/THR solder connection, 5.00 mm, Number of poles: 4, 180°, Solder pin length (l): 1.5 mm, tinned, black, Box
23725 | 1895000000 | SLDV-THR 5.00/08/180G 1.5SN BK BX | PCB plug-in connector, male header, closed side, THT/THR solder connection, 5.00 mm, Number of poles: 8, 180°, Solder pin length (l): 1.5 mm, tinned, black, Box
23726 | 1895020000 | SLDV-THR 5.00/12/180G 1.5SN BK BX | PCB plug-in connector, male header, closed side, THT/THR solder connection, 5.00 mm, Number of poles: 12, 180°, Solder pin length (l): 1.5 mm, tinned, black, Box
23727 | 1895600000 | SLDV-THR 5.00/32/180FLF 1.5SN BK BX | PCB plug-in connector, male header, Flange / Solder flange, THT/THR solder connection, 5.00 mm, Number of poles: 32, 180°, Solder pin length (l): 1.5 mm, tinned, black, Box
23728 | 1911320000 | SLDV-THR 5.00/08/180GLF 3.2SN BK BX | PCB plug-in connector, male header, closed side / solder flange, THT/THR solder connection, 5.00 mm, Number of poles: 8, 180°, Solder pin length (l): 3.2 mm, tinned, black, Box
23729 | 1911360000 | SLDV-THR 5.00/16/180GLF 3.2SN BK BX | PCB plug-in connector, male header, closed side / solder flange, THT/THR solder connection, 5.00 mm, Number of poles: 16, 180°, Solder pin length (l): 3.2 mm, tinned, black, Box
23730 | 1911500000 | SLDV-THR 5.00/24/180GLF 3.2SN BK BX | PCB plug-in connector, male header, closed side / solder flange, THT/THR solder connection, 5.00 mm, Number of poles: 24, 180°, Solder pin length (l): 3.2 mm, tinned, black, Box
23731 | 1911520000 | SLDV-THR 5.00/26/180GLF 3.2SN BK BX | PCB plug-in connector, male header, closed side / solder flange, THT/THR solder connection, 5.00 mm, Number of poles: 26, 180°, Solder pin length (l): 3.2 mm, tinned, black, Box
23732 | 1911650000 | SLDV-THR 5.00/32/180GLF 3.2SN BK BX | PCB plug-in connector, male header, closed side / solder flange, THT/THR solder connection, 5.00 mm, Number of poles: 32, 180°, Solder pin length (l): 3.2 mm, tinned, black, Box
23733 | 1945300000 | BLZP 5.08HC/03/180LH SN OR BX | PCB plug-in connector, female plug, 5.08 mm, Number of poles: 3, 180°, Clamping yoke connection, Clamping range, max. : 4 mm², Box
23734 | 1945330000 | BLZP 5.08HC/06/180LH SN OR BX | PCB plug-in connector, female plug, 5.08 mm, Number of poles: 6, 180°, Clamping yoke connection, Clamping range, max. : 4 mm², Box
23735 | 1945410000 | BLZP 5.08HC/14/180LH SN OR BX | PCB plug-in connector, female plug, 5.08 mm, Number of poles: 14, 180°, Clamping yoke connection, Clamping range, max. : 4 mm², Box
23736 | 1945430000 | BLZP 5.08HC/16/180LH SN OR BX | PCB plug-in connector, female plug, 5.08 mm, Number of poles: 16, 180°, Clamping yoke connection, Clamping range, max. : 4 mm², Box
23737 | 1945490000 | BLZP 5.08HC/22/180LH SN OR BX | PCB plug-in connector, female plug, 5.08 mm, Number of poles: 22, 180°, Clamping yoke connection, Clamping range, max. : 4 mm², Box
23738 | 1946250000 | BLZP 5.08HC/02/225 SN OR BX | PCB plug-in connector, female plug, 5.08 mm, Number of poles: 2, 225°, Clamping yoke connection, Clamping range, max. : 4 mm², Box
23739 | 1946260000 | BLZP 5.08HC/03/225 SN OR BX | PCB plug-in connector, female plug, 5.08 mm, Number of poles: 3, 225°, Clamping yoke connection, Clamping range, max. : 4 mm², Box
23740 | 1946270000 | BLZP 5.08HC/04/225 SN OR BX | PCB plug-in connector, female plug, 5.08 mm, Number of poles: 4, 225°, Clamping yoke connection, Clamping range, max. : 4 mm², Box
23741 | 1946280000 | BLZP 5.08HC/05/225 SN OR BX | PCB plug-in connector, female plug, 5.08 mm, Number of poles: 5, 225°, Clamping yoke connection, Clamping range, max. : 4 mm², Box
23742 | 1946290000 | BLZP 5.08HC/06/225 SN OR BX | PCB plug-in connector, female plug, 5.08 mm, Number of poles: 6, 225°, Clamping yoke connection, Clamping range, max. : 4 mm², Box
23743 | 1946300000 | BLZP 5.08HC/07/225 SN OR BX | PCB plug-in connector, female plug, 5.08 mm, Number of poles: 7, 225°, Clamping yoke connection, Clamping range, max. : 4 mm², Box
23744 | 1946310000 | BLZP 5.08HC/08/225 SN OR BX | PCB plug-in connector, female plug, 5.08 mm, Number of poles: 8, 225°, Clamping yoke connection, Clamping range, max. : 4 mm², Box
23745 | 1946320000 | BLZP 5.08HC/09/225 SN OR BX | PCB plug-in connector, female plug, 5.08 mm, Number of poles: 9, 225°, Clamping yoke connection, Clamping range, max. : 4 mm², Box
23746 | 1946330000 | BLZP 5.08HC/10/225 SN OR BX | PCB plug-in connector, female plug, 5.08 mm, Number of poles: 10, 225°, Clamping yoke connection, Clamping range, max. : 4 mm², Box
23747 | 1946340000 | BLZP 5.08HC/11/225 SN OR BX | PCB plug-in connector, female plug, 5.08 mm, Number of poles: 11, 225°, Clamping yoke connection, Clamping range, max. : 4 mm², Box
23748 | 1946350000 | BLZP 5.08HC/12/225 SN OR BX | PCB plug-in connector, female plug, 5.08 mm, Number of poles: 12, 225°, Clamping yoke connection, Clamping range, max. : 4 mm², Box
23749 | 1946360000 | BLZP 5.08HC/13/225 SN OR BX | PCB plug-in connector, female plug, 5.08 mm, Number of poles: 13, 225°, Clamping yoke connection, Clamping range, max. : 4 mm², Box
23750 | 1946370000 | BLZP 5.08HC/14/225 SN OR BX | PCB plug-in connector, female plug, 5.08 mm, Number of poles: 14, 225°, Clamping yoke connection, Clamping range, max. : 4 mm², Box
23751 | 1946380000 | BLZP 5.08HC/15/225 SN OR BX | PCB plug-in connector, female plug, 5.08 mm, Number of poles: 15, 225°, Clamping yoke connection, Clamping range, max. : 4 mm², Box
23752 | 1946390000 | BLZP 5.08HC/16/225 SN OR BX | PCB plug-in connector, female plug, 5.08 mm, Number of poles: 16, 225°, Clamping yoke connection, Clamping range, max. : 4 mm², Box
23753 | 1946400000 | BLZP 5.08HC/17/225 SN OR BX | PCB plug-in connector, female plug, 5.08 mm, Number of poles: 17, 225°, Clamping yoke connection, Clamping range, max. : 4 mm², Box
23754 | 1946410000 | BLZP 5.08HC/18/225 SN OR BX | PCB plug-in connector, female plug, 5.08 mm, Number of poles: 18, 225°, Clamping yoke connection, Clamping range, max. : 4 mm², Box
23755 | 1946420000 | BLZP 5.08HC/19/225 SN OR BX | PCB plug-in connector, female plug, 5.08 mm, Number of poles: 19, 225°, Clamping yoke connection, Clamping range, max. : 4 mm², Box
23756 | 1946430000 | BLZP 5.08HC/20/225 SN OR BX | PCB plug-in connector, female plug, 5.08 mm, Number of poles: 20, 225°, Clamping yoke connection, Clamping range, max. : 4 mm², Box
23757 | 1946440000 | BLZP 5.08HC/21/225 SN OR BX | PCB plug-in connector, female plug, 5.08 mm, Number of poles: 21, 225°, Clamping yoke connection, Clamping range, max. : 4 mm², Box
23758 | 1946450000 | BLZP 5.08HC/22/225 SN OR BX | PCB plug-in connector, female plug, 5.08 mm, Number of poles: 22, 225°, Clamping yoke connection, Clamping range, max. : 4 mm², Box
23759 | 1946460000 | BLZP 5.08HC/23/225 SN OR BX | PCB plug-in connector, female plug, 5.08 mm, Number of poles: 23, 225°, Clamping yoke connection, Clamping range, max. : 4 mm², Box
23760 | 1946480000 | BLZP 5.08HC/24/225 SN OR BX | PCB plug-in connector, female plug, 5.08 mm, Number of poles: 24, 225°, Clamping yoke connection, Clamping range, max. : 4 mm², Box
23761 | 1946560000 | BLZP 5.08HC/02/225 SN BK BX | PCB plug-in connector, female plug, 5.08 mm, Number of poles: 2, 225°, Clamping yoke connection, Clamping range, max. : 4 mm², Box
23762 | 1946570000 | BLZP 5.08HC/03/225 SN BK BX | PCB plug-in connector, female plug, 5.08 mm, Number of poles: 3, 225°, Clamping yoke connection, Clamping range, max. : 4 mm², Box
23763 | 1946580000 | BLZP 5.08HC/04/225 SN BK BX | PCB plug-in connector, female plug, 5.08 mm, Number of poles: 4, 225°, Clamping yoke connection, Clamping range, max. : 4 mm², Box
23764 | 1946590000 | BLZP 5.08HC/05/225 SN BK BX | PCB plug-in connector, female plug, 5.08 mm, Number of poles: 5, 225°, Clamping yoke connection, Clamping range, max. : 4 mm², Box
23765 | 1946620000 | BLZP 5.08HC/08/225 SN BK BX | PCB plug-in connector, female plug, 5.08 mm, Number of poles: 8, 225°, Clamping yoke connection, Clamping range, max. : 4 mm², Box
23766 | 1946640000 | BLZP 5.08HC/10/225 SN BK BX | PCB plug-in connector, female plug, 5.08 mm, Number of poles: 10, 225°, Clamping yoke connection, Clamping range, max. : 4 mm², Box
23767 | 1946700000 | BLZP 5.08HC/16/225 SN BK BX | PCB plug-in connector, female plug, 5.08 mm, Number of poles: 16, 225°, Clamping yoke connection, Clamping range, max. : 4 mm², Box
23768 | 1946740000 | BLZP 5.08HC/20/225 SN BK BX | PCB plug-in connector, female plug, 5.08 mm, Number of poles: 20, 225°, Clamping yoke connection, Clamping range, max. : 4 mm², Box
23769 | 1964510000 | SL-SMT 5.08HC/18/90V 3.2SN BK BX | PCB plug-in connector, male header, open side, THT/THR solder connection, 5.08 mm, Number of poles: 18, 90°, Solder pin length (l): 3.2 mm, tinned, black, Box
23770 | 1882720000 | SLDV-THR 5.00/12/180G 3.2SN BK BX | PCB plug-in connector, male header, closed side, THT/THR solder connection, 5.00 mm, Number of poles: 12, 180°, Solder pin length (l): 3.2 mm, tinned, black, Box
23771 | 1828890000 | SLDV-THR 5.08/04/180F 1.5SN BK BX | PCB plug-in connector, male header, Flange, THT/THR solder connection, 5.08 mm, Number of poles: 4, 180°, Solder pin length (l): 1.5 mm, tinned, black, Box
23772 | 1847810000 | SL-SMT 5.08/03/180F 1.5SN BK BX | PCB plug-in connector, male header, Flange, THT/THR solder connection, 5.08 mm, Number of poles: 3, 180°, Solder pin length (l): 1.5 mm, tinned, black, Box
23773 | 1006630000 | B2L 3.50/04/180 SN OR BX | PCB plug-in connector, female plug, 3.50 mm, Number of poles: 4, 180°, Tension-clamp connection, Clamping range, max. : 1 mm², Box
23774 | 1006640000 | SL 5.00/03/180B 3.2SN GN BX | PCB plug-in connector, male header, Dovetails for fixing blocks, THT solder connection, 5.00 mm, Number of poles: 3, 180°, Solder pin length (l): 3.2 mm, tinned, Pale green, Box
23775 | 1006650000 | SL 5.00/06/180B 3.2SN GN BX | PCB plug-in connector, male header, Dovetails for fixing blocks, THT solder connection, 5.00 mm, Number of poles: 6, 180°, Solder pin length (l): 3.2 mm, tinned, Pale green, Box
23776 | 1009470000 | BLL 5.08/02/180 3.2 SN BK BX | PCB plug-in connector, female header, closed side, THT solder connection, 5.08 mm, Number of poles: 2, 180°, Solder pin length (l): 3.2 mm, black, Box
23777 | 1028370000 | S2LD-THR 3.50/08/90LF 3.2SN BK BX | PCB plug-in connector, male header, Solder flange, THT/THR solder connection, 3.50 mm, Number of poles: 8, Solder pin length (l): 3.2 mm, tinned, black, Box
23778 | 1028430000 | S2LD-THR 3.50/28/90LF 3.2SN BK BX | PCB plug-in connector, male header, Solder flange, THT/THR solder connection, 3.50 mm, Number of poles: 28, Solder pin length (l): 3.2 mm, tinned, black, Box
23779 | 1028440000 | S2LD-THR 3.50/32/90LF 3.2SN BK BX | PCB plug-in connector, male header, Solder flange, THT/THR solder connection, 3.50 mm, Number of poles: 32, Solder pin length (l): 3.2 mm, tinned, black, Box
23780 | 1028450000 | S2LD-THR 3.50/36/90LF 3.2SN BK BX | PCB plug-in connector, male header, Solder flange, THT/THR solder connection, 3.50 mm, Number of poles: 36, Solder pin length (l): 3.2 mm, tinned, black, Box
23781 | 1039490000 | BLL 5.08/02/180 3.2 SN GN BX | PCB plug-in connector, female header, closed side, THT solder connection, 5.08 mm, Number of poles: 2, 180°, Solder pin length (l): 3.2 mm, tinned, Pale green, Box
23782 | 1039510000 | BLL 5.08/04/180 3.2 SN GN BX | PCB plug-in connector, female header, closed side, THT solder connection, 5.08 mm, Number of poles: 4, 180°, Solder pin length (l): 3.2 mm, tinned, Pale green, Box
23783 | 1041840000 | SL-SMT 3.50/10/90F 3.2SN BK RL | PCB plug-in connector, male header, Flange, THT/THR solder connection, 3.50 mm, Number of poles: 10, 90°, Solder pin length (l): 3.2 mm, tinned, black, Tape
23784 | 1044310000 | SL-SMT 3.50/03/180G 3.2SN BK RL | PCB plug-in connector, male header, closed side, THT/THR solder connection, 3.50 mm, Number of poles: 3, 180°, Solder pin length (l): 3.2 mm, tinned, black, Tape
23785 | 1045390000 | S2LD-THR 3.50/24/90LF 3.2SN BK BX | PCB plug-in connector, male header, Solder flange, THT/THR solder connection, 3.50 mm, Number of poles: 24, Solder pin length (l): 3.2 mm, tinned, black, Box
23786 | 1051990000 | SL 5.00/02/180B 3.2SN GN BX | PCB plug-in connector, male header, Dovetails for fixing blocks, THT solder connection, 5.00 mm, Number of poles: 2, 180°, Solder pin length (l): 3.2 mm, tinned, Pale green, Box
23787 | 1052040000 | SL 5.00/05/180B 3.2SN GN BX | PCB plug-in connector, male header, Dovetails for fixing blocks, THT solder connection, 5.00 mm, Number of poles: 5, 180°, Solder pin length (l): 3.2 mm, tinned, Pale green, Box
23788 | 1057380000 | SLD 5.08/06/90G 3.2SN BK BX | PCB plug-in connector, male header, closed side, THT solder connection, 5.08 mm, Number of poles: 6, 180°, Solder pin length (l): 3.2 mm, tinned, black, Box
23789 | 1571110000 | SL 5.00/12/90 3.2SN OR BX | PCB plug-in connector, male header, open side, THT solder connection, 5.00 mm, Number of poles: 12, 90°, Solder pin length (l): 3.2 mm, tinned, orange, Box
23790 | 1571130000 | SL 5.00/02/90 3.2SN OR BX | PCB plug-in connector, male header, open side, THT solder connection, 5.00 mm, Number of poles: 2, 90°, Solder pin length (l): 3.2 mm, tinned, orange, Box
23791 | 1571140000 | SL 5.00/03/90 3.2SN OR BX | PCB plug-in connector, male header, open side, THT solder connection, 5.00 mm, Number of poles: 3, 90°, Solder pin length (l): 3.2 mm, tinned, orange, Box
23792 | 1571150000 | SL 5.00/04/90 3.2SN OR BX | PCB plug-in connector, male header, open side, THT solder connection, 5.00 mm, Number of poles: 4, 90°, Solder pin length (l): 3.2 mm, tinned, orange, Box
23793 | 1571160000 | SL 5.00/05/90 3.2SN OR BX | PCB plug-in connector, male header, open side, THT solder connection, 5.00 mm, Number of poles: 5, 90°, Solder pin length (l): 3.2 mm, tinned, orange, Box
23794 | 1571170000 | SL 5.00/06/90 3.2SN OR BX | PCB plug-in connector, male header, open side, THT solder connection, 5.00 mm, Number of poles: 6, 90°, Solder pin length (l): 3.2 mm, tinned, orange, Box
23795 | 1571180000 | SL 5.00/07/90 3.2SN OR BX | PCB plug-in connector, male header, open side, THT solder connection, 5.00 mm, Number of poles: 7, 90°, Solder pin length (l): 3.2 mm, tinned, orange, Box
23796 | 1571190000 | SL 5.00/08/90 3.2SN OR BX | PCB plug-in connector, male header, open side, THT solder connection, 5.00 mm, Number of poles: 8, 90°, Solder pin length (l): 3.2 mm, tinned, orange, Box
23797 | 1571200000 | SL 5.00/09/90 3.2SN OR BX | PCB plug-in connector, male header, open side, THT solder connection, 5.00 mm, Number of poles: 9, 90°, Solder pin length (l): 3.2 mm, tinned, orange, Box
23798 | 1571210000 | SL 5.00/10/90 3.2SN OR BX | PCB plug-in connector, male header, open side, THT solder connection, 5.00 mm, Number of poles: 10, 90°, Solder pin length (l): 3.2 mm, tinned, orange, Box
23799 | 1571220000 | SL 5.00/11/90 3.2SN OR BX | PCB plug-in connector, male header, open side, THT solder connection, 5.00 mm, Number of poles: 11, 90°, Solder pin length (l): 3.2 mm, tinned, orange, Box
23800 | 1571230000 | SL 5.00/13/90 3.2SN OR BX | PCB plug-in connector, male header, open side, THT solder connection, 5.00 mm, Number of poles: 13, 90°, Solder pin length (l): 3.2 mm, tinned, orange, Box
23801 | 1571240000 | SL 5.00/14/90 3.2SN OR BX | PCB plug-in connector, male header, open side, THT solder connection, 5.00 mm, Number of poles: 14, 90°, Solder pin length (l): 3.2 mm, tinned, orange, Box
23802 | 1571250000 | SL 5.00/15/90 3.2SN OR BX | PCB plug-in connector, male header, open side, THT solder connection, 5.00 mm, Number of poles: 15, 90°, Solder pin length (l): 3.2 mm, tinned, orange, Box
23803 | 1571260000 | SL 5.00/16/90 3.2SN OR BX | PCB plug-in connector, male header, open side, THT solder connection, 5.00 mm, Number of poles: 16, 90°, Solder pin length (l): 3.2 mm, tinned, orange, Box
23804 | 1571270000 | SL 5.00/17/90 3.2SN OR BX | PCB plug-in connector, male header, open side, THT solder connection, 5.00 mm, Number of poles: 17, 90°, Solder pin length (l): 3.2 mm, tinned, orange, Box
23805 | 1571280000 | SL 5.00/18/90 3.2SN OR BX | PCB plug-in connector, male header, open side, THT solder connection, 5.00 mm, Number of poles: 18, 90°, Solder pin length (l): 3.2 mm, tinned, orange, Box
23806 | 1571290000 | SL 5.00/19/90 3.2SN OR BX | PCB plug-in connector, male header, open side, THT solder connection, 5.00 mm, Number of poles: 19, 90°, Solder pin length (l): 3.2 mm, tinned, orange, Box
23807 | 1571300000 | SL 5.00/20/90 3.2SN OR BX | PCB plug-in connector, male header, open side, THT solder connection, 5.00 mm, Number of poles: 20, 90°, Solder pin length (l): 3.2 mm, tinned, orange, Box
23808 | 1571310000 | SL 5.00/21/90 3.2SN OR BX | PCB plug-in connector, male header, open side, THT solder connection, 5.00 mm, Number of poles: 21, 90°, Solder pin length (l): 3.2 mm, tinned, orange, Box
23809 | 1571320000 | SL 5.00/22/90 3.2SN OR BX | PCB plug-in connector, male header, open side, THT solder connection, 5.00 mm, Number of poles: 22, 90°, Solder pin length (l): 3.2 mm, tinned, orange, Box
23810 | 1571330000 | SL 5.00/23/90 3.2SN OR BX | PCB plug-in connector, male header, open side, THT solder connection, 5.00 mm, Number of poles: 23, 90°, Solder pin length (l): 3.2 mm, tinned, orange, Box
23811 | 1571340000 | SL 5.00/24/90 3.2SN OR BX | PCB plug-in connector, male header, open side, THT solder connection, 5.00 mm, Number of poles: 24, 90°, Solder pin length (l): 3.2 mm, tinned, orange, Box
23812 | 1580860000 | SL 5.00/02/90B 3.2SN OR BX | PCB plug-in connector, male header, Dovetails for fixing blocks, THT solder connection, 5.00 mm, Number of poles: 2, 90°, Solder pin length (l): 3.2 mm, tinned, orange, Box
23813 | 1580870000 | SL 5.00/03/90B 3.2SN OR BX | PCB plug-in connector, male header, Dovetails for fixing blocks, THT solder connection, 5.00 mm, Number of poles: 3, 90°, Solder pin length (l): 3.2 mm, tinned, orange, Box
23814 | 1580880000 | SL 5.00/04/90B 3.2SN OR BX | PCB plug-in connector, male header, Dovetails for fixing blocks, THT solder connection, 5.00 mm, Number of poles: 4, 90°, Solder pin length (l): 3.2 mm, tinned, orange, Box
23815 | 1580890000 | SL 5.00/05/90B 3.2SN OR BX | PCB plug-in connector, male header, Dovetails for fixing blocks, THT solder connection, 5.00 mm, Number of poles: 5, 90°, Solder pin length (l): 3.2 mm, tinned, orange, Box
23816 | 1580900000 | SL 5.00/06/90B 3.2SN OR BX | PCB plug-in connector, male header, Dovetails for fixing blocks, THT solder connection, 5.00 mm, Number of poles: 6, 90°, Solder pin length (l): 3.2 mm, tinned, orange, Box
23817 | 1580910000 | SL 5.00/07/90B 3.2SN OR BX | PCB plug-in connector, male header, Dovetails for fixing blocks, THT solder connection, 5.00 mm, Number of poles: 7, 90°, Solder pin length (l): 3.2 mm, tinned, orange, Box
23818 | 1580920000 | SL 5.00/08/90B 3.2SN OR BX | PCB plug-in connector, male header, Dovetails for fixing blocks, THT solder connection, 5.00 mm, Number of poles: 8, 90°, Solder pin length (l): 3.2 mm, tinned, orange, Box
23819 | 1580930000 | SL 5.00/09/90B 3.2SN OR BX | PCB plug-in connector, male header, Dovetails for fixing blocks, THT solder connection, 5.00 mm, Number of poles: 9, 90°, Solder pin length (l): 3.2 mm, tinned, orange, Box
23820 | 1580940000 | SL 5.00/10/90B 3.2SN OR BX | PCB plug-in connector, male header, Dovetails for fixing blocks, THT solder connection, 5.00 mm, Number of poles: 10, 90°, Solder pin length (l): 3.2 mm, tinned, orange, Box
23821 | 1580950000 | SL 5.00/11/90B 3.2SN OR BX | PCB plug-in connector, male header, Dovetails for fixing blocks, THT solder connection, 5.00 mm, Number of poles: 11, 90°, Solder pin length (l): 3.2 mm, tinned, orange, Box
23822 | 1580960000 | SL 5.00/12/90B 3.2SN OR BX | PCB plug-in connector, male header, Dovetails for fixing blocks, THT solder connection, 5.00 mm, Number of poles: 12, 90°, Solder pin length (l): 3.2 mm, tinned, orange, Box
23823 | 1580970000 | SL 5.00/13/90B 3.2SN OR BX | PCB plug-in connector, male header, Dovetails for fixing blocks, THT solder connection, 5.00 mm, Number of poles: 13, 90°, Solder pin length (l): 3.2 mm, tinned, orange, Box
23824 | 1580980000 | SL 5.00/14/90B 3.2SN OR BX | PCB plug-in connector, male header, Dovetails for fixing blocks, THT solder connection, 5.00 mm, Number of poles: 14, 90°, Solder pin length (l): 3.2 mm, tinned, orange, Box
23825 | 1580990000 | SL 5.00/15/90B 3.2SN OR BX | PCB plug-in connector, male header, Dovetails for fixing blocks, THT solder connection, 5.00 mm, Number of poles: 15, 90°, Solder pin length (l): 3.2 mm, tinned, orange, Box
23826 | 1581000000 | SL 5.00/16/90B 3.2SN OR BX | PCB plug-in connector, male header, Dovetails for fixing blocks, THT solder connection, 5.00 mm, Number of poles: 16, 90°, Solder pin length (l): 3.2 mm, tinned, orange, Box
23827 | 1581010000 | SL 5.00/17/90B 3.2SN OR BX | PCB plug-in connector, male header, Dovetails for fixing blocks, THT solder connection, 5.00 mm, Number of poles: 17, 90°, Solder pin length (l): 3.2 mm, tinned, orange, Box
23828 | 1581020000 | SL 5.00/18/90B 3.2SN OR BX | PCB plug-in connector, male header, Dovetails for fixing blocks, THT solder connection, 5.00 mm, Number of poles: 18, 90°, Solder pin length (l): 3.2 mm, tinned, orange, Box
23829 | 1581030000 | SL 5.00/19/90B 3.2SN OR BX | PCB plug-in connector, male header, Dovetails for fixing blocks, THT solder connection, 5.00 mm, Number of poles: 19, 90°, Solder pin length (l): 3.2 mm, tinned, orange, Box
23830 | 1581040000 | SL 5.00/20/90B 3.2SN OR BX | PCB plug-in connector, male header, Dovetails for fixing blocks, THT solder connection, 5.00 mm, Number of poles: 20, 90°, Solder pin length (l): 3.2 mm, tinned, orange, Box
23831 | 1581050000 | SL 5.00/21/90B 3.2SN OR BX | PCB plug-in connector, male header, Dovetails for fixing blocks, THT solder connection, 5.00 mm, Number of poles: 21, 90°, Solder pin length (l): 3.2 mm, tinned, orange, Box
23832 | 1581060000 | SL 5.00/22/90B 3.2SN OR BX | PCB plug-in connector, male header, Dovetails for fixing blocks, THT solder connection, 5.00 mm, Number of poles: 22, 90°, Solder pin length (l): 3.2 mm, tinned, orange, Box
23833 | 1581070000 | SL 5.00/23/90B 3.2SN OR BX | PCB plug-in connector, male header, Dovetails for fixing blocks, THT solder connection, 5.00 mm, Number of poles: 23, 90°, Solder pin length (l): 3.2 mm, tinned, orange, Box
23834 | 1581080000 | SL 5.00/24/90B 3.2SN OR BX | PCB plug-in connector, male header, Dovetails for fixing blocks, THT solder connection, 5.00 mm, Number of poles: 24, 90°, Solder pin length (l): 3.2 mm, tinned, orange, Box
23835 | 1581320000 | SL 5.00/02/180 3.2SN OR BX | PCB plug-in connector, male header, open side, THT solder connection, 5.00 mm, Number of poles: 2, 180°, Solder pin length (l): 3.2 mm, tinned, orange, Box
23836 | 1581330000 | SL 5.00/03/180 3.2SN OR BX | PCB plug-in connector, male header, open side, THT solder connection, 5.00 mm, Number of poles: 3, 180°, Solder pin length (l): 3.2 mm, tinned, orange, Box
23837 | 1581340000 | SL 5.00/04/180 3.2SN OR BX | PCB plug-in connector, male header, open side, THT solder connection, 5.00 mm, Number of poles: 4, 180°, Solder pin length (l): 3.2 mm, tinned, orange, Box
23838 | 1581350000 | SL 5.00/05/180 3.2SN OR BX | PCB plug-in connector, male header, open side, THT solder connection, 5.00 mm, Number of poles: 5, 180°, Solder pin length (l): 3.2 mm, tinned, orange, Box
23839 | 1581360000 | SL 5.00/06/180 3.2SN OR BX | PCB plug-in connector, male header, open side, THT solder connection, 5.00 mm, Number of poles: 6, 180°, Solder pin length (l): 3.2 mm, tinned, orange, Box
23840 | 1581370000 | SL 5.00/07/180 3.2SN OR BX | PCB plug-in connector, male header, open side, THT solder connection, 5.00 mm, Number of poles: 7, 180°, Solder pin length (l): 3.2 mm, tinned, orange, Box
23841 | 1581380000 | SL 5.00/08/180 3.2SN OR BX | PCB plug-in connector, male header, open side, THT solder connection, 5.00 mm, Number of poles: 8, 180°, Solder pin length (l): 3.2 mm, tinned, orange, Box
23842 | 1581390000 | SL 5.00/09/180 3.2SN OR BX | PCB plug-in connector, male header, open side, THT solder connection, 5.00 mm, Number of poles: 9, 180°, Solder pin length (l): 3.2 mm, tinned, orange, Box
23843 | 1581400000 | SL 5.00/10/180 3.2SN OR BX | PCB plug-in connector, male header, open side, THT solder connection, 5.00 mm, Number of poles: 10, 180°, Solder pin length (l): 3.2 mm, tinned, orange, Box
23844 | 1581410000 | SL 5.00/11/180 3.2SN OR BX | PCB plug-in connector, male header, open side, THT solder connection, 5.00 mm, Number of poles: 11, 180°, Solder pin length (l): 3.2 mm, tinned, orange, Box
23845 | 1581420000 | SL 5.00/12/180 3.2SN OR BX | PCB plug-in connector, male header, open side, THT solder connection, 5.00 mm, Number of poles: 12, 180°, Solder pin length (l): 3.2 mm, tinned, orange, Box
23846 | 1581430000 | SL 5.00/13/180 3.2SN OR BX | PCB plug-in connector, male header, open side, THT solder connection, 5.00 mm, Number of poles: 13, 180°, Solder pin length (l): 3.2 mm, tinned, orange, Box
23847 | 1581440000 | SL 5.00/14/180 3.2SN OR BX | PCB plug-in connector, male header, open side, THT solder connection, 5.00 mm, Number of poles: 14, 180°, Solder pin length (l): 3.2 mm, tinned, orange, Box
23848 | 1581450000 | SL 5.00/15/180 3.2SN OR BX | PCB plug-in connector, male header, open side, THT solder connection, 5.00 mm, Number of poles: 15, 180°, Solder pin length (l): 3.2 mm, tinned, orange, Box
23849 | 1581460000 | SL 5.00/16/180 3.2SN OR BX | PCB plug-in connector, male header, open side, THT solder connection, 5.00 mm, Number of poles: 16, 180°, Solder pin length (l): 3.2 mm, tinned, orange, Box
23850 | 1581470000 | SL 5.00/17/180 3.2SN OR BX | PCB plug-in connector, male header, open side, THT solder connection, 5.00 mm, Number of poles: 17, 180°, Solder pin length (l): 3.2 mm, tinned, orange, Box
23851 | 1581480000 | SL 5.00/18/180 3.2SN OR BX | PCB plug-in connector, male header, open side, THT solder connection, 5.00 mm, Number of poles: 18, 180°, Solder pin length (l): 3.2 mm, tinned, orange, Box
23852 | 1581490000 | SL 5.00/19/180 3.2SN OR BX | PCB plug-in connector, male header, open side, THT solder connection, 5.00 mm, Number of poles: 19, 180°, Solder pin length (l): 3.2 mm, tinned, orange, Box
23853 | 1581500000 | SL 5.00/20/180 3.2SN OR BX | PCB plug-in connector, male header, open side, THT solder connection, 5.00 mm, Number of poles: 20, 180°, Solder pin length (l): 3.2 mm, tinned, orange, Box
23854 | 1581510000 | SL 5.00/21/180 3.2SN OR BX | PCB plug-in connector, male header, open side, THT solder connection, 5.00 mm, Number of poles: 21, 180°, Solder pin length (l): 3.2 mm, tinned, orange, Box
23855 | 1581520000 | SL 5.00/22/180 3.2SN OR BX | PCB plug-in connector, male header, open side, THT solder connection, 5.00 mm, Number of poles: 22, 180°, Solder pin length (l): 3.2 mm, tinned, orange, Box
23856 | 1581530000 | SL 5.00/23/180 3.2SN OR BX | PCB plug-in connector, male header, open side, THT solder connection, 5.00 mm, Number of poles: 23, 180°, Solder pin length (l): 3.2 mm, tinned, orange, Box
23857 | 1581540000 | SL 5.00/24/180 3.2SN OR BX | PCB plug-in connector, male header, open side, THT solder connection, 5.00 mm, Number of poles: 24, 180°, Solder pin length (l): 3.2 mm, tinned, orange, Box
23858 | 1581780000 | SL 5.00/02/180B 3.2SN OR BX | PCB plug-in connector, male header, Dovetails for fixing blocks, THT solder connection, 5.00 mm, Number of poles: 2, 180°, Solder pin length (l): 3.2 mm, tinned, orange, Box
23859 | 1581790000 | SL 5.00/03/180B 3.2SN OR BX | PCB plug-in connector, male header, Dovetails for fixing blocks, THT solder connection, 5.00 mm, Number of poles: 3, 180°, Solder pin length (l): 3.2 mm, tinned, orange, Box
23860 | 1581800000 | SL 5.00/04/180B 3.2SN OR BX | PCB plug-in connector, male header, Dovetails for fixing blocks, THT solder connection, 5.00 mm, Number of poles: 4, 180°, Solder pin length (l): 3.2 mm, tinned, orange, Box
23861 | 1581810000 | SL 5.00/05/180B 3.2SN OR BX | PCB plug-in connector, male header, Dovetails for fixing blocks, THT solder connection, 5.00 mm, Number of poles: 5, 180°, Solder pin length (l): 3.2 mm, tinned, orange, Box
23862 | 1581820000 | SL 5.00/06/180B 3.2SN OR BX | PCB plug-in connector, male header, Dovetails for fixing blocks, THT solder connection, 5.00 mm, Number of poles: 6, 180°, Solder pin length (l): 3.2 mm, tinned, orange, Box
23863 | 1581830000 | SL 5.00/07/180B 3.2SN OR BX | PCB plug-in connector, male header, Dovetails for fixing blocks, THT solder connection, 5.00 mm, Number of poles: 7, 180°, Solder pin length (l): 3.2 mm, tinned, orange, Box
23864 | 1581840000 | SL 5.00/08/180B 3.2SN OR BX | PCB plug-in connector, male header, Dovetails for fixing blocks, THT solder connection, 5.00 mm, Number of poles: 8, 180°, Solder pin length (l): 3.2 mm, tinned, orange, Box
23865 | 1581850000 | SL 5.00/09/180B 3.2SN OR BX | PCB plug-in connector, male header, Dovetails for fixing blocks, THT solder connection, 5.00 mm, Number of poles: 9, 180°, Solder pin length (l): 3.2 mm, tinned, orange, Box
23866 | 1581860000 | SL 5.00/10/180B 3.2SN OR BX | PCB plug-in connector, male header, Dovetails for fixing blocks, THT solder connection, 5.00 mm, Number of poles: 10, 180°, Solder pin length (l): 3.2 mm, tinned, orange, Box
23867 | 1581870000 | SL 5.00/11/180B 3.2SN OR BX | PCB plug-in connector, male header, Dovetails for fixing blocks, THT solder connection, 5.00 mm, Number of poles: 11, 180°, Solder pin length (l): 3.2 mm, tinned, orange, Box
23868 | 1581880000 | SL 5.00/12/180B 3.2SN OR BX | PCB plug-in connector, male header, Dovetails for fixing blocks, THT solder connection, 5.00 mm, Number of poles: 12, 180°, Solder pin length (l): 3.2 mm, tinned, orange, Box
23869 | 1581890000 | SL 5.00/13/180B 3.2SN OR BX | PCB plug-in connector, male header, Dovetails for fixing blocks, THT solder connection, 5.00 mm, Number of poles: 13, 180°, Solder pin length (l): 3.2 mm, tinned, orange, Box
23870 | 1581900000 | SL 5.00/14/180B 3.2SN OR BX | PCB plug-in connector, male header, Dovetails for fixing blocks, THT solder connection, 5.00 mm, Number of poles: 14, 180°, Solder pin length (l): 3.2 mm, tinned, orange, Box
23871 | 1581910000 | SL 5.00/15/180B 3.2SN OR BX | PCB plug-in connector, male header, Dovetails for fixing blocks, THT solder connection, 5.00 mm, Number of poles: 15, 180°, Solder pin length (l): 3.2 mm, tinned, orange, Box
23872 | 1581920000 | SL 5.00/16/180B 3.2SN OR BX | PCB plug-in connector, male header, Dovetails for fixing blocks, THT solder connection, 5.00 mm, Number of poles: 16, 180°, Solder pin length (l): 3.2 mm, tinned, orange, Box
23873 | 1581930000 | SL 5.00/17/180B 3.2SN OR BX | PCB plug-in connector, male header, Dovetails for fixing blocks, THT solder connection, 5.00 mm, Number of poles: 17, 180°, Solder pin length (l): 3.2 mm, tinned, orange, Box
23874 | 1581940000 | SL 5.00/18/180B 3.2SN OR BX | PCB plug-in connector, male header, Dovetails for fixing blocks, THT solder connection, 5.00 mm, Number of poles: 18, 180°, Solder pin length (l): 3.2 mm, tinned, orange, Box
23875 | 1581950000 | SL 5.00/19/180B 3.2SN OR BX | PCB plug-in connector, male header, Dovetails for fixing blocks, THT solder connection, 5.00 mm, Number of poles: 19, 180°, Solder pin length (l): 3.2 mm, tinned, orange, Box
23876 | 1581960000 | SL 5.00/20/180B 3.2SN OR BX | PCB plug-in connector, male header, Dovetails for fixing blocks, THT solder connection, 5.00 mm, Number of poles: 20, 180°, Solder pin length (l): 3.2 mm, tinned, orange, Box
23877 | 1581970000 | SL 5.00/21/180B 3.2SN OR BX | PCB plug-in connector, male header, Dovetails for fixing blocks, THT solder connection, 5.00 mm, Number of poles: 21, 180°, Solder pin length (l): 3.2 mm, tinned, orange, Box
23878 | 1581980000 | SL 5.00/22/180B 3.2SN OR BX | PCB plug-in connector, male header, Dovetails for fixing blocks, THT solder connection, 5.00 mm, Number of poles: 22, 180°, Solder pin length (l): 3.2 mm, tinned, orange, Box
23879 | 1581990000 | SL 5.00/23/180B 3.2SN OR BX | PCB plug-in connector, male header, Dovetails for fixing blocks, THT solder connection, 5.00 mm, Number of poles: 23, 180°, Solder pin length (l): 3.2 mm, tinned, orange, Box
23880 | 1582000000 | SL 5.00/24/180B 3.2SN OR BX | PCB plug-in connector, male header, Dovetails for fixing blocks, THT solder connection, 5.00 mm, Number of poles: 24, 180°, Solder pin length (l): 3.2 mm, tinned, orange, Box
23881 | 1582020000 | SL 5.00/03/180B 4.5SN OR BX | PCB plug-in connector, male header, Dovetails for fixing blocks, THT solder connection, 5.00 mm, Number of poles: 3, 180°, Solder pin length (l): 4.5 mm, tinned, orange, Box
23882 | 1582030000 | SL 5.00/04/180B 4.5SN OR BX | PCB plug-in connector, male header, Dovetails for fixing blocks, THT solder connection, 5.00 mm, Number of poles: 4, 180°, Solder pin length (l): 4.5 mm, tinned, orange, Box
23883 | 1582050000 | SL 5.00/06/180B 4.5SN OR BX | PCB plug-in connector, male header, Dovetails for fixing blocks, THT solder connection, 5.00 mm, Number of poles: 6, 180°, Solder pin length (l): 4.5 mm, tinned, orange, Box
23884 | 1582070000 | SL 5.00/08/180B 4.5SN OR BX | PCB plug-in connector, male header, Dovetails for fixing blocks, THT solder connection, 5.00 mm, Number of poles: 8, 180°, Solder pin length (l): 4.5 mm, tinned, orange, Box
23885 | 1582090000 | SL 5.00/10/180B 4.5SN OR BX | PCB plug-in connector, male header, Dovetails for fixing blocks, THT solder connection, 5.00 mm, Number of poles: 10, 180°, Solder pin length (l): 4.5 mm, tinned, orange, Box
23886 | 1582110000 | SL 5.00/12/180B 4.5SN OR BX | PCB plug-in connector, male header, Dovetails for fixing blocks, THT solder connection, 5.00 mm, Number of poles: 12, 180°, Solder pin length (l): 4.5 mm, tinned, orange, Box
23887 | 1582150000 | SL 5.00/16/180B 4.5SN OR BX | PCB plug-in connector, male header, Dovetails for fixing blocks, THT solder connection, 5.00 mm, Number of poles: 16, 180°, Solder pin length (l): 4.5 mm, tinned, orange, Box
23888 | 1596130000 | SL 5.00/04/180B 4.5SN BK BX | PCB plug-in connector, male header, Dovetails for fixing blocks, THT solder connection, 5.00 mm, Number of poles: 4, 180°, Solder pin length (l): 4.5 mm, tinned, black, Box
23889 | 1596140000 | SL 5.00/08/180B 4.5SN BK BX | PCB plug-in connector, male header, Dovetails for fixing blocks, THT solder connection, 5.00 mm, Number of poles: 8, 180°, Solder pin length (l): 4.5 mm, tinned, black, Box
23890 | 1596150000 | SL 5.00/04/90B 4.5SN BK BX | PCB plug-in connector, male header, Dovetails for fixing blocks, THT solder connection, 5.00 mm, Number of poles: 4, 90°, Solder pin length (l): 4.5 mm, tinned, black, Box
23891 | 1596170000 | SL 5.00/10/90B 4.5SN BK BX | PCB plug-in connector, male header, Dovetails for fixing blocks, THT solder connection, 5.00 mm, Number of poles: 10, 90°, Solder pin length (l): 4.5 mm, tinned, black, Box
23892 | 1596180000 | SL 5.00/06/90 4.5SN BK BX | PCB plug-in connector, male header, open side, THT solder connection, 5.00 mm, Number of poles: 6, 90°, Solder pin length (l): 4.5 mm, tinned, black, Box
23893 | 1599130000 | SLDF 5.08 L/F 2 SN OR BX | PCB plug-in connector, male header, 5.08 mm, Number of poles: 2, 180°, Flat-blade connection, Solder connection, Box
23894 | 1599140000 | SLDF 5.08 L/F 3 SN OR BX | PCB plug-in connector, male header, 5.08 mm, Number of poles: 3, 180°, Flat-blade connection, Solder connection, Box
23895 | 1599150000 | SLDF 5.08 L/F 4 SN OR BX | PCB plug-in connector, male header, 5.08 mm, Number of poles: 4, 180°, Flat-blade connection, Solder connection, Box
23896 | 1599160000 | SLDF 5.08 L/F 5 SN OR BX | PCB plug-in connector, male header, 5.08 mm, Number of poles: 5, 180°, Flat-blade connection, Solder connection, Box
23897 | 1599170000 | SLDF 5.08 L/F 6 SN OR BX | PCB plug-in connector, male header, 5.08 mm, Number of poles: 6, 180°, Flat-blade connection, Solder connection, Box
23898 | 1599180000 | SLDF 5.08 L/F 7 SN OR BX | PCB plug-in connector, male header, 5.08 mm, Number of poles: 7, 180°, Flat-blade connection, Solder connection, Box
23899 | 1599190000 | SLDF 5.08 L/F 8 SN OR BX | PCB plug-in connector, male header, 5.08 mm, Number of poles: 8, 180°, Flat-blade connection, Solder connection, Box
23900 | 1599200000 | SLDF 5.08 L/F 9 SN OR BX | PCB plug-in connector, male header, 5.08 mm, Number of poles: 9, 180°, Flat-blade connection, Solder connection, Box
23901 | 1599210000 | SLDF 5.08 L/F 10 SN OR BX | PCB plug-in connector, male header, 5.08 mm, Number of poles: 10, 180°, Flat-blade connection, Solder connection, Box
23902 | 1599220000 | SLDF 5.08 L/F 11 SN OR BX | PCB plug-in connector, male header, 5.08 mm, Number of poles: 11, 180°, Flat-blade connection, Solder connection, Box
23903 | 1599230000 | SLDF 5.08 L/F 12 SN OR BX | PCB plug-in connector, male header, 5.08 mm, Number of poles: 12, 180°, Flat-blade connection, Solder connection, Box
23904 | 1599240000 | SLDF 5.08 L/F 13 SN OR BX | PCB plug-in connector, male header, 5.08 mm, Number of poles: 13, 180°, Flat-blade connection, Solder connection, Box
23905 | 1599250000 | SLDF 5.08 L/F 14 SN OR BX | PCB plug-in connector, male header, 5.08 mm, Number of poles: 14, 180°, Flat-blade connection, Solder connection, Box
23906 | 1599260000 | SLDF 5.08 L/F 15 SN OR BX | PCB plug-in connector, male header, 5.08 mm, Number of poles: 15, 180°, Flat-blade connection, Solder connection, Box
23907 | 1599270000 | SLDF 5.08 L/F 16 SN OR BX | PCB plug-in connector, male header, 5.08 mm, Number of poles: 16, 180°, Flat-blade connection, Solder connection, Box
23908 | 1601790000 | SLD 5.08/04/90G 3.2SN OR BX | PCB plug-in connector, male header, closed side, THT solder connection, 5.08 mm, Number of poles: 4, 90°, Solder pin length (l): 3.2 mm, tinned, orange, Box
23909 | 1601800000 | SLD 5.08/06/90G 3.2SN OR BX | PCB plug-in connector, male header, closed side, THT solder connection, 5.08 mm, Number of poles: 6, 90°, Solder pin length (l): 3.2 mm, tinned, orange, Box
23910 | 1601810000 | SLD 5.08/08/90G 3.2SN OR BX | PCB plug-in connector, male header, closed side, THT solder connection, 5.08 mm, Number of poles: 8, 90°, Solder pin length (l): 3.2 mm, tinned, orange, Box
23911 | 1601820000 | SLD 5.08/10/90G 3.2SN OR BX | PCB plug-in connector, male header, closed side, THT solder connection, 5.08 mm, Number of poles: 10, 90°, Solder pin length (l): 3.2 mm, tinned, orange, Box
23912 | 1601830000 | SLD 5.08/12/90G 3.2SN OR BX | PCB plug-in connector, male header, closed side, THT solder connection, 5.08 mm, Number of poles: 12, 90°, Solder pin length (l): 3.2 mm, tinned, orange, Box
23913 | 1601840000 | SLD 5.08/14/90G 3.2SN OR BX | PCB plug-in connector, male header, closed side, THT solder connection, 5.08 mm, Number of poles: 14, 90°, Solder pin length (l): 3.2 mm, tinned, orange, Box
23914 | 1601850000 | SLD 5.08/16/90G 3.2SN OR BX | PCB plug-in connector, male header, closed side, THT solder connection, 5.08 mm, Number of poles: 16, 90°, Solder pin length (l): 3.2 mm, tinned, orange, Box
23915 | 1601860000 | SLD 5.08/18/90G 3.2SN OR BX | PCB plug-in connector, male header, closed side, THT solder connection, 5.08 mm, Number of poles: 18, 90°, Solder pin length (l): 3.2 mm, tinned, orange, Box
23916 | 1601870000 | SLD 5.08/20/90G 3.2SN OR BX | PCB plug-in connector, male header, closed side, THT solder connection, 5.08 mm, Number of poles: 20, 90°, Solder pin length (l): 3.2 mm, tinned, orange, Box
23917 | 1601880000 | SLD 5.08/22/90G 3.2SN OR BX | PCB plug-in connector, male header, closed side, THT solder connection, 5.08 mm, Number of poles: 22, 90°, Solder pin length (l): 3.2 mm, tinned, orange, Box
23918 | 1601890000 | SLD 5.08/24/90G 3.2SN OR BX | PCB plug-in connector, male header, closed side, THT solder connection, 5.08 mm, Number of poles: 24, 90°, Solder pin length (l): 3.2 mm, tinned, orange, Box
23919 | 1601900000 | SLD 5.08/26/90G 3.2SN OR BX | PCB plug-in connector, male header, closed side, THT solder connection, 5.08 mm, Number of poles: 26, 90°, Solder pin length (l): 3.2 mm, tinned, orange, Box
23920 | 1601910000 | SLD 5.08/28/90G 3.2SN OR BX | PCB plug-in connector, male header, closed side, THT solder connection, 5.08 mm, Number of poles: 28, 90°, Solder pin length (l): 3.2 mm, tinned, orange, Box
23921 | 1601920000 | SLD 5.08/30/90G 3.2SN OR BX | PCB plug-in connector, male header, closed side, THT solder connection, 5.08 mm, Number of poles: 30, 90°, Solder pin length (l): 3.2 mm, tinned, orange, Box
23922 | 1601930000 | SLD 5.08/32/90G 3.2SN OR BX | PCB plug-in connector, male header, closed side, THT solder connection, 5.08 mm, Number of poles: 32, 90°, Solder pin length (l): 3.2 mm, tinned, orange, Box
23923 | 1601940000 | SLD 5.08/34/90G 3.2SN OR BX | PCB plug-in connector, male header, closed side, THT solder connection, 5.08 mm, Number of poles: 34, 90°, Solder pin length (l): 3.2 mm, tinned, orange, Box
23924 | 1601950000 | SLD 5.08/36/90G 3.2SN OR BX | PCB plug-in connector, male header, closed side, THT solder connection, 5.08 mm, Number of poles: 36, 90°, Solder pin length (l): 3.2 mm, tinned, orange, Box
23925 | 1601960000 | SLD 5.08/38/90G 3.2SN OR BX | PCB plug-in connector, male header, closed side, THT solder connection, 5.08 mm, Number of poles: 38, 90°, Solder pin length (l): 3.2 mm, tinned, orange, Box
23926 | 1601970000 | SLD 5.08/40/90G 3.2SN OR BX | PCB plug-in connector, male header, closed side, THT solder connection, 5.08 mm, Number of poles: 40, 90°, Solder pin length (l): 3.2 mm, tinned, orange, Box
23927 | 1601980000 | SLD 5.08/42/90G 3.2SN OR BX | PCB plug-in connector, male header, closed side, THT solder connection, 5.08 mm, Number of poles: 42, 90°, Solder pin length (l): 3.2 mm, tinned, orange, Box
23928 | 1601990000 | SLD 5.08/44/90G 3.2SN OR BX | PCB plug-in connector, male header, closed side, THT solder connection, 5.08 mm, Number of poles: 44, 90°, Solder pin length (l): 3.2 mm, tinned, orange, Box
23929 | 1602000000 | SLD 5.08/46/90G 3.2SN OR BX | PCB plug-in connector, male header, closed side, THT solder connection, 5.08 mm, Number of poles: 46, 90°, Solder pin length (l): 3.2 mm, tinned, orange, Box
23930 | 1602010000 | SLD 5.08/48/90G 3.2SN OR BX | PCB plug-in connector, male header, closed side, THT solder connection, 5.08 mm, Number of poles: 48, 90°, Solder pin length (l): 3.2 mm, tinned, orange, Box
23931 | 1602060000 | SLD 5.08/12/90G 4.5SN OR BX | PCB plug-in connector, male header, closed side, THT solder connection, 5.08 mm, Number of poles: 12, 90°, Solder pin length (l): 4.5 mm, tinned, orange, Box
23932 | 1602390000 | SLD 5.08/04/180G 3.2SN OR BX | PCB plug-in connector, male header, closed side, THT solder connection, 5.08 mm, Number of poles: 4, 180°, Solder pin length (l): 3.2 mm, tinned, orange, Box
23933 | 1602400000 | SLD 5.08/06/180G 3.2SN OR BX | PCB plug-in connector, male header, closed side, THT solder connection, 5.08 mm, Number of poles: 6, 180°, Solder pin length (l): 3.2 mm, tinned, orange, Box
23934 | 1602410000 | SLD 5.08/08/180G 3.2SN OR BX | PCB plug-in connector, male header, closed side, THT solder connection, 5.08 mm, Number of poles: 8, 180°, Solder pin length (l): 3.2 mm, tinned, orange, Box
23935 | 1602420000 | SLD 5.08/10/180G 3.2SN OR BX | PCB plug-in connector, male header, closed side, THT solder connection, 5.08 mm, Number of poles: 10, 180°, Solder pin length (l): 3.2 mm, tinned, orange, Box
23936 | 1602430000 | SLD 5.08/12/180G 3.2SN OR BX | PCB plug-in connector, male header, closed side, THT solder connection, 5.08 mm, Number of poles: 12, 180°, Solder pin length (l): 3.2 mm, tinned, orange, Box
23937 | 1602440000 | SLD 5.08/14/180G 3.2SN OR BX | PCB plug-in connector, male header, closed side, THT solder connection, 5.08 mm, Number of poles: 14, 180°, Solder pin length (l): 3.2 mm, tinned, orange, Box
23938 | 1602450000 | SLD 5.08/16/180G 3.2SN OR BX | PCB plug-in connector, male header, closed side, THT solder connection, 5.08 mm, Number of poles: 16, 180°, Solder pin length (l): 3.2 mm, tinned, orange, Box
23939 | 1602460000 | SLD 5.08/18/180G 3.2SN OR BX | PCB plug-in connector, male header, closed side, THT solder connection, 5.08 mm, Number of poles: 18, 180°, Solder pin length (l): 3.2 mm, tinned, orange, Box
23940 | 1602470000 | SLD 5.08/20/180G 3.2SN OR BX | PCB plug-in connector, male header, closed side, THT solder connection, 5.08 mm, Number of poles: 20, 180°, Solder pin length (l): 3.2 mm, tinned, orange, Box
23941 | 1602480000 | SLD 5.08/22/180G 3.2SN OR BX | PCB plug-in connector, male header, closed side, THT solder connection, 5.08 mm, Number of poles: 22, 180°, Solder pin length (l): 3.2 mm, tinned, orange, Box
23942 | 1602490000 | SLD 5.08/24/180G 3.2SN OR BX | PCB plug-in connector, male header, closed side, THT solder connection, 5.08 mm, Number of poles: 24, 180°, Solder pin length (l): 3.2 mm, tinned, orange, Box
23943 | 1602500000 | SLD 5.08/26/180G 3.2SN OR BX | PCB plug-in connector, male header, closed side, THT solder connection, 5.08 mm, Number of poles: 26, 180°, Solder pin length (l): 3.2 mm, tinned, orange, Box
23944 | 1602510000 | SLD 5.08/28/180G 3.2SN OR BX | PCB plug-in connector, male header, closed side, THT solder connection, 5.08 mm, Number of poles: 28, 180°, Solder pin length (l): 3.2 mm, tinned, orange, Box
23945 | 1602520000 | SLD 5.08/30/180G 3.2SN OR BX | PCB plug-in connector, male header, closed side, THT solder connection, 5.08 mm, Number of poles: 30, 180°, Solder pin length (l): 3.2 mm, tinned, orange, Box
23946 | 1602530000 | SLD 5.08/32/180G 3.2SN OR BX | PCB plug-in connector, male header, closed side, THT solder connection, 5.08 mm, Number of poles: 32, 180°, Solder pin length (l): 3.2 mm, tinned, orange, Box
23947 | 1602540000 | SLD 5.08/34/180G 3.2SN OR BX | PCB plug-in connector, male header, closed side, THT solder connection, 5.08 mm, Number of poles: 34, 180°, Solder pin length (l): 3.2 mm, tinned, orange, Box
23948 | 1602550000 | SLD 5.08/36/180G 3.2SN OR BX | PCB plug-in connector, male header, closed side, THT solder connection, 5.08 mm, Number of poles: 36, 180°, Solder pin length (l): 3.2 mm, tinned, orange, Box
23949 | 1602560000 | SLD 5.08/38/180G 3.2SN OR BX | PCB plug-in connector, male header, closed side, THT solder connection, 5.08 mm, Number of poles: 38, 180°, Solder pin length (l): 3.2 mm, tinned, orange, Box
23950 | 1602570000 | SLD 5.08/40/180G 3.2SN OR BX | PCB plug-in connector, male header, closed side, THT solder connection, 5.08 mm, Number of poles: 40, 180°, Solder pin length (l): 3.2 mm, tinned, orange, Box
23951 | 1602580000 | SLD 5.08/42/180G 3.2SN OR BX | PCB plug-in connector, male header, closed side, THT solder connection, 5.08 mm, Number of poles: 42, 180°, Solder pin length (l): 3.2 mm, tinned, orange, Box
23952 | 1602590000 | SLD 5.08/44/180G 3.2SN OR BX | PCB plug-in connector, male header, closed side, THT solder connection, 5.08 mm, Number of poles: 44, 180°, Solder pin length (l): 3.2 mm, tinned, orange, Box
23953 | 1602600000 | SLD 5.08/46/180G 3.2SN OR BX | PCB plug-in connector, male header, closed side, THT solder connection, 5.08 mm, Number of poles: 46, 180°, Solder pin length (l): 3.2 mm, tinned, orange, Box
23954 | 1602610000 | SLD 5.08/48/180G 3.2SN OR BX | PCB plug-in connector, male header, closed side, THT solder connection, 5.08 mm, Number of poles: 48, 180°, Solder pin length (l): 3.2 mm, tinned, orange, Box
23955 | 1603060000 | SL 5.08/02/135 3.2SN OR BX | PCB plug-in connector, male header, open side, THT solder connection, 5.08 mm, Number of poles: 2, 135°, Solder pin length (l): 3.2 mm, tinned, orange, Box
23956 | 1603070000 | SL 5.08/03/135 3.2SN OR BX | PCB plug-in connector, male header, open side, THT solder connection, 5.08 mm, Number of poles: 3, 135°, Solder pin length (l): 3.2 mm, tinned, orange, Box
23957 | 1603080000 | SL 5.08/04/135 3.2SN OR BX | PCB plug-in connector, male header, open side, THT solder connection, 5.08 mm, Number of poles: 4, 135°, Solder pin length (l): 3.2 mm, tinned, orange, Box
23958 | 1603090000 | SL 5.08/05/135 3.2SN OR BX | PCB plug-in connector, male header, open side, THT solder connection, 5.08 mm, Number of poles: 5, 135°, Solder pin length (l): 3.2 mm, tinned, orange, Box
23959 | 1603100000 | SL 5.08/06/135 3.2SN OR BX | PCB plug-in connector, male header, open side, THT solder connection, 5.08 mm, Number of poles: 6, 135°, Solder pin length (l): 3.2 mm, tinned, orange, Box
23960 | 1603110000 | SL 5.08/07/135 3.2SN OR BX | PCB plug-in connector, male header, open side, THT solder connection, 5.08 mm, Number of poles: 7, 135°, Solder pin length (l): 3.2 mm, tinned, orange, Box
23961 | 1603120000 | SL 5.08/08/135 3.2SN OR BX | PCB plug-in connector, male header, open side, THT solder connection, 5.08 mm, Number of poles: 8, 135°, Solder pin length (l): 3.2 mm, tinned, orange, Box
23962 | 1603130000 | SL 5.08/09/135 3.2SN OR BX | PCB plug-in connector, male header, open side, THT solder connection, 5.08 mm, Number of poles: 9, 135°, Solder pin length (l): 3.2 mm, tinned, orange, Box
23963 | 1603140000 | SL 5.08/10/135 3.2SN OR BX | PCB plug-in connector, male header, open side, THT solder connection, 5.08 mm, Number of poles: 10, 135°, Solder pin length (l): 3.2 mm, tinned, orange, Box
23964 | 1603150000 | SL 5.08/11/135 3.2SN OR BX | PCB plug-in connector, male header, open side, THT solder connection, 5.08 mm, Number of poles: 11, 135°, Solder pin length (l): 3.2 mm, tinned, orange, Box
23965 | 1603160000 | SL 5.08/12/135 3.2SN OR BX | PCB plug-in connector, male header, open side, THT solder connection, 5.08 mm, Number of poles: 12, 135°, Solder pin length (l): 3.2 mm, tinned, orange, Box
23966 | 1603170000 | SL 5.08/13/135 3.2SN OR BX | PCB plug-in connector, male header, open side, THT solder connection, 5.08 mm, Number of poles: 13, 135°, Solder pin length (l): 3.2 mm, tinned, orange, Box
23967 | 1603180000 | SL 5.08/14/135 3.2SN OR BX | PCB plug-in connector, male header, open side, THT solder connection, 5.08 mm, Number of poles: 14, 135°, Solder pin length (l): 3.2 mm, tinned, orange, Box
23968 | 1603190000 | SL 5.08/15/135 3.2SN OR BX | PCB plug-in connector, male header, open side, THT solder connection, 5.08 mm, Number of poles: 15, 135°, Solder pin length (l): 3.2 mm, tinned, orange, Box
23969 | 1603200000 | SL 5.08/16/135 3.2SN OR BX | PCB plug-in connector, male header, open side, THT solder connection, 5.08 mm, Number of poles: 16, 135°, Solder pin length (l): 3.2 mm, tinned, orange, Box
23970 | 1603210000 | SL 5.08/17/135 3.2SN OR BX | PCB plug-in connector, male header, open side, THT solder connection, 5.08 mm, Number of poles: 17, 135°, Solder pin length (l): 3.2 mm, tinned, orange, Box
23971 | 1603220000 | SL 5.08/18/135 3.2SN OR BX | PCB plug-in connector, male header, open side, THT solder connection, 5.08 mm, Number of poles: 18, 135°, Solder pin length (l): 3.2 mm, tinned, orange, Box
23972 | 1603230000 | SL 5.08/19/135 3.2SN OR BX | PCB plug-in connector, male header, open side, THT solder connection, 5.08 mm, Number of poles: 19, 135°, Solder pin length (l): 3.2 mm, tinned, orange, Box
23973 | 1603240000 | SL 5.08/20/135 3.2SN OR BX | PCB plug-in connector, male header, open side, THT solder connection, 5.08 mm, Number of poles: 20, 135°, Solder pin length (l): 3.2 mm, tinned, orange, Box
23974 | 1603250000 | SL 5.08/21/135 3.2SN OR BX | PCB plug-in connector, male header, open side, THT solder connection, 5.08 mm, Number of poles: 21, 135°, Solder pin length (l): 3.2 mm, tinned, orange, Box
23975 | 1603260000 | SL 5.08/22/135 3.2SN OR BX | PCB plug-in connector, male header, open side, THT solder connection, 5.08 mm, Number of poles: 22, 135°, Solder pin length (l): 3.2 mm, tinned, orange, Box
23976 | 1603270000 | SL 5.08/23/135 3.2SN OR BX | PCB plug-in connector, male header, open side, THT solder connection, 5.08 mm, Number of poles: 23, 135°, Solder pin length (l): 3.2 mm, tinned, orange, Box
23977 | 1603280000 | SL 5.08/24/135 3.2SN OR BX | PCB plug-in connector, male header, open side, THT solder connection, 5.08 mm, Number of poles: 24, 135°, Solder pin length (l): 3.2 mm, tinned, orange, Box
23978 | 1603310000 | SL 5.00/12/180B 4.5SN BK BX | PCB plug-in connector, male header, Dovetails for fixing blocks, THT solder connection, 5.00 mm, Number of poles: 12, 180°, Solder pin length (l): 4.5 mm, tinned, black, Box
23979 | 1603330000 | SL 5.00/16/90B 4.5SN BK BX | PCB plug-in connector, male header, Dovetails for fixing blocks, THT solder connection, 5.00 mm, Number of poles: 16, 90°, Solder pin length (l): 4.5 mm, tinned, black, Box
23980 | 1605530000 | SL 5.08/02/135B 3.2SN OR BX | PCB plug-in connector, male header, Dovetails for fixing blocks, THT solder connection, 5.08 mm, Number of poles: 2, 135°, Solder pin length (l): 3.2 mm, tinned, orange, Box
23981 | 1605540000 | SL 5.08/03/135B 3.2SN OR BX | PCB plug-in connector, male header, Dovetails for fixing blocks, THT solder connection, 5.08 mm, Number of poles: 3, 135°, Solder pin length (l): 3.2 mm, tinned, orange, Box
23982 | 1605550000 | SL 5.08/04/135B 3.2SN OR BX | PCB plug-in connector, male header, Dovetails for fixing blocks, THT solder connection, 5.08 mm, Number of poles: 4, 135°, Solder pin length (l): 3.2 mm, tinned, orange, Box
23983 | 1605560000 | SL 5.08/05/135B 3.2SN OR BX | PCB plug-in connector, male header, Dovetails for fixing blocks, THT solder connection, 5.08 mm, Number of poles: 5, 135°, Solder pin length (l): 3.2 mm, tinned, orange, Box
23984 | 1605570000 | SL 5.08/06/135B 3.2SN OR BX | PCB plug-in connector, male header, Dovetails for fixing blocks, THT solder connection, 5.08 mm, Number of poles: 6, 135°, Solder pin length (l): 3.2 mm, tinned, orange, Box
23985 | 1605580000 | SL 5.08/07/135B 3.2SN OR BX | PCB plug-in connector, male header, Dovetails for fixing blocks, THT solder connection, 5.08 mm, Number of poles: 7, 135°, Solder pin length (l): 3.2 mm, tinned, orange, Box
23986 | 1605590000 | SL 5.08/08/135B 3.2SN OR BX | PCB plug-in connector, male header, Dovetails for fixing blocks, THT solder connection, 5.08 mm, Number of poles: 8, 135°, Solder pin length (l): 3.2 mm, tinned, orange, Box
23987 | 1605600000 | SL 5.08/09/135B 3.2SN OR BX | PCB plug-in connector, male header, Dovetails for fixing blocks, THT solder connection, 5.08 mm, Number of poles: 9, 135°, Solder pin length (l): 3.2 mm, tinned, orange, Box
23988 | 1605610000 | SL 5.08/10/135B 3.2SN OR BX | PCB plug-in connector, male header, Dovetails for fixing blocks, THT solder connection, 5.08 mm, Number of poles: 10, 135°, Solder pin length (l): 3.2 mm, tinned, orange, Box
23989 | 1605620000 | SL 5.08/11/135B 3.2SN OR BX | PCB plug-in connector, male header, Dovetails for fixing blocks, THT solder connection, 5.08 mm, Number of poles: 11, 135°, Solder pin length (l): 3.2 mm, tinned, orange, Box
23990 | 1605630000 | SL 5.08/12/135B 3.2SN OR BX | PCB plug-in connector, male header, Dovetails for fixing blocks, THT solder connection, 5.08 mm, Number of poles: 12, 135°, Solder pin length (l): 3.2 mm, tinned, orange, Box
23991 | 1605640000 | SL 5.08/13/135B 3.2SN OR BX | PCB plug-in connector, male header, Dovetails for fixing blocks, THT solder connection, 5.08 mm, Number of poles: 13, 135°, Solder pin length (l): 3.2 mm, tinned, orange, Box
23992 | 1605650000 | SL 5.08/14/135B 3.2SN OR BX | PCB plug-in connector, male header, Dovetails for fixing blocks, THT solder connection, 5.08 mm, Number of poles: 14, 135°, Solder pin length (l): 3.2 mm, tinned, orange, Box
23993 | 1605660000 | SL 5.08/15/135B 3.2SN OR BX | PCB plug-in connector, male header, Dovetails for fixing blocks, THT solder connection, 5.08 mm, Number of poles: 15, 135°, Solder pin length (l): 3.2 mm, tinned, orange, Box
23994 | 1605670000 | SL 5.08/16/135B 3.2SN OR BX | PCB plug-in connector, male header, Dovetails for fixing blocks, THT solder connection, 5.08 mm, Number of poles: 16, 135°, Solder pin length (l): 3.2 mm, tinned, orange, Box
23995 | 1605680000 | SL 5.08/17/135B 3.2SN OR BX | PCB plug-in connector, male header, Dovetails for fixing blocks, THT solder connection, 5.08 mm, Number of poles: 17, 135°, Solder pin length (l): 3.2 mm, tinned, orange, Box
23996 | 1605690000 | SL 5.08/18/135B 3.2SN OR BX | PCB plug-in connector, male header, Dovetails for fixing blocks, THT solder connection, 5.08 mm, Number of poles: 18, 135°, Solder pin length (l): 3.2 mm, tinned, orange, Box
23997 | 1605700000 | SL 5.08/19/135B 3.2SN OR BX | PCB plug-in connector, male header, Dovetails for fixing blocks, THT solder connection, 5.08 mm, Number of poles: 19, 135°, Solder pin length (l): 3.2 mm, tinned, orange, Box
23998 | 1605710000 | SL 5.08/20/135B 3.2SN OR BX | PCB plug-in connector, male header, Dovetails for fixing blocks, THT solder connection, 5.08 mm, Number of poles: 20, 135°, Solder pin length (l): 3.2 mm, tinned, orange, Box
23999 | 1605720000 | SL 5.08/21/135B 3.2SN OR BX | PCB plug-in connector, male header, Dovetails for fixing blocks, THT solder connection, 5.08 mm, Number of poles: 21, 135°, Solder pin length (l): 3.2 mm, tinned, orange, Box
24000 | 1605730000 | SL 5.08/22/135B 3.2SN OR BX | PCB plug-in connector, male header, Dovetails for fixing blocks, THT solder connection, 5.08 mm, Number of poles: 22, 135°, Solder pin length (l): 3.2 mm, tinned, orange, Box
24001 | 1605740000 | SL 5.08/23/135B 3.2SN OR BX | PCB plug-in connector, male header, Dovetails for fixing blocks, THT solder connection, 5.08 mm, Number of poles: 23, 135°, Solder pin length (l): 3.2 mm, tinned, orange, Box
24002 | 1605750000 | SL 5.08/24/135B 3.2SN OR BX | PCB plug-in connector, male header, Dovetails for fixing blocks, THT solder connection, 5.08 mm, Number of poles: 24, 135°, Solder pin length (l): 3.2 mm, tinned, orange, Box
24003 | 1605990000 | SL 5.08/02/135B 4.5SN OR BX | PCB plug-in connector, male header, Dovetails for fixing blocks, THT solder connection, 5.08 mm, Number of poles: 2, 135°, Solder pin length (l): 4.5 mm, tinned, orange, Box
24004 | 1606010000 | SL 5.08/04/135B 4.5SN OR BX | PCB plug-in connector, male header, Dovetails for fixing blocks, THT solder connection, 5.08 mm, Number of poles: 4, 135°, Solder pin length (l): 4.5 mm, tinned, orange, Box
24005 | 1606030000 | SL 5.08/06/135B 4.5SN OR BX | PCB plug-in connector, male header, Dovetails for fixing blocks, THT solder connection, 5.08 mm, Number of poles: 6, 135°, Solder pin length (l): 4.5 mm, tinned, orange, Box
24006 | 1606090000 | SL 5.08/12/135B 4.5SN OR BX | PCB plug-in connector, male header, Dovetails for fixing blocks, THT solder connection, 5.08 mm, Number of poles: 12, 135°, Solder pin length (l): 4.5 mm, tinned, orange, Box
24007 | 1606120000 | SL 5.08/15/135B 4.5SN OR BX | PCB plug-in connector, male header, Dovetails for fixing blocks, THT solder connection, 5.08 mm, Number of poles: 15, 135°, Solder pin length (l): 4.5 mm, tinned, orange, Box
24008 | 1606130000 | SL 5.08/16/135B 4.5SN OR BX | PCB plug-in connector, male header, Dovetails for fixing blocks, THT solder connection, 5.08 mm, Number of poles: 16, 135°, Solder pin length (l): 4.5 mm, tinned, orange, Box
24009 | 1611560000 | SLT 5.08/02/180 SN OR BX | PCB plug-in connector, male plug, 5.08 mm, Number of poles: 2, 180°, TOP connection, Clamping range, max. : 2.5 mm², Box
24010 | 1611570000 | SLT 5.08/03/180 SN OR BX | PCB plug-in connector, male plug, 5.08 mm, Number of poles: 3, 180°, TOP connection, Clamping range, max. : 2.5 mm², Box
24011 | 1611640000 | SLT 5.08/10/180 SN OR BX | PCB plug-in connector, male plug, 5.08 mm, Number of poles: 10, 180°, TOP connection, Clamping range, max. : 2.5 mm², Box
24012 | 1611660000 | SLT 5.08/12/180 SN OR BX | PCB plug-in connector, male plug, 5.08 mm, Number of poles: 12, 180°, TOP connection, Clamping range, max. : 2.5 mm², Box
24013 | 1611710000 | SLT 5.08/02/180B SN OR BX | PCB plug-in connector, male plug, 5.08 mm, Number of poles: 2, 180°, TOP connection, Clamping range, max. : 2.5 mm², Box
24014 | 1611720000 | SLT 5.08/03/180B SN OR BX | PCB plug-in connector, male plug, 5.08 mm, Number of poles: 3, 180°, TOP connection, Clamping range, max. : 2.5 mm², Box
24015 | 1611730000 | SLT 5.08/04/180B SN OR BX | PCB plug-in connector, male plug, 5.08 mm, Number of poles: 4, 180°, TOP connection, Clamping range, max. : 2.5 mm², Box
24016 | 1611740000 | SLT 5.08/05/180B SN OR BX | PCB plug-in connector, male plug, 5.08 mm, Number of poles: 5, 180°, TOP connection, Clamping range, max. : 2.5 mm², Box
24017 | 1611750000 | SLT 5.08/06/180B SN OR BX | PCB plug-in connector, male plug, 5.08 mm, Number of poles: 6, 180°, TOP connection, Clamping range, max. : 2.5 mm², Box
24018 | 1611760000 | SLT 5.08/07/180B SN OR BX | PCB plug-in connector, male plug, 5.08 mm, Number of poles: 7, 180°, TOP connection, Clamping range, max. : 2.5 mm², Box
24019 | 1611770000 | SLT 5.08/08/180B SN OR BX | PCB plug-in connector, male plug, 5.08 mm, Number of poles: 8, 180°, TOP connection, Clamping range, max. : 2.5 mm², Box
24020 | 1611780000 | SLT 5.08/09/180B SN OR BX | PCB plug-in connector, male plug, 5.08 mm, Number of poles: 9, 180°, TOP connection, Clamping range, max. : 2.5 mm², Box
24021 | 1611790000 | SLT 5.08/10/180B SN OR BX | PCB plug-in connector, male plug, 5.08 mm, Number of poles: 10, 180°, TOP connection, Clamping range, max. : 2.5 mm², Box
24022 | 1611800000 | SLT 5.08/11/180B SN OR BX | PCB plug-in connector, male plug, 5.08 mm, Number of poles: 11, 180°, TOP connection, Clamping range, max. : 2.5 mm², Box
24023 | 1611810000 | SLT 5.08/12/180B SN OR BX | PCB plug-in connector, male plug, 5.08 mm, Number of poles: 12, 180°, TOP connection, Clamping range, max. : 2.5 mm², Box
24024 | 1611820000 | SLT 5.08/13/180B SN OR BX | PCB plug-in connector, male plug, 5.08 mm, Number of poles: 13, 180°, TOP connection, Clamping range, max. : 2.5 mm², Box
24025 | 1611830000 | SLT 5.08/14/180B SN OR BX | PCB plug-in connector, male plug, 5.08 mm, Number of poles: 14, 180°, TOP connection, Clamping range, max. : 2.5 mm², Box
24026 | 1611840000 | SLT 5.08/15/180B SN OR BX | PCB plug-in connector, male plug, 5.08 mm, Number of poles: 15, 180°, TOP connection, Clamping range, max. : 2.5 mm², Box
24027 | 1611850000 | SLT 5.08/16/180B SN OR BX | PCB plug-in connector, male plug, 5.08 mm, Number of poles: 16, 180°, TOP connection, Clamping range, max. : 2.5 mm², Box
24028 | 1625990000 | SL 5.00/02/90 4.5SN BK BX | PCB plug-in connector, male header, open side, THT solder connection, 5.00 mm, Number of poles: 2, 90°, Solder pin length (l): 4.5 mm, tinned, black, Box
24029 | 1626000000 | SL 5.00/03/90 4.5SN BK BX | PCB plug-in connector, male header, open side, THT solder connection, 5.00 mm, Number of poles: 3, 90°, Solder pin length (l): 4.5 mm, tinned, black, Box
24030 | 1626010000 | SL 5.00/04/90 4.5SN BK BX | PCB plug-in connector, male header, open side, THT solder connection, 5.00 mm, Number of poles: 4, 90°, Solder pin length (l): 4.5 mm, tinned, black, Box
24031 | 1626020000 | SL 5.00/05/90 4.5SN BK BX | PCB plug-in connector, male header, open side, THT solder connection, 5.00 mm, Number of poles: 5, 90°, Solder pin length (l): 4.5 mm, tinned, black, Box
24032 | 1626040000 | SL 5.00/08/90 4.5SN BK BX | PCB plug-in connector, male header, open side, THT solder connection, 5.00 mm, Number of poles: 8, 90°, Solder pin length (l): 4.5 mm, tinned, black, Box
24033 | 1626050000 | SL 5.00/09/90 4.5SN BK BX | PCB plug-in connector, male header, open side, THT solder connection, 5.00 mm, Number of poles: 9, 90°, Solder pin length (l): 4.5 mm, tinned, black, Box
24034 | 1626060000 | SL 5.00/10/90 4.5SN BK BX | PCB plug-in connector, male header, open side, THT solder connection, 5.00 mm, Number of poles: 10, 90°, Solder pin length (l): 4.5 mm, tinned, black, Box
24035 | 1626070000 | SL 5.00/11/90 4.5SN BK BX | PCB plug-in connector, male header, open side, THT solder connection, 5.00 mm, Number of poles: 11, 90°, Solder pin length (l): 4.5 mm, tinned, black, Box
24036 | 1626080000 | SL 5.00/12/90 4.5SN BK BX | PCB plug-in connector, male header, open side, THT solder connection, 5.00 mm, Number of poles: 12, 90°, Solder pin length (l): 4.5 mm, tinned, black, Box
24037 | 1626210000 | SL 5.00/02/90B 4.5SN BK BX | PCB plug-in connector, male header, Dovetails for fixing blocks, THT solder connection, 5.00 mm, Number of poles: 2, 90°, Solder pin length (l): 4.5 mm, tinned, black, Box
24038 | 1626220000 | SL 5.00/03/90B 4.5SN BK BX | PCB plug-in connector, male header, Dovetails for fixing blocks, THT solder connection, 5.00 mm, Number of poles: 3, 90°, Solder pin length (l): 4.5 mm, tinned, black, Box
24039 | 1626230000 | SL 5.00/05/90B 4.5SN BK BX | PCB plug-in connector, male header, Dovetails for fixing blocks, THT solder connection, 5.00 mm, Number of poles: 5, 90°, Solder pin length (l): 4.5 mm, tinned, black, Box
24040 | 1626240000 | SL 5.00/06/90B 4.5SN BK BX | PCB plug-in connector, male header, Dovetails for fixing blocks, THT solder connection, 5.00 mm, Number of poles: 6, 90°, Solder pin length (l): 4.5 mm, tinned, black, Box
24041 | 1626250000 | SL 5.00/08/90B 4.5SN BK BX | PCB plug-in connector, male header, Dovetails for fixing blocks, THT solder connection, 5.00 mm, Number of poles: 8, 90°, Solder pin length (l): 4.5 mm, tinned, black, Box
24042 | 1626310000 | SL 5.00/17/90B 4.5SN BK BX | PCB plug-in connector, male header, Dovetails for fixing blocks, THT solder connection, 5.00 mm, Number of poles: 17, 90°, Solder pin length (l): 4.5 mm, tinned, black, Box
24043 | 1626390000 | SL 5.00/02/180 4.5SN BK BX | PCB plug-in connector, male header, open side, THT solder connection, 5.00 mm, Number of poles: 2, 180°, Solder pin length (l): 4.5 mm, tinned, black, Box
24044 | 1626400000 | SL 5.00/03/180 4.5SN BK BX | PCB plug-in connector, male header, open side, THT solder connection, 5.00 mm, Number of poles: 3, 180°, Solder pin length (l): 4.5 mm, tinned, black, Box
24045 | 1626410000 | SL 5.00/04/180 4.5SN BK BX | PCB plug-in connector, male header, open side, THT solder connection, 5.00 mm, Number of poles: 4, 180°, Solder pin length (l): 4.5 mm, tinned, black, Box
24046 | 1626420000 | SL 5.00/05/180 4.5SN BK BX | PCB plug-in connector, male header, open side, THT solder connection, 5.00 mm, Number of poles: 5, 180°, Solder pin length (l): 4.5 mm, tinned, black, Box
24047 | 1626430000 | SL 5.00/06/180 4.5SN BK BX | PCB plug-in connector, male header, open side, THT solder connection, 5.00 mm, Number of poles: 6, 180°, Solder pin length (l): 4.5 mm, tinned, black, Box
24048 | 1626450000 | SL 5.00/08/180 4.5SN BK BX | PCB plug-in connector, male header, open side, THT solder connection, 5.00 mm, Number of poles: 8, 180°, Solder pin length (l): 4.5 mm, tinned, black, Box
24049 | 1626470000 | SL 5.00/10/180 4.5SN BK BX | PCB plug-in connector, male header, open side, THT solder connection, 5.00 mm, Number of poles: 10, 180°, Solder pin length (l): 4.5 mm, tinned, black, Box
24050 | 1626490000 | SL 5.00/12/180 4.5SN BK BX | PCB plug-in connector, male header, open side, THT solder connection, 5.00 mm, Number of poles: 12, 180°, Solder pin length (l): 4.5 mm, tinned, black, Box
24051 | 1626500000 | SL 5.00/13/180 4.5SN BK BX | PCB plug-in connector, male header, open side, THT solder connection, 5.00 mm, Number of poles: 13, 180°, Solder pin length (l): 4.5 mm, tinned, black, Box
24052 | 1626540000 | SL 5.00/17/180 4.5SN BK BX | PCB plug-in connector, male header, open side, THT solder connection, 5.00 mm, Number of poles: 17, 180°, Solder pin length (l): 4.5 mm, tinned, black, Box
24053 | 1626620000 | SL 5.00/02/180B 4.5SN BK BX | PCB plug-in connector, male header, Dovetails for fixing blocks, THT solder connection, 5.00 mm, Number of poles: 2, 180°, Solder pin length (l): 4.5 mm, tinned, black, Box
24054 | 1626630000 | SL 5.00/03/180B 4.5SN BK BX | PCB plug-in connector, male header, Dovetails for fixing blocks, THT solder connection, 5.00 mm, Number of poles: 3, 180°, Solder pin length (l): 4.5 mm, tinned, black, Box
24055 | 1626640000 | SL 5.00/05/180B 4.5SN BK BX | PCB plug-in connector, male header, Dovetails for fixing blocks, THT solder connection, 5.00 mm, Number of poles: 5, 180°, Solder pin length (l): 4.5 mm, tinned, black, Box
24056 | 1626650000 | SL 5.00/06/180B 4.5SN BK BX | PCB plug-in connector, male header, Dovetails for fixing blocks, THT solder connection, 5.00 mm, Number of poles: 6, 180°, Solder pin length (l): 4.5 mm, tinned, black, Box
24057 | 1626670000 | SL 5.00/09/180B 4.5SN BK BX | PCB plug-in connector, male header, Dovetails for fixing blocks, THT solder connection, 5.00 mm, Number of poles: 9, 180°, Solder pin length (l): 4.5 mm, tinned, black, Box
24058 | 1626810000 | SL 5.00/24/180B 4.5SN BK BX | PCB plug-in connector, male header, Dovetails for fixing blocks, THT solder connection, 5.00 mm, Number of poles: 24, 180°, Solder pin length (l): 4.5 mm, tinned, black, Box
24059 | 1627090000 | SLS 5.08/02/180 SN OR BX | PCB plug-in connector, male plug, 5.08 mm, Number of poles: 2, 180°, Clamping yoke connection, Clamping range, max. : 3.31 mm², Box
24060 | 1627100000 | SLS 5.08/03/180 SN OR BX | PCB plug-in connector, male plug, 5.08 mm, Number of poles: 3, 180°, Clamping yoke connection, Clamping range, max. : 3.31 mm², Box
24061 | 1627110000 | SLS 5.08/04/180 SN OR BX | PCB plug-in connector, male plug, 5.08 mm, Number of poles: 4, 180°, Clamping yoke connection, Clamping range, max. : 3.31 mm², Box
24062 | 1627120000 | SLS 5.08/05/180 SN OR BX | PCB plug-in connector, male plug, 5.08 mm, Number of poles: 5, 180°, Clamping yoke connection, Clamping range, max. : 3.31 mm², Box
24063 | 1627130000 | SLS 5.08/06/180 SN OR BX | PCB plug-in connector, male plug, 5.08 mm, Number of poles: 6, 180°, Clamping yoke connection, Clamping range, max. : 3.31 mm², Box
24064 | 1627140000 | SLS 5.08/07/180 SN OR BX | PCB plug-in connector, male plug, 5.08 mm, Number of poles: 7, 180°, Clamping yoke connection, Clamping range, max. : 3.31 mm², Box
24065 | 1627150000 | SLS 5.08/08/180 SN OR BX | PCB plug-in connector, male plug, 5.08 mm, Number of poles: 8, 180°, Clamping yoke connection, Clamping range, max. : 3.31 mm², Box
24066 | 1627160000 | SLS 5.08/09/180 SN OR BX | PCB plug-in connector, male plug, 5.08 mm, Number of poles: 9, 180°, Clamping yoke connection, Clamping range, max. : 3.31 mm², Box
24067 | 1627170000 | SLS 5.08/10/180 SN OR BX | PCB plug-in connector, male plug, 5.08 mm, Number of poles: 10, 180°, Clamping yoke connection, Clamping range, max. : 3.31 mm², Box
24068 | 1627180000 | SLS 5.08/11/180 SN OR BX | PCB plug-in connector, male plug, 5.08 mm, Number of poles: 11, 180°, Clamping yoke connection, Clamping range, max. : 3.31 mm², Box
24069 | 1627190000 | SLS 5.08/12/180 SN OR BX | PCB plug-in connector, male plug, 5.08 mm, Number of poles: 12, 180°, Clamping yoke connection, Clamping range, max. : 3.31 mm², Box
24070 | 1627200000 | SLS 5.08/13/180 SN OR BX | PCB plug-in connector, male plug, 5.08 mm, Number of poles: 13, 180°, Clamping yoke connection, Clamping range, max. : 3.31 mm², Box
24071 | 1627210000 | SLS 5.08/14/180 SN OR BX | PCB plug-in connector, male plug, 5.08 mm, Number of poles: 14, 180°, Clamping yoke connection, Clamping range, max. : 3.31 mm², Box
24072 | 1627220000 | SLS 5.08/15/180 SN OR BX | PCB plug-in connector, male plug, 5.08 mm, Number of poles: 15, 180°, Clamping yoke connection, Clamping range, max. : 3.31 mm², Box
24073 | 1627230000 | SLS 5.08/16/180 SN OR BX | PCB plug-in connector, male plug, 5.08 mm, Number of poles: 16, 180°, Clamping yoke connection, Clamping range, max. : 3.31 mm², Box
24074 | 1627240000 | SLS 5.08/02/180B SN OR BX | PCB plug-in connector, male plug, 5.08 mm, Number of poles: 2, 180°, Clamping yoke connection, Clamping range, max. : 3.31 mm², Box
24075 | 1627250000 | SLS 5.08/03/180B SN OR BX | PCB plug-in connector, male plug, 5.08 mm, Number of poles: 3, 180°, Clamping yoke connection, Clamping range, max. : 3.31 mm², Box
24076 | 1627260000 | SLS 5.08/04/180B SN OR BX | PCB plug-in connector, male plug, 5.08 mm, Number of poles: 4, 180°, Clamping yoke connection, Clamping range, max. : 3.31 mm², Box
24077 | 1627270000 | SLS 5.08/05/180B SN OR BX | PCB plug-in connector, male plug, 5.08 mm, Number of poles: 5, 180°, Clamping yoke connection, Clamping range, max. : 3.31 mm², Box
24078 | 1627280000 | SLS 5.08/06/180B SN OR BX | PCB plug-in connector, male plug, 5.08 mm, Number of poles: 6, 180°, Clamping yoke connection, Clamping range, max. : 3.31 mm², Box
24079 | 1627290000 | SLS 5.08/07/180B SN OR BX | PCB plug-in connector, male plug, 5.08 mm, Number of poles: 7, 180°, Clamping yoke connection, Clamping range, max. : 3.31 mm², Box
24080 | 1627300000 | SLS 5.08/08/180B SN OR BX | PCB plug-in connector, male plug, 5.08 mm, Number of poles: 8, 180°, Clamping yoke connection, Clamping range, max. : 3.31 mm², Box
24081 | 1627310000 | SLS 5.08/09/180B SN OR BX | PCB plug-in connector, male plug, 5.08 mm, Number of poles: 9, 180°, Clamping yoke connection, Clamping range, max. : 3.31 mm², Box
24082 | 1627320000 | SLS 5.08/10/180B SN OR BX | PCB plug-in connector, male plug, 5.08 mm, Number of poles: 10, 180°, Clamping yoke connection, Clamping range, max. : 3.31 mm², Box
24083 | 1627330000 | SLS 5.08/11/180B SN OR BX | PCB plug-in connector, male plug, 5.08 mm, Number of poles: 11, 180°, Clamping yoke connection, Clamping range, max. : 3.31 mm², Box
24084 | 1627340000 | SLS 5.08/12/180B SN OR BX | PCB plug-in connector, male plug, 5.08 mm, Number of poles: 12, 180°, Clamping yoke connection, Clamping range, max. : 3.31 mm², Box
24085 | 1627350000 | SLS 5.08/13/180B SN OR BX | PCB plug-in connector, male plug, 5.08 mm, Number of poles: 13, 180°, Clamping yoke connection, Clamping range, max. : 3.31 mm², Box
24086 | 1627360000 | SLS 5.08/14/180B SN OR BX | PCB plug-in connector, male plug, 5.08 mm, Number of poles: 14, 180°, Clamping yoke connection, Clamping range, max. : 3.31 mm², Box
24087 | 1627370000 | SLS 5.08/15/180B SN OR BX | PCB plug-in connector, male plug, 5.08 mm, Number of poles: 15, 180°, Clamping yoke connection, Clamping range, max. : 3.31 mm², Box
24088 | 1627380000 | SLS 5.08/16/180B SN OR BX | PCB plug-in connector, male plug, 5.08 mm, Number of poles: 16, 180°, Clamping yoke connection, Clamping range, max. : 3.31 mm², Box
24089 | 1635500000 | SL 5.08/02/135B 4.5SN BK BX | PCB plug-in connector, male header, Dovetails for fixing blocks, THT solder connection, 5.08 mm, Number of poles: 2, 135°, Solder pin length (l): 4.5 mm, tinned, black, Box
24090 | 1635510000 | SL 5.08/03/135B 4.5SN BK BX | PCB plug-in connector, male header, Dovetails for fixing blocks, THT solder connection, 5.08 mm, Number of poles: 3, 135°, Solder pin length (l): 4.5 mm, tinned, black, Box
24091 | 1635520000 | SL 5.08/04/135B 4.5SN BK BX | PCB plug-in connector, male header, Dovetails for fixing blocks, THT solder connection, 5.08 mm, Number of poles: 4, 135°, Solder pin length (l): 4.5 mm, tinned, black, Box
24092 | 1635560000 | SL 5.08/08/135B 4.5SN BK BX | PCB plug-in connector, male header, Dovetails for fixing blocks, THT solder connection, 5.08 mm, Number of poles: 8, 135°, Solder pin length (l): 4.5 mm, tinned, black, Box
24093 | 1635740000 | SLDF 5.08 L/F 2 SN BK BX | PCB plug-in connector, male header, 5.08 mm, Number of poles: 2, 180°, Flat-blade connection, Solder connection, Box
24094 | 1635750000 | SLDF 5.08 L/F 3 SN BK BX | PCB plug-in connector, male header, 5.08 mm, Number of poles: 3, 180°, Flat-blade connection, Solder connection, Box
24095 | 1635760000 | SLDF 5.08 L/F 4 SN BK BX | PCB plug-in connector, male header, 5.08 mm, Number of poles: 4, 180°, Flat-blade connection, Solder connection, Box
24096 | 1635770000 | SLDF 5.08 L/F 5 SN BK BX | PCB plug-in connector, male header, 5.08 mm, Number of poles: 5, 180°, Flat-blade connection, Solder connection, Box
24097 | 1635780000 | SLDF 5.08 L/F 6 SN BK BX | PCB plug-in connector, male header, 5.08 mm, Number of poles: 6, 180°, Flat-blade connection, Solder connection, Box
24098 | 1635800000 | SLDF 5.08 L/F 8 SN BK BX | PCB plug-in connector, male header, 5.08 mm, Number of poles: 8, 180°, Flat-blade connection, Solder connection, Box
24099 | 1635870000 | SLDF 5.08 L/F 15 SN BK BX | PCB plug-in connector, male header, 5.08 mm, Number of poles: 15, 180°, Flat-blade connection, Solder connection, Box
24100 | 1640690000 | SLT 5.08/12/180B SN BK BX | PCB plug-in connector, male plug, 5.08 mm, Number of poles: 12, 180°, TOP connection, Clamping range, max. : 2.5 mm², Box
24101 | 1644850000 | SLS 5.08/18/180 SN OR BX | PCB plug-in connector, male plug, 5.08 mm, Number of poles: 18, 180°, Clamping yoke connection, Clamping range, max. : 3.31 mm², Box
24102 | 1644870000 | SLS 5.08/20/180 SN OR BX | PCB plug-in connector, male plug, 5.08 mm, Number of poles: 20, 180°, Clamping yoke connection, Clamping range, max. : 3.31 mm², Box
24103 | 1644880000 | SLS 5.08/21/180 SN OR BX | PCB plug-in connector, male plug, 5.08 mm, Number of poles: 21, 180°, Clamping yoke connection, Clamping range, max. : 3.31 mm², Box
24104 | 1644890000 | SLS 5.08/22/180 SN OR BX | PCB plug-in connector, male plug, 5.08 mm, Number of poles: 22, 180°, Clamping yoke connection, Clamping range, max. : 3.31 mm², Box
24105 | 1644910000 | SLS 5.08/24/180 SN OR BX | PCB plug-in connector, male plug, 5.08 mm, Number of poles: 24, 180°, Clamping yoke connection, Clamping range, max. : 3.31 mm², Box
24106 | 1644930000 | SLS 5.08/03/180 SN BK BX | PCB plug-in connector, male plug, 5.08 mm, Number of poles: 3, 180°, Clamping yoke connection, Clamping range, max. : 3.31 mm², Box
24107 | 1644940000 | SLS 5.08/04/180 SN BK BX | PCB plug-in connector, male plug, 5.08 mm, Number of poles: 4, 180°, Clamping yoke connection, Clamping range, max. : 3.31 mm², Box
24108 | 1645150000 | SLS 5.08/17/180B SN OR BX | PCB plug-in connector, male plug, 5.08 mm, Number of poles: 17, 180°, Clamping yoke connection, Clamping range, max. : 3.31 mm², Box
24109 | 1645160000 | SLS 5.08/18/180B SN OR BX | PCB plug-in connector, male plug, 5.08 mm, Number of poles: 18, 180°, Clamping yoke connection, Clamping range, max. : 3.31 mm², Box
24110 | 1645170000 | SLS 5.08/19/180B SN OR BX | PCB plug-in connector, male plug, 5.08 mm, Number of poles: 19, 180°, Clamping yoke connection, Clamping range, max. : 3.31 mm², Box
24111 | 1645180000 | SLS 5.08/20/180B SN OR BX | PCB plug-in connector, male plug, 5.08 mm, Number of poles: 20, 180°, Clamping yoke connection, Clamping range, max. : 3.31 mm², Box
24112 | 1645190000 | SLS 5.08/21/180B SN OR BX | PCB plug-in connector, male plug, 5.08 mm, Number of poles: 21, 180°, Clamping yoke connection, Clamping range, max. : 3.31 mm², Box
24113 | 1645200000 | SLS 5.08/22/180B SN OR BX | PCB plug-in connector, male plug, 5.08 mm, Number of poles: 22, 180°, Clamping yoke connection, Clamping range, max. : 3.31 mm², Box
24114 | 1645210000 | SLS 5.08/23/180B SN OR BX | PCB plug-in connector, male plug, 5.08 mm, Number of poles: 23, 180°, Clamping yoke connection, Clamping range, max. : 3.31 mm², Box
24115 | 1645220000 | SLS 5.08/24/180B SN OR BX | PCB plug-in connector, male plug, 5.08 mm, Number of poles: 24, 180°, Clamping yoke connection, Clamping range, max. : 3.31 mm², Box
24116 | 1645230000 | SLS 5.08/02/180B SN BK BX | PCB plug-in connector, male plug, 5.08 mm, Number of poles: 2, 180°, Clamping yoke connection, Clamping range, max. : 3.31 mm², Box
24117 | 1645240000 | SLS 5.08/03/180B SN BK BX | PCB plug-in connector, male plug, 5.08 mm, Number of poles: 3, 180°, Clamping yoke connection, Clamping range, max. : 3.31 mm², Box
24118 | 1645250000 | SLS 5.08/04/180B SN BK BX | PCB plug-in connector, male plug, 5.08 mm, Number of poles: 4, 180°, Clamping yoke connection, Clamping range, max. : 3.31 mm², Box
24119 | 1645270000 | SLS 5.08/06/180B SN BK BX | PCB plug-in connector, male plug, 5.08 mm, Number of poles: 6, 180°, Clamping yoke connection, Clamping range, max. : 3.31 mm², Box
24120 | 1645280000 | SLS 5.08/07/180B SN BK BX | PCB plug-in connector, male plug, 5.08 mm, Number of poles: 7, 180°, Clamping yoke connection, Clamping range, max. : 3.31 mm², Box
24121 | 1645290000 | SLS 5.08/08/180B SN BK BX | PCB plug-in connector, male plug, 5.08 mm, Number of poles: 8, 180°, Clamping yoke connection, Clamping range, max. : 3.31 mm², Box
24122 | 1645330000 | SLS 5.08/12/180B SN BK BX | PCB plug-in connector, male plug, 5.08 mm, Number of poles: 12, 180°, Clamping yoke connection, Clamping range, max. : 3.31 mm², Box
24123 | 1645390000 | SLS 5.08/18/180B SN BK BX | PCB plug-in connector, male plug, 5.08 mm, Number of poles: 18, 180°, Clamping yoke connection, Clamping range, max. : 3.31 mm², Box
24124 | 1669400000 | SL 5.00/10/90 3.2SN GY BX | PCB plug-in connector, male header, open side, THT solder connection, 5.00 mm, Number of poles: 10, 90°, Solder pin length (l): 3.2 mm, tinned, Pebble grey, Box
24125 | 1723080000 | SL 5.00/09/90 3.2SN BK BX | PCB plug-in connector, male header, open side, THT solder connection, 5.00 mm, Number of poles: 9, 90°, Solder pin length (l): 3.2 mm, tinned, black, Box
24126 | 1725170000 | SLD 5.08V/04/90 3.2 SN OR BX | PCB plug-in connector, male header, open side, THT solder connection, 5.08 mm, Number of poles: 4, 90°, Solder pin length (l): 3.2 mm, tinned, orange, Box
24127 | 1725180000 | SLD 5.08V/06/90 3.2 SN OR BX | PCB plug-in connector, male header, open side, THT solder connection, 5.08 mm, Number of poles: 6, 90°, Solder pin length (l): 3.2 mm, tinned, orange, Box
24128 | 1725190000 | SLD 5.08V/08/90 3.2 SN OR BX | PCB plug-in connector, male header, open side, THT solder connection, 5.08 mm, Number of poles: 8, 90°, Solder pin length (l): 3.2 mm, tinned, orange, Box
24129 | 1725200000 | SLD 5.08V/10/90 3.2 SN OR BX | PCB plug-in connector, male header, open side, THT solder connection, 5.08 mm, Number of poles: 10, 90°, Solder pin length (l): 3.2 mm, tinned, orange, Box
24130 | 1725210000 | SLD 5.08V/12/90 3.2 SN OR BX | PCB plug-in connector, male header, open side, THT solder connection, 5.08 mm, Number of poles: 12, 90°, Solder pin length (l): 3.2 mm, tinned, orange, Box
24131 | 1725220000 | SLD 5.08V/14/90 3.2 SN OR BX | PCB plug-in connector, male header, open side, THT solder connection, 5.08 mm, Number of poles: 14, 90°, Solder pin length (l): 3.2 mm, tinned, orange, Box
24132 | 1725230000 | SLD 5.08V/16/90 3.2 SN OR BX | PCB plug-in connector, male header, open side, THT solder connection, 5.08 mm, Number of poles: 16, 90°, Solder pin length (l): 3.2 mm, tinned, orange, Box
24133 | 1725240000 | SLD 5.08V/18/90 3.2 SN OR BX | PCB plug-in connector, male header, open side, THT solder connection, 5.08 mm, Number of poles: 18, 90°, Solder pin length (l): 3.2 mm, tinned, orange, Box
24134 | 1725250000 | SLD 5.08V/20/90 3.2 SN OR BX | PCB plug-in connector, male header, open side, THT solder connection, 5.08 mm, Number of poles: 20, 90°, Solder pin length (l): 3.2 mm, tinned, orange, Box
24135 | 1725360000 | SLD 5.08V/42/90 3.2 SN OR BX | PCB plug-in connector, male header, open side, THT solder connection, 5.08 mm, Number of poles: 42, 90°, Solder pin length (l): 3.2 mm, tinned, orange, Box
24136 | 1725370000 | SLD 5.08V/44/90 3.2 SN OR BX | PCB plug-in connector, male header, open side, THT solder connection, 5.08 mm, Number of poles: 44, 90°, Solder pin length (l): 3.2 mm, tinned, orange, Box
24137 | 1725380000 | SLD 5.08V/46/90 3.2 SN OR BX | PCB plug-in connector, male header, open side, THT solder connection, 5.08 mm, Number of poles: 46, 90°, Solder pin length (l): 3.2 mm, tinned, orange, Box
24138 | 1725390000 | SLD 5.08V/48/90 3.2 SN OR BX | PCB plug-in connector, male header, open side, THT solder connection, 5.08 mm, Number of poles: 48, 90°, Solder pin length (l): 3.2 mm, tinned, orange, Box
24139 | 1725430000 | SLD 5.08V/06/90 4.5 SN SW BX | PCB plug-in connector, male header, open side, THT solder connection, 5.08 mm, Number of poles: 6, 90°, Solder pin length (l): 4.5 mm, tinned, black, Box
24140 | 1725470000 | SLD 5.08V/14/90 4.5 SN SW BX | PCB plug-in connector, male header, open side, THT solder connection, 5.08 mm, Number of poles: 14, 90°, Solder pin length (l): 4.5 mm, tinned, black, Box
24141 | 1726280000 | SLD 5.08V/04/90B 3.2 SN OR BX | PCB plug-in connector, male header, Dovetails for fixing blocks, THT solder connection, 5.08 mm, Number of poles: 4, 90°, Solder pin length (l): 3.2 mm, tinned, orange, Box
24142 | 1726290000 | SLD 5.08V/06/90B 3.2 SN OR BX | PCB plug-in connector, male header, Dovetails for fixing blocks, THT solder connection, 5.08 mm, Number of poles: 6, 90°, Solder pin length (l): 3.2 mm, tinned, orange, Box
24143 | 1726300000 | SLD 5.08V/08/90B 3.2 SN OR BX | PCB plug-in connector, male header, Dovetails for fixing blocks, THT solder connection, 5.08 mm, Number of poles: 8, 90°, Solder pin length (l): 3.2 mm, tinned, orange, Box
24144 | 1726310000 | SLD 5.08V/10/90B 3.2 SN OR BX | PCB plug-in connector, male header, Dovetails for fixing blocks, THT solder connection, 5.08 mm, Number of poles: 10, 90°, Solder pin length (l): 3.2 mm, tinned, orange, Box
24145 | 1726320000 | SLD 5.08V/12/90B 3.2 SN OR BX | PCB plug-in connector, male header, Dovetails for fixing blocks, THT solder connection, 5.08 mm, Number of poles: 12, 90°, Solder pin length (l): 3.2 mm, tinned, orange, Box
24146 | 1726330000 | SLD 5.08V/14/90B 3.2 SN OR BX | PCB plug-in connector, male header, Dovetails for fixing blocks, THT solder connection, 5.08 mm, Number of poles: 14, 90°, Solder pin length (l): 3.2 mm, tinned, orange, Box
24147 | 1726340000 | SLD 5.08V/16/90B 3.2 SN OR BX | PCB plug-in connector, male header, Dovetails for fixing blocks, THT solder connection, 5.08 mm, Number of poles: 16, 90°, Solder pin length (l): 3.2 mm, tinned, orange, Box
24148 | 1726360000 | SLD 5.08V/20/90B 3.2 SN OR BX | PCB plug-in connector, male header, Dovetails for fixing blocks, THT solder connection, 5.08 mm, Number of poles: 20, 90°, Solder pin length (l): 3.2 mm, tinned, orange, Box
24149 | 1726370000 | SLD 5.08V/22/90B 3.2 SN OR BX | PCB plug-in connector, male header, Dovetails for fixing blocks, THT solder connection, 5.08 mm, Number of poles: 22, 90°, Solder pin length (l): 3.2 mm, tinned, orange, Box
24150 | 1726380000 | SLD 5.08V/24/90B 3.2 SN OR BX | PCB plug-in connector, male header, Dovetails for fixing blocks, THT solder connection, 5.08 mm, Number of poles: 24, 90°, Solder pin length (l): 3.2 mm, tinned, orange, Box
24151 | 1726410000 | SLD 5.08V/30/90B 3.2 SN OR BX | PCB plug-in connector, male header, Dovetails for fixing blocks, THT solder connection, 5.08 mm, Number of poles: 30, 90°, Solder pin length (l): 3.2 mm, tinned, orange, Box
24152 | 1726420000 | SLD 5.08V/32/90B 3.2 SN OR BX | PCB plug-in connector, male header, Dovetails for fixing blocks, THT solder connection, 5.08 mm, Number of poles: 32, 90°, Solder pin length (l): 3.2 mm, tinned, orange, Box
24153 | 1726430000 | SLD 5.08V/34/90B 3.2 SN OR BX | PCB plug-in connector, male header, Dovetails for fixing blocks, THT solder connection, 5.08 mm, Number of poles: 34, 90°, Solder pin length (l): 3.2 mm, tinned, orange, Box
24154 | 1726440000 | SLD 5.08V/36/90B 3.2 SN OR BX | PCB plug-in connector, male header, Dovetails for fixing blocks, THT solder connection, 5.08 mm, Number of poles: 36, 90°, Solder pin length (l): 3.2 mm, tinned, orange, Box
24155 | 1726450000 | SLD 5.08V/38/90B 3.2 SN OR BX | PCB plug-in connector, male header, Dovetails for fixing blocks, THT solder connection, 5.08 mm, Number of poles: 38, 90°, Solder pin length (l): 3.2 mm, tinned, orange, Box
24156 | 1726460000 | SLD 5.08V/40/90B 3.2 SN OR BX | PCB plug-in connector, male header, Dovetails for fixing blocks, THT solder connection, 5.08 mm, Number of poles: 40, 90°, Solder pin length (l): 3.2 mm, tinned, orange, Box
24157 | 1726470000 | SLD 5.08V/42/90B 3.2 SN OR BX | PCB plug-in connector, male header, Dovetails for fixing blocks, THT solder connection, 5.08 mm, Number of poles: 42, 90°, Solder pin length (l): 3.2 mm, tinned, orange, Box
24158 | 1726480000 | SLD 5.08V/44/90B 3.2 SN OR BX | PCB plug-in connector, male header, Dovetails for fixing blocks, THT solder connection, 5.08 mm, Number of poles: 44, 90°, Solder pin length (l): 3.2 mm, tinned, orange, Box
24159 | 1726490000 | SLD 5.08V/46/90B 3.2 SN OR BX | PCB plug-in connector, male header, Dovetails for fixing blocks, THT solder connection, 5.08 mm, Number of poles: 46, 90°, Solder pin length (l): 3.2 mm, tinned, orange, Box
24160 | 1726500000 | SLD 5.08V/48/90B 3.2 SN OR BX | PCB plug-in connector, male header, Dovetails for fixing blocks, THT solder connection, 5.08 mm, Number of poles: 48, 90°, Solder pin length (l): 3.2 mm, tinned, orange, Box
24161 | 1726510000 | SLD 5.08V/04/90B 4.5 SN SW BX | PCB plug-in connector, male header, Dovetails for fixing blocks, THT solder connection, 5.08 mm, Number of poles: 4, 90°, Solder pin length (l): 4.5 mm, tinned, black, Box
24162 | 1726520000 | SLD 5.08V/06/90B 4.5 SN SW BX | PCB plug-in connector, male header, Dovetails for fixing blocks, THT solder connection, 5.08 mm, Number of poles: 6, 90°, Solder pin length (l): 4.5 mm, tinned, black, Box
24163 | 1726650000 | SLD 5.08V/32/90B 4.5 SN SW BX | PCB plug-in connector, male header, Dovetails for fixing blocks, THT solder connection, 5.08 mm, Number of poles: 32, 90°, Solder pin length (l): 4.5 mm, tinned, black, Box
24164 | 1726740000 | SLD 5.08V/04/180B 3.2SN OR BX | PCB plug-in connector, male header, Dovetails for fixing blocks, THT solder connection, 5.08 mm, Number of poles: 4, 180°, Solder pin length (l): 3.2 mm, tinned, orange, Box
24165 | 1726750000 | SLD 5.08V/06/180B 3.2SN OR BX | PCB plug-in connector, male header, Dovetails for fixing blocks, THT solder connection, 5.08 mm, Number of poles: 6, 180°, Solder pin length (l): 3.2 mm, tinned, orange, Box
24166 | 1726760000 | SLD 5.08V/08/180B 3.2SN OR BX | PCB plug-in connector, male header, Dovetails for fixing blocks, THT solder connection, 5.08 mm, Number of poles: 8, 180°, Solder pin length (l): 3.2 mm, tinned, orange, Box
24167 | 1726770000 | SLD 5.08V/10/180B 3.2SN OR BX | PCB plug-in connector, male header, Dovetails for fixing blocks, THT solder connection, 5.08 mm, Number of poles: 10, 180°, Solder pin length (l): 3.2 mm, tinned, orange, Box
24168 | 1726780000 | SLD 5.08V/12/180B 3.2SN OR BX | PCB plug-in connector, male header, Dovetails for fixing blocks, THT solder connection, 5.08 mm, Number of poles: 12, 180°, Solder pin length (l): 3.2 mm, tinned, orange, Box
24169 | 1726800000 | SLD 5.08V/16/180B 3.2SN OR BX | PCB plug-in connector, male header, Dovetails for fixing blocks, THT solder connection, 5.08 mm, Number of poles: 16, 180°, Solder pin length (l): 3.2 mm, tinned, orange, Box
24170 | 1726810000 | SLD 5.08V/18/180B 3.2SN OR BX | PCB plug-in connector, male header, Dovetails for fixing blocks, THT solder connection, 5.08 mm, Number of poles: 18, 180°, Solder pin length (l): 3.2 mm, tinned, orange, Box
24171 | 1726840000 | SLD 5.08V/24/180B 3.2SN OR BX | PCB plug-in connector, male header, Dovetails for fixing blocks, THT solder connection, 5.08 mm, Number of poles: 24, 180°, Solder pin length (l): 3.2 mm, tinned, orange, Box
24172 | 1726850000 | SLD 5.08V/26/180B 3.2SN OR BX | PCB plug-in connector, male header, Dovetails for fixing blocks, THT solder connection, 5.08 mm, Number of poles: 26, 180°, Solder pin length (l): 3.2 mm, tinned, orange, Box
24173 | 1726880000 | SLD 5.08V/32/180B 3.2SN OR BX | PCB plug-in connector, male header, Dovetails for fixing blocks, THT solder connection, 5.08 mm, Number of poles: 32, 180°, Solder pin length (l): 3.2 mm, tinned, orange, Box
24174 | 1726890000 | SLD 5.08V/34/180B 3.2SN OR BX | PCB plug-in connector, male header, Dovetails for fixing blocks, THT solder connection, 5.08 mm, Number of poles: 34, 180°, Solder pin length (l): 3.2 mm, tinned, orange, Box
24175 | 1726900000 | SLD 5.08V/36/180B 3.2SN OR BX | PCB plug-in connector, male header, Dovetails for fixing blocks, THT solder connection, 5.08 mm, Number of poles: 36, 180°, Solder pin length (l): 3.2 mm, tinned, orange, Box
24176 | 1726910000 | SLD 5.08V/38/180B 3.2SN OR BX | PCB plug-in connector, male header, Dovetails for fixing blocks, THT solder connection, 5.08 mm, Number of poles: 38, 180°, Solder pin length (l): 3.2 mm, tinned, orange, Box
24177 | 1726920000 | SLD 5.08V/40/180B 3.2SN OR BX | PCB plug-in connector, male header, Dovetails for fixing blocks, THT solder connection, 5.08 mm, Number of poles: 40, 180°, Solder pin length (l): 3.2 mm, tinned, orange, Box
24178 | 1726930000 | SLD 5.08V/42/180B 3.2SN OR BX | PCB plug-in connector, male header, Dovetails for fixing blocks, THT solder connection, 5.08 mm, Number of poles: 42, 180°, Solder pin length (l): 3.2 mm, tinned, orange, Box
24179 | 1726940000 | SLD 5.08V/44/180B 3.2SN OR BX | PCB plug-in connector, male header, Dovetails for fixing blocks, THT solder connection, 5.08 mm, Number of poles: 44, 180°, Solder pin length (l): 3.2 mm, tinned, orange, Box
24180 | 1726950000 | SLD 5.08V/46/180B 3.2SN OR BX | PCB plug-in connector, male header, Dovetails for fixing blocks, THT solder connection, 5.08 mm, Number of poles: 46, 180°, Solder pin length (l): 3.2 mm, tinned, orange, Box
24181 | 1745040000 | SLD 5.08V/32/180 4.5SN OR BX | PCB plug-in connector, male header, open side, THT solder connection, 5.08 mm, Number of poles: 32, 180°, Solder pin length (l): 4.5 mm, tinned, orange, Box
24182 | 1745080000 | SLD 5.08V/40/180 4.5SN OR BX | PCB plug-in connector, male header, open side, THT solder connection, 5.08 mm, Number of poles: 40, 180°, Solder pin length (l): 4.5 mm, tinned, orange, Box
24183 | 1774762001 | SL-SMT 5.08HC/02/90 1.5SN BK BX | PCB plug-in connector, male header, open side, THT/THR solder connection, 5.08 mm, Number of poles: 2, 90°, Solder pin length (l): 1.5 mm, tinned, black, Box
24184 | 1774772001 | SL-SMT 5.08HC/03/90 1.5SN BK BX | PCB plug-in connector, male header, open side, THT/THR solder connection, 5.08 mm, Number of poles: 3, 90°, Solder pin length (l): 1.5 mm, tinned, black, Box
24185 | 1774782001 | SL-SMT 5.08HC/04/90 1.5SN BK BX | PCB plug-in connector, male header, open side, THT/THR solder connection, 5.08 mm, Number of poles: 4, 90°, Solder pin length (l): 1.5 mm, tinned, black, Box
24186 | 1774792001 | SL-SMT 5.08HC/05/90 1.5SN BK BX | PCB plug-in connector, male header, open side, THT/THR solder connection, 5.08 mm, Number of poles: 5, 90°, Solder pin length (l): 1.5 mm, tinned, black, Box
24187 | 1774802001 | SL-SMT 5.08HC/06/90 1.5SN BK BX | PCB plug-in connector, male header, open side, THT/THR solder connection, 5.08 mm, Number of poles: 6, 90°, Solder pin length (l): 1.5 mm, tinned, black, Box
24188 | 1774822001 | SL-SMT 5.08HC/08/90 1.5SN BK BX | PCB plug-in connector, male header, open side, THT/THR solder connection, 5.08 mm, Number of poles: 8, 90°, Solder pin length (l): 1.5 mm, tinned, black, Box
24189 | 1774842001 | SL-SMT 5.08HC/10/90 1.5SN BK BX | PCB plug-in connector, male header, open side, THT/THR solder connection, 5.08 mm, Number of poles: 10, 90°, Solder pin length (l): 1.5 mm, tinned, black, Box
24190 | 1774872001 | SL-SMT 5.08HC/13/90 1.5SN BK BX | PCB plug-in connector, male header, open side, THT/THR solder connection, 5.08 mm, Number of poles: 13, 90°, Solder pin length (l): 1.5 mm, tinned, black, Box
24191 | 1774892001 | SL-SMT 5.08HC/15/90 1.5SN BK BX | PCB plug-in connector, male header, open side, THT/THR solder connection, 5.08 mm, Number of poles: 15, 90°, Solder pin length (l): 1.5 mm, tinned, black, Box
24192 | 1774932001 | SL-SMT 5.08HC/19/90 1.5SN BK BX | PCB plug-in connector, male header, open side, THT/THR solder connection, 5.08 mm, Number of poles: 19, 90°, Solder pin length (l): 1.5 mm, tinned, black, Box
24193 | 1774972001 | SL-SMT 5.08HC/23/90 1.5SN BK BX | PCB plug-in connector, male header, open side, THT/THR solder connection, 5.08 mm, Number of poles: 23, 90°, Solder pin length (l): 1.5 mm, tinned, black, Box
24194 | 1774982001 | SL-SMT 5.08HC/24/90 1.5SN BK BX | PCB plug-in connector, male header, open side, THT/THR solder connection, 5.08 mm, Number of poles: 24, 90°, Solder pin length (l): 1.5 mm, tinned, black, Box
24195 | 1775002001 | SL-SMT 5.08HC/02/90G 1.5SN BK BX | PCB plug-in connector, male header, closed side, THT/THR solder connection, 5.08 mm, Number of poles: 2, 90°, Solder pin length (l): 1.5 mm, tinned, black, Box
24196 | 1775012001 | SL-SMT 5.08HC/03/90G 1.5SN BK BX | PCB plug-in connector, male header, closed side, THT/THR solder connection, 5.08 mm, Number of poles: 3, 90°, Solder pin length (l): 1.5 mm, tinned, black, Box
24197 | 1775022001 | SL-SMT 5.08HC/04/90G 1.5SN BK BX | PCB plug-in connector, male header, closed side, THT/THR solder connection, 5.08 mm, Number of poles: 4, 90°, Solder pin length (l): 1.5 mm, tinned, black, Box
24198 | 1775032001 | SL-SMT 5.08HC/05/90G 1.5SN BK BX | PCB plug-in connector, male header, closed side, THT/THR solder connection, 5.08 mm, Number of poles: 5, 90°, Solder pin length (l): 1.5 mm, tinned, black, Box
24199 | 1775042001 | SL-SMT 5.08HC/06/90G 1.5SN BK BX | PCB plug-in connector, male header, closed side, THT/THR solder connection, 5.08 mm, Number of poles: 6, 90°, Solder pin length (l): 1.5 mm, tinned, black, Box
24200 | 1775052001 | SL-SMT 5.08HC/07/90G 1.5SN BK BX | PCB plug-in connector, male header, closed side, THT/THR solder connection, 5.08 mm, Number of poles: 7, 90°, Solder pin length (l): 1.5 mm, tinned, black, Box
24201 | 1775062001 | SL-SMT 5.08HC/08/90G 1.5SN BK BX | PCB plug-in connector, male header, closed side, THT/THR solder connection, 5.08 mm, Number of poles: 8, 90°, Solder pin length (l): 1.5 mm, tinned, black, Box
24202 | 1775072001 | SL-SMT 5.08HC/09/90G 1.5SN BK BX | PCB plug-in connector, male header, closed side, THT/THR solder connection, 5.08 mm, Number of poles: 9, 90°, Solder pin length (l): 1.5 mm, tinned, black, Box
24203 | 1775082001 | SL-SMT 5.08HC/10/90G 1.5SN BK BX | PCB plug-in connector, male header, closed side, THT/THR solder connection, 5.08 mm, Number of poles: 10, 90°, Solder pin length (l): 1.5 mm, tinned, black, Box
24204 | 1775102001 | SL-SMT 5.08HC/12/90G 1.5SN BK BX | PCB plug-in connector, male header, closed side, THT/THR solder connection, 5.08 mm, Number of poles: 12, 90°, Solder pin length (l): 1.5 mm, tinned, black, Box
24205 | 1775132001 | SL-SMT 5.08HC/15/90G 1.5SN BK BX | PCB plug-in connector, male header, closed side, THT/THR solder connection, 5.08 mm, Number of poles: 15, 90°, Solder pin length (l): 1.5 mm, tinned, black, Box
24206 | 1775162001 | SL-SMT 5.08HC/18/90G 1.5SN BK BX | PCB plug-in connector, male header, closed side, THT/THR solder connection, 5.08 mm, Number of poles: 18, 90°, Solder pin length (l): 1.5 mm, tinned, black, Box
24207 | 1776462001 | SL-SMT 5.08HC/12/180LF 1.5SN BK BX | PCB plug-in connector, male header, Solder flange, THT/THR solder connection, 5.08 mm, Number of poles: 12, 180°, Solder pin length (l): 1.5 mm, tinned, black, Box
24208 | 1776464001 | SL-SMT 5.08HC/12/180LF 1.5SN BK RL | PCB plug-in connector, male header, Solder flange, THT/THR solder connection, 5.08 mm, Number of poles: 12, 180°, Solder pin length (l): 1.5 mm, tinned, black, Tape
24209 | 1776482001 | SL-SMT 5.08HC/14/180LF 1.5SN BK BX | PCB plug-in connector, male header, Solder flange, THT/THR solder connection, 5.08 mm, Number of poles: 14, 180°, Solder pin length (l): 1.5 mm, tinned, black, Box
24210 | 1776502001 | SL-SMT 5.08HC/16/180LF 1.5SN BK BX | PCB plug-in connector, male header, Solder flange, THT/THR solder connection, 5.08 mm, Number of poles: 16, 180°, Solder pin length (l): 1.5 mm, tinned, black, Box
24211 | 1776542001 | SL-SMT 5.08HC/20/180LF 1.5SN BK BX | PCB plug-in connector, male header, Solder flange, THT/THR solder connection, 5.08 mm, Number of poles: 20, 180°, Solder pin length (l): 1.5 mm, tinned, black, Box
24212 | 1779950000 | SL-SMT 5.08HC/02/90 3.2SN BK BX | PCB plug-in connector, male header, open side, THT/THR solder connection, 5.08 mm, Number of poles: 2, 90°, Solder pin length (l): 3.2 mm, tinned, black, Box
24213 | 1779960000 | SL-SMT 5.08HC/03/90 3.2SN BK BX | PCB plug-in connector, male header, open side, THT/THR solder connection, 5.08 mm, Number of poles: 3, 90°, Solder pin length (l): 3.2 mm, tinned, black, Box
24214 | 1779970000 | SL-SMT 5.08HC/04/90 3.2SN BK BX | PCB plug-in connector, male header, open side, THT/THR solder connection, 5.08 mm, Number of poles: 4, 90°, Solder pin length (l): 3.2 mm, tinned, black, Box
24215 | 1779980000 | SL-SMT 5.08HC/05/90 3.2SN BK BX | PCB plug-in connector, male header, open side, THT/THR solder connection, 5.08 mm, Number of poles: 5, 90°, Solder pin length (l): 3.2 mm, tinned, black, Box
24216 | 1779990000 | SL-SMT 5.08HC/06/90 3.2SN BK BX | PCB plug-in connector, male header, open side, THT/THR solder connection, 5.08 mm, Number of poles: 6, 90°, Solder pin length (l): 3.2 mm, tinned, black, Box
24217 | 1780000000 | SL-SMT 5.08HC/07/90 3.2SN BK BX | PCB plug-in connector, male header, open side, THT/THR solder connection, 5.08 mm, Number of poles: 7, 90°, Solder pin length (l): 3.2 mm, tinned, black, Box
24218 | 1780010000 | SL-SMT 5.08HC/08/90 3.2SN BK BX | PCB plug-in connector, male header, open side, THT/THR solder connection, 5.08 mm, Number of poles: 8, 90°, Solder pin length (l): 3.2 mm, tinned, black, Box
24219 | 1780020000 | SL-SMT 5.08HC/09/90 3.2SN BK BX | PCB plug-in connector, male header, open side, THT/THR solder connection, 5.08 mm, Number of poles: 9, 90°, Solder pin length (l): 3.2 mm, tinned, black, Box
24220 | 1780030000 | SL-SMT 5.08HC/10/90 3.2SN BK BX | PCB plug-in connector, male header, open side, THT/THR solder connection, 5.08 mm, Number of poles: 10, 90°, Solder pin length (l): 3.2 mm, tinned, black, Box
24221 | 1780040000 | SL-SMT 5.08HC/11/90 3.2SN BK BX | PCB plug-in connector, male header, open side, THT/THR solder connection, 5.08 mm, Number of poles: 11, 90°, Solder pin length (l): 3.2 mm, tinned, black, Box
24222 | 1780050000 | SL-SMT 5.08HC/12/90 3.2SN BK BX | PCB plug-in connector, male header, open side, THT/THR solder connection, 5.08 mm, Number of poles: 12, 90°, Solder pin length (l): 3.2 mm, tinned, black, Box
24223 | 1780060000 | SL-SMT 5.08HC/13/90 3.2SN BK BX | PCB plug-in connector, male header, open side, THT/THR solder connection, 5.08 mm, Number of poles: 13, 90°, Solder pin length (l): 3.2 mm, tinned, black, Box
24224 | 1780070000 | SL-SMT 5.08HC/14/90 3.2SN BK BX | PCB plug-in connector, male header, open side, THT/THR solder connection, 5.08 mm, Number of poles: 14, 90°, Solder pin length (l): 3.2 mm, tinned, black, Box
24225 | 1780080000 | SL-SMT 5.08HC/15/90 3.2SN BK BX | PCB plug-in connector, male header, open side, THT/THR solder connection, 5.08 mm, Number of poles: 15, 90°, Solder pin length (l): 3.2 mm, tinned, black, Box
24226 | 1780090000 | SL-SMT 5.08HC/16/90 3.2SN BK BX | PCB plug-in connector, male header, open side, THT/THR solder connection, 5.08 mm, Number of poles: 16, 90°, Solder pin length (l): 3.2 mm, tinned, black, Box
24227 | 1780100000 | SL-SMT 5.08HC/17/90 3.2SN BK BX | PCB plug-in connector, male header, open side, THT/THR solder connection, 5.08 mm, Number of poles: 17, 90°, Solder pin length (l): 3.2 mm, tinned, black, Box
24228 | 1780110000 | SL-SMT 5.08HC/18/90 3.2SN BK BX | PCB plug-in connector, male header, open side, THT/THR solder connection, 5.08 mm, Number of poles: 18, 90°, Solder pin length (l): 3.2 mm, tinned, black, Box
24229 | 1780120000 | SL-SMT 5.08HC/19/90 3.2SN BK BX | PCB plug-in connector, male header, open side, THT/THR solder connection, 5.08 mm, Number of poles: 19, 90°, Solder pin length (l): 3.2 mm, tinned, black, Box
24230 | 1780130000 | SL-SMT 5.08HC/20/90 3.2SN BK BX | PCB plug-in connector, male header, open side, THT/THR solder connection, 5.08 mm, Number of poles: 20, 90°, Solder pin length (l): 3.2 mm, tinned, black, Box
24231 | 1780140000 | SL-SMT 5.08HC/21/90 3.2SN BK BX | PCB plug-in connector, male header, open side, THT/THR solder connection, 5.08 mm, Number of poles: 21, 90°, Solder pin length (l): 3.2 mm, tinned, black, Box
24232 | 1780150000 | SL-SMT 5.08HC/22/90 3.2SN BK BX | PCB plug-in connector, male header, open side, THT/THR solder connection, 5.08 mm, Number of poles: 22, 90°, Solder pin length (l): 3.2 mm, tinned, black, Box
24233 | 1780160000 | SL-SMT 5.08HC/23/90 3.2SN BK BX | PCB plug-in connector, male header, open side, THT/THR solder connection, 5.08 mm, Number of poles: 23, 90°, Solder pin length (l): 3.2 mm, tinned, black, Box
24234 | 1780170000 | SL-SMT 5.08HC/24/90 3.2SN BK BX | PCB plug-in connector, male header, open side, THT/THR solder connection, 5.08 mm, Number of poles: 24, 90°, Solder pin length (l): 3.2 mm, tinned, black, Box
24235 | 1780180000 | SL-SMT 5.08HC/02/90G 3.2SN BK BX | PCB plug-in connector, male header, closed side, THT/THR solder connection, 5.08 mm, Number of poles: 2, 90°, Solder pin length (l): 3.2 mm, tinned, black, Box
24236 | 1780500000 | SL-SMT 5.08HC/11/90LF 3.2SN BK BX | PCB plug-in connector, male header, Solder flange, THT/THR solder connection, 5.08 mm, Number of poles: 11, 90°, Solder pin length (l): 3.2 mm, tinned, black, Box
24237 | 1780510000 | SL-SMT 5.08HC/12/90LF 3.2SN BK BX | PCB plug-in connector, male header, Solder flange, THT/THR solder connection, 5.08 mm, Number of poles: 12, 90°, Solder pin length (l): 3.2 mm, tinned, black, Box
24238 | 1780540000 | SL-SMT 5.08HC/13/90LF 3.2SN BK BX | PCB plug-in connector, male header, Solder flange, THT/THR solder connection, 5.08 mm, Number of poles: 13, 90°, Solder pin length (l): 3.2 mm, tinned, black, Box
24239 | 1780570000 | SL-SMT 5.08HC/16/90LF 3.2SN BK BX | PCB plug-in connector, male header, Solder flange, THT/THR solder connection, 5.08 mm, Number of poles: 16, 90°, Solder pin length (l): 3.2 mm, tinned, black, Box
24240 | 1780580000 | SL-SMT 5.08HC/17/90LF 3.2SN BK BX | PCB plug-in connector, male header, Solder flange, THT/THR solder connection, 5.08 mm, Number of poles: 17, 90°, Solder pin length (l): 3.2 mm, tinned, black, Box
24241 | 1780590000 | SL-SMT 5.08HC/18/90LF 3.2SN BK BX | PCB plug-in connector, male header, Solder flange, THT/THR solder connection, 5.08 mm, Number of poles: 18, 90°, Solder pin length (l): 3.2 mm, tinned, black, Box
24242 | 1780600000 | SL-SMT 5.08HC/19/90LF 3.2SN BK BX | PCB plug-in connector, male header, Solder flange, THT/THR solder connection, 5.08 mm, Number of poles: 19, 90°, Solder pin length (l): 3.2 mm, tinned, black, Box
24243 | 1780610000 | SL-SMT 5.08HC/20/90LF 3.2SN BK BX | PCB plug-in connector, male header, Solder flange, THT/THR solder connection, 5.08 mm, Number of poles: 20, 90°, Solder pin length (l): 3.2 mm, tinned, black, Box
24244 | 1780620000 | SL-SMT 5.08HC/21/90LF 3.2SN BK BX | PCB plug-in connector, male header, Solder flange, THT/THR solder connection, 5.08 mm, Number of poles: 21, 90°, Solder pin length (l): 3.2 mm, tinned, black, Box
24245 | 1780630000 | SL-SMT 5.08HC/22/90LF 3.2SN BK BX | PCB plug-in connector, male header, Solder flange, THT/THR solder connection, 5.08 mm, Number of poles: 22, 90°, Solder pin length (l): 3.2 mm, tinned, black, Box
24246 | 1780640000 | SL-SMT 5.08HC/23/90LF 3.2SN BK BX | PCB plug-in connector, male header, Solder flange, THT/THR solder connection, 5.08 mm, Number of poles: 23, 90°, Solder pin length (l): 3.2 mm, tinned, black, Box
24247 | 1780650000 | SL-SMT 5.08HC/24/90LF 3.2SN BK BX | PCB plug-in connector, male header, Solder flange, THT/THR solder connection, 5.08 mm, Number of poles: 24, 90°, Solder pin length (l): 3.2 mm, tinned, black, Box
24248 | 1796480000 | SL-SMT 5.00HC/02/180 1.5SN BK BX | PCB plug-in connector, male header, open side, THT/THR solder connection, 5.00 mm, Number of poles: 2, 180°, Solder pin length (l): 1.5 mm, tinned, black, Box
24249 | 1796500000 | SL-SMT 5.00HC/04/180 1.5SN BK BX | PCB plug-in connector, male header, open side, THT/THR solder connection, 5.00 mm, Number of poles: 4, 180°, Solder pin length (l): 1.5 mm, tinned, black, Box
24250 | 1796510000 | SL-SMT 5.00HC/05/180 1.5SN BK BX | PCB plug-in connector, male header, open side, THT/THR solder connection, 5.00 mm, Number of poles: 5, 180°, Solder pin length (l): 1.5 mm, tinned, black, Box
24251 | 1796520000 | SL-SMT 5.00HC/06/180 1.5SN BK BX | PCB plug-in connector, male header, open side, THT/THR solder connection, 5.00 mm, Number of poles: 6, 180°, Solder pin length (l): 1.5 mm, tinned, black, Box
24252 | 1796530000 | SL-SMT 5.00HC/07/180 1.5SN BK BX | PCB plug-in connector, male header, open side, THT/THR solder connection, 5.00 mm, Number of poles: 7, 180°, Solder pin length (l): 1.5 mm, tinned, black, Box
24253 | 1796540000 | SL-SMT 5.00HC/08/180 1.5SN BK BX | PCB plug-in connector, male header, open side, THT/THR solder connection, 5.00 mm, Number of poles: 8, 180°, Solder pin length (l): 1.5 mm, tinned, black, Box
24254 | 1796620000 | SL-SMT 5.00HC/16/180 1.5SN BK BX | PCB plug-in connector, male header, open side, THT/THR solder connection, 5.00 mm, Number of poles: 16, 180°, Solder pin length (l): 1.5 mm, tinned, black, Box
24255 | 1796660000 | SL-SMT 5.00HC/05/180G 1.5SN BK BX | PCB plug-in connector, male header, closed side, THT/THR solder connection, 5.00 mm, Number of poles: 5, 180°, Solder pin length (l): 1.5 mm, tinned, black, Box
24256 | 1796670000 | SL-SMT 5.00HC/06/180G 1.5SN BK BX | PCB plug-in connector, male header, closed side, THT/THR solder connection, 5.00 mm, Number of poles: 6, 180°, Solder pin length (l): 1.5 mm, tinned, black, Box
24257 | 1796760000 | SL-SMT 5.00HC/15/180G 1.5SN BK BX | PCB plug-in connector, male header, closed side, THT/THR solder connection, 5.00 mm, Number of poles: 15, 180°, Solder pin length (l): 1.5 mm, tinned, black, Box
24258 | 1796800000 | SL-SMT 5.00HC/04/180LF 1.5SN BK BX | PCB plug-in connector, male header, Solder flange, THT/THR solder connection, 5.00 mm, Number of poles: 4, 180°, Solder pin length (l): 1.5 mm, tinned, black, Box
24259 | 1796930000 | SL-SMT 5.00HC/02/90 1.5SN BK BX | PCB plug-in connector, male header, open side, THT/THR solder connection, 5.00 mm, Number of poles: 2, 90°, Solder pin length (l): 1.5 mm, tinned, black, Box
24260 | 1796950000 | SL-SMT 5.00HC/04/90 1.5SN BK BX | PCB plug-in connector, male header, open side, THT/THR solder connection, 5.00 mm, Number of poles: 4, 90°, Solder pin length (l): 1.5 mm, tinned, black, Box
24261 | 1796960000 | SL-SMT 5.00HC/05/90 1.5SN BK BX | PCB plug-in connector, male header, open side, THT/THR solder connection, 5.00 mm, Number of poles: 5, 90°, Solder pin length (l): 1.5 mm, tinned, black, Box
24262 | 1796980000 | SL-SMT 5.00HC/07/90 1.5SN BK BX | PCB plug-in connector, male header, open side, THT/THR solder connection, 5.00 mm, Number of poles: 7, 90°, Solder pin length (l): 1.5 mm, tinned, black, Box
24263 | 1797080000 | SL-SMT 5.00HC/02/90G 1.5SN BK BX | PCB plug-in connector, male header, closed side, THT/THR solder connection, 5.00 mm, Number of poles: 2, 90°, Solder pin length (l): 1.5 mm, tinned, black, Box
24264 | 1797120000 | SL-SMT 5.00HC/06/90G 1.5SN BK BX | PCB plug-in connector, male header, closed side, THT/THR solder connection, 5.00 mm, Number of poles: 6, 90°, Solder pin length (l): 1.5 mm, tinned, black, Box
24265 | 1797200000 | SL-SMT 5.00HC/14/90G 1.5SN BK BX | PCB plug-in connector, male header, closed side, THT/THR solder connection, 5.00 mm, Number of poles: 14, 90°, Solder pin length (l): 1.5 mm, tinned, black, Box
24266 | 1797230000 | SL-SMT 5.00HC/02/90LF 1.5SN BK BX | PCB plug-in connector, male header, Solder flange, THT/THR solder connection, 5.00 mm, Number of poles: 2, 90°, Solder pin length (l): 1.5 mm, tinned, black, Box
24267 | 1797290000 | SL-SMT 5.00HC/08/90LF 1.5SN BK BX | PCB plug-in connector, male header, Solder flange, THT/THR solder connection, 5.00 mm, Number of poles: 8, 90°, Solder pin length (l): 1.5 mm, tinned, black, Box
24268 | 1797300000 | SL-SMT 5.00HC/09/90LF 1.5SN BK BX | PCB plug-in connector, male header, Solder flange, THT/THR solder connection, 5.00 mm, Number of poles: 9, 90°, Solder pin length (l): 1.5 mm, tinned, black, Box
24269 | 1797370000 | SL-SMT 5.00HC/16/90LF 1.5SN BK BX | PCB plug-in connector, male header, Solder flange, THT/THR solder connection, 5.00 mm, Number of poles: 16, 90°, Solder pin length (l): 1.5 mm, tinned, black, Box
24270 | 1830100000 | SL-SMT 5.08HC/04/180F 1.5SN BK BX | PCB plug-in connector, male header, Flange, THT/THR solder connection, 5.08 mm, Number of poles: 4, 180°, Solder pin length (l): 1.5 mm, tinned, black, Box
24271 | 1837320000 | SL-SMT 5.08HC/02/180F 1.5SN BK BX | PCB plug-in connector, male header, Flange, THT/THR solder connection, 5.08 mm, Number of poles: 2, 180°, Solder pin length (l): 1.5 mm, tinned, black, Box
24272 | 1837330000 | SL-SMT 5.08HC/05/180F 1.5SN BK BX | PCB plug-in connector, male header, Flange, THT/THR solder connection, 5.08 mm, Number of poles: 5, 180°, Solder pin length (l): 1.5 mm, tinned, black, Box
24273 | 1837340000 | SL-SMT 5.08HC/06/180F 1.5SN BK BX | PCB plug-in connector, male header, Flange, THT/THR solder connection, 5.08 mm, Number of poles: 6, 180°, Solder pin length (l): 1.5 mm, tinned, black, Box
24274 | 1837630000 | SL-SMT 5.08HC/02/90F 3.2SN BK BX | PCB plug-in connector, male header, Flange, THT/THR solder connection, 5.08 mm, Number of poles: 2, 90°, Solder pin length (l): 3.2 mm, tinned, black, Box
24275 | 1837640000 | SL-SMT 5.08HC/03/90F 3.2SN BK BX | PCB plug-in connector, male header, Flange, THT/THR solder connection, 5.08 mm, Number of poles: 3, 90°, Solder pin length (l): 3.2 mm, tinned, black, Box
24276 | 1837650000 | SL-SMT 5.08HC/04/90F 3.2SN BK BX | PCB plug-in connector, male header, Flange, THT/THR solder connection, 5.08 mm, Number of poles: 4, 90°, Solder pin length (l): 3.2 mm, tinned, black, Box
24277 | 1837660000 | SL-SMT 5.08HC/05/90F 3.2SN BK BX | PCB plug-in connector, male header, Flange, THT/THR solder connection, 5.08 mm, Number of poles: 5, 90°, Solder pin length (l): 3.2 mm, tinned, black, Box
24278 | 1837670000 | SL-SMT 5.08HC/06/90F 3.2SN BK BX | PCB plug-in connector, male header, Flange, THT/THR solder connection, 5.08 mm, Number of poles: 6, 90°, Solder pin length (l): 3.2 mm, tinned, black, Box
24279 | 1837680000 | SL-SMT 5.08HC/07/90F 3.2SN BK BX | PCB plug-in connector, male header, Flange, THT/THR solder connection, 5.08 mm, Number of poles: 7, 90°, Solder pin length (l): 3.2 mm, tinned, black, Box
24280 | 1837690000 | SL-SMT 5.08HC/08/90F 3.2SN BK BX | PCB plug-in connector, male header, Flange, THT/THR solder connection, 5.08 mm, Number of poles: 8, 90°, Solder pin length (l): 3.2 mm, tinned, black, Box
24281 | 1837700000 | SL-SMT 5.08HC/09/90F 3.2SN BK BX | PCB plug-in connector, male header, Flange, THT/THR solder connection, 5.08 mm, Number of poles: 9, 90°, Solder pin length (l): 3.2 mm, tinned, black, Box
24282 | 1837710000 | SL-SMT 5.08HC/10/90F 3.2SN BK BX | PCB plug-in connector, male header, Flange, THT/THR solder connection, 5.08 mm, Number of poles: 10, 90°, Solder pin length (l): 3.2 mm, tinned, black, Box
24283 | 1837720000 | SL-SMT 5.08HC/11/90F 3.2SN BK BX | PCB plug-in connector, male header, Flange, THT/THR solder connection, 5.08 mm, Number of poles: 11, 90°, Solder pin length (l): 3.2 mm, tinned, black, Box
24284 | 1837730000 | SL-SMT 5.08HC/12/90F 3.2SN BK BX | PCB plug-in connector, male header, Flange, THT/THR solder connection, 5.08 mm, Number of poles: 12, 90°, Solder pin length (l): 3.2 mm, tinned, black, Box
24285 | 1837740000 | SL-SMT 5.08HC/13/90F 3.2SN BK BX | PCB plug-in connector, male header, Flange, THT/THR solder connection, 5.08 mm, Number of poles: 13, 90°, Solder pin length (l): 3.2 mm, tinned, black, Box
24286 | 1837750000 | SL-SMT 5.08HC/14/90F 3.2SN BK BX | PCB plug-in connector, male header, Flange, THT/THR solder connection, 5.08 mm, Number of poles: 14, 90°, Solder pin length (l): 3.2 mm, tinned, black, Box
24287 | 1837760000 | SL-SMT 5.08HC/15/90F 3.2SN BK BX | PCB plug-in connector, male header, Flange, THT/THR solder connection, 5.08 mm, Number of poles: 15, 90°, Solder pin length (l): 3.2 mm, tinned, black, Box
24288 | 1837770000 | SL-SMT 5.08HC/16/90F 3.2SN BK BX | PCB plug-in connector, male header, Flange, THT/THR solder connection, 5.08 mm, Number of poles: 16, 90°, Solder pin length (l): 3.2 mm, tinned, black, Box
24289 | 1837780000 | SL-SMT 5.08HC/17/90F 3.2SN BK BX | PCB plug-in connector, male header, Flange, THT/THR solder connection, 5.08 mm, Number of poles: 17, 90°, Solder pin length (l): 3.2 mm, tinned, black, Box
24290 | 1837790000 | SL-SMT 5.08HC/18/90F 3.2SN BK BX | PCB plug-in connector, male header, Flange, THT/THR solder connection, 5.08 mm, Number of poles: 18, 90°, Solder pin length (l): 3.2 mm, tinned, black, Box
24291 | 1837800000 | SL-SMT 5.08HC/19/90F 3.2SN BK BX | PCB plug-in connector, male header, Flange, THT/THR solder connection, 5.08 mm, Number of poles: 19, 90°, Solder pin length (l): 3.2 mm, tinned, black, Box
24292 | 1837810000 | SL-SMT 5.08HC/20/90F 3.2SN BK BX | PCB plug-in connector, male header, Flange, THT/THR solder connection, 5.08 mm, Number of poles: 20, 90°, Solder pin length (l): 3.2 mm, tinned, black, Box
24293 | 1837820000 | SL-SMT 5.08HC/21/90F 3.2SN BK BX | PCB plug-in connector, male header, Flange, THT/THR solder connection, 5.08 mm, Number of poles: 21, 90°, Solder pin length (l): 3.2 mm, tinned, black, Box
24294 | 1837830000 | SL-SMT 5.08HC/22/90F 3.2SN BK BX | PCB plug-in connector, male header, Flange, THT/THR solder connection, 5.08 mm, Number of poles: 22, 90°, Solder pin length (l): 3.2 mm, tinned, black, Box
24295 | 1837840000 | SL-SMT 5.08HC/23/90F 3.2SN BK BX | PCB plug-in connector, male header, Flange, THT/THR solder connection, 5.08 mm, Number of poles: 23, 90°, Solder pin length (l): 3.2 mm, tinned, black, Box
24296 | 1837850000 | SL-SMT 5.08HC/24/90F 3.2SN BK BX | PCB plug-in connector, male header, Flange, THT/THR solder connection, 5.08 mm, Number of poles: 24, 90°, Solder pin length (l): 3.2 mm, tinned, black, Box
24297 | 1837860000 | SL-SMT 5.08HC/02/180F 3.2SN BK BX | PCB plug-in connector, male header, Flange, THT/THR solder connection, 5.08 mm, Number of poles: 2, 180°, Solder pin length (l): 3.2 mm, tinned, black, Box
24298 | 1837870000 | SL-SMT 5.08HC/04/180F 3.2SN BK BX | PCB plug-in connector, male header, Flange, THT/THR solder connection, 5.08 mm, Number of poles: 4, 180°, Solder pin length (l): 3.2 mm, tinned, black, Box
24299 | 1837880000 | SL-SMT 5.08HC/07/180F 3.2SN BK BX | PCB plug-in connector, male header, Flange, THT/THR solder connection, 5.08 mm, Number of poles: 7, 180°, Solder pin length (l): 3.2 mm, tinned, black, Box
24300 | 1837890000 | SL-SMT 5.08HC/09/180F 3.2SN BK BX | PCB plug-in connector, male header, Flange, THT/THR solder connection, 5.08 mm, Number of poles: 9, 180°, Solder pin length (l): 3.2 mm, tinned, black, Box
24301 | 1837900000 | SL-SMT 5.08HC/11/180F 3.2SN BK BX | PCB plug-in connector, male header, Flange, THT/THR solder connection, 5.08 mm, Number of poles: 11, 180°, Solder pin length (l): 3.2 mm, tinned, black, Box
24302 | 1837910000 | SL-SMT 5.08HC/15/180F 3.2SN BK BX | PCB plug-in connector, male header, Flange, THT/THR solder connection, 5.08 mm, Number of poles: 15, 180°, Solder pin length (l): 3.2 mm, tinned, black, Box
24303 | 1837920000 | SL-SMT 5.08HC/17/180F 3.2SN BK BX | PCB plug-in connector, male header, Flange, THT/THR solder connection, 5.08 mm, Number of poles: 17, 180°, Solder pin length (l): 3.2 mm, tinned, black, Box
24304 | 1837930000 | SL-SMT 5.08HC/19/180F 3.2SN BK BX | PCB plug-in connector, male header, Flange, THT/THR solder connection, 5.08 mm, Number of poles: 19, 180°, Solder pin length (l): 3.2 mm, tinned, black, Box
24305 | 1837940000 | SL-SMT 5.08HC/21/180F 3.2SN BK BX | PCB plug-in connector, male header, Flange, THT/THR solder connection, 5.08 mm, Number of poles: 21, 180°, Solder pin length (l): 3.2 mm, tinned, black, Box
24306 | 1837950000 | SL-SMT 5.08HC/22/180F 3.2SN BK BX | PCB plug-in connector, male header, Flange, THT/THR solder connection, 5.08 mm, Number of poles: 22, 180°, Solder pin length (l): 3.2 mm, tinned, black, Box
24307 | 1837960000 | SL-SMT 5.08HC/23/180F 3.2SN BK BX | PCB plug-in connector, male header, Flange, THT/THR solder connection, 5.08 mm, Number of poles: 23, 180°, Solder pin length (l): 3.2 mm, tinned, black, Box
24308 | 1837970000 | SL-SMT 5.08HC/24/180F 3.2SN BK BX | PCB plug-in connector, male header, Flange, THT/THR solder connection, 5.08 mm, Number of poles: 24, 180°, Solder pin length (l): 3.2 mm, tinned, black, Box
24309 | 1837980000 | SL-SMT 5.08HC/02/180 3.2SN BK BX | PCB plug-in connector, male header, open side, THT/THR solder connection, 5.08 mm, Number of poles: 2, 180°, Solder pin length (l): 3.2 mm, tinned, black, Box
24310 | 1837990000 | SL-SMT 5.08HC/03/180 3.2SN BK BX | PCB plug-in connector, male header, open side, THT/THR solder connection, 5.08 mm, Number of poles: 3, 180°, Solder pin length (l): 3.2 mm, tinned, black, Box
24311 | 1838000000 | SL-SMT 5.08HC/04/180 3.2SN BK BX | PCB plug-in connector, male header, open side, THT/THR solder connection, 5.08 mm, Number of poles: 4, 180°, Solder pin length (l): 3.2 mm, tinned, black, Box
24312 | 1838010000 | SL-SMT 5.08HC/05/180 3.2SN BK BX | PCB plug-in connector, male header, open side, THT/THR solder connection, 5.08 mm, Number of poles: 5, 180°, Solder pin length (l): 3.2 mm, tinned, black, Box
24313 | 1838020000 | SL-SMT 5.08HC/06/180 3.2SN BK BX | PCB plug-in connector, male header, open side, THT/THR solder connection, 5.08 mm, Number of poles: 6, 180°, Solder pin length (l): 3.2 mm, tinned, black, Box
24314 | 1838030000 | SL-SMT 5.08HC/07/180 3.2SN BK BX | PCB plug-in connector, male header, open side, THT/THR solder connection, 5.08 mm, Number of poles: 7, 180°, Solder pin length (l): 3.2 mm, tinned, black, Box
24315 | 1838040000 | SL-SMT 5.08HC/08/180 3.2SN BK BX | PCB plug-in connector, male header, open side, THT/THR solder connection, 5.08 mm, Number of poles: 8, 180°, Solder pin length (l): 3.2 mm, tinned, black, Box
24316 | 1838050000 | SL-SMT 5.08HC/09/180 3.2SN BK BX | PCB plug-in connector, male header, open side, THT/THR solder connection, 5.08 mm, Number of poles: 9, 180°, Solder pin length (l): 3.2 mm, tinned, black, Box
24317 | 1838060000 | SL-SMT 5.08HC/10/180 3.2SN BK BX | PCB plug-in connector, male header, open side, THT/THR solder connection, 5.08 mm, Number of poles: 10, 180°, Solder pin length (l): 3.2 mm, tinned, black, Box
24318 | 1838070000 | SL-SMT 5.08HC/11/180 3.2SN BK BX | PCB plug-in connector, male header, open side, THT/THR solder connection, 5.08 mm, Number of poles: 11, 180°, Solder pin length (l): 3.2 mm, tinned, black, Box
24319 | 1838080000 | SL-SMT 5.08HC/12/180 3.2SN BK BX | PCB plug-in connector, male header, open side, THT/THR solder connection, 5.08 mm, Number of poles: 12, 180°, Solder pin length (l): 3.2 mm, tinned, black, Box
24320 | 1838090000 | SL-SMT 5.08HC/13/180 3.2SN BK BX | PCB plug-in connector, male header, open side, THT/THR solder connection, 5.08 mm, Number of poles: 13, 180°, Solder pin length (l): 3.2 mm, tinned, black, Box
24321 | 1838100000 | SL-SMT 5.08HC/14/180 3.2SN BK BX | PCB plug-in connector, male header, open side, THT/THR solder connection, 5.08 mm, Number of poles: 14, 180°, Solder pin length (l): 3.2 mm, tinned, black, Box
24322 | 1838110000 | SL-SMT 5.08HC/15/180 3.2SN BK BX | PCB plug-in connector, male header, open side, THT/THR solder connection, 5.08 mm, Number of poles: 15, 180°, Solder pin length (l): 3.2 mm, tinned, black, Box
24323 | 1838120000 | SL-SMT 5.08HC/16/180 3.2SN BK BX | PCB plug-in connector, male header, open side, THT/THR solder connection, 5.08 mm, Number of poles: 16, 180°, Solder pin length (l): 3.2 mm, tinned, black, Box
24324 | 1838130000 | SL-SMT 5.08HC/17/180 3.2SN BK BX | PCB plug-in connector, male header, open side, THT/THR solder connection, 5.08 mm, Number of poles: 17, 180°, Solder pin length (l): 3.2 mm, tinned, black, Box
24325 | 1838140000 | SL-SMT 5.08HC/18/180 3.2SN BK BX | PCB plug-in connector, male header, open side, THT/THR solder connection, 5.08 mm, Number of poles: 18, 180°, Solder pin length (l): 3.2 mm, tinned, black, Box
24326 | 1838150000 | SL-SMT 5.08HC/19/180 3.2SN BK BX | PCB plug-in connector, male header, open side, THT/THR solder connection, 5.08 mm, Number of poles: 19, 180°, Solder pin length (l): 3.2 mm, tinned, black, Box
24327 | 1838160000 | SL-SMT 5.08HC/20/180 3.2SN BK BX | PCB plug-in connector, male header, open side, THT/THR solder connection, 5.08 mm, Number of poles: 20, 180°, Solder pin length (l): 3.2 mm, tinned, black, Box
24328 | 1838170000 | SL-SMT 5.08HC/21/180 3.2SN BK BX | PCB plug-in connector, male header, open side, THT/THR solder connection, 5.08 mm, Number of poles: 21, 180°, Solder pin length (l): 3.2 mm, tinned, black, Box
24329 | 1838180000 | SL-SMT 5.08HC/22/180 3.2SN BK BX | PCB plug-in connector, male header, open side, THT/THR solder connection, 5.08 mm, Number of poles: 22, 180°, Solder pin length (l): 3.2 mm, tinned, black, Box
24330 | 1838190000 | SL-SMT 5.08HC/23/180 3.2SN BK BX | PCB plug-in connector, male header, open side, THT/THR solder connection, 5.08 mm, Number of poles: 23, 180°, Solder pin length (l): 3.2 mm, tinned, black, Box
24331 | 1838200000 | SL-SMT 5.08HC/24/180 3.2SN BK BX | PCB plug-in connector, male header, open side, THT/THR solder connection, 5.08 mm, Number of poles: 24, 180°, Solder pin length (l): 3.2 mm, tinned, black, Box
24332 | 1838210000 | SL-SMT 5.08HC/02/180G 3.2SN BK BX | PCB plug-in connector, male header, closed side, THT/THR solder connection, 5.08 mm, Number of poles: 2, 180°, Solder pin length (l): 3.2 mm, tinned, black, Box
24333 | 1838220000 | SL-SMT 5.08HC/03/180G 3.2SN BK BX | PCB plug-in connector, male header, closed side, THT/THR solder connection, 5.08 mm, Number of poles: 3, 180°, Solder pin length (l): 3.2 mm, tinned, black, Box
24334 | 1838230000 | SL-SMT 5.08HC/04/180G 3.2SN BK BX | PCB plug-in connector, male header, closed side, THT/THR solder connection, 5.08 mm, Number of poles: 4, 180°, Solder pin length (l): 3.2 mm, tinned, black, Box
24335 | 1838240000 | SL-SMT 5.08HC/05/180G 3.2SN BK BX | PCB plug-in connector, male header, closed side, THT/THR solder connection, 5.08 mm, Number of poles: 5, 180°, Solder pin length (l): 3.2 mm, tinned, black, Box
24336 | 1838250000 | SL-SMT 5.08HC/06/180G 3.2SN BK BX | PCB plug-in connector, male header, closed side, THT/THR solder connection, 5.08 mm, Number of poles: 6, 180°, Solder pin length (l): 3.2 mm, tinned, black, Box
24337 | 1838260000 | SL-SMT 5.08HC/07/180G 3.2SN BK BX | PCB plug-in connector, male header, closed side, THT/THR solder connection, 5.08 mm, Number of poles: 7, 180°, Solder pin length (l): 3.2 mm, tinned, black, Box
24338 | 1838270000 | SL-SMT 5.08HC/08/180G 3.2SN BK BX | PCB plug-in connector, male header, closed side, THT/THR solder connection, 5.08 mm, Number of poles: 8, 180°, Solder pin length (l): 3.2 mm, tinned, black, Box
24339 | 1838280000 | SL-SMT 5.08HC/09/180G 3.2SN BK BX | PCB plug-in connector, male header, closed side, THT/THR solder connection, 5.08 mm, Number of poles: 9, 180°, Solder pin length (l): 3.2 mm, tinned, black, Box
24340 | 1838290000 | SL-SMT 5.08HC/10/180G 3.2SN BK BX | PCB plug-in connector, male header, closed side, THT/THR solder connection, 5.08 mm, Number of poles: 10, 180°, Solder pin length (l): 3.2 mm, tinned, black, Box
24341 | 1838300000 | SL-SMT 5.08HC/11/180G 3.2SN BK BX | PCB plug-in connector, male header, closed side, THT/THR solder connection, 5.08 mm, Number of poles: 11, 180°, Solder pin length (l): 3.2 mm, tinned, black, Box
24342 | 1838310000 | SL-SMT 5.08HC/12/180G 3.2SN BK BX | PCB plug-in connector, male header, closed side, THT/THR solder connection, 5.08 mm, Number of poles: 12, 180°, Solder pin length (l): 3.2 mm, tinned, black, Box
24343 | 1838320000 | SL-SMT 5.08HC/13/180G 3.2SN BK BX | PCB plug-in connector, male header, closed side, THT/THR solder connection, 5.08 mm, Number of poles: 13, 180°, Solder pin length (l): 3.2 mm, tinned, black, Box
24344 | 1838330000 | SL-SMT 5.08HC/14/180G 3.2SN BK BX | PCB plug-in connector, male header, closed side, THT/THR solder connection, 5.08 mm, Number of poles: 14, 180°, Solder pin length (l): 3.2 mm, tinned, black, Box
24345 | 1838340000 | SL-SMT 5.08HC/15/180G 3.2SN BK BX | PCB plug-in connector, male header, closed side, THT/THR solder connection, 5.08 mm, Number of poles: 15, 180°, Solder pin length (l): 3.2 mm, tinned, black, Box
24346 | 1838350000 | SL-SMT 5.08HC/16/180G 3.2SN BK BX | PCB plug-in connector, male header, closed side, THT/THR solder connection, 5.08 mm, Number of poles: 16, 180°, Solder pin length (l): 3.2 mm, tinned, black, Box
24347 | 1838370000 | SL-SMT 5.08HC/18/180G 3.2SN BK BX | PCB plug-in connector, male header, closed side, THT/THR solder connection, 5.08 mm, Number of poles: 18, 180°, Solder pin length (l): 3.2 mm, tinned, black, Box
24348 | 1838380000 | SL-SMT 5.08HC/19/180G 3.2SN BK BX | PCB plug-in connector, male header, closed side, THT/THR solder connection, 5.08 mm, Number of poles: 19, 180°, Solder pin length (l): 3.2 mm, tinned, black, Box
24349 | 1838390000 | SL-SMT 5.08HC/20/180G 3.2SN BK BX | PCB plug-in connector, male header, closed side, THT/THR solder connection, 5.08 mm, Number of poles: 20, 180°, Solder pin length (l): 3.2 mm, tinned, black, Box
24350 | 1838400000 | SL-SMT 5.08HC/21/180G 3.2SN BK BX | PCB plug-in connector, male header, closed side, THT/THR solder connection, 5.08 mm, Number of poles: 21, 180°, Solder pin length (l): 3.2 mm, tinned, black, Box
24351 | 1838410000 | SL-SMT 5.08HC/22/180G 3.2SN BK BX | PCB plug-in connector, male header, closed side, THT/THR solder connection, 5.08 mm, Number of poles: 22, 180°, Solder pin length (l): 3.2 mm, tinned, black, Box
24352 | 1838420000 | SL-SMT 5.08HC/23/180G 3.2SN BK BX | PCB plug-in connector, male header, closed side, THT/THR solder connection, 5.08 mm, Number of poles: 23, 180°, Solder pin length (l): 3.2 mm, tinned, black, Box
24353 | 1838430000 | SL-SMT 5.08HC/24/180G 3.2SN BK BX | PCB plug-in connector, male header, closed side, THT/THR solder connection, 5.08 mm, Number of poles: 24, 180°, Solder pin length (l): 3.2 mm, tinned, black, Box
24354 | 1838440000 | SL-SMT 5.08HC/02/180LF 3.2SN BK BX | PCB plug-in connector, male header, Solder flange, THT/THR solder connection, 5.08 mm, Number of poles: 2, 180°, Solder pin length (l): 3.2 mm, tinned, black, Box
24355 | 1838450000 | SL-SMT 5.08HC/03/180LF 3.2SN BK BX | PCB plug-in connector, male header, Solder flange, THT/THR solder connection, 5.08 mm, Number of poles: 3, 180°, Solder pin length (l): 3.2 mm, tinned, black, Box
24356 | 1838460000 | SL-SMT 5.08HC/04/180LF 3.2SN BK BX | PCB plug-in connector, male header, Solder flange, THT/THR solder connection, 5.08 mm, Number of poles: 4, 180°, Solder pin length (l): 3.2 mm, tinned, black, Box
24357 | 1838470000 | SL-SMT 5.08HC/05/180LF 3.2SN BK BX | PCB plug-in connector, male header, Solder flange, THT/THR solder connection, 5.08 mm, Number of poles: 5, 180°, Solder pin length (l): 3.2 mm, tinned, black, Box
24358 | 1838480000 | SL-SMT 5.08HC/06/180LF 3.2SN BK BX | PCB plug-in connector, male header, Solder flange, THT/THR solder connection, 5.08 mm, Number of poles: 6, 180°, Solder pin length (l): 3.2 mm, tinned, black, Box
24359 | 1838490000 | SL-SMT 5.08HC/07/180LF 3.2SN BK BX | PCB plug-in connector, male header, Solder flange, THT/THR solder connection, 5.08 mm, Number of poles: 7, 180°, Solder pin length (l): 3.2 mm, tinned, black, Box
24360 | 1838500000 | SL-SMT 5.08HC/08/180LF 3.2SN BK BX | PCB plug-in connector, male header, Solder flange, THT/THR solder connection, 5.08 mm, Number of poles: 8, 180°, Solder pin length (l): 3.2 mm, tinned, black, Box
24361 | 1838510000 | SL-SMT 5.08HC/09/180LF 3.2SN BK BX | PCB plug-in connector, male header, Solder flange, THT/THR solder connection, 5.08 mm, Number of poles: 9, 180°, Solder pin length (l): 3.2 mm, tinned, black, Box
24362 | 1838520000 | SL-SMT 5.08HC/10/180LF 3.2SN BK BX | PCB plug-in connector, male header, Solder flange, THT/THR solder connection, 5.08 mm, Number of poles: 10, 180°, Solder pin length (l): 3.2 mm, tinned, black, Box
24363 | 1838530000 | SL-SMT 5.08HC/11/180LF 3.2SN BK BX | PCB plug-in connector, male header, Solder flange, THT/THR solder connection, 5.08 mm, Number of poles: 11, 180°, Solder pin length (l): 3.2 mm, tinned, black, Box
24364 | 1838540000 | SL-SMT 5.08HC/12/180LF 3.2SN BK BX | PCB plug-in connector, male header, Solder flange, THT/THR solder connection, 5.08 mm, Number of poles: 12, 180°, Solder pin length (l): 3.2 mm, tinned, black, Box
24365 | 1838550000 | SL-SMT 5.08HC/13/180LF 3.2SN BK BX | PCB plug-in connector, male header, Solder flange, THT/THR solder connection, 5.08 mm, Number of poles: 13, 180°, Solder pin length (l): 3.2 mm, tinned, black, Box
24366 | 1838560000 | SL-SMT 5.08HC/14/180LF 3.2SN BK BX | PCB plug-in connector, male header, Solder flange, THT/THR solder connection, 5.08 mm, Number of poles: 14, 180°, Solder pin length (l): 3.2 mm, tinned, black, Box
24367 | 1838570000 | SL-SMT 5.08HC/15/180LF 3.2SN BK BX | PCB plug-in connector, male header, Solder flange, THT/THR solder connection, 5.08 mm, Number of poles: 15, 180°, Solder pin length (l): 3.2 mm, tinned, black, Box
24368 | 1838580000 | SL-SMT 5.08HC/16/180LF 3.2SN BK BX | PCB plug-in connector, male header, Solder flange, THT/THR solder connection, 5.08 mm, Number of poles: 16, 180°, Solder pin length (l): 3.2 mm, tinned, black, Box
24369 | 1838590000 | SL-SMT 5.08HC/17/180LF 3.2SN BK BX | PCB plug-in connector, male header, Solder flange, THT/THR solder connection, 5.08 mm, Number of poles: 17, 180°, Solder pin length (l): 3.2 mm, tinned, black, Box
24370 | 1838600000 | SL-SMT 5.08HC/18/180LF 3.2SN BK BX | PCB plug-in connector, male header, Solder flange, THT/THR solder connection, 5.08 mm, Number of poles: 18, 180°, Solder pin length (l): 3.2 mm, tinned, black, Box
24371 | 1838610000 | SL-SMT 5.08HC/19/180LF 3.2SN BK BX | PCB plug-in connector, male header, Solder flange, THT/THR solder connection, 5.08 mm, Number of poles: 19, 180°, Solder pin length (l): 3.2 mm, tinned, black, Box
24372 | 1838620000 | SL-SMT 5.08HC/20/180LF 3.2SN BK BX | PCB plug-in connector, male header, Solder flange, THT/THR solder connection, 5.08 mm, Number of poles: 20, 180°, Solder pin length (l): 3.2 mm, tinned, black, Box
24373 | 1838630000 | SL-SMT 5.08HC/21/180LF 3.2SN BK BX | PCB plug-in connector, male header, Solder flange, THT/THR solder connection, 5.08 mm, Number of poles: 21, 180°, Solder pin length (l): 3.2 mm, tinned, black, Box
24374 | 1838640000 | SL-SMT 5.08HC/22/180LF 3.2SN BK BX | PCB plug-in connector, male header, Solder flange, THT/THR solder connection, 5.08 mm, Number of poles: 22, 180°, Solder pin length (l): 3.2 mm, tinned, black, Box
24375 | 1838650000 | SL-SMT 5.08HC/23/180LF 3.2SN BK BX | PCB plug-in connector, male header, Solder flange, THT/THR solder connection, 5.08 mm, Number of poles: 23, 180°, Solder pin length (l): 3.2 mm, tinned, black, Box
24376 | 1838660000 | SL-SMT 5.08HC/24/180LF 3.2SN BK BX | PCB plug-in connector, male header, Solder flange, THT/THR solder connection, 5.08 mm, Number of poles: 24, 180°, Solder pin length (l): 3.2 mm, tinned, black, Box
24377 | 1839890000 | SL-SMT 5.00HC/02/90 3.2SN BK BX | PCB plug-in connector, male header, open side, THT/THR solder connection, 5.00 mm, Number of poles: 2, 90°, Solder pin length (l): 3.2 mm, tinned, black, Box
24378 | 1839900000 | SL-SMT 5.00HC/03/90 3.2SN BK BX | PCB plug-in connector, male header, open side, THT/THR solder connection, 5.00 mm, Number of poles: 3, 90°, Solder pin length (l): 3.2 mm, tinned, black, Box
24379 | 1839910000 | SL-SMT 5.00HC/04/90 3.2SN BK BX | PCB plug-in connector, male header, open side, THT/THR solder connection, 5.00 mm, Number of poles: 4, 90°, Solder pin length (l): 3.2 mm, tinned, black, Box
24380 | 1839920000 | SL-SMT 5.00HC/05/90 3.2SN BK BX | PCB plug-in connector, male header, open side, THT/THR solder connection, 5.00 mm, Number of poles: 5, 90°, Solder pin length (l): 3.2 mm, tinned, black, Box
24381 | 1839930000 | SL-SMT 5.00HC/06/90 3.2SN BK BX | PCB plug-in connector, male header, open side, THT/THR solder connection, 5.00 mm, Number of poles: 6, 90°, Solder pin length (l): 3.2 mm, tinned, black, Box
24382 | 1839940000 | SL-SMT 5.00HC/07/90 3.2SN BK BX | PCB plug-in connector, male header, open side, THT/THR solder connection, 5.00 mm, Number of poles: 7, 90°, Solder pin length (l): 3.2 mm, tinned, black, Box
24383 | 1839950000 | SL-SMT 5.00HC/08/90 3.2SN BK BX | PCB plug-in connector, male header, open side, THT/THR solder connection, 5.00 mm, Number of poles: 8, 90°, Solder pin length (l): 3.2 mm, tinned, black, Box
24384 | 1839960000 | SL-SMT 5.00HC/09/90 3.2SN BK BX | PCB plug-in connector, male header, open side, THT/THR solder connection, 5.00 mm, Number of poles: 9, 90°, Solder pin length (l): 3.2 mm, tinned, black, Box
24385 | 1839970000 | SL-SMT 5.00HC/10/90 3.2SN BK BX | PCB plug-in connector, male header, open side, THT/THR solder connection, 5.00 mm, Number of poles: 10, 90°, Solder pin length (l): 3.2 mm, tinned, black, Box
24386 | 1839980000 | SL-SMT 5.00HC/11/90 3.2SN BK BX | PCB plug-in connector, male header, open side, THT/THR solder connection, 5.00 mm, Number of poles: 11, 90°, Solder pin length (l): 3.2 mm, tinned, black, Box
24387 | 1839990000 | SL-SMT 5.00HC/12/90 3.2SN BK BX | PCB plug-in connector, male header, open side, THT/THR solder connection, 5.00 mm, Number of poles: 12, 90°, Solder pin length (l): 3.2 mm, tinned, black, Box
24388 | 1840000000 | SL-SMT 5.00HC/13/90 3.2SN BK BX | PCB plug-in connector, male header, open side, THT/THR solder connection, 5.00 mm, Number of poles: 13, 90°, Solder pin length (l): 3.2 mm, tinned, black, Box
24389 | 1840010000 | SL-SMT 5.00HC/14/90 3.2SN BK BX | PCB plug-in connector, male header, open side, THT/THR solder connection, 5.00 mm, Number of poles: 14, 90°, Solder pin length (l): 3.2 mm, tinned, black, Box
24390 | 1840020000 | SL-SMT 5.00HC/15/90 3.2SN BK BX | PCB plug-in connector, male header, open side, THT/THR solder connection, 5.00 mm, Number of poles: 15, 90°, Solder pin length (l): 3.2 mm, tinned, black, Box
24391 | 1840030000 | SL-SMT 5.00HC/16/90 3.2SN BK BX | PCB plug-in connector, male header, open side, THT/THR solder connection, 5.00 mm, Number of poles: 16, 90°, Solder pin length (l): 3.2 mm, tinned, black, Box
24392 | 1840040000 | SL-SMT 5.00HC/17/90 3.2SN BK BX | PCB plug-in connector, male header, open side, THT/THR solder connection, 5.00 mm, Number of poles: 17, 90°, Solder pin length (l): 3.2 mm, tinned, black, Box
24393 | 1840050000 | SL-SMT 5.00HC/18/90 3.2SN BK BX | PCB plug-in connector, male header, open side, THT/THR solder connection, 5.00 mm, Number of poles: 18, 90°, Solder pin length (l): 3.2 mm, tinned, black, Box
24394 | 1840060000 | SL-SMT 5.00HC/19/90 3.2SN BK BX | PCB plug-in connector, male header, open side, THT/THR solder connection, 5.00 mm, Number of poles: 19, 90°, Solder pin length (l): 3.2 mm, tinned, black, Box
24395 | 1840070000 | SL-SMT 5.00HC/20/90 3.2SN BK BX | PCB plug-in connector, male header, open side, THT/THR solder connection, 5.00 mm, Number of poles: 20, 90°, Solder pin length (l): 3.2 mm, tinned, black, Box
24396 | 1840080000 | SL-SMT 5.00HC/21/90 3.2SN BK BX | PCB plug-in connector, male header, open side, THT/THR solder connection, 5.00 mm, Number of poles: 21, 90°, Solder pin length (l): 3.2 mm, tinned, black, Box
24397 | 1840090000 | SL-SMT 5.00HC/22/90 3.2SN BK BX | PCB plug-in connector, male header, open side, THT/THR solder connection, 5.00 mm, Number of poles: 22, 90°, Solder pin length (l): 3.2 mm, tinned, black, Box
24398 | 1840100000 | SL-SMT 5.00HC/23/90 3.2SN BK BX | PCB plug-in connector, male header, open side, THT/THR solder connection, 5.00 mm, Number of poles: 23, 90°, Solder pin length (l): 3.2 mm, tinned, black, Box
24399 | 1840110000 | SL-SMT 5.00HC/24/90 3.2SN BK BX | PCB plug-in connector, male header, open side, THT/THR solder connection, 5.00 mm, Number of poles: 24, 90°, Solder pin length (l): 3.2 mm, tinned, black, Box
24400 | 1840120000 | SL-SMT 5.00HC/02/90G 3.2SN BK BX | PCB plug-in connector, male header, closed side, THT/THR solder connection, 5.00 mm, Number of poles: 2, 90°, Solder pin length (l): 3.2 mm, tinned, black, Box
24401 | 1840130000 | SL-SMT 5.00HC/03/90G 3.2SN BK BX | PCB plug-in connector, male header, closed side, THT/THR solder connection, 5.00 mm, Number of poles: 3, 90°, Solder pin length (l): 3.2 mm, tinned, black, Box
24402 | 1840140000 | SL-SMT 5.00HC/04/90G 3.2SN BK BX | PCB plug-in connector, male header, closed side, THT/THR solder connection, 5.00 mm, Number of poles: 4, 90°, Solder pin length (l): 3.2 mm, tinned, black, Box
24403 | 1840150000 | SL-SMT 5.00HC/05/90G 3.2SN BK BX | PCB plug-in connector, male header, closed side, THT/THR solder connection, 5.00 mm, Number of poles: 5, 90°, Solder pin length (l): 3.2 mm, tinned, black, Box
24404 | 1840160000 | SL-SMT 5.00HC/06/90G 3.2SN BK BX | PCB plug-in connector, male header, closed side, THT/THR solder connection, 5.00 mm, Number of poles: 6, 90°, Solder pin length (l): 3.2 mm, tinned, black, Box
24405 | 1840170000 | SL-SMT 5.00HC/07/90G 3.2SN BK BX | PCB plug-in connector, male header, closed side, THT/THR solder connection, 5.00 mm, Number of poles: 7, 90°, Solder pin length (l): 3.2 mm, tinned, black, Box
24406 | 1840180000 | SL-SMT 5.00HC/08/90G 3.2SN BK BX | PCB plug-in connector, male header, closed side, THT/THR solder connection, 5.00 mm, Number of poles: 8, 90°, Solder pin length (l): 3.2 mm, tinned, black, Box
24407 | 1840190000 | SL-SMT 5.00HC/09/90G 3.2SN BK BX | PCB plug-in connector, male header, closed side, THT/THR solder connection, 5.00 mm, Number of poles: 9, 90°, Solder pin length (l): 3.2 mm, tinned, black, Box
24408 | 1840200000 | SL-SMT 5.00HC/10/90G 3.2SN BK BX | PCB plug-in connector, male header, closed side, THT/THR solder connection, 5.00 mm, Number of poles: 10, 90°, Solder pin length (l): 3.2 mm, tinned, black, Box
24409 | 1840210000 | SL-SMT 5.00HC/11/90G 3.2SN BK BX | PCB plug-in connector, male header, closed side, THT/THR solder connection, 5.00 mm, Number of poles: 11, 90°, Solder pin length (l): 3.2 mm, tinned, black, Box
24410 | 1840220000 | SL-SMT 5.00HC/12/90G 3.2SN BK BX | PCB plug-in connector, male header, closed side, THT/THR solder connection, 5.00 mm, Number of poles: 12, 90°, Solder pin length (l): 3.2 mm, tinned, black, Box
24411 | 1840230000 | SL-SMT 5.00HC/13/90G 3.2SN BK BX | PCB plug-in connector, male header, closed side, THT/THR solder connection, 5.00 mm, Number of poles: 13, 90°, Solder pin length (l): 3.2 mm, tinned, black, Box
24412 | 1840240000 | SL-SMT 5.00HC/14/90G 3.2SN BK BX | PCB plug-in connector, male header, closed side, THT/THR solder connection, 5.00 mm, Number of poles: 14, 90°, Solder pin length (l): 3.2 mm, tinned, black, Box
24413 | 1840250000 | SL-SMT 5.00HC/15/90G 3.2SN BK BX | PCB plug-in connector, male header, closed side, THT/THR solder connection, 5.00 mm, Number of poles: 15, 90°, Solder pin length (l): 3.2 mm, tinned, black, Box
24414 | 1840260000 | SL-SMT 5.00HC/16/90G 3.2SN BK BX | PCB plug-in connector, male header, closed side, THT/THR solder connection, 5.00 mm, Number of poles: 16, 90°, Solder pin length (l): 3.2 mm, tinned, black, Box
24415 | 1840270000 | SL-SMT 5.00HC/17/90G 3.2SN BK BX | PCB plug-in connector, male header, closed side, THT/THR solder connection, 5.00 mm, Number of poles: 17, 90°, Solder pin length (l): 3.2 mm, tinned, black, Box
24416 | 1840280000 | SL-SMT 5.00HC/18/90G 3.2SN BK BX | PCB plug-in connector, male header, closed side, THT/THR solder connection, 5.00 mm, Number of poles: 18, 90°, Solder pin length (l): 3.2 mm, tinned, black, Box
24417 | 1840290000 | SL-SMT 5.00HC/19/90G 3.2SN BK BX | PCB plug-in connector, male header, closed side, THT/THR solder connection, 5.00 mm, Number of poles: 19, 90°, Solder pin length (l): 3.2 mm, tinned, black, Box
24418 | 1840300000 | SL-SMT 5.00HC/20/90G 3.2SN BK BX | PCB plug-in connector, male header, closed side, THT/THR solder connection, 5.00 mm, Number of poles: 20, 90°, Solder pin length (l): 3.2 mm, tinned, black, Box
24419 | 1840310000 | SL-SMT 5.00HC/21/90G 3.2SN BK BX | PCB plug-in connector, male header, closed side, THT/THR solder connection, 5.00 mm, Number of poles: 21, 90°, Solder pin length (l): 3.2 mm, tinned, black, Box
24420 | 1840320000 | SL-SMT 5.00HC/22/90G 3.2SN BK BX | PCB plug-in connector, male header, closed side, THT/THR solder connection, 5.00 mm, Number of poles: 22, 90°, Solder pin length (l): 3.2 mm, tinned, black, Box
24421 | 1840330000 | SL-SMT 5.00HC/23/90G 3.2SN BK BX | PCB plug-in connector, male header, closed side, THT/THR solder connection, 5.00 mm, Number of poles: 23, 90°, Solder pin length (l): 3.2 mm, tinned, black, Box
24422 | 1840340000 | SL-SMT 5.00HC/24/90G 3.2SN BK BX | PCB plug-in connector, male header, closed side, THT/THR solder connection, 5.00 mm, Number of poles: 24, 90°, Solder pin length (l): 3.2 mm, tinned, black, Box
24423 | 1840350000 | SL-SMT 5.00HC/02/90LF 3.2SN BK BX | PCB plug-in connector, male header, Solder flange, THT/THR solder connection, 5.00 mm, Number of poles: 2, 90°, Solder pin length (l): 3.2 mm, tinned, black, Box
24424 | 1840360000 | SL-SMT 5.00HC/03/90LF 3.2SN BK BX | PCB plug-in connector, male header, Solder flange, THT/THR solder connection, 5.00 mm, Number of poles: 3, 90°, Solder pin length (l): 3.2 mm, tinned, black, Box
24425 | 1840370000 | SL-SMT 5.00HC/04/90LF 3.2SN BK BX | PCB plug-in connector, male header, Solder flange, THT/THR solder connection, 5.00 mm, Number of poles: 4, 90°, Solder pin length (l): 3.2 mm, tinned, black, Box
24426 | 1840380000 | SL-SMT 5.00HC/05/90LF 3.2SN BK BX | PCB plug-in connector, male header, Solder flange, THT/THR solder connection, 5.00 mm, Number of poles: 5, 90°, Solder pin length (l): 3.2 mm, tinned, black, Box
24427 | 1840390000 | SL-SMT 5.00HC/06/90LF 3.2SN BK BX | PCB plug-in connector, male header, Solder flange, THT/THR solder connection, 5.00 mm, Number of poles: 6, 90°, Solder pin length (l): 3.2 mm, tinned, black, Box
24428 | 1840400000 | SL-SMT 5.00HC/07/90LF 3.2SN BK BX | PCB plug-in connector, male header, Solder flange, THT/THR solder connection, 5.00 mm, Number of poles: 7, 90°, Solder pin length (l): 3.2 mm, tinned, black, Box
24429 | 1840410000 | SL-SMT 5.00HC/08/90LF 3.2SN BK BX | PCB plug-in connector, male header, Solder flange, THT/THR solder connection, 5.00 mm, Number of poles: 8, 90°, Solder pin length (l): 3.2 mm, tinned, black, Box
24430 | 1840420000 | SL-SMT 5.00HC/09/90LF 3.2SN BK BX | PCB plug-in connector, male header, Solder flange, THT/THR solder connection, 5.00 mm, Number of poles: 9, 90°, Solder pin length (l): 3.2 mm, tinned, black, Box
24431 | 1840430000 | SL-SMT 5.00HC/10/90LF 3.2SN BK BX | PCB plug-in connector, male header, Solder flange, THT/THR solder connection, 5.00 mm, Number of poles: 10, 90°, Solder pin length (l): 3.2 mm, tinned, black, Box
24432 | 1840440000 | SL-SMT 5.00HC/11/90LF 3.2SN BK BX | PCB plug-in connector, male header, Solder flange, THT/THR solder connection, 5.00 mm, Number of poles: 11, 90°, Solder pin length (l): 3.2 mm, tinned, black, Box
24433 | 1840450000 | SL-SMT 5.00HC/12/90LF 3.2SN BK BX | PCB plug-in connector, male header, Solder flange, THT/THR solder connection, 5.00 mm, Number of poles: 12, 90°, Solder pin length (l): 3.2 mm, tinned, black, Box
24434 | 1840460000 | SL-SMT 5.00HC/13/90LF 3.2SN BK BX | PCB plug-in connector, male header, Solder flange, THT/THR solder connection, 5.00 mm, Number of poles: 13, 90°, Solder pin length (l): 3.2 mm, tinned, black, Box
24435 | 1840470000 | SL-SMT 5.00HC/14/90LF 3.2SN BK BX | PCB plug-in connector, male header, Solder flange, THT/THR solder connection, 5.00 mm, Number of poles: 14, 90°, Solder pin length (l): 3.2 mm, tinned, black, Box
24436 | 1840480000 | SL-SMT 5.00HC/15/90LF 3.2SN BK BX | PCB plug-in connector, male header, Solder flange, THT/THR solder connection, 5.00 mm, Number of poles: 15, 90°, Solder pin length (l): 3.2 mm, tinned, black, Box
24437 | 1840490000 | SL-SMT 5.00HC/16/90LF 3.2SN BK BX | PCB plug-in connector, male header, Solder flange, THT/THR solder connection, 5.00 mm, Number of poles: 16, 90°, Solder pin length (l): 3.2 mm, tinned, black, Box
24438 | 1840500000 | SL-SMT 5.00HC/17/90LF 3.2SN BK BX | PCB plug-in connector, male header, Solder flange, THT/THR solder connection, 5.00 mm, Number of poles: 17, 90°, Solder pin length (l): 3.2 mm, tinned, black, Box
24439 | 1840510000 | SL-SMT 5.00HC/18/90LF 3.2SN BK BX | PCB plug-in connector, male header, Solder flange, THT/THR solder connection, 5.00 mm, Number of poles: 18, 90°, Solder pin length (l): 3.2 mm, tinned, black, Box
24440 | 1840520000 | SL-SMT 5.00HC/19/90LF 3.2SN BK BX | PCB plug-in connector, male header, Solder flange, THT/THR solder connection, 5.00 mm, Number of poles: 19, 90°, Solder pin length (l): 3.2 mm, tinned, black, Box
24441 | 1840530000 | SL-SMT 5.00HC/20/90LF 3.2SN BK BX | PCB plug-in connector, male header, Solder flange, THT/THR solder connection, 5.00 mm, Number of poles: 20, 90°, Solder pin length (l): 3.2 mm, tinned, black, Box
24442 | 1840540000 | SL-SMT 5.00HC/21/90LF 3.2SN BK BX | PCB plug-in connector, male header, Solder flange, THT/THR solder connection, 5.00 mm, Number of poles: 21, 90°, Solder pin length (l): 3.2 mm, tinned, black, Box
24443 | 1840550000 | SL-SMT 5.00HC/22/90LF 3.2SN BK BX | PCB plug-in connector, male header, Solder flange, THT/THR solder connection, 5.00 mm, Number of poles: 22, 90°, Solder pin length (l): 3.2 mm, tinned, black, Box
24444 | 1840560000 | SL-SMT 5.00HC/23/90LF 3.2SN BK BX | PCB plug-in connector, male header, Solder flange, THT/THR solder connection, 5.00 mm, Number of poles: 23, 90°, Solder pin length (l): 3.2 mm, tinned, black, Box
24445 | 1840570000 | SL-SMT 5.00HC/24/90LF 3.2SN BK BX | PCB plug-in connector, male header, Solder flange, THT/THR solder connection, 5.00 mm, Number of poles: 24, 90°, Solder pin length (l): 3.2 mm, tinned, black, Box
24446 | 1840920000 | SL-SMT 5.00HC/02/180 3.2SN BK BX | PCB plug-in connector, male header, open side, THT/THR solder connection, 5.00 mm, Number of poles: 2, 180°, Solder pin length (l): 3.2 mm, tinned, black, Box
24447 | 1840930000 | SL-SMT 5.00HC/03/180 3.2SN BK BX | PCB plug-in connector, male header, open side, THT/THR solder connection, 5.00 mm, Number of poles: 3, 180°, Solder pin length (l): 3.2 mm, tinned, black, Box
24448 | 1840940000 | SL-SMT 5.00HC/04/180 3.2SN BK BX | PCB plug-in connector, male header, open side, THT/THR solder connection, 5.00 mm, Number of poles: 4, 180°, Solder pin length (l): 3.2 mm, tinned, black, Box
24449 | 1840950000 | SL-SMT 5.00HC/05/180 3.2SN BK BX | PCB plug-in connector, male header, open side, THT/THR solder connection, 5.00 mm, Number of poles: 5, 180°, Solder pin length (l): 3.2 mm, tinned, black, Box
24450 | 1840960000 | SL-SMT 5.00HC/06/180 3.2SN BK BX | PCB plug-in connector, male header, open side, THT/THR solder connection, 5.00 mm, Number of poles: 6, 180°, Solder pin length (l): 3.2 mm, tinned, black, Box
24451 | 1840970000 | SL-SMT 5.00HC/07/180 3.2SN BK BX | PCB plug-in connector, male header, open side, THT/THR solder connection, 5.00 mm, Number of poles: 7, 180°, Solder pin length (l): 3.2 mm, tinned, black, Box
24452 | 1840980000 | SL-SMT 5.00HC/08/180 3.2SN BK BX | PCB plug-in connector, male header, open side, THT/THR solder connection, 5.00 mm, Number of poles: 8, 180°, Solder pin length (l): 3.2 mm, tinned, black, Box
24453 | 1840990000 | SL-SMT 5.00HC/09/180 3.2SN BK BX | PCB plug-in connector, male header, open side, THT/THR solder connection, 5.00 mm, Number of poles: 9, 180°, Solder pin length (l): 3.2 mm, tinned, black, Box
24454 | 1841000000 | SL-SMT 5.00HC/10/180 3.2SN BK BX | PCB plug-in connector, male header, open side, THT/THR solder connection, 5.00 mm, Number of poles: 10, 180°, Solder pin length (l): 3.2 mm, tinned, black, Box
24455 | 1841020000 | SL-SMT 5.00HC/11/180 3.2SN BK BX | PCB plug-in connector, male header, open side, THT/THR solder connection, 5.00 mm, Number of poles: 11, 180°, Solder pin length (l): 3.2 mm, tinned, black, Box
24456 | 1841030000 | SL-SMT 5.00HC/12/180 3.2SN BK BX | PCB plug-in connector, male header, open side, THT/THR solder connection, 5.00 mm, Number of poles: 12, 180°, Solder pin length (l): 3.2 mm, tinned, black, Box
24457 | 1841040000 | SL-SMT 5.00HC/13/180 3.2SN BK BX | PCB plug-in connector, male header, open side, THT/THR solder connection, 5.00 mm, Number of poles: 13, 180°, Solder pin length (l): 3.2 mm, tinned, black, Box
24458 | 1841050000 | SL-SMT 5.00HC/14/180 3.2SN BK BX | PCB plug-in connector, male header, open side, THT/THR solder connection, 5.00 mm, Number of poles: 14, 180°, Solder pin length (l): 3.2 mm, tinned, black, Box
24459 | 1841060000 | SL-SMT 5.00HC/15/180 3.2SN BK BX | PCB plug-in connector, male header, open side, THT/THR solder connection, 5.00 mm, Number of poles: 15, 180°, Solder pin length (l): 3.2 mm, tinned, black, Box
24460 | 1841070000 | SL-SMT 5.00HC/16/180 3.2SN BK BX | PCB plug-in connector, male header, open side, THT/THR solder connection, 5.00 mm, Number of poles: 16, 180°, Solder pin length (l): 3.2 mm, tinned, black, Box
24461 | 1841080000 | SL-SMT 5.00HC/17/180 3.2SN BK BX | PCB plug-in connector, male header, open side, THT/THR solder connection, 5.00 mm, Number of poles: 17, 180°, Solder pin length (l): 3.2 mm, tinned, black, Box
24462 | 1841090000 | SL-SMT 5.00HC/18/180 3.2SN BK BX | PCB plug-in connector, male header, open side, THT/THR solder connection, 5.00 mm, Number of poles: 18, 180°, Solder pin length (l): 3.2 mm, tinned, black, Box
24463 | 1841100000 | SL-SMT 5.00HC/19/180 3.2SN BK BX | PCB plug-in connector, male header, open side, THT/THR solder connection, 5.00 mm, Number of poles: 19, 180°, Solder pin length (l): 3.2 mm, tinned, black, Box
24464 | 1841110000 | SL-SMT 5.00HC/20/180 3.2SN BK BX | PCB plug-in connector, male header, open side, THT/THR solder connection, 5.00 mm, Number of poles: 20, 180°, Solder pin length (l): 3.2 mm, tinned, black, Box
24465 | 1841120000 | SL-SMT 5.00HC/21/180 3.2SN BK BX | PCB plug-in connector, male header, open side, THT/THR solder connection, 5.00 mm, Number of poles: 21, 180°, Solder pin length (l): 3.2 mm, tinned, black, Box
24466 | 1841130000 | SL-SMT 5.00HC/22/180 3.2SN BK BX | PCB plug-in connector, male header, open side, THT/THR solder connection, 5.00 mm, Number of poles: 22, 180°, Solder pin length (l): 3.2 mm, tinned, black, Box
24467 | 1841140000 | SL-SMT 5.00HC/23/180 3.2SN BK BX | PCB plug-in connector, male header, open side, THT/THR solder connection, 5.00 mm, Number of poles: 23, 180°, Solder pin length (l): 3.2 mm, tinned, black, Box
24468 | 1841150000 | SL-SMT 5.00HC/24/180 3.2SN BK BX | PCB plug-in connector, male header, open side, THT/THR solder connection, 5.00 mm, Number of poles: 24, 180°, Solder pin length (l): 3.2 mm, tinned, black, Box
24469 | 1841160000 | SL-SMT 5.00HC/02/180G 3.2SN BK BX | PCB plug-in connector, male header, closed side, THT/THR solder connection, 5.00 mm, Number of poles: 2, 180°, Solder pin length (l): 3.2 mm, tinned, black, Box
24470 | 1841170000 | SL-SMT 5.00HC/03/180G 3.2SN BK BX | PCB plug-in connector, male header, closed side, THT/THR solder connection, 5.00 mm, Number of poles: 3, 180°, Solder pin length (l): 3.2 mm, tinned, black, Box
24471 | 1841180000 | SL-SMT 5.00HC/04/180G 3.2SN BK BX | PCB plug-in connector, male header, closed side, THT/THR solder connection, 5.00 mm, Number of poles: 4, 180°, Solder pin length (l): 3.2 mm, tinned, black, Box
24472 | 1841190000 | SL-SMT 5.00HC/05/180G 3.2SN BK BX | PCB plug-in connector, male header, closed side, THT/THR solder connection, 5.00 mm, Number of poles: 5, 180°, Solder pin length (l): 3.2 mm, tinned, black, Box
24473 | 1841200000 | SL-SMT 5.00HC/06/180G 3.2SN BK BX | PCB plug-in connector, male header, closed side, THT/THR solder connection, 5.00 mm, Number of poles: 6, 180°, Solder pin length (l): 3.2 mm, tinned, black, Box
24474 | 1841210000 | SL-SMT 5.00HC/07/180G 3.2SN BK BX | PCB plug-in connector, male header, closed side, THT/THR solder connection, 5.00 mm, Number of poles: 7, 180°, Solder pin length (l): 3.2 mm, tinned, black, Box
24475 | 1841220000 | SL-SMT 5.00HC/08/180G 3.2SN BK BX | PCB plug-in connector, male header, closed side, THT/THR solder connection, 5.00 mm, Number of poles: 8, 180°, Solder pin length (l): 3.2 mm, tinned, black, Box
24476 | 1841230000 | SL-SMT 5.00HC/09/180G 3.2SN BK BX | PCB plug-in connector, male header, closed side, THT/THR solder connection, 5.00 mm, Number of poles: 9, 180°, Solder pin length (l): 3.2 mm, tinned, black, Box
24477 | 1841240000 | SL-SMT 5.00HC/10/180G 3.2SN BK BX | PCB plug-in connector, male header, closed side, THT/THR solder connection, 5.00 mm, Number of poles: 10, 180°, Solder pin length (l): 3.2 mm, tinned, black, Box
24478 | 1841250000 | SL-SMT 5.00HC/11/180G 3.2SN BK BX | PCB plug-in connector, male header, closed side, THT/THR solder connection, 5.00 mm, Number of poles: 11, 180°, Solder pin length (l): 3.2 mm, tinned, black, Box
24479 | 1841260000 | SL-SMT 5.00HC/12/180G 3.2SN BK BX | PCB plug-in connector, male header, closed side, THT/THR solder connection, 5.00 mm, Number of poles: 12, 180°, Solder pin length (l): 3.2 mm, tinned, black, Box
24480 | 1841270000 | SL-SMT 5.00HC/13/180G 3.2SN BK BX | PCB plug-in connector, male header, closed side, THT/THR solder connection, 5.00 mm, Number of poles: 13, 180°, Solder pin length (l): 3.2 mm, tinned, black, Box
24481 | 1841280000 | SL-SMT 5.00HC/14/180G 3.2SN BK BX | PCB plug-in connector, male header, closed side, THT/THR solder connection, 5.00 mm, Number of poles: 14, 180°, Solder pin length (l): 3.2 mm, tinned, black, Box
24482 | 1841290000 | SL-SMT 5.00HC/15/180G 3.2SN BK BX | PCB plug-in connector, male header, closed side, THT/THR solder connection, 5.00 mm, Number of poles: 15, 180°, Solder pin length (l): 3.2 mm, tinned, black, Box
24483 | 1841300000 | SL-SMT 5.00HC/16/180G 3.2SN BK BX | PCB plug-in connector, male header, closed side, THT/THR solder connection, 5.00 mm, Number of poles: 16, 180°, Solder pin length (l): 3.2 mm, tinned, black, Box
24484 | 1841310000 | SL-SMT 5.00HC/17/180G 3.2SN BK BX | PCB plug-in connector, male header, closed side, THT/THR solder connection, 5.00 mm, Number of poles: 17, 180°, Solder pin length (l): 3.2 mm, tinned, black, Box
24485 | 1841320000 | SL-SMT 5.00HC/18/180G 3.2SN BK BX | PCB plug-in connector, male header, closed side, THT/THR solder connection, 5.00 mm, Number of poles: 18, 180°, Solder pin length (l): 3.2 mm, tinned, black, Box
24486 | 1841330000 | SL-SMT 5.00HC/19/180G 3.2SN BK BX | PCB plug-in connector, male header, closed side, THT/THR solder connection, 5.00 mm, Number of poles: 19, 180°, Solder pin length (l): 3.2 mm, tinned, black, Box
24487 | 1841340000 | SL-SMT 5.00HC/20/180G 3.2SN BK BX | PCB plug-in connector, male header, closed side, THT/THR solder connection, 5.00 mm, Number of poles: 20, 180°, Solder pin length (l): 3.2 mm, tinned, black, Box
24488 | 1841350000 | SL-SMT 5.00HC/21/180G 3.2SN BK BX | PCB plug-in connector, male header, closed side, THT/THR solder connection, 5.00 mm, Number of poles: 21, 180°, Solder pin length (l): 3.2 mm, tinned, black, Box
24489 | 1841360000 | SL-SMT 5.00HC/22/180G 3.2SN BK BX | PCB plug-in connector, male header, closed side, THT/THR solder connection, 5.00 mm, Number of poles: 22, 180°, Solder pin length (l): 3.2 mm, tinned, black, Box
24490 | 1841370000 | SL-SMT 5.00HC/23/180G 3.2SN BK BX | PCB plug-in connector, male header, closed side, THT/THR solder connection, 5.00 mm, Number of poles: 23, 180°, Solder pin length (l): 3.2 mm, tinned, black, Box
24491 | 1841380000 | SL-SMT 5.00HC/24/180G 3.2SN BK BX | PCB plug-in connector, male header, closed side, THT/THR solder connection, 5.00 mm, Number of poles: 24, 180°, Solder pin length (l): 3.2 mm, tinned, black, Box
24492 | 1841390000 | SL-SMT 5.00HC/02/180LF 3.2SN BK BX | PCB plug-in connector, male header, Solder flange, THT/THR solder connection, 5.00 mm, Number of poles: 2, 180°, Solder pin length (l): 3.2 mm, tinned, black, Box
24493 | 1841400000 | SL-SMT 5.00HC/03/180LF 3.2SN BK BX | PCB plug-in connector, male header, Solder flange, THT/THR solder connection, 5.00 mm, Number of poles: 3, 180°, Solder pin length (l): 3.2 mm, tinned, black, Box
24494 | 1841410000 | SL-SMT 5.00HC/04/180LF 3.2SN BK BX | PCB plug-in connector, male header, Solder flange, THT/THR solder connection, 5.00 mm, Number of poles: 4, 180°, Solder pin length (l): 3.2 mm, tinned, black, Box
24495 | 1841420000 | SL-SMT 5.00HC/05/180LF 3.2SN BK BX | PCB plug-in connector, male header, Solder flange, THT/THR solder connection, 5.00 mm, Number of poles: 5, 180°, Solder pin length (l): 3.2 mm, tinned, black, Box
24496 | 1841430000 | SL-SMT 5.00HC/06/180LF 3.2SN BK BX | PCB plug-in connector, male header, Solder flange, THT/THR solder connection, 5.00 mm, Number of poles: 6, 180°, Solder pin length (l): 3.2 mm, tinned, black, Box
24497 | 1841440000 | SL-SMT 5.00HC/07/180LF 3.2SN BK BX | PCB plug-in connector, male header, Solder flange, THT/THR solder connection, 5.00 mm, Number of poles: 7, 180°, Solder pin length (l): 3.2 mm, tinned, black, Box
24498 | 1841450000 | SL-SMT 5.00HC/08/180LF 3.2SN BK BX | PCB plug-in connector, male header, Solder flange, THT/THR solder connection, 5.00 mm, Number of poles: 8, 180°, Solder pin length (l): 3.2 mm, tinned, black, Box
24499 | 1841460000 | SL-SMT 5.00HC/09/180LF 3.2SN BK BX | PCB plug-in connector, male header, Solder flange, THT/THR solder connection, 5.00 mm, Number of poles: 9, 180°, Solder pin length (l): 3.2 mm, tinned, black, Box
24500 | 1841470000 | SL-SMT 5.00HC/10/180LF 3.2SN BK BX | PCB plug-in connector, male header, Solder flange, THT/THR solder connection, 5.00 mm, Number of poles: 10, 180°, Solder pin length (l): 3.2 mm, tinned, black, Box
24501 | 1841480000 | SL-SMT 5.00HC/11/180LF 3.2SN BK BX | PCB plug-in connector, male header, Solder flange, THT/THR solder connection, 5.00 mm, Number of poles: 11, 180°, Solder pin length (l): 3.2 mm, tinned, black, Box
24502 | 1841490000 | SL-SMT 5.00HC/12/180LF 3.2SN BK BX | PCB plug-in connector, male header, Solder flange, THT/THR solder connection, 5.00 mm, Number of poles: 12, 180°, Solder pin length (l): 3.2 mm, tinned, black, Box
24503 | 1841500000 | SL-SMT 5.00HC/13/180LF 3.2SN BK BX | PCB plug-in connector, male header, Solder flange, THT/THR solder connection, 5.00 mm, Number of poles: 13, 180°, Solder pin length (l): 3.2 mm, tinned, black, Box
24504 | 1841510000 | SL-SMT 5.00HC/14/180LF 3.2SN BK BX | PCB plug-in connector, male header, Solder flange, THT/THR solder connection, 5.00 mm, Number of poles: 14, 180°, Solder pin length (l): 3.2 mm, tinned, black, Box
24505 | 1841520000 | SL-SMT 5.00HC/15/180LF 3.2SN BK BX | PCB plug-in connector, male header, Solder flange, THT/THR solder connection, 5.00 mm, Number of poles: 15, 180°, Solder pin length (l): 3.2 mm, tinned, black, Box
24506 | 1841530000 | SL-SMT 5.00HC/16/180LF 3.2SN BK BX | PCB plug-in connector, male header, Solder flange, THT/THR solder connection, 5.00 mm, Number of poles: 16, 180°, Solder pin length (l): 3.2 mm, tinned, black, Box
24507 | 1841540000 | SL-SMT 5.00HC/17/180LF 3.2SN BK BX | PCB plug-in connector, male header, Solder flange, THT/THR solder connection, 5.00 mm, Number of poles: 17, 180°, Solder pin length (l): 3.2 mm, tinned, black, Box
24508 | 1841550000 | SL-SMT 5.00HC/18/180LF 3.2SN BK BX | PCB plug-in connector, male header, Solder flange, THT/THR solder connection, 5.00 mm, Number of poles: 18, 180°, Solder pin length (l): 3.2 mm, tinned, black, Box
24509 | 1841560000 | SL-SMT 5.00HC/19/180LF 3.2SN BK BX | PCB plug-in connector, male header, Solder flange, THT/THR solder connection, 5.00 mm, Number of poles: 19, 180°, Solder pin length (l): 3.2 mm, tinned, black, Box
24510 | 1841570000 | SL-SMT 5.00HC/20/180LF 3.2SN BK BX | PCB plug-in connector, male header, Solder flange, THT/THR solder connection, 5.00 mm, Number of poles: 20, 180°, Solder pin length (l): 3.2 mm, tinned, black, Box
24511 | 1841580000 | SL-SMT 5.00HC/21/180LF 3.2SN BK BX | PCB plug-in connector, male header, Solder flange, THT/THR solder connection, 5.00 mm, Number of poles: 21, 180°, Solder pin length (l): 3.2 mm, tinned, black, Box
24512 | 1841590000 | SL-SMT 5.00HC/22/180LF 3.2SN BK BX | PCB plug-in connector, male header, Solder flange, THT/THR solder connection, 5.00 mm, Number of poles: 22, 180°, Solder pin length (l): 3.2 mm, tinned, black, Box
24513 | 1841600000 | SL-SMT 5.00HC/23/180LF 3.2SN BK BX | PCB plug-in connector, male header, Solder flange, THT/THR solder connection, 5.00 mm, Number of poles: 23, 180°, Solder pin length (l): 3.2 mm, tinned, black, Box
24514 | 1841610000 | SL-SMT 5.00HC/24/180LF 3.2SN BK BX | PCB plug-in connector, male header, Solder flange, THT/THR solder connection, 5.00 mm, Number of poles: 24, 180°, Solder pin length (l): 3.2 mm, tinned, black, Box
24515 | 1841630000 | SL-SMT 3.50/02/90G 3.2SN BK BX | PCB plug-in connector, male header, closed side, THT/THR solder connection, 3.50 mm, Number of poles: 2, 90°, Solder pin length (l): 3.2 mm, tinned, black, Box
24516 | 1841640000 | SL-SMT 3.50/03/90G 3.2SN BK BX | PCB plug-in connector, male header, closed side, THT/THR solder connection, 3.50 mm, Number of poles: 3, 90°, Solder pin length (l): 3.2 mm, tinned, black, Box
24517 | 1841650000 | SL-SMT 3.50/04/90G 3.2SN BK BX | PCB plug-in connector, male header, closed side, THT/THR solder connection, 3.50 mm, Number of poles: 4, 90°, Solder pin length (l): 3.2 mm, tinned, black, Box
24518 | 1841660000 | SL-SMT 3.50/05/90G 3.2SN BK BX | PCB plug-in connector, male header, closed side, THT/THR solder connection, 3.50 mm, Number of poles: 5, 90°, Solder pin length (l): 3.2 mm, tinned, black, Box
24519 | 1841670000 | SL-SMT 3.50/06/90G 3.2SN BK BX | PCB plug-in connector, male header, closed side, THT/THR solder connection, 3.50 mm, Number of poles: 6, 90°, Solder pin length (l): 3.2 mm, tinned, black, Box
24520 | 1841680000 | SL-SMT 3.50/07/90G 3.2SN BK BX | PCB plug-in connector, male header, closed side, THT/THR solder connection, 3.50 mm, Number of poles: 7, 90°, Solder pin length (l): 3.2 mm, tinned, black, Box
24521 | 1841690000 | SL-SMT 3.50/08/90G 3.2SN BK BX | PCB plug-in connector, male header, closed side, THT/THR solder connection, 3.50 mm, Number of poles: 8, 90°, Solder pin length (l): 3.2 mm, tinned, black, Box
24522 | 1841700000 | SL-SMT 3.50/09/90G 3.2SN BK BX | PCB plug-in connector, male header, closed side, THT/THR solder connection, 3.50 mm, Number of poles: 9, 90°, Solder pin length (l): 3.2 mm, tinned, black, Box
24523 | 1841710000 | SL-SMT 3.50/10/90G 3.2SN BK BX | PCB plug-in connector, male header, closed side, THT/THR solder connection, 3.50 mm, Number of poles: 10, 90°, Solder pin length (l): 3.2 mm, tinned, black, Box
24524 | 1841720000 | SL-SMT 3.50/11/90G 3.2SN BK BX | PCB plug-in connector, male header, closed side, THT/THR solder connection, 3.50 mm, Number of poles: 11, 90°, Solder pin length (l): 3.2 mm, tinned, black, Box
24525 | 1841730000 | SL-SMT 3.50/12/90G 3.2SN BK BX | PCB plug-in connector, male header, closed side, THT/THR solder connection, 3.50 mm, Number of poles: 12, 90°, Solder pin length (l): 3.2 mm, tinned, black, Box
24526 | 1841740000 | SL-SMT 3.50/13/90G 3.2SN BK BX | PCB plug-in connector, male header, closed side, THT/THR solder connection, 3.50 mm, Number of poles: 13, 90°, Solder pin length (l): 3.2 mm, tinned, black, Box
24527 | 1841750000 | SL-SMT 3.50/14/90G 3.2SN BK BX | PCB plug-in connector, male header, closed side, THT/THR solder connection, 3.50 mm, Number of poles: 14, 90°, Solder pin length (l): 3.2 mm, tinned, black, Box
24528 | 1841760000 | SL-SMT 3.50/15/90G 3.2SN BK BX | PCB plug-in connector, male header, closed side, THT/THR solder connection, 3.50 mm, Number of poles: 15, 90°, Solder pin length (l): 3.2 mm, tinned, black, Box
24529 | 1841770000 | SL-SMT 3.50/16/90G 3.2SN BK BX | PCB plug-in connector, male header, closed side, THT/THR solder connection, 3.50 mm, Number of poles: 16, 90°, Solder pin length (l): 3.2 mm, tinned, black, Box
24530 | 1841780000 | SL-SMT 3.50/17/90G 3.2SN BK BX | PCB plug-in connector, male header, closed side, THT/THR solder connection, 3.50 mm, Number of poles: 17, 90°, Solder pin length (l): 3.2 mm, tinned, black, Box
24531 | 1841790000 | SL-SMT 3.50/18/90G 3.2SN BK BX | PCB plug-in connector, male header, closed side, THT/THR solder connection, 3.50 mm, Number of poles: 18, 90°, Solder pin length (l): 3.2 mm, tinned, black, Box
24532 | 1841800000 | SL-SMT 3.50/19/90G 3.2SN BK BX | PCB plug-in connector, male header, closed side, THT/THR solder connection, 3.50 mm, Number of poles: 19, 90°, Solder pin length (l): 3.2 mm, tinned, black, Box
24533 | 1841810000 | SL-SMT 3.50/20/90G 3.2SN BK BX | PCB plug-in connector, male header, closed side, THT/THR solder connection, 3.50 mm, Number of poles: 20, 90°, Solder pin length (l): 3.2 mm, tinned, black, Box
24534 | 1841820000 | SL-SMT 3.50/21/90G 3.2SN BK BX | PCB plug-in connector, male header, closed side, THT/THR solder connection, 3.50 mm, Number of poles: 21, 90°, Solder pin length (l): 3.2 mm, tinned, black, Box
24535 | 1841830000 | SL-SMT 3.50/22/90G 3.2SN BK BX | PCB plug-in connector, male header, closed side, THT/THR solder connection, 3.50 mm, Number of poles: 22, 90°, Solder pin length (l): 3.2 mm, tinned, black, Box
24536 | 1841840000 | SL-SMT 3.50/23/90G 3.2SN BK BX | PCB plug-in connector, male header, closed side, THT/THR solder connection, 3.50 mm, Number of poles: 23, 90°, Solder pin length (l): 3.2 mm, tinned, black, Box
24537 | 1841850000 | SL-SMT 3.50/24/90G 3.2SN BK BX | PCB plug-in connector, male header, closed side, THT/THR solder connection, 3.50 mm, Number of poles: 24, 90°, Solder pin length (l): 3.2 mm, tinned, black, Box
24538 | 1841860000 | SL-SMT 3.50/02/90LF 3.2SN BK BX | PCB plug-in connector, male header, Solder flange, THT/THR solder connection, 3.50 mm, Number of poles: 2, 90°, Solder pin length (l): 3.2 mm, tinned, black, Box
24539 | 1841870000 | SL-SMT 3.50/03/90LF 3.2SN BK BX | PCB plug-in connector, male header, Solder flange, THT/THR solder connection, 3.50 mm, Number of poles: 3, 90°, Solder pin length (l): 3.2 mm, tinned, black, Box
24540 | 1841880000 | SL-SMT 3.50/04/90LF 3.2SN BK BX | PCB plug-in connector, male header, Solder flange, THT/THR solder connection, 3.50 mm, Number of poles: 4, 90°, Solder pin length (l): 3.2 mm, tinned, black, Box
24541 | 1841890000 | SL-SMT 3.50/05/90LF 3.2SN BK BX | PCB plug-in connector, male header, Solder flange, THT/THR solder connection, 3.50 mm, Number of poles: 5, 90°, Solder pin length (l): 3.2 mm, tinned, black, Box
24542 | 1841900000 | SL-SMT 3.50/06/90LF 3.2SN BK BX | PCB plug-in connector, male header, Solder flange, THT/THR solder connection, 3.50 mm, Number of poles: 6, 90°, Solder pin length (l): 3.2 mm, tinned, black, Box
24543 | 1841910000 | SL-SMT 3.50/07/90LF 3.2SN BK BX | PCB plug-in connector, male header, Solder flange, THT/THR solder connection, 3.50 mm, Number of poles: 7, 90°, Solder pin length (l): 3.2 mm, tinned, black, Box
24544 | 1841920000 | SL-SMT 3.50/08/90LF 3.2SN BK BX | PCB plug-in connector, male header, Solder flange, THT/THR solder connection, 3.50 mm, Number of poles: 8, 90°, Solder pin length (l): 3.2 mm, tinned, black, Box
24545 | 1841930000 | SL-SMT 3.50/09/90LF 3.2SN BK BX | PCB plug-in connector, male header, Solder flange, THT/THR solder connection, 3.50 mm, Number of poles: 9, 90°, Solder pin length (l): 3.2 mm, tinned, black, Box
24546 | 1841940000 | SL-SMT 3.50/10/90LF 3.2SN BK BX | PCB plug-in connector, male header, Solder flange, THT/THR solder connection, 3.50 mm, Number of poles: 10, 90°, Solder pin length (l): 3.2 mm, tinned, black, Box
24547 | 1841950000 | SL-SMT 3.50/11/90LF 3.2SN BK BX | PCB plug-in connector, male header, Solder flange, THT/THR solder connection, 3.50 mm, Number of poles: 11, 90°, Solder pin length (l): 3.2 mm, tinned, black, Box
24548 | 1841960000 | SL-SMT 3.50/13/90LF 3.2SN BK BX | PCB plug-in connector, male header, Solder flange, THT/THR solder connection, 3.50 mm, Number of poles: 13, 90°, Solder pin length (l): 3.2 mm, tinned, black, Box
24549 | 1841970000 | SL-SMT 3.50/14/90LF 3.2SN BK BX | PCB plug-in connector, male header, Solder flange, THT/THR solder connection, 3.50 mm, Number of poles: 14, 90°, Solder pin length (l): 3.2 mm, tinned, black, Box
24550 | 1841980000 | SL-SMT 3.50/15/90LF 3.2SN BK BX | PCB plug-in connector, male header, Solder flange, THT/THR solder connection, 3.50 mm, Number of poles: 15, 90°, Solder pin length (l): 3.2 mm, tinned, black, Box
24551 | 1841990000 | SL-SMT 3.50/16/90LF 3.2SN BK BX | PCB plug-in connector, male header, Solder flange, THT/THR solder connection, 3.50 mm, Number of poles: 16, 90°, Solder pin length (l): 3.2 mm, tinned, black, Box
24552 | 1842000000 | SL-SMT 3.50/17/90LF 3.2SN BK BX | PCB plug-in connector, male header, Solder flange, THT/THR solder connection, 3.50 mm, Number of poles: 17, 90°, Solder pin length (l): 3.2 mm, tinned, black, Box
24553 | 1842010000 | SL-SMT 3.50/18/90LF 3.2SN BK BX | PCB plug-in connector, male header, Solder flange, THT/THR solder connection, 3.50 mm, Number of poles: 18, 90°, Solder pin length (l): 3.2 mm, tinned, black, Box
24554 | 1842020000 | SL-SMT 3.50/19/90LF 3.2SN BK BX | PCB plug-in connector, male header, Solder flange, THT/THR solder connection, 3.50 mm, Number of poles: 19, 90°, Solder pin length (l): 3.2 mm, tinned, black, Box
24555 | 1842030000 | SL-SMT 3.50/20/90LF 3.2SN BK BX | PCB plug-in connector, male header, Solder flange, THT/THR solder connection, 3.50 mm, Number of poles: 20, 90°, Solder pin length (l): 3.2 mm, tinned, black, Box
24556 | 1842040000 | SL-SMT 3.50/21/90LF 3.2SN BK BX | PCB plug-in connector, male header, Solder flange, THT/THR solder connection, 3.50 mm, Number of poles: 21, 90°, Solder pin length (l): 3.2 mm, tinned, black, Box
24557 | 1842050000 | SL-SMT 3.50/22/90LF 3.2SN BK BX | PCB plug-in connector, male header, Solder flange, THT/THR solder connection, 3.50 mm, Number of poles: 22, 90°, Solder pin length (l): 3.2 mm, tinned, black, Box
24558 | 1842060000 | SL-SMT 3.50/23/90LF 3.2SN BK BX | PCB plug-in connector, male header, Solder flange, THT/THR solder connection, 3.50 mm, Number of poles: 23, 90°, Solder pin length (l): 3.2 mm, tinned, black, Box
24559 | 1842070000 | SL-SMT 3.50/24/90LF 3.2SN BK BX | PCB plug-in connector, male header, Solder flange, THT/THR solder connection, 3.50 mm, Number of poles: 24, 90°, Solder pin length (l): 3.2 mm, tinned, black, Box
24560 | 1842080000 | SL-SMT 3.50/02/90F 3.2SN BK BX | PCB plug-in connector, male header, Flange, THT/THR solder connection, 3.50 mm, Number of poles: 2, 90°, Solder pin length (l): 3.2 mm, tinned, black, Box
24561 | 1842090000 | SL-SMT 3.50/03/90F 3.2SN BK BX | PCB plug-in connector, male header, Flange, THT/THR solder connection, 3.50 mm, Number of poles: 3, 90°, Solder pin length (l): 3.2 mm, tinned, black, Box
24562 | 1842100000 | SL-SMT 3.50/04/90F 3.2SN BK BX | PCB plug-in connector, male header, Flange, THT/THR solder connection, 3.50 mm, Number of poles: 4, 90°, Solder pin length (l): 3.2 mm, tinned, black, Box
24563 | 1842110000 | SL-SMT 3.50/05/90F 3.2SN BK BX | PCB plug-in connector, male header, Flange, THT/THR solder connection, 3.50 mm, Number of poles: 5, 90°, Solder pin length (l): 3.2 mm, tinned, black, Box
24564 | 1842120000 | SL-SMT 3.50/06/90F 3.2SN BK BX | PCB plug-in connector, male header, Flange, THT/THR solder connection, 3.50 mm, Number of poles: 6, 90°, Solder pin length (l): 3.2 mm, tinned, black, Box
24565 | 1842130000 | SL-SMT 3.50/07/90F 3.2SN BK BX | PCB plug-in connector, male header, Flange, THT/THR solder connection, 3.50 mm, Number of poles: 7, 90°, Solder pin length (l): 3.2 mm, tinned, black, Box
24566 | 1842140000 | SL-SMT 3.50/08/90F 3.2SN BK BX | PCB plug-in connector, male header, Flange, THT/THR solder connection, 3.50 mm, Number of poles: 8, 90°, Solder pin length (l): 3.2 mm, tinned, black, Box
24567 | 1842150000 | SL-SMT 3.50/09/90F 3.2SN BK BX | PCB plug-in connector, male header, Flange, THT/THR solder connection, 3.50 mm, Number of poles: 9, 90°, Solder pin length (l): 3.2 mm, tinned, black, Box
24568 | 1842160000 | SL-SMT 3.50/10/90F 3.2SN BK BX | PCB plug-in connector, male header, Flange, THT/THR solder connection, 3.50 mm, Number of poles: 10, 90°, Solder pin length (l): 3.2 mm, tinned, black, Box
24569 | 1842170000 | SL-SMT 3.50/11/90F 3.2SN BK BX | PCB plug-in connector, male header, Flange, THT/THR solder connection, 3.50 mm, Number of poles: 11, 90°, Solder pin length (l): 3.2 mm, tinned, black, Box
24570 | 1842180000 | SL-SMT 3.50/12/90F 3.2SN BK BX | PCB plug-in connector, male header, Flange, THT/THR solder connection, 3.50 mm, Number of poles: 12, 90°, Solder pin length (l): 3.2 mm, tinned, black, Box
24571 | 1842190000 | SL-SMT 3.50/13/90F 3.2SN BK BX | PCB plug-in connector, male header, Flange, THT/THR solder connection, 3.50 mm, Number of poles: 13, 90°, Solder pin length (l): 3.2 mm, tinned, black, Box
24572 | 1842200000 | SL-SMT 3.50/14/90F 3.2SN BK BX | PCB plug-in connector, male header, Flange, THT/THR solder connection, 3.50 mm, Number of poles: 14, 90°, Solder pin length (l): 3.2 mm, tinned, black, Box
24573 | 1842210000 | SL-SMT 3.50/15/90F 3.2SN BK BX | PCB plug-in connector, male header, Flange, THT/THR solder connection, 3.50 mm, Number of poles: 15, 90°, Solder pin length (l): 3.2 mm, tinned, black, Box
24574 | 1842220000 | SL-SMT 3.50/16/90F 3.2SN BK BX | PCB plug-in connector, male header, Flange, THT/THR solder connection, 3.50 mm, Number of poles: 16, 90°, Solder pin length (l): 3.2 mm, tinned, black, Box
24575 | 1842230000 | SL-SMT 3.50/17/90F 3.2SN BK BX | PCB plug-in connector, male header, Flange, THT/THR solder connection, 3.50 mm, Number of poles: 17, 90°, Solder pin length (l): 3.2 mm, tinned, black, Box
24576 | 1842240000 | SL-SMT 3.50/18/90F 3.2SN BK BX | PCB plug-in connector, male header, Flange, THT/THR solder connection, 3.50 mm, Number of poles: 18, 90°, Solder pin length (l): 3.2 mm, tinned, black, Box
24577 | 1842250000 | SL-SMT 3.50/19/90F 3.2SN BK BX | PCB plug-in connector, male header, Flange, THT/THR solder connection, 3.50 mm, Number of poles: 19, 90°, Solder pin length (l): 3.2 mm, tinned, black, Box
24578 | 1842260000 | SL-SMT 3.50/20/90F 3.2SN BK BX | PCB plug-in connector, male header, Flange, THT/THR solder connection, 3.50 mm, Number of poles: 20, 90°, Solder pin length (l): 3.2 mm, tinned, black, Box
24579 | 1842270000 | SL-SMT 3.50/21/90F 3.2SN BK BX | PCB plug-in connector, male header, Flange, THT/THR solder connection, 3.50 mm, Number of poles: 21, 90°, Solder pin length (l): 3.2 mm, tinned, black, Box
24580 | 1842280000 | SL-SMT 3.50/22/90F 3.2SN BK BX | PCB plug-in connector, male header, Flange, THT/THR solder connection, 3.50 mm, Number of poles: 22, 90°, Solder pin length (l): 3.2 mm, tinned, black, Box
24581 | 1842290000 | SL-SMT 3.50/23/90F 3.2SN BK BX | PCB plug-in connector, male header, Flange, THT/THR solder connection, 3.50 mm, Number of poles: 23, 90°, Solder pin length (l): 3.2 mm, tinned, black, Box
24582 | 1842300000 | SL-SMT 3.50/24/90F 3.2SN BK BX | PCB plug-in connector, male header, Flange, THT/THR solder connection, 3.50 mm, Number of poles: 24, 90°, Solder pin length (l): 3.2 mm, tinned, black, Box
24583 | 1842320000 | SL-SMT 3.50/02/180G 3.2SN BK BX | PCB plug-in connector, male header, closed side, THT/THR solder connection, 3.50 mm, Number of poles: 2, 180°, Solder pin length (l): 3.2 mm, tinned, black, Box
24584 | 1842330000 | SL-SMT 3.50/03/180G 3.2SN BK BX | PCB plug-in connector, male header, closed side, THT/THR solder connection, 3.50 mm, Number of poles: 3, 180°, Solder pin length (l): 3.2 mm, tinned, black, Box
24585 | 1842340000 | SL-SMT 3.50/04/180G 3.2SN BK BX | PCB plug-in connector, male header, closed side, THT/THR solder connection, 3.50 mm, Number of poles: 4, 180°, Solder pin length (l): 3.2 mm, tinned, black, Box
24586 | 1842350000 | SL-SMT 3.50/05/180G 3.2SN BK BX | PCB plug-in connector, male header, closed side, THT/THR solder connection, 3.50 mm, Number of poles: 5, 180°, Solder pin length (l): 3.2 mm, tinned, black, Box
24587 | 1842360000 | SL-SMT 3.50/06/180G 3.2SN BK BX | PCB plug-in connector, male header, closed side, THT/THR solder connection, 3.50 mm, Number of poles: 6, 180°, Solder pin length (l): 3.2 mm, tinned, black, Box
24588 | 1842370000 | SL-SMT 3.50/07/180G 3.2SN BK BX | PCB plug-in connector, male header, closed side, THT/THR solder connection, 3.50 mm, Number of poles: 7, 180°, Solder pin length (l): 3.2 mm, tinned, black, Box
24589 | 1842380000 | SL-SMT 3.50/08/180G 3.2SN BK BX | PCB plug-in connector, male header, closed side, THT/THR solder connection, 3.50 mm, Number of poles: 8, 180°, Solder pin length (l): 3.2 mm, tinned, black, Box
24590 | 1842390000 | SL-SMT 3.50/09/180G 3.2SN BK BX | PCB plug-in connector, male header, closed side, THT/THR solder connection, 3.50 mm, Number of poles: 9, 180°, Solder pin length (l): 3.2 mm, tinned, black, Box
24591 | 1842400000 | SL-SMT 3.50/11/180G 3.2SN BK BX | PCB plug-in connector, male header, closed side, THT/THR solder connection, 3.50 mm, Number of poles: 11, 180°, Solder pin length (l): 3.2 mm, tinned, black, Box
24592 | 1842410000 | SL-SMT 3.50/12/180G 3.2SN BK BX | PCB plug-in connector, male header, closed side, THT/THR solder connection, 3.50 mm, Number of poles: 12, 180°, Solder pin length (l): 3.2 mm, tinned, black, Box
24593 | 1842420000 | SL-SMT 3.50/13/180G 3.2SN BK BX | PCB plug-in connector, male header, closed side, THT/THR solder connection, 3.50 mm, Number of poles: 13, 180°, Solder pin length (l): 3.2 mm, tinned, black, Box
24594 | 1842430000 | SL-SMT 3.50/14/180G 3.2SN BK BX | PCB plug-in connector, male header, closed side, THT/THR solder connection, 3.50 mm, Number of poles: 14, 180°, Solder pin length (l): 3.2 mm, tinned, black, Box
24595 | 1842440000 | SL-SMT 3.50/15/180G 3.2SN BK BX | PCB plug-in connector, male header, closed side, THT/THR solder connection, 3.50 mm, Number of poles: 15, 180°, Solder pin length (l): 3.2 mm, tinned, black, Box
24596 | 1842450000 | SL-SMT 3.50/16/180G 3.2SN BK BX | PCB plug-in connector, male header, closed side, THT/THR solder connection, 3.50 mm, Number of poles: 16, 180°, Solder pin length (l): 3.2 mm, tinned, black, Box
24597 | 1842460000 | SL-SMT 3.50/17/180G 3.2SN BK BX | PCB plug-in connector, male header, closed side, THT/THR solder connection, 3.50 mm, Number of poles: 17, 180°, Solder pin length (l): 3.2 mm, tinned, black, Box
24598 | 1842470000 | SL-SMT 3.50/18/180G 3.2SN BK BX | PCB plug-in connector, male header, closed side, THT/THR solder connection, 3.50 mm, Number of poles: 18, 180°, Solder pin length (l): 3.2 mm, tinned, black, Box
24599 | 1842480000 | SL-SMT 3.50/19/180G 3.2SN BK BX | PCB plug-in connector, male header, closed side, THT/THR solder connection, 3.50 mm, Number of poles: 19, 180°, Solder pin length (l): 3.2 mm, tinned, black, Box
24600 | 1842490000 | SL-SMT 3.50/20/180G 3.2SN BK BX | PCB plug-in connector, male header, closed side, THT/THR solder connection, 3.50 mm, Number of poles: 20, 180°, Solder pin length (l): 3.2 mm, tinned, black, Box
24601 | 1842500000 | SL-SMT 3.50/21/180G 3.2SN BK BX | PCB plug-in connector, male header, closed side, THT/THR solder connection, 3.50 mm, Number of poles: 21, 180°, Solder pin length (l): 3.2 mm, tinned, black, Box
24602 | 1842510000 | SL-SMT 3.50/22/180G 3.2SN BK BX | PCB plug-in connector, male header, closed side, THT/THR solder connection, 3.50 mm, Number of poles: 22, 180°, Solder pin length (l): 3.2 mm, tinned, black, Box
24603 | 1842520000 | SL-SMT 3.50/23/180G 3.2SN BK BX | PCB plug-in connector, male header, closed side, THT/THR solder connection, 3.50 mm, Number of poles: 23, 180°, Solder pin length (l): 3.2 mm, tinned, black, Box
24604 | 1842530000 | SL-SMT 3.50/24/180G 3.2SN BK BX | PCB plug-in connector, male header, closed side, THT/THR solder connection, 3.50 mm, Number of poles: 24, 180°, Solder pin length (l): 3.2 mm, tinned, black, Box
24605 | 1842540000 | SL-SMT 3.50/02/180LF 3.2SN BK BX | PCB plug-in connector, male header, Solder flange, THT/THR solder connection, 3.50 mm, Number of poles: 2, 180°, Solder pin length (l): 3.2 mm, tinned, black, Box
24606 | 1842550000 | SL-SMT 3.50/03/180LF 3.2SN BK BX | PCB plug-in connector, male header, Solder flange, THT/THR solder connection, 3.50 mm, Number of poles: 3, 180°, Solder pin length (l): 3.2 mm, tinned, black, Box
24607 | 1842560000 | SL-SMT 3.50/04/180LF 3.2SN BK BX | PCB plug-in connector, male header, Solder flange, THT/THR solder connection, 3.50 mm, Number of poles: 4, 180°, Solder pin length (l): 3.2 mm, tinned, black, Box
24608 | 1842570000 | SL-SMT 3.50/05/180LF 3.2SN BK BX | PCB plug-in connector, male header, Solder flange, THT/THR solder connection, 3.50 mm, Number of poles: 5, 180°, Solder pin length (l): 3.2 mm, tinned, black, Box
24609 | 1842580000 | SL-SMT 3.50/06/180LF 3.2SN BK BX | PCB plug-in connector, male header, Solder flange, THT/THR solder connection, 3.50 mm, Number of poles: 6, 180°, Solder pin length (l): 3.2 mm, tinned, black, Box
24610 | 1842590000 | SL-SMT 3.50/07/180LF 3.2SN BK BX | PCB plug-in connector, male header, Solder flange, THT/THR solder connection, 3.50 mm, Number of poles: 7, 180°, Solder pin length (l): 3.2 mm, tinned, black, Box
24611 | 1842600000 | SL-SMT 3.50/08/180LF 3.2SN BK BX | PCB plug-in connector, male header, Solder flange, THT/THR solder connection, 3.50 mm, Number of poles: 8, 180°, Solder pin length (l): 3.2 mm, tinned, black, Box
24612 | 1842620000 | SL-SMT 3.50/10/180LF 3.2SN BK BX | PCB plug-in connector, male header, Solder flange, THT/THR solder connection, 3.50 mm, Number of poles: 10, 180°, Solder pin length (l): 3.2 mm, tinned, black, Box
24613 | 1842630000 | SL-SMT 3.50/11/180LF 3.2SN BK BX | PCB plug-in connector, male header, Solder flange, THT/THR solder connection, 3.50 mm, Number of poles: 11, 180°, Solder pin length (l): 3.2 mm, tinned, black, Box
24614 | 1842640000 | SL-SMT 3.50/12/180LF 3.2SN BK BX | PCB plug-in connector, male header, Solder flange, THT/THR solder connection, 3.50 mm, Number of poles: 12, 180°, Solder pin length (l): 3.2 mm, tinned, black, Box
24615 | 1842650000 | SL-SMT 3.50/13/180LF 3.2SN BK BX | PCB plug-in connector, male header, Solder flange, THT/THR solder connection, 3.50 mm, Number of poles: 13, 180°, Solder pin length (l): 3.2 mm, tinned, black, Box
24616 | 1842660000 | SL-SMT 3.50/14/180LF 3.2SN BK BX | PCB plug-in connector, male header, Solder flange, THT/THR solder connection, 3.50 mm, Number of poles: 14, 180°, Solder pin length (l): 3.2 mm, tinned, black, Box
24617 | 1842670000 | SL-SMT 3.50/15/180LF 3.2SN BK BX | PCB plug-in connector, male header, Solder flange, THT/THR solder connection, 3.50 mm, Number of poles: 15, 180°, Solder pin length (l): 3.2 mm, tinned, black, Box
24618 | 1842680000 | SL-SMT 3.50/16/180LF 3.2SN BK BX | PCB plug-in connector, male header, Solder flange, THT/THR solder connection, 3.50 mm, Number of poles: 16, 180°, Solder pin length (l): 3.2 mm, tinned, black, Box
24619 | 1842690000 | SL-SMT 3.50/17/180LF 3.2SN BK BX | PCB plug-in connector, male header, Solder flange, THT/THR solder connection, 3.50 mm, Number of poles: 17, 180°, Solder pin length (l): 3.2 mm, tinned, black, Box
24620 | 1842700000 | SL-SMT 3.50/18/180LF 3.2SN BK BX | PCB plug-in connector, male header, Solder flange, THT/THR solder connection, 3.50 mm, Number of poles: 18, 180°, Solder pin length (l): 3.2 mm, tinned, black, Box
24621 | 1842710000 | SL-SMT 3.50/19/180LF 3.2SN BK BX | PCB plug-in connector, male header, Solder flange, THT/THR solder connection, 3.50 mm, Number of poles: 19, 180°, Solder pin length (l): 3.2 mm, tinned, black, Box
24622 | 1842720000 | SL-SMT 3.50/20/180LF 3.2SN BK BX | PCB plug-in connector, male header, Solder flange, THT/THR solder connection, 3.50 mm, Number of poles: 20, 180°, Solder pin length (l): 3.2 mm, tinned, black, Box
24623 | 1842730000 | SL-SMT 3.50/21/180LF 3.2SN BK BX | PCB plug-in connector, male header, Solder flange, THT/THR solder connection, 3.50 mm, Number of poles: 21, 180°, Solder pin length (l): 3.2 mm, tinned, black, Box
24624 | 1842740000 | SL-SMT 3.50/22/180LF 3.2SN BK BX | PCB plug-in connector, male header, Solder flange, THT/THR solder connection, 3.50 mm, Number of poles: 22, 180°, Solder pin length (l): 3.2 mm, tinned, black, Box
24625 | 1842750000 | SL-SMT 3.50/23/180LF 3.2SN BK BX | PCB plug-in connector, male header, Solder flange, THT/THR solder connection, 3.50 mm, Number of poles: 23, 180°, Solder pin length (l): 3.2 mm, tinned, black, Box
24626 | 1842760000 | SL-SMT 3.50/24/180LF 3.2SN BK BX | PCB plug-in connector, male header, Solder flange, THT/THR solder connection, 3.50 mm, Number of poles: 24, 180°, Solder pin length (l): 3.2 mm, tinned, black, Box
24627 | 1842770000 | SL-SMT 3.50/02/180F 3.2SN BK BX | PCB plug-in connector, male header, Flange, THT/THR solder connection, 3.50 mm, Number of poles: 2, 180°, Solder pin length (l): 3.2 mm, tinned, black, Box
24628 | 1842780000 | SL-SMT 3.50/03/180F 3.2SN BK BX | PCB plug-in connector, male header, Flange, THT/THR solder connection, 3.50 mm, Number of poles: 3, 180°, Solder pin length (l): 3.2 mm, tinned, black, Box
24629 | 1842790000 | SL-SMT 3.50/04/180F 3.2SN BK BX | PCB plug-in connector, male header, Flange, THT/THR solder connection, 3.50 mm, Number of poles: 4, 180°, Solder pin length (l): 3.2 mm, tinned, black, Box
24630 | 1842800000 | SL-SMT 3.50/05/180F 3.2SN BK BX | PCB plug-in connector, male header, Flange, THT/THR solder connection, 3.50 mm, Number of poles: 5, 180°, Solder pin length (l): 3.2 mm, tinned, black, Box
24631 | 1842810000 | SL-SMT 3.50/06/180F 3.2SN BK BX | PCB plug-in connector, male header, Flange, THT/THR solder connection, 3.50 mm, Number of poles: 6, 180°, Solder pin length (l): 3.2 mm, tinned, black, Box
24632 | 1842820000 | SL-SMT 3.50/07/180F 3.2SN BK BX | PCB plug-in connector, male header, Flange, THT/THR solder connection, 3.50 mm, Number of poles: 7, 180°, Solder pin length (l): 3.2 mm, tinned, black, Box
24633 | 1842830000 | SL-SMT 3.50/08/180F 3.2SN BK BX | PCB plug-in connector, male header, Flange, THT/THR solder connection, 3.50 mm, Number of poles: 8, 180°, Solder pin length (l): 3.2 mm, tinned, black, Box
24634 | 1842840000 | SL-SMT 3.50/09/180F 3.2SN BK BX | PCB plug-in connector, male header, Flange, THT/THR solder connection, 3.50 mm, Number of poles: 9, 180°, Solder pin length (l): 3.2 mm, tinned, black, Box
24635 | 1842850000 | SL-SMT 3.50/10/180F 3.2SN BK BX | PCB plug-in connector, male header, Flange, THT/THR solder connection, 3.50 mm, Number of poles: 10, 180°, Solder pin length (l): 3.2 mm, tinned, black, Box
24636 | 1842860000 | SL-SMT 3.50/11/180F 3.2SN BK BX | PCB plug-in connector, male header, Flange, THT/THR solder connection, 3.50 mm, Number of poles: 11, 180°, Solder pin length (l): 3.2 mm, tinned, black, Box
24637 | 1842870000 | SL-SMT 3.50/12/180F 3.2SN BK BX | PCB plug-in connector, male header, Flange, THT/THR solder connection, 3.50 mm, Number of poles: 12, 180°, Solder pin length (l): 3.2 mm, tinned, black, Box
24638 | 1842880000 | SL-SMT 3.50/13/180F 3.2SN BK BX | PCB plug-in connector, male header, Flange, THT/THR solder connection, 3.50 mm, Number of poles: 13, 180°, Solder pin length (l): 3.2 mm, tinned, black, Box
24639 | 1842890000 | SL-SMT 3.50/14/180F 3.2SN BK BX | PCB plug-in connector, male header, Flange, THT/THR solder connection, 3.50 mm, Number of poles: 14, 180°, Solder pin length (l): 3.2 mm, tinned, black, Box
24640 | 1842900000 | SL-SMT 3.50/15/180F 3.2SN BK BX | PCB plug-in connector, male header, Flange, THT/THR solder connection, 3.50 mm, Number of poles: 15, 180°, Solder pin length (l): 3.2 mm, tinned, black, Box
24641 | 1842910000 | SL-SMT 3.50/16/180F 3.2SN BK BX | PCB plug-in connector, male header, Flange, THT/THR solder connection, 3.50 mm, Number of poles: 16, 180°, Solder pin length (l): 3.2 mm, tinned, black, Box
24642 | 1842920000 | SL-SMT 3.50/17/180F 3.2SN BK BX | PCB plug-in connector, male header, Flange, THT/THR solder connection, 3.50 mm, Number of poles: 17, 180°, Solder pin length (l): 3.2 mm, tinned, black, Box
24643 | 1842930000 | SL-SMT 3.50/18/180F 3.2SN BK BX | PCB plug-in connector, male header, Flange, THT/THR solder connection, 3.50 mm, Number of poles: 18, 180°, Solder pin length (l): 3.2 mm, tinned, black, Box
24644 | 1842940000 | SL-SMT 3.50/19/180F 3.2SN BK BX | PCB plug-in connector, male header, Flange, THT/THR solder connection, 3.50 mm, Number of poles: 19, 180°, Solder pin length (l): 3.2 mm, tinned, black, Box
24645 | 1842950000 | SL-SMT 3.50/20/180F 3.2SN BK BX | PCB plug-in connector, male header, Flange, THT/THR solder connection, 3.50 mm, Number of poles: 20, 180°, Solder pin length (l): 3.2 mm, tinned, black, Box
24646 | 1842960000 | SL-SMT 3.50/21/180F 3.2SN BK BX | PCB plug-in connector, male header, Flange, THT/THR solder connection, 3.50 mm, Number of poles: 21, 180°, Solder pin length (l): 3.2 mm, tinned, black, Box
24647 | 1842970000 | SL-SMT 3.50/22/180F 3.2SN BK BX | PCB plug-in connector, male header, Flange, THT/THR solder connection, 3.50 mm, Number of poles: 22, 180°, Solder pin length (l): 3.2 mm, tinned, black, Box
24648 | 1842980000 | SL-SMT 3.50/23/180F 3.2SN BK BX | PCB plug-in connector, male header, Flange, THT/THR solder connection, 3.50 mm, Number of poles: 23, 180°, Solder pin length (l): 3.2 mm, tinned, black, Box
24649 | 1842990000 | SL-SMT 3.50/24/180F 3.2SN BK BX | PCB plug-in connector, male header, Flange, THT/THR solder connection, 3.50 mm, Number of poles: 24, 180°, Solder pin length (l): 3.2 mm, tinned, black, Box
24650 | 1847420000 | SL 5.00/02/180 3.2SN BK BX | PCB plug-in connector, male header, open side, THT solder connection, 5.00 mm, Number of poles: 2, 180°, Solder pin length (l): 3.2 mm, tinned, black, Box
24651 | 1847440000 | SL 5.00/08/180 3.2SN BK BX | PCB plug-in connector, male header, open side, THT solder connection, 5.00 mm, Number of poles: 8, 180°, Solder pin length (l): 3.2 mm, tinned, black, Box
24652 | 1907050000 | SL 5.08/05/135 3.2SN BK BX | PCB plug-in connector, male header, open side, THT solder connection, 5.08 mm, Number of poles: 5, 135°, Solder pin length (l): 3.2 mm, black, Box
24653 | 1921410000 | LMZF 5/18/135 3.5SW | Printed circuit board terminals, 5.00 mm, Number of poles: 18, 135°, Solder pin length (l): 3.5 mm, tinned, black, Tension-clamp connection, Clamping range, max. : 2.5 mm², Box
24654 | 1921450000 | LU 10.16/03/90 4.5SN BK BX | Printed circuit board terminals, 10.16 mm, Number of poles: 3, 90°, Solder pin length (l): 4.5 mm, tinned, black, Clamping yoke connection, Clamping range, max. : 16 mm², Box
24655 | 1921480000 | LX 15.00/08/90 4.5SN BK BX | Printed circuit board terminals, 15.00 mm, Number of poles: 8, 90°, Solder pin length (l): 4.5 mm, tinned, black, Clamping yoke connection, Clamping range, max. : 25 mm², Box
24656 | 1922920000 | LL 5.00/02/90 4.5SN GY BX | Printed circuit board terminals, 5.00 mm, Number of poles: 2, 90°, Solder pin length (l): 4.5 mm, tinned, Pebble grey, Clamping yoke connection, Clamping range, max. : 6 mm², Box
24657 | 1922930000 | LL 5.00/20/90 4.5SN GY BX | Printed circuit board terminals, 5.00 mm, Number of poles: 20, 90°, Solder pin length (l): 4.5 mm, tinned, Pebble grey, Clamping yoke connection, Clamping range, max. : 6 mm², Box
24658 | 1922950000 | LL 5.00/08/90 4.5SN GY BX | Printed circuit board terminals, 5.00 mm, Number of poles: 8, 90°, Solder pin length (l): 4.5 mm, tinned, Pebble grey, Clamping yoke connection, Clamping range, max. : 6 mm², Box
24659 | 1924410000 | SL 5.00/03/90 3.2SN BK BX | PCB plug-in connector, male header, open side, THT solder connection, 5.00 mm, Number of poles: 3, 90°, Solder pin length (l): 3.2 mm, tinned, black, Box
24660 | 1952190000 | SL 5.00/02/90B 3.2SN BK BX | PCB plug-in connector, male header, Dovetails for fixing blocks, THT solder connection, 5.00 mm, Number of poles: 2, 90°, Solder pin length (l): 3.2 mm, tinned, black, Box
24661 | 1952200000 | SL 5.00/04/90B 3.2SN BK BX | PCB plug-in connector, male header, Dovetails for fixing blocks, THT solder connection, 5.00 mm, Number of poles: 4, 90°, Solder pin length (l): 3.2 mm, tinned, black, Box
24662 | 1965660000 | SL 5.00/06/90B 3.2SN BK BX | PCB plug-in connector, male header, Dovetails for fixing blocks, THT solder connection, 5.00 mm, Number of poles: 6, 90°, Solder pin length (l): 3.2 mm, tinned, black, Box
24663 | 1975250000 | LL1N 5.00/02/90 3.2SN OR BX | Printed circuit board terminals, 5.00 mm, Number of poles: 2, 90°, Solder pin length (l): 3.2 mm, tinned, orange, Clamping yoke connection, Clamping range, max. : 6 mm², Box
24664 | 1975260000 | LL1N 5.00/03/90 3.2SN OR BX | Printed circuit board terminals, 5.00 mm, Number of poles: 3, 90°, Solder pin length (l): 3.2 mm, tinned, orange, Clamping yoke connection, Clamping range, max. : 6 mm², Box
24665 | 1975270000 | LL1N 5.00/04/90 3.2SN OR BX | Printed circuit board terminals, 5.00 mm, Number of poles: 4, 90°, Solder pin length (l): 3.2 mm, tinned, orange, Clamping yoke connection, Clamping range, max. : 6 mm², Box
24666 | 1975280000 | LL1N 5.00/05/90 3.2SN OR BX | Printed circuit board terminals, 5.00 mm, Number of poles: 5, 90°, Solder pin length (l): 3.2 mm, tinned, orange, Clamping yoke connection, Clamping range, max. : 6 mm², Box
24667 | 1975290000 | LL1N 5.00/06/90 3.2SN OR BX | Printed circuit board terminals, 5.00 mm, Number of poles: 6, 90°, Solder pin length (l): 3.2 mm, tinned, orange, Clamping yoke connection, Clamping range, max. : 6 mm², Box
24668 | 1975300000 | LL1N 5.00/07/90 3.2SN OR BX | Printed circuit board terminals, 5.00 mm, Number of poles: 7, 90°, Solder pin length (l): 3.2 mm, tinned, orange, Clamping yoke connection, Clamping range, max. : 6 mm², Box
24669 | 1975310000 | LL1N 5.00/08/90 3.2SN OR BX | Printed circuit board terminals, 5.00 mm, Number of poles: 8, 90°, Solder pin length (l): 3.2 mm, tinned, orange, Clamping yoke connection, Clamping range, max. : 6 mm², Box
24670 | 1975320000 | LL1N 5.00/09/90 3.2SN OR BX | Printed circuit board terminals, 5.00 mm, Number of poles: 9, 90°, Solder pin length (l): 3.2 mm, tinned, orange, Clamping yoke connection, Clamping range, max. : 6 mm², Box
24671 | 1975330000 | LL1N 5.00/10/90 3.2SN OR BX | Printed circuit board terminals, 5.00 mm, Number of poles: 10, 90°, Solder pin length (l): 3.2 mm, tinned, orange, Clamping yoke connection, Clamping range, max. : 6 mm², Box
24672 | 1975340000 | LL1N 5.00/11/90 3.2SN OR BX | Printed circuit board terminals, 5.00 mm, Number of poles: 11, 90°, Solder pin length (l): 3.2 mm, tinned, orange, Clamping yoke connection, Clamping range, max. : 6 mm², Box
24673 | 1975350000 | LL1N 5.00/12/90 3.2SN OR BX | Printed circuit board terminals, 5.00 mm, Number of poles: 12, 90°, Solder pin length (l): 3.2 mm, tinned, orange, Clamping yoke connection, Clamping range, max. : 6 mm², Box
24674 | 1975360000 | LL1N 5.08/02/90 3.2SN OR BX | Printed circuit board terminals, 5.08 mm, Number of poles: 2, 90°, Solder pin length (l): 3.2 mm, tinned, orange, Clamping yoke connection, Clamping range, max. : 6 mm², Box
24675 | 1975370000 | LL1N 5.08/03/90 3.2SN OR BX | Printed circuit board terminals, 5.08 mm, Number of poles: 3, 90°, Solder pin length (l): 3.2 mm, tinned, orange, Clamping yoke connection, Clamping range, max. : 6 mm², Box
24676 | 1975380000 | LL1N 5.08/04/90 3.2SN OR BX | Printed circuit board terminals, 5.08 mm, Number of poles: 4, 90°, Solder pin length (l): 3.2 mm, tinned, orange, Clamping yoke connection, Clamping range, max. : 6 mm², Box
24677 | 1975390000 | LL1N 5.08/05/90 3.2SN OR BX | Printed circuit board terminals, 5.08 mm, Number of poles: 5, 90°, Solder pin length (l): 3.2 mm, tinned, orange, Clamping yoke connection, Clamping range, max. : 6 mm², Box
24678 | 1975400000 | LL1N 5.08/06/90 3.2SN OR BX | Printed circuit board terminals, 5.08 mm, Number of poles: 6, 90°, Solder pin length (l): 3.2 mm, tinned, orange, Clamping yoke connection, Clamping range, max. : 6 mm², Box
24679 | 1975410000 | LL1N 5.08/07/90 3.2SN OR BX | Printed circuit board terminals, 5.08 mm, Number of poles: 7, 90°, Solder pin length (l): 3.2 mm, tinned, orange, Clamping yoke connection, Clamping range, max. : 6 mm², Box
24680 | 1975420000 | LL1N 5.08/08/90 3.2SN OR BX | Printed circuit board terminals, 5.08 mm, Number of poles: 8, 90°, Solder pin length (l): 3.2 mm, tinned, orange, Clamping yoke connection, Clamping range, max. : 6 mm², Box
24681 | 1975430000 | LL1N 5.08/09/90 3.2SN OR BX | Printed circuit board terminals, 5.08 mm, Number of poles: 9, 90°, Solder pin length (l): 3.2 mm, tinned, orange, Clamping yoke connection, Clamping range, max. : 6 mm², Box
24682 | 1975440000 | LL1N 5.08/10/90 3.2SN OR BX | Printed circuit board terminals, 5.08 mm, Number of poles: 10, 90°, Solder pin length (l): 3.2 mm, tinned, orange, Clamping yoke connection, Clamping range, max. : 6 mm², Box
24683 | 1975460000 | LL1N 5.08/11/90 3.2SN OR BX | Printed circuit board terminals, 5.08 mm, Number of poles: 11, 90°, Solder pin length (l): 3.2 mm, tinned, orange, Clamping yoke connection, Clamping range, max. : 6 mm², Box
24684 | 1975470000 | LL1N 5.08/12/90 3.2SN OR BX | Printed circuit board terminals, 5.08 mm, Number of poles: 12, 90°, Solder pin length (l): 3.2 mm, tinned, orange, Clamping yoke connection, Clamping range, max. : 6 mm², Box
24685 | 1001260000 | B2L 3.50/04/180F SN OR BX | PCB plug-in connector, female plug, 3.50 mm, Number of poles: 4, 180°, Tension-clamp connection, Clamping range, max. : 1 mm², Box
24686 | 1001270000 | B2L 3.50/04/180F SN BK BX | PCB plug-in connector, female plug, 3.50 mm, Number of poles: 4, 180°, Tension-clamp connection, Clamping range, max. : 1 mm², Box
24687 | 1001280000 | B2L 3.50/04/180LH SN OR BX | PCB plug-in connector, female plug, 3.50 mm, Number of poles: 4, 180°, Tension-clamp connection, Clamping range, max. : 1 mm², Box
24688 | 1001290000 | B2L 3.50/04/180LH SN BK BX | PCB plug-in connector, female plug, 3.50 mm, Number of poles: 4, 180°, Tension-clamp connection, Clamping range, max. : 1 mm², Box
24689 | 1001300000 | S2L-SMT 3.50/04/90LF 3.2SN BK BX | PCB plug-in connector, male header, Solder flange, THT/THR solder connection, 3.50 mm, Number of poles: 4, 90°, Solder pin length (l): 3.2 mm, tinned, black, Box
24690 | 1001310000 | S2L-SMT 3.50/04/180LF 3.5SN BK BX | PCB plug-in connector, male header, Solder flange, THT/THR solder connection, 3.50 mm, Number of poles: 4, 180°, Solder pin length (l): 3.5 mm, tinned, black, Box
24691 | 1003440000 | S2L-SMT 3.50/30/90GH 1.5SN BK RL | PCB plug-in connector, male header, closed side, THT/THR solder connection, 3.50 mm, Number of poles: 30, 90°, Solder pin length (l): 1.5 mm, tinned, black, Tape
24692 | 1009720000 | S2L-SMT 3.50/24/90LF 1.5SN BK BX | PCB plug-in connector, male header, Solder flange, THT/THR solder connection, 3.50 mm, Number of poles: 24, 90°, Solder pin length (l): 1.5 mm, tinned, black, Box
24693 | 1017160000 | S2L-SMT 3.50/10/180LF 1.5SN BK BX | PCB plug-in connector, male header, Solder flange, THT/THR solder connection, 3.50 mm, Number of poles: 10, 180°, Solder pin length (l): 1.5 mm, tinned, black, Box
24694 | 1017170000 | S2L-SMT 3.50/12/180LF 1.5SN BK BX | PCB plug-in connector, male header, Solder flange, THT/THR solder connection, 3.50 mm, Number of poles: 12, 180°, Solder pin length (l): 1.5 mm, tinned, black, Box
24695 | 1017180000 | S2L-SMT 3.50/14/180LF 1.5SN BK BX | PCB plug-in connector, male header, Solder flange, THT/THR solder connection, 3.50 mm, Number of poles: 14, 180°, Solder pin length (l): 1.5 mm, tinned, black, Box
24696 | 1017190000 | S2L-SMT 3.50/22/180LF 1.5SN BK BX | PCB plug-in connector, male header, Solder flange, THT/THR solder connection, 3.50 mm, Number of poles: 22, 180°, Solder pin length (l): 1.5 mm, tinned, black, Box
24697 | 1017210000 | S2L-SMT 3.50/24/180LF 1.5SN BK BX | PCB plug-in connector, male header, Solder flange, THT/THR solder connection, 3.50 mm, Number of poles: 24, 180°, Solder pin length (l): 1.5 mm, tinned, black, Box
24698 | 1017220000 | S2L-SMT 3.50/28/180LF 1.5SN BK BX | PCB plug-in connector, male header, Solder flange, THT/THR solder connection, 3.50 mm, Number of poles: 28, 180°, Solder pin length (l): 1.5 mm, tinned, black, Box
24699 | 1022120000 | S2L-SMT 3.50/22/180G 1.5SN BK RL | PCB plug-in connector, male header, closed side, THT/THR solder connection, 3.50 mm, Number of poles: 22, 180°, Solder pin length (l): 1.5 mm, tinned, black, Tape
24700 | 1023150000 | S2L-SMT 3.50/06/180G 1.5SN BK RL | PCB plug-in connector, male header, closed side, THT/THR solder connection, 3.50 mm, Number of poles: 6, 180°, Solder pin length (l): 1.5 mm, tinned, black, Tape
24701 | 1044980000 | S2L-SMT 3.50/10/180G 1.5SN BK RL | PCB plug-in connector, male header, closed side, THT/THR solder connection, 3.50 mm, Number of poles: 10, 180°, Solder pin length (l): 1.5 mm, tinned, black, Tape
24702 | 1045000000 | S2L-SMT 3.50/24/90G 1.5SN BK RL | PCB plug-in connector, male header, closed side, THT/THR solder connection, 3.50 mm, Number of poles: 24, 90°, Solder pin length (l): 1.5 mm, tinned, black, Tape
24703 | 1045010000 | S2L-SMT 3.50/06/90G 1.5SN BK RL | PCB plug-in connector, male header, closed side, THT/THR solder connection, 3.50 mm, Number of poles: 6, 90°, Solder pin length (l): 1.5 mm, tinned, black, Tape
24704 | 1057060000 | S2L-SMT 3.50/10/90G 1.5SN BK RL | PCB plug-in connector, male header, closed side, THT/THR solder connection, 3.50 mm, Number of poles: 10, 90°, Solder pin length (l): 1.5 mm, tinned, black, Tape
24705 | 1180800000 | RCM570615 | RIDERSERIES RCM, Relay, Number of contacts: 4, CO contact AgNi, Rated control voltage: 115 V AC, Continuous current: 6 A, Plug-in connection, Test button available: Yes
24706 | 1180900000 | RCM570548 | RIDERSERIES RCM, Relay, Number of contacts: 4, CO contact AgNi, Rated control voltage: 48 V AC, Continuous current: 6 A, Plug-in connection, Test button available: Yes
24707 | 1181100000 | RCM570730 | RIDERSERIES RCM, Relay, Number of contacts: 4, CO contact AgNi, Rated control voltage: 230 V AC, Continuous current: 6 A, Plug-in connection, Test button available: Yes
24708 | 1638550000 | BL 3.50/02/90 SN OR BX | PCB plug-in connector, female plug, 3.50 mm, Number of poles: 2, 90°, Clamping yoke connection, Clamping range, max. : 1.5 mm², Box
24709 | 1638560000 | BL 3.50/03/90 SN OR BX | PCB plug-in connector, female plug, 3.50 mm, Number of poles: 3, 90°, Clamping yoke connection, Clamping range, max. : 1.5 mm², Box
24710 | 1638570000 | BL 3.50/04/90 SN OR BX | PCB plug-in connector, female plug, 3.50 mm, Number of poles: 4, 90°, Clamping yoke connection, Clamping range, max. : 1.5 mm², Box
24711 | 1638580000 | BL 3.50/05/90 SN OR BX | PCB plug-in connector, female plug, 3.50 mm, Number of poles: 5, 90°, Clamping yoke connection, Clamping range, max. : 1.5 mm², Box
24712 | 1638590000 | BL 3.50/06/90 SN OR BX | PCB plug-in connector, female plug, 3.50 mm, Number of poles: 6, 90°, Clamping yoke connection, Clamping range, max. : 1.5 mm², Box
24713 | 1638600000 | BL 3.50/07/90 SN OR BX | PCB plug-in connector, female plug, 3.50 mm, Number of poles: 7, 90°, Clamping yoke connection, Clamping range, max. : 1.5 mm², Box
24714 | 1638610000 | BL 3.50/08/90 SN OR BX | PCB plug-in connector, female plug, 3.50 mm, Number of poles: 8, 90°, Clamping yoke connection, Clamping range, max. : 1.5 mm², Box
24715 | 1638620000 | BL 3.50/09/90 SN OR BX | PCB plug-in connector, female plug, 3.50 mm, Number of poles: 9, 90°, Clamping yoke connection, Clamping range, max. : 1.5 mm², Box
24716 | 1638630000 | BL 3.50/10/90 SN OR BX | PCB plug-in connector, female plug, 3.50 mm, Number of poles: 10, 90°, Clamping yoke connection, Clamping range, max. : 1.5 mm², Box
24717 | 1638640000 | BL 3.50/11/90 SN OR BX | PCB plug-in connector, female plug, 3.50 mm, Number of poles: 11, 90°, Clamping yoke connection, Clamping range, max. : 1.5 mm², Box
24718 | 1638650000 | BL 3.50/12/90 SN OR BX | PCB plug-in connector, female plug, 3.50 mm, Number of poles: 12, 90°, Clamping yoke connection, Clamping range, max. : 1.5 mm², Box
24719 | 1638660000 | BL 3.50/13/90 SN OR BX | PCB plug-in connector, female plug, 3.50 mm, Number of poles: 13, 90°, Clamping yoke connection, Clamping range, max. : 1.5 mm², Box
24720 | 1638670000 | BL 3.50/14/90 SN OR BX | PCB plug-in connector, female plug, 3.50 mm, Number of poles: 14, 90°, Clamping yoke connection, Clamping range, max. : 1.5 mm², Box
24721 | 1638680000 | BL 3.50/15/90 SN OR BX | PCB plug-in connector, female plug, 3.50 mm, Number of poles: 15, 90°, Clamping yoke connection, Clamping range, max. : 1.5 mm², Box
24722 | 1638690000 | BL 3.50/16/90 SN OR BX | PCB plug-in connector, female plug, 3.50 mm, Number of poles: 16, 90°, Clamping yoke connection, Clamping range, max. : 1.5 mm², Box
24723 | 1638700000 | BL 3.50/17/90 SN OR BX | PCB plug-in connector, female plug, 3.50 mm, Number of poles: 17, 90°, Clamping yoke connection, Clamping range, max. : 1.5 mm², Box
24724 | 1638710000 | BL 3.50/18/90 SN OR BX | PCB plug-in connector, female plug, 3.50 mm, Number of poles: 18, 90°, Clamping yoke connection, Clamping range, max. : 1.5 mm², Box
24725 | 1638720000 | BL 3.50/19/90 SN OR BX | PCB plug-in connector, female plug, 3.50 mm, Number of poles: 19, 90°, Clamping yoke connection, Clamping range, max. : 1.5 mm², Box
24726 | 1638730000 | BL 3.50/20/90 SN OR BX | PCB plug-in connector, female plug, 3.50 mm, Number of poles: 20, 90°, Clamping yoke connection, Clamping range, max. : 1.5 mm², Box
24727 | 1638740000 | BL 3.50/21/90 SN OR BX | PCB plug-in connector, female plug, 3.50 mm, Number of poles: 21, 90°, Clamping yoke connection, Clamping range, max. : 1.5 mm², Box
24728 | 1638750000 | BL 3.50/22/90 SN OR BX | PCB plug-in connector, female plug, 3.50 mm, Number of poles: 22, 90°, Clamping yoke connection, Clamping range, max. : 1.5 mm², Box
24729 | 1638760000 | BL 3.50/23/90 SN OR BX | PCB plug-in connector, female plug, 3.50 mm, Number of poles: 23, 90°, Clamping yoke connection, Clamping range, max. : 1.5 mm², Box
24730 | 1638770000 | BL 3.50/24/90 SN OR BX | PCB plug-in connector, female plug, 3.50 mm, Number of poles: 24, 90°, Clamping yoke connection, Clamping range, max. : 1.5 mm², Box
24731 | 1638780000 | BL 3.50/02/90 SN BK BX | PCB plug-in connector, female plug, 3.50 mm, Number of poles: 2, 90°, Clamping yoke connection, Clamping range, max. : 1.5 mm², Box
24732 | 1638790000 | BL 3.50/03/90 SN BK BX | PCB plug-in connector, female plug, 3.50 mm, Number of poles: 3, 90°, Clamping yoke connection, Clamping range, max. : 1.5 mm², Box
24733 | 1638800000 | BL 3.50/04/90 SN BK BX | PCB plug-in connector, female plug, 3.50 mm, Number of poles: 4, 90°, Clamping yoke connection, Clamping range, max. : 1.5 mm², Box
24734 | 1638810000 | BL 3.50/05/90 SN BK BX | PCB plug-in connector, female plug, 3.50 mm, Number of poles: 5, 90°, Clamping yoke connection, Clamping range, max. : 1.5 mm², Box
24735 | 1638820000 | BL 3.50/06/90 SN BK BX | PCB plug-in connector, female plug, 3.50 mm, Number of poles: 6, 90°, Clamping yoke connection, Clamping range, max. : 1.5 mm², Box
24736 | 1638830000 | BL 3.50/07/90 SN BK BX | PCB plug-in connector, female plug, 3.50 mm, Number of poles: 7, 90°, Clamping yoke connection, Clamping range, max. : 1.5 mm², Box
24737 | 1638840000 | BL 3.50/08/90 SN BK BX | PCB plug-in connector, female plug, 3.50 mm, Number of poles: 8, 90°, Clamping yoke connection, Clamping range, max. : 1.5 mm², Box
24738 | 1638860000 | BL 3.50/10/90 SN BK BX | PCB plug-in connector, female plug, 3.50 mm, Number of poles: 10, 90°, Clamping yoke connection, Clamping range, max. : 1.5 mm², Box
24739 | 1638880000 | BL 3.50/12/90 SN BK BX | PCB plug-in connector, female plug, 3.50 mm, Number of poles: 12, 90°, Clamping yoke connection, Clamping range, max. : 1.5 mm², Box
24740 | 1638890000 | BL 3.50/13/90 SN BK BX | PCB plug-in connector, female plug, 3.50 mm, Number of poles: 13, 90°, Clamping yoke connection, Clamping range, max. : 1.5 mm², Box
24741 | 1638900000 | BL 3.50/14/90 SN BK BX | PCB plug-in connector, female plug, 3.50 mm, Number of poles: 14, 90°, Clamping yoke connection, Clamping range, max. : 1.5 mm², Box
24742 | 1638920000 | BL 3.50/16/90 SN BK BX | PCB plug-in connector, female plug, 3.50 mm, Number of poles: 16, 90°, Clamping yoke connection, Clamping range, max. : 1.5 mm², Box
24743 | 1638940000 | BL 3.50/18/90 SN BK BX | PCB plug-in connector, female plug, 3.50 mm, Number of poles: 18, 90°, Clamping yoke connection, Clamping range, max. : 1.5 mm², Box
24744 | 1638960000 | BL 3.50/20/90 SN BK BX | PCB plug-in connector, female plug, 3.50 mm, Number of poles: 20, 90°, Clamping yoke connection, Clamping range, max. : 1.5 mm², Box
24745 | 1639000000 | BL 3.50/24/90 SN BK BX | PCB plug-in connector, female plug, 3.50 mm, Number of poles: 24, 90°, Clamping yoke connection, Clamping range, max. : 1.5 mm², Box
24746 | 1639010000 | BL 3.50/02/90F SN OR BX | PCB plug-in connector, female plug, 3.50 mm, Number of poles: 2, 90°, Clamping yoke connection, Clamping range, max. : 1.5 mm², Box
24747 | 1639020000 | BL 3.50/03/90F SN OR BX | PCB plug-in connector, female plug, 3.50 mm, Number of poles: 3, 90°, Clamping yoke connection, Clamping range, max. : 1.5 mm², Box
24748 | 1639030000 | BL 3.50/04/90F SN OR BX | PCB plug-in connector, female plug, 3.50 mm, Number of poles: 4, 90°, Clamping yoke connection, Clamping range, max. : 1.5 mm², Box
24749 | 1639040000 | BL 3.50/05/90F SN OR BX | PCB plug-in connector, female plug, 3.50 mm, Number of poles: 5, 90°, Clamping yoke connection, Clamping range, max. : 1.5 mm², Box
24750 | 1639050000 | BL 3.50/06/90F SN OR BX | PCB plug-in connector, female plug, 3.50 mm, Number of poles: 6, 90°, Clamping yoke connection, Clamping range, max. : 1.5 mm², Box
24751 | 1639060000 | BL 3.50/07/90F SN OR BX | PCB plug-in connector, female plug, 3.50 mm, Number of poles: 7, 90°, Clamping yoke connection, Clamping range, max. : 1.5 mm², Box
24752 | 1639070000 | BL 3.50/08/90F SN OR BX | PCB plug-in connector, female plug, 3.50 mm, Number of poles: 8, 90°, Clamping yoke connection, Clamping range, max. : 1.5 mm², Box
24753 | 1639080000 | BL 3.50/09/90F SN OR BX | PCB plug-in connector, female plug, 3.50 mm, Number of poles: 9, 90°, Clamping yoke connection, Clamping range, max. : 1.5 mm², Box
24754 | 1639090000 | BL 3.50/10/90F SN OR BX | PCB plug-in connector, female plug, 3.50 mm, Number of poles: 10, 90°, Clamping yoke connection, Clamping range, max. : 1.5 mm², Box
24755 | 1639100000 | BL 3.50/11/90F SN OR BX | PCB plug-in connector, female plug, 3.50 mm, Number of poles: 11, 90°, Clamping yoke connection, Clamping range, max. : 1.5 mm², Box
24756 | 1639110000 | BL 3.50/12/90F SN OR BX | PCB plug-in connector, female plug, 3.50 mm, Number of poles: 12, 90°, Clamping yoke connection, Clamping range, max. : 1.5 mm², Box
24757 | 1639120000 | BL 3.50/13/90F SN OR BX | PCB plug-in connector, female plug, 3.50 mm, Number of poles: 13, 90°, Clamping yoke connection, Clamping range, max. : 1.5 mm², Box
24758 | 1639130000 | BL 3.50/14/90F SN OR BX | PCB plug-in connector, female plug, 3.50 mm, Number of poles: 14, 90°, Clamping yoke connection, Clamping range, max. : 1.5 mm², Box
24759 | 1639140000 | BL 3.50/15/90F SN OR BX | PCB plug-in connector, female plug, 3.50 mm, Number of poles: 15, 90°, Clamping yoke connection, Clamping range, max. : 1.5 mm², Box
24760 | 1639150000 | BL 3.50/16/90F SN OR BX | PCB plug-in connector, female plug, 3.50 mm, Number of poles: 16, 90°, Clamping yoke connection, Clamping range, max. : 1.5 mm², Box
24761 | 1639160000 | BL 3.50/17/90F SN OR BX | PCB plug-in connector, female plug, 3.50 mm, Number of poles: 17, 90°, Clamping yoke connection, Clamping range, max. : 1.5 mm², Box
24762 | 1639170000 | BL 3.50/18/90F SN OR BX | PCB plug-in connector, female plug, 3.50 mm, Number of poles: 18, 90°, Clamping yoke connection, Clamping range, max. : 1.5 mm², Box
24763 | 1639180000 | BL 3.50/19/90F SN OR BX | PCB plug-in connector, female plug, 3.50 mm, Number of poles: 19, 90°, Clamping yoke connection, Clamping range, max. : 1.5 mm², Box
24764 | 1639190000 | BL 3.50/20/90F SN OR BX | PCB plug-in connector, female plug, 3.50 mm, Number of poles: 20, 90°, Clamping yoke connection, Clamping range, max. : 1.5 mm², Box
24765 | 1639200000 | BL 3.50/21/90F SN OR BX | PCB plug-in connector, female plug, 3.50 mm, Number of poles: 21, 90°, Clamping yoke connection, Clamping range, max. : 1.5 mm², Box
24766 | 1639210000 | BL 3.50/22/90F SN OR BX | PCB plug-in connector, female plug, 3.50 mm, Number of poles: 22, 90°, Clamping yoke connection, Clamping range, max. : 1.5 mm², Box
24767 | 1639220000 | BL 3.50/23/90F SN OR BX | PCB plug-in connector, female plug, 3.50 mm, Number of poles: 23, 90°, Clamping yoke connection, Clamping range, max. : 1.5 mm², Box
24768 | 1639250000 | BL 3.50/03/90F SN BK BX | PCB plug-in connector, female plug, 3.50 mm, Number of poles: 3, 90°, Clamping yoke connection, Clamping range, max. : 1.5 mm², Box
24769 | 1639260000 | BL 3.50/04/90F SN BK BX | PCB plug-in connector, female plug, 3.50 mm, Number of poles: 4, 90°, Clamping yoke connection, Clamping range, max. : 1.5 mm², Box
24770 | 1639270000 | BL 3.50/05/90F SN BK BX | PCB plug-in connector, female plug, 3.50 mm, Number of poles: 5, 90°, Clamping yoke connection, Clamping range, max. : 1.5 mm², Box
24771 | 1639280000 | BL 3.50/06/90F SN BK BX | PCB plug-in connector, female plug, 3.50 mm, Number of poles: 6, 90°, Clamping yoke connection, Clamping range, max. : 1.5 mm², Box
24772 | 1639290000 | BL 3.50/07/90F SN BK BX | PCB plug-in connector, female plug, 3.50 mm, Number of poles: 7, 90°, Clamping yoke connection, Clamping range, max. : 1.5 mm², Box
24773 | 1639300000 | BL 3.50/08/90F SN BK BX | PCB plug-in connector, female plug, 3.50 mm, Number of poles: 8, 90°, Clamping yoke connection, Clamping range, max. : 1.5 mm², Box
24774 | 1639310000 | BL 3.50/09/90F SN BK BX | PCB plug-in connector, female plug, 3.50 mm, Number of poles: 9, 90°, Clamping yoke connection, Clamping range, max. : 1.5 mm², Box
24775 | 1639320000 | BL 3.50/10/90F SN BK BX | PCB plug-in connector, female plug, 3.50 mm, Number of poles: 10, 90°, Clamping yoke connection, Clamping range, max. : 1.5 mm², Box
24776 | 1639340000 | BL 3.50/12/90F SN BK BX | PCB plug-in connector, female plug, 3.50 mm, Number of poles: 12, 90°, Clamping yoke connection, Clamping range, max. : 1.5 mm², Box
24777 | 1639840000 | BL 3.50/16/270 SN BK BX | PCB plug-in connector, female plug, 3.50 mm, Number of poles: 16, 270°, Clamping yoke connection, Clamping range, max. : 1.5 mm², Box
24778 | 1639850000 | BL 3.50/17/270 SN BK BX | PCB plug-in connector, female plug, 3.50 mm, Number of poles: 17, 270°, Clamping yoke connection, Clamping range, max. : 1.5 mm², Box
24779 | 1639930000 | BL 3.50/02/270F SN OR BX | PCB plug-in connector, female plug, 3.50 mm, Number of poles: 2, 270°, Clamping yoke connection, Clamping range, max. : 1.5 mm², Box
24780 | 1639940000 | BL 3.50/03/270F SN OR BX | PCB plug-in connector, female plug, 3.50 mm, Number of poles: 3, 270°, Clamping yoke connection, Clamping range, max. : 1.5 mm², Box
24781 | 1639950000 | BL 3.50/04/270F SN OR BX | PCB plug-in connector, female plug, 3.50 mm, Number of poles: 4, 270°, Clamping yoke connection, Clamping range, max. : 1.5 mm², Box
24782 | 1639960000 | BL 3.50/05/270F SN OR BX | PCB plug-in connector, female plug, 3.50 mm, Number of poles: 5, 270°, Clamping yoke connection, Clamping range, max. : 1.5 mm², Box
24783 | 1639970000 | BL 3.50/06/270F SN OR BX | PCB plug-in connector, female plug, 3.50 mm, Number of poles: 6, 270°, Clamping yoke connection, Clamping range, max. : 1.5 mm², Box
24784 | 1639980000 | BL 3.50/07/270F SN OR BX | PCB plug-in connector, female plug, 3.50 mm, Number of poles: 7, 270°, Clamping yoke connection, Clamping range, max. : 1.5 mm², Box