## Sheet1
| 0 | 1 | 2
0 | 9002190000 | CUTTING TOOLS FRONT CUTTER | 620
1 | 7789237010 | PRE-ASSEMBLED CABLE PAC CABLE LIYY 8.6 ± 1 MM | 13
2 | 2786240000 | ER MODULE 24 V | 862
3 | 2827750000 | PCB PLUG-IN CONNECTOR MALE HEADER OPEN SIDE THT SOLDER CONNECTION 5.08 MM N OF POLES: 2 180° SOLDER PIN LENGTH (L): 3.2 MM TINNED LIGHT BOX | 0
4 | 2674520000 | CONTROLLER IP20 U-CONTROL 2000 STUDIO AUTOMATION CONTROLLER WITH ETHERCAT INTERFACE | 278
5 | 2668450000 | SPARE ARRESTER SURGE PROTECTION | 369
6 | 2710660100 | HEAVY DUTY CONNECTOR ASSEMBLIES PIN SOCKET CONNECTOR LAPP ÖLFLEX® CLASSIC 110 BK 7G1.5 OR SIMILAR SHIELDED: NO N OF POLES: 6 | 20
7 | 2719800000 | PLUG 1.5 MM² 500 17.5 A N OF POLES: 7 DARK GREEN | 233
8 | 2697900000 | FEED-THROUGH TERMINAL PUSH IN 10 MM² 1000 V 57 A ORANGE | 12
9 | 2709720000 | CROSS-CONNECTOR BRIDGE HEAVY DUTY CONNECTOR ASSEMBLIES | 134
10 | 2709730000 | CROSS-CONNECTOR BRIDGE HEAVY DUTY CONNECTOR ASSEMBLIES | 134
11 | 2709750000 | CROSS-CONNECTOR BRIDGE HEAVY DUTY CONNECTOR ASSEMBLIES | 134
12 | 2709740000 | CROSS-CONNECTOR BRIDGE HEAVY DUTY CONNECTOR ASSEMBLIES | 134
13 | 2709770000 | CROSS-CONNECTOR BRIDGE HEAVY DUTY CONNECTOR ASSEMBLIES | 134
14 | 2709780000 | CROSS-CONNECTOR BRIDGE HEAVY DUTY CONNECTOR ASSEMBLIES | 134
15 | 2709790000 | CROSS-CONNECTOR BRIDGE HEAVY DUTY CONNECTOR ASSEMBLIES | 134
16 | 2709800000 | CROSS-CONNECTOR BRIDGE HEAVY DUTY CONNECTOR ASSEMBLIES | 134
17 | 2709820000 | CROSS-CONNECTOR BRIDGE HEAVY DUTY CONNECTOR ASSEMBLIES | 134
18 | 2709810000 | CROSS-CONNECTOR BRIDGE HEAVY DUTY CONNECTOR ASSEMBLIES | 134
19 | 2717110000 | OMNIMATE POWER - SERIES WGK FEED-THROUGH TERMINAL RATED CROSS-SECTION: 25 MM² WEMID (PA) | 35
20 | 2717800075 | DRAGLINE CABLE M8 P-CODE - IP67 ANGELED PIN M8 P-CODE - IP67 ANGELED PIN CAT. 5E PUR 7.5 M | 60
21 | 2717810030 | DRAGLINE CABLE M8 P-CODE - IP67 ANGELED PIN M8 P-CODE - IP67 ANGELED SOCKET CAT. 5E PUR 3 M | 60
22 | 2717810075 | DRAGLINE CABLE M8 P-CODE - IP67 ANGELED PIN M8 P-CODE - IP67 ANGELED SOCKET CAT. 5E PUR 7.5 M | 60
23 | 2717800050 | DRAGLINE CABLE M8 P-CODE - IP67 ANGELED PIN M8 P-CODE - IP67 ANGELED PIN CAT. 5E PUR 5 M | 60
24 | 2717800030 | DRAGLINE CABLE M8 P-CODE - IP67 ANGELED PIN M8 P-CODE - IP67 ANGELED PIN CAT. 5E PUR 3 M | 60
25 | 2717800100 | DRAGLINE CABLE M8 P-CODE - IP67 ANGELED PIN M8 P-CODE - IP67 ANGELED PIN CAT. 5E PUR | 60
26 | 2717780300 | DRAGLINE CABLE M8 P-CODE - IP67 STRAIGHT PIN M8 P-CODE - IP67 STRAIGHT PIN CAT. 5E PUR 30 M | 60
27 | 2717760300 | DRAGLINE CABLE M8 P-CODE - IP67 ANGELED SOCKET OPEN CAT. 5E PUR 30 M | 60
28 | 2717750050 | DRAGLINE CABLE M8 P-CODE - IP67 STRAIGHT PIN OPEN CAT. 5E PUR 5 M | 60
29 | 2717780030 | DRAGLINE CABLE M8 P-CODE - IP67 STRAIGHT PIN M8 P-CODE - IP67 STRAIGHT PIN CAT. 5E PUR 3 M | 60
30 | 2717760030 | DRAGLINE CABLE M8 P-CODE - IP67 ANGELED SOCKET OPEN CAT. 5E PUR 3 M | 60
31 | 2717780075 | DRAGLINE CABLE M8 P-CODE - IP67 STRAIGHT PIN M8 P-CODE - IP67 STRAIGHT PIN CAT. 5E PUR 7.5 M | 60
32 | 2717780100 | DRAGLINE CABLE M8 P-CODE - IP67 STRAIGHT PIN M8 P-CODE - IP67 STRAIGHT PIN CAT. 5E PUR | 60
33 | 2717740050 | DRAGLINE CABLE M8 P-CODE - IP67 STRAIGHT SOCKET OPEN CAT. 5E PUR 5 M | 60
34 | 2717760200 | DRAGLINE CABLE M8 P-CODE - IP67 ANGELED SOCKET OPEN CAT. 5E PUR 20 M | 60
35 | 2717780050 | DRAGLINE CABLE M8 P-CODE - IP67 STRAIGHT PIN M8 P-CODE - IP67 STRAIGHT PIN CAT. 5E PUR 5 M | 60
36 | 2717740075 | DRAGLINE CABLE M8 P-CODE - IP67 STRAIGHT SOCKET OPEN CAT. 5E PUR 7.5 M | 60
37 | 2717750030 | DRAGLINE CABLE M8 P-CODE - IP67 STRAIGHT PIN OPEN CAT. 5E PUR 3 M | 60
38 | 2717760100 | DRAGLINE CABLE M8 P-CODE - IP67 ANGELED SOCKET OPEN CAT. 5E PUR 10 M | 60
39 | 2717760075 | DRAGLINE CABLE M8 P-CODE - IP67 ANGELED SOCKET OPEN CAT. 5E PUR 7.5 M | 60
40 | 2717740200 | DRAGLINE CABLE M8 P-CODE - IP67 STRAIGHT SOCKET OPEN CAT. 5E PUR 20 M | 60
41 | 2717750200 | DRAGLINE CABLE M8 P-CODE - IP67 STRAIGHT PIN OPEN CAT. 5E PUR 20 M | 60
42 | 2717740100 | DRAGLINE CABLE M8 P-CODE - IP67 STRAIGHT SOCKET OPEN CAT. 5E PUR | 60
43 | 2717760050 | DRAGLINE CABLE M8 P-CODE - IP67 ANGELED SOCKET OPEN CAT. 5E PUR 5 M | 60
44 | 2717780200 | DRAGLINE CABLE M8 P-CODE - IP67 STRAIGHT PIN M8 P-CODE - IP67 STRAIGHT PIN CAT. 5E PUR 20 M | 60
45 | 2723040010 | DRAGLINE CABLE M12 X-TYPE IP 67 STRAIGHT MALE M12 X-TYPE IP 67 STRAIGHT MALE CAT.6A / CLASS EA (ISO/IEC 11801 2010) PUR 1 M | 17
46 | 2744130000 | 2.5 MM² 400 V 16 A DARK | 537
47 | 2744140000 | 2.5 MM² 400 V 16 A | 536
48 | 2744110000 | 2.5 MM² 400 V 16 A DARK | 537
49 | 2744120000 | 2.5 MM² 400 V 16 A | 536
50 | 2744150000 | A-SERIES END PLATE | 40
51 | 2744160000 | A-SERIES END PLATE | 40
52 | 2818750000 | PRINTED CIRCUIT BOARD TERMINALS 5.08 MM N OF POLES: 3 180° SOLDER PIN LENGTH (L): 3.5 MM TINNED ORANGE PUSH IN WITH ACTUATOR CLAMPING RANGE MAX. : 2.5 MM² BOX | 1
53 | 2774650000 | PRINTED CIRCUIT BOARD TERMINALS 7.50 MM N OF POLES: 2 180° SOLDER PIN LENGTH (L): 3.5 MM TINNED PUSH IN WITHOUT ACTUATOR BOX | 41
54 | 2774660000 | PRINTED CIRCUIT BOARD TERMINALS 7.50 MM N OF POLES: 3 180° SOLDER PIN LENGTH (L): 3.5 MM TINNED PUSH IN WITHOUT ACTUATOR BOX | 41
55 | 2774670000 | PRINTED CIRCUIT BOARD TERMINALS 7.50 MM N OF POLES: 4 180° SOLDER PIN LENGTH (L): 3.5 MM TINNED PUSH IN WITHOUT ACTUATOR BOX | 41
56 | 2774690000 | PRINTED CIRCUIT BOARD TERMINALS 7.50 MM N OF POLES: 6 180° SOLDER PIN LENGTH (L): 3.5 MM TINNED PUSH IN WITHOUT ACTUATOR BOX | 41
57 | 2774680000 | PRINTED CIRCUIT BOARD TERMINALS 7.50 MM N OF POLES: 5 180° SOLDER PIN LENGTH (L): 3.5 MM TINNED PUSH IN WITHOUT ACTUATOR BOX | 41
58 | 2774710000 | PRINTED CIRCUIT BOARD TERMINALS 7.50 MM N OF POLES: 8 180° SOLDER PIN LENGTH (L): 3.5 MM TINNED PUSH IN WITHOUT ACTUATOR BOX | 41
59 | 2774700000 | PRINTED CIRCUIT BOARD TERMINALS 7.50 MM N OF POLES: 7 180° SOLDER PIN LENGTH (L): 3.5 MM TINNED PUSH IN WITHOUT ACTUATOR BOX | 41
60 | 2774730000 | PRINTED CIRCUIT BOARD TERMINALS 7.50 MM N OF POLES: 10 180° SOLDER PIN LENGTH (L): 3.5 MM TINNED PUSH IN WITHOUT ACTUATOR BOX | 41
61 | 2774760000 | PRINTED CIRCUIT BOARD TERMINALS 7.50 MM N OF POLES: 2 180° SOLDER PIN LENGTH (L): 3.5 MM TINNED ORANGE PUSH IN WITHOUT ACTUATOR BOX | 41
62 | 2774770000 | PRINTED CIRCUIT BOARD TERMINALS 7.50 MM N OF POLES: 3 180° SOLDER PIN LENGTH (L): 3.5 MM TINNED ORANGE PUSH IN WITHOUT ACTUATOR BOX | 41
63 | 2774740000 | PRINTED CIRCUIT BOARD TERMINALS 7.50 MM N OF POLES: 11 180° SOLDER PIN LENGTH (L): 3.5 MM TINNED PUSH IN WITHOUT ACTUATOR BOX | 41
64 | 2774780000 | PRINTED CIRCUIT BOARD TERMINALS 7.50 MM N OF POLES: 4 180° SOLDER PIN LENGTH (L): 3.5 MM TINNED ORANGE PUSH IN WITHOUT ACTUATOR BOX | 41
65 | 2774790000 | PRINTED CIRCUIT BOARD TERMINALS 7.50 MM N OF POLES: 5 180° SOLDER PIN LENGTH (L): 3.5 MM TINNED ORANGE PUSH IN WITHOUT ACTUATOR BOX | 41
66 | 2774800000 | PRINTED CIRCUIT BOARD TERMINALS 7.50 MM N OF POLES: 6 180° SOLDER PIN LENGTH (L): 3.5 MM TINNED ORANGE PUSH IN WITHOUT ACTUATOR BOX | 41
67 | 2774810000 | PRINTED CIRCUIT BOARD TERMINALS 7.50 MM N OF POLES: 7 180° SOLDER PIN LENGTH (L): 3.5 MM TINNED ORANGE PUSH IN WITHOUT ACTUATOR BOX | 41
68 | 2774820000 | PRINTED CIRCUIT BOARD TERMINALS 7.50 MM N OF POLES: 8 180° SOLDER PIN LENGTH (L): 3.5 MM TINNED ORANGE PUSH IN WITHOUT ACTUATOR BOX | 41
69 | 2774830000 | PRINTED CIRCUIT BOARD TERMINALS 7.50 MM N OF POLES: 9 180° SOLDER PIN LENGTH (L): 3.5 MM TINNED ORANGE PUSH IN WITHOUT ACTUATOR BOX | 41
70 | 2774850000 | PRINTED CIRCUIT BOARD TERMINALS 7.50 MM N OF POLES: 11 180° SOLDER PIN LENGTH (L): 3.5 MM TINNED ORANGE PUSH IN WITHOUT ACTUATOR BOX | 41
71 | 2774840000 | PRINTED CIRCUIT BOARD TERMINALS 7.50 MM N OF POLES: 10 180° SOLDER PIN LENGTH (L): 3.5 MM TINNED ORANGE PUSH IN WITHOUT ACTUATOR BOX | 41
72 | 2774540000 | PRINTED CIRCUIT BOARD TERMINALS 7.50 MM N OF POLES: 2 180° SOLDER PIN LENGTH (L): 3.5 MM TINNED ORANGE PUSH IN WITH ACTUATOR BOX | 41
73 | 2774590000 | PRINTED CIRCUIT BOARD TERMINALS 7.50 MM N OF POLES: 7 180° SOLDER PIN LENGTH (L): 3.5 MM TINNED ORANGE PUSH IN WITH ACTUATOR BOX | 41
74 | 2774620000 | PRINTED CIRCUIT BOARD TERMINALS 7.50 MM N OF POLES: 10 180° SOLDER PIN LENGTH (L): 3.5 MM TINNED ORANGE PUSH IN WITH ACTUATOR BOX | 41
75 | 2774580000 | PRINTED CIRCUIT BOARD TERMINALS 7.50 MM N OF POLES: 6 180° SOLDER PIN LENGTH (L): 3.5 MM TINNED ORANGE PUSH IN WITH ACTUATOR BOX | 41
76 | 2774600000 | PRINTED CIRCUIT BOARD TERMINALS 7.50 MM N OF POLES: 8 180° SOLDER PIN LENGTH (L): 3.5 MM TINNED ORANGE PUSH IN WITH ACTUATOR BOX | 41
77 | 2774610000 | PRINTED CIRCUIT BOARD TERMINALS 7.50 MM N OF POLES: 9 180° SOLDER PIN LENGTH (L): 3.5 MM TINNED ORANGE PUSH IN WITH ACTUATOR BOX | 41
78 | 2774640000 | PRINTED CIRCUIT BOARD TERMINALS 7.50 MM N OF POLES: 12 180° SOLDER PIN LENGTH (L): 3.5 MM TINNED ORANGE PUSH IN WITH ACTUATOR BOX | 41
79 | 2774550000 | PRINTED CIRCUIT BOARD TERMINALS 7.50 MM N OF POLES: 3 180° SOLDER PIN LENGTH (L): 3.5 MM TINNED ORANGE PUSH IN WITH ACTUATOR BOX | 41
80 | 2774560000 | PRINTED CIRCUIT BOARD TERMINALS 7.50 MM N OF POLES: 4 180° SOLDER PIN LENGTH (L): 3.5 MM TINNED ORANGE PUSH IN WITH ACTUATOR BOX | 41
81 | 2774430000 | PRINTED CIRCUIT BOARD TERMINALS 7.50 MM N OF POLES: 2 180° SOLDER PIN LENGTH (L): 3.5 MM TINNED PUSH IN WITH ACTUATOR BOX | 41
82 | 2774440000 | PRINTED CIRCUIT BOARD TERMINALS 7.50 MM N OF POLES: 2 180° SOLDER PIN LENGTH (L): 3.5 MM TINNED PUSH IN WITH ACTUATOR BOX | 41
83 | 2774450000 | PRINTED CIRCUIT BOARD TERMINALS 7.50 MM N OF POLES: 2 180° SOLDER PIN LENGTH (L): 3.5 MM TINNED PUSH IN WITH ACTUATOR BOX | 41
84 | 2774460000 | PRINTED CIRCUIT BOARD TERMINALS 7.50 MM N OF POLES: 2 180° SOLDER PIN LENGTH (L): 3.5 MM TINNED PUSH IN WITH ACTUATOR BOX | 41
85 | 2774470000 | PRINTED CIRCUIT BOARD TERMINALS 7.50 MM N OF POLES: 2 180° SOLDER PIN LENGTH (L): 3.5 MM TINNED PUSH IN WITH ACTUATOR BOX | 41
86 | 2774480000 | PRINTED CIRCUIT BOARD TERMINALS 7.50 MM N OF POLES: 2 180° SOLDER PIN LENGTH (L): 3.5 MM TINNED PUSH IN WITH ACTUATOR BOX | 41
87 | 2774490000 | PRINTED CIRCUIT BOARD TERMINALS 7.50 MM N OF POLES: 2 180° SOLDER PIN LENGTH (L): 3.5 MM TINNED PUSH IN WITH ACTUATOR BOX | 41
88 | 2774500000 | PRINTED CIRCUIT BOARD TERMINALS 7.50 MM N OF POLES: 2 180° SOLDER PIN LENGTH (L): 3.5 MM TINNED PUSH IN WITH ACTUATOR BOX | 41
89 | 2774510000 | PRINTED CIRCUIT BOARD TERMINALS 7.50 MM N OF POLES: 10 180° SOLDER PIN LENGTH (L): 3.5 MM TINNED PUSH IN WITH ACTUATOR BOX | 41
90 | 2774520000 | PRINTED CIRCUIT BOARD TERMINALS 7.50 MM N OF POLES: 11 180° SOLDER PIN LENGTH (L): 3.5 MM TINNED PUSH IN WITH ACTUATOR BOX | 41
91 | 2774530000 | PRINTED CIRCUIT BOARD TERMINALS 7.50 MM N OF POLES: 12 180° SOLDER PIN LENGTH (L): 3.5 MM TINNED PUSH IN WITH ACTUATOR BOX | 41
92 | 1535470200 | SENSOR/ACTUATOR LINE CONNECTING LINE N OF POLES : 4 2 M SHIELDED: NO LED: NO SHEATH MATERIAL: PUR HALOGEN: NO | 0
93 | 1173030002 | DRAGLINE CABLE PROFINET RJ45 IP 20 RJ45 IP 20 CAT.5 (ISO/IEC 11801) / CAT.5E (TIA T568-B) PUR 0.2 M | 8
94 | 2630880000 | PRINTED CIRCUIT BOARD TERMINALS 5.08 MM N OF POLES: 3 90° TINNED CLAMPING YOKE CONNECTION CLAMPING RANGE MAX. : 6 MM² BOX | 1
95 | 2639980000 | MODULAR HOUSING OMNIMATE HOUSING - SERIES CH20M TRANSPARENT WIDTH: 67.5 MM | 39
96 | 1561900000 | W-SERIES CROSS-CONNECTOR N OF POLES: 2 | 269
97 | 1561940000 | W-SERIES CROSS-CONNECTOR N OF POLES: 2 | 269
98 | 2674620000 | CONTROLLER IP20 U-CONTROL 2000 STUDIO AUTOMATION CONTROLLER WITH ETHERCAT AND CAN INTERFACE | 278
99 | 7789049005 | PRE-ASSEMBLED CABLE PAC CABLE LIYY 0.25 MM² | 2
100 | 7789059005 | PRE-ASSEMBLED CABLE PAC CABLE LIYY 0.25 MM² | 2
101 | 7789030005 | PRE-ASSEMBLED CABLE PAC CABLE LIYY 0.25 MM² | 2
102 | 7789049015 | PRE-ASSEMBLED CABLE PAC CABLE LIYY 0.25 MM² | 2
103 | 7789059015 | PRE-ASSEMBLED CABLE PAC CABLE LIYY 0.25 MM² | 2
104 | 2639520000 | PRINTED CIRCUIT BOARD TERMINALS 3.50 MM N OF POLES: 4 90° PUSH IN WITH ACTUATOR CLAMPING RANGE MAX. : 1.5 MM² T | 41
105 | 2639530000 | PRINTED CIRCUIT BOARD TERMINALS 3.81 MM N OF POLES: 4 90° PUSH IN WITH ACTUATOR CLAMPING RANGE MAX. : 1.5 MM² T | 279
106 | 1166000250 | SYSTEM CABLE RJ45 IP 20 RJ45 IP 20 CAT.5 (ISO/IEC 11801) PUR 25 M | 10
107 | 1373940050 | PRE-ASSEMBLED CABLE PAC CABLE LIYCY 0.50 MM² | 2
108 | 1373950050 | PRE-ASSEMBLED CABLE PAC CABLE LIYCY 0.50 MM² | 2
109 | 1373950060 | PRE-ASSEMBLED CABLE PAC CABLE LIYCY 0.50 MM² | 2
110 | 1373950080 | PRE-ASSEMBLED CABLE PAC CABLE LIYCY 0.50 MM² | 2
111 | 2680150000 | PRIMARY CURRENT: 1000 A SECONDARY CURRENT MAX.: 5 A LOAD: 5 VA TOLERANCE CLASS: 1 CLOSED CURRENT TRANSFORMER | 21
112 | 2680160000 | PRIMARY CURRENT: 1250 A SECONDARY CURRENT MAX.: 5 A LOAD: 5 VA TOLERANCE CLASS: 1 CLOSED CURRENT TRANSFORMER | 21
113 | 2680190000 | PRIMARY CURRENT: 2500 A SECONDARY CURRENT MAX.: 5 A LOAD: 10 VA TOLERANCE CLASS: 1 CLOSED CURRENT TRANSFORMER | 21
114 | 2680180000 | PRIMARY CURRENT: 2000 A SECONDARY CURRENT MAX.: 5 A LOAD: 10 VA TOLERANCE CLASS: 1 CLOSED CURRENT TRANSFORMER | 21
115 | 2680210000 | PRIMARY CURRENT: 1000 A SECONDARY CURRENT MAX.: 5 A LOAD: 5 VA TOLERANCE CLASS: 05 CLOSED CURRENT TRANSFORMER | 21
116 | 2680170000 | PRIMARY CURRENT: 1500 A SECONDARY CURRENT MAX.: 5 A LOAD: 5 VA TOLERANCE CLASS: 1 CLOSED CURRENT TRANSFORMER | 21
117 | 2680200000 | PRIMARY CURRENT: 125 A SECONDARY CURRENT MAX.: 5 A LOAD: 2.5 VA TOLERANCE CLASS: 05 CLOSED CURRENT TRANSFORMER | 21
118 | 2680250000 | PRIMARY CURRENT: 2500 A SECONDARY CURRENT MAX.: 5 A LOAD: 10 VA TOLERANCE CLASS: 05 CLOSED CURRENT TRANSFORMER | 21
119 | 2680230000 | PRIMARY CURRENT: 1500 A SECONDARY CURRENT MAX.: 5 A LOAD: 5 VA TOLERANCE CLASS: 05 CLOSED CURRENT TRANSFORMER | 21
120 | 2680240000 | PRIMARY CURRENT: 2000 A SECONDARY CURRENT MAX.: 5 A LOAD: 10 VA TOLERANCE CLASS: 05 CLOSED CURRENT TRANSFORMER | 21
121 | 2690230030 | SYSTEM CABLE RJ45 IP 20 M12 X-TYPE IP67 MALE ANGLED 180° CAT.6A / CLASS EA (ISO/IEC 11801 2010) PUR 3 M | 17
122 | 2690230050 | SYSTEM CABLE RJ45 IP 20 M12 X-TYPE IP67 MALE ANGLED 180° CAT.6A / CLASS EA (ISO/IEC 11801 2010) PUR 5 M | 17
123 | 2690230100 | SYSTEM CABLE RJ45 IP 20 M12 X-TYPE IP67 MALE ANGLED 180° CAT.6A / CLASS EA (ISO/IEC 11801 2010) PUR 10 M | 17
124 | 2690230200 | SYSTEM CABLE RJ45 IP 20 M12 X-TYPE IP67 MALE ANGLED 180° CAT.6A / CLASS EA (ISO/IEC 11801 2010) PUR 20 M | 17
125 | 2690230150 | SYSTEM CABLE RJ45 IP 20 M12 X-TYPE IP67 MALE ANGLED 180° CAT.6A / CLASS EA (ISO/IEC 11801 2010) PUR 15 M | 17
126 | 2690230300 | SYSTEM CABLE RJ45 IP 20 M12 X-TYPE IP67 MALE ANGLED 180° CAT.6A / CLASS EA (ISO/IEC 11801 2010) PUR 30 M | 17
127 | 2690230250 | SYSTEM CABLE RJ45 IP 20 M12 X-TYPE IP67 MALE ANGLED 180° CAT.6A / CLASS EA (ISO/IEC 11801 2010) PUR 25 M | 17
128 | 7789121060 | PRE-ASSEMBLED CABLE PAC CABLE LIYY 0.25 MM² | 2
129 | 7789043025 | PRE-ASSEMBLED CABLE PAC CABLE LIYCY 0.25 MM² | 2
130 | 7789028025 | PRE-ASSEMBLED CABLE PAC CABLE LIYCY 0.25 MM² | 2
131 | 2466960000 | COMMUNICATION MODULE | 326
132 | 2694510100 | SYSTEM CABLE RJ45 IP 20 M12 X-TYPE IP67 MALE ANGLED 90° CAT.6A / CLASS EA (ISO/IEC 11801 2010) PUR 10 M | 17
133 | 2694510200 | SYSTEM CABLE RJ45 IP 20 M12 X-TYPE IP67 MALE ANGLED 90° CAT.6A / CLASS EA (ISO/IEC 11801 2010) PUR 20 M | 17
134 | 2694510150 | SYSTEM CABLE RJ45 IP 20 M12 X-TYPE IP67 MALE ANGLED 90° CAT.6A / CLASS EA (ISO/IEC 11801 2010) PUR 15 M | 17
135 | 2694510250 | SYSTEM CABLE RJ45 IP 20 M12 X-TYPE IP67 MALE ANGLED 90° CAT.6A / CLASS EA (ISO/IEC 11801 2010) PUR 25 M | 17
136 | 2694510300 | SYSTEM CABLE RJ45 IP 20 M12 X-TYPE IP67 MALE ANGLED 90° CAT.6A / CLASS EA (ISO/IEC 11801 2010) PUR 30 M | 17
137 | 2694510050 | SYSTEM CABLE RJ45 IP 20 M12 X-TYPE IP67 MALE ANGLED 90° CAT.6A / CLASS EA (ISO/IEC 11801 2010) PUR 5 M | 17
138 | 2634070000 | SWITCHMARK DEVICE MARKERS 9 X 18 MM | 53
139 | 1349820020 | PRE-ASSEMBLED CABLE PAC | 37
140 | 2674500000 | SURGE VOLTAGE ARRESTER LOW VOLTAGE LEAKAGE-CURRENT-FREE TN-C-S TN-S TT | 89
141 | 2674510000 | SURGE VOLTAGE ARRESTER LOW VOLTAGE LEAKAGE-CURRENT-FREE TN-C-S TN-S TT | 89
142 | 2674470000 | SURGE VOLTAGE ARRESTER LOW VOLTAGE LEAKAGE-CURRENT-FREE TN-C-S TN-S TT | 89
143 | 2674460000 | SURGE VOLTAGE ARRESTER LOW VOLTAGE LEAKAGE-CURRENT-FREE TN-C-S TN-S TT | 89
144 | 2674440000 | SURGE VOLTAGE ARRESTER LOW VOLTAGE LEAKAGE-CURRENT-FREE TN-C | 89
145 | 2674360000 | SURGE VOLTAGE ARRESTER LOW VOLTAGE LEAKAGE-CURRENT-FREE TN-C | 89
146 | 2674380000 | SURGE VOLTAGE ARRESTER LOW VOLTAGE LEAKAGE-CURRENT-FREE TN-C-S TN-S TT | 89
147 | 2674310000 | SURGE VOLTAGE ARRESTER LOW VOLTAGE LEAKAGE-CURRENT-FREE TN-C | 89
148 | 2674450000 | SURGE VOLTAGE ARRESTER LOW VOLTAGE LEAKAGE-CURRENT-FREE TN-C | 89
149 | 2674370000 | SURGE VOLTAGE ARRESTER LOW VOLTAGE LEAKAGE-CURRENT-FREE TN-C | 89
150 | 2674420000 | SURGE VOLTAGE ARRESTER LOW VOLTAGE LEAKAGE-CURRENT-FREE TN-C | 89
151 | 2674410000 | SURGE VOLTAGE ARRESTER LOW VOLTAGE LEAKAGE-CURRENT-FREE TN-C-S TN-S TT | 89
152 | 2674350000 | SURGE VOLTAGE ARRESTER LOW VOLTAGE LEAKAGE-CURRENT-FREE TN-C | 89
153 | 2674400000 | SURGE VOLTAGE ARRESTER LOW VOLTAGE LEAKAGE-CURRENT-FREE TN-C-S TN-S TT | 89
154 | 2674390000 | SURGE VOLTAGE ARRESTER LOW VOLTAGE LEAKAGE-CURRENT-FREE TN-C-S TN-S TT | 89
155 | 1405060040 | PRE-ASSEMBLED CABLE PAC | 37
156 | 2674430000 | SURGE VOLTAGE ARRESTER LOW VOLTAGE LEAKAGE-CURRENT-FREE TN-C | 89
157 | 1166020250 | SYSTEM CABLE RJ45 IP 20 RJ45 IP 20 CAT.5 (ISO/IEC 11801) PVC 25 M | 10
158 | 2703320020 | PATCH CABLE RJ45 IP 20 RJ45 IP 20 ANGLED 90° LEFT CAT.6A / CLASS EA (ISO/IEC 11801 2010) LSZH 2 M | 10
159 | 2703330030 | PATCH CABLE RJ45 IP 20 RJ45 IP 20 ANGLED 90° RIGHT CAT.6A / CLASS EA (ISO/IEC 11801 2010) LSZH 3 M | 10
160 | 2703330050 | PATCH CABLE RJ45 IP 20 RJ45 IP 20 ANGLED 90° RIGHT CAT.6A / CLASS EA (ISO/IEC 11801 2010) LSZH 5 M | 10
161 | 2703320200 | PATCH CABLE RJ45 IP 20 RJ45 IP 20 ANGLED 90° LEFT CAT.6A / CLASS EA (ISO/IEC 11801 2010) LSZH 20 M | 10
162 | 2703320010 | PATCH CABLE RJ45 IP 20 RJ45 IP 20 ANGLED 90° LEFT CAT.6A / CLASS EA (ISO/IEC 11801 2010) LSZH 1 M | 10
163 | 2703320005 | PATCH CABLE RJ45 IP 20 RJ45 IP 20 ANGLED 90° LEFT CAT.6A / CLASS EA (ISO/IEC 11801 2010) LSZH 0.5 M | 10
164 | 2703320012 | PATCH CABLE RJ45 IP 20 RJ45 IP 20 ANGLED 90° LEFT CAT.6A / CLASS EA (ISO/IEC 11801 2010) LSZH 1.2 M | 10
165 | 2703330012 | PATCH CABLE RJ45 IP 20 RJ45 IP 20 ANGLED 90° RIGHT CAT.6A / CLASS EA (ISO/IEC 11801 2010) LSZH 1.2 M | 10
166 | 2703330010 | PATCH CABLE RJ45 IP 20 RJ45 IP 20 ANGLED 90° RIGHT CAT.6A / CLASS EA (ISO/IEC 11801 2010) LSZH 1 M | 10
167 | 2703330015 | PATCH CABLE RJ45 IP 20 RJ45 IP 20 ANGLED 90° RIGHT CAT.6A / CLASS EA (ISO/IEC 11801 2010) LSZH 1.5 M | 10
168 | 2703320030 | PATCH CABLE RJ45 IP 20 RJ45 IP 20 ANGLED 90° LEFT CAT.6A / CLASS EA (ISO/IEC 11801 2010) LSZH 3 M | 10
169 | 2703320050 | PATCH CABLE RJ45 IP 20 RJ45 IP 20 ANGLED 90° LEFT CAT.6A / CLASS EA (ISO/IEC 11801 2010) LSZH 5 M | 10
170 | 2703330100 | PATCH CABLE RJ45 IP 20 RJ45 IP 20 ANGLED 90° RIGHT CAT.6A / CLASS EA (ISO/IEC 11801 2010) LSZH 10 M | 10
171 | 2703320100 | PATCH CABLE RJ45 IP 20 RJ45 IP 20 ANGLED 90° LEFT CAT.6A / CLASS EA (ISO/IEC 11801 2010) LSZH 10 M | 10
172 | 2703330003 | PATCH CABLE RJ45 IP 20 RJ45 IP 20 ANGLED 90° RIGHT CAT.6A / CLASS EA (ISO/IEC 11801 2010) LSZH 0.3 M | 10
173 | 2703330005 | PATCH CABLE RJ45 IP 20 RJ45 IP 20 ANGLED 90° RIGHT CAT.6A / CLASS EA (ISO/IEC 11801 2010) LSZH 0.5 M | 10
174 | 2703330020 | PATCH CABLE RJ45 IP 20 RJ45 IP 20 ANGLED 90° RIGHT CAT.6A / CLASS EA (ISO/IEC 11801 2010) LSZH 2 M | 10
175 | 2703320150 | PATCH CABLE RJ45 IP 20 RJ45 IP 20 ANGLED 90° LEFT CAT.6A / CLASS EA (ISO/IEC 11801 2010) LSZH 15 M | 10
176 | 2703330150 | PATCH CABLE RJ45 IP 20 RJ45 IP 20 ANGLED 90° RIGHT CAT.6A / CLASS EA (ISO/IEC 11801 2010) LSZH 15 M | 10
177 | 2703320003 | PATCH CABLE RJ45 IP 20 RJ45 IP 20 ANGLED 90° LEFT CAT.6A / CLASS EA (ISO/IEC 11801 2010) LSZH 0.3 M | 10
178 | 1173030075 | DRAGLINE CABLE PROFINET RJ45 IP 20 RJ45 IP 20 CAT.5 (ISO/IEC 11801) / CAT.5E (TIA T568-B) PUR 7.5 M | 8
179 | 2698610000 | OMNIMATE DATA - USB JACK FEMALE HEADER 480 MBPS THT SOLDER CONNECTION 90° PITCH IN MM (P): 2.50 MM N OF POLES: 4 PBT TRAY (MANUAL ASSEMBLY) | 41
180 | 2695980018 | USB CABLE USB A WITH MECHANICAL LOCKING USB A WITH MECHANICAL LOCKING PVC 1.8 M | 579
181 | 2697870000 | PRINTED CIRCUIT BOARD TERMINALS 5.00 MM N OF POLES: 3 90° SOLDER PIN LENGTH (L): 4.5 MM TINNED CLAMPING YOKE CONNECTION CLAMPING RANGE MAX. : 6 MM² BOX | 1
182 | 2637400000 | PNEUMATIC CONTACT CONTACT WITH VALVE: YES | 133
183 | 2637450000 | PNEUMATIC CONTACT CONTACT WITH VALVE: NO | 133
184 | 2701550100 | PATCH CABLE RJ45 IP 20 RJ45 IP 20 CAT.6A / CLASS EA (ISO/IEC 11801 2010) LSZH 10 M | 10
185 | 2701550005 | PATCH CABLE RJ45 IP 20 RJ45 IP 20 CAT.6A / CLASS EA (ISO/IEC 11801 2010) LSZH 0.5 M | 10
186 | 2701550150 | PATCH CABLE RJ45 IP 20 RJ45 IP 20 CAT.6A / CLASS EA (ISO/IEC 11801 2010) LSZH 15 M | 10
187 | 2701550003 | PATCH CABLE RJ45 IP 20 RJ45 IP 20 CAT.6A / CLASS EA (ISO/IEC 11801 2010) LSZH 0.3 M | 10
188 | 2701550002 | PATCH CABLE RJ45 IP 20 RJ45 IP 20 CAT.6A / CLASS EA (ISO/IEC 11801 2010) LSZH 0.2 M | 10
189 | 2637340000 | PNEUMATIC MODULE | 450
190 | 7789193040 | PRE-ASSEMBLED CABLE PAC CABLE LIYCY 0.25 MM² | 2
191 | 1989290000 | FIXING CLIP | 594
192 | 2681670000 | SOCKETS PREFABRICATED TO CUSTOMER SPEC. M12 SOCKET ANGLED | 26
193 | 2681640000 | PLUGS PREFABRICATED TO CUSTOMER SPEC. M12 PIN STRAIGHT | 46
194 | 2681650000 | PLUGS PREFABRICATED TO CUSTOMER SPEC. M12 PIN 90° | 66
195 | 2681660000 | SOCKETS PREFABRICATED TO CUSTOMER SPEC. M12 FEMALE SOCKET STRAIGHT | 26
196 | 2681610000 | PLUGS PREFABRICATED TO CUSTOMER SPEC. M12 PIN 90° | 66
197 | 2681630000 | SOCKETS PREFABRICATED TO CUSTOMER SPEC. M12 SOCKET ANGLED | 26
198 | 2681550000 | SOCKETS PREFABRICATED TO CUSTOMER SPEC. M12 SOCKET ANGLED | 26
199 | 2681690000 | PLUGS PREFABRICATED TO CUSTOMER SPEC. M12 PIN 90° | 66
200 | 2681530000 | PLUGS PREFABRICATED TO CUSTOMER SPEC. M12 PIN 90° | 66
201 | 2681710000 | SOCKETS PREFABRICATED TO CUSTOMER SPEC. M12 SOCKET ANGLED | 26
202 | 2681620000 | SOCKETS PREFABRICATED TO CUSTOMER SPEC. M12 FEMALE SOCKET STRAIGHT | 26
203 | 7789036015 | PRE-ASSEMBLED CABLE PAC CABLE LIYCY 0.25 MM² | 2
204 | 2703410000 | RJ45 PLUG WITH PIERCING CONTACTS STRAIGHT CABLE GLAND CAT.6A / CLASS EA (ISO/IEC 11801 2010) EIA/TIA T568 B | 88
205 | 2703440000 | RJ45 PLUG WITH PIERCING CONTACTS STRAIGHT CABLE GLAND CAT.6A / CLASS EA (ISO/IEC 11801 2010) EIA/TIA T568 A | 88
206 | 2703460000 | RJ45 PLUG WITH PIERCING CONTACTS STRAIGHT CABLE GLAND CAT.6A / CLASS EA (ISO/IEC 11801 2010) EIA/TIA T568 B | 88
207 | 2639740000 | TERMSERIES MULTIFUNCTION TIMING RELAY EMPTY SOCKET N OF CONTACTS: 1 CO CONTACT RATED CONTROL VOLTAGE: 24 V DC ±20 % CONTINUOUS CURRENT: 10 A PUSH IN | 3
208 | 2681880000 | ZS TERMINAL MARKER 30 X 5 MM WEIDMUELLER ALLEN-BRADLEY | 889
209 | 2682070000 | ZS TERMINAL MARKER 30 X 5 MM WEIDMUELLER ALLEN-BRADLEY TO CUSTOMER SPECIFICATION | 71
210 | 2681960000 | ESG DEVICE MARKERS X 15 MM PA 66 COLOUR: TO CUSTOMER SPECIFICATION PLUGGABLE | 126
211 | 2682010000 | ESG DEVICE MARKERS X 25 MM PA 66 COLOUR: TO CUSTOMER SPECIFICATION PLUGGABLE | 126
212 | 2681910000 | ESG DEVICE MARKERS X 6 MM PA 66 COLOUR: TO CUSTOMER SPECIFICATION PLUGGABLE | 126
213 | 2682060000 | ESG DEVICE MARKERS X 17 MM PA 66 COLOUR: TO CUSTOMER SPECIFICATION PLUGGABLE | 126
214 | 2712270100 | HEAVY DUTY CONNECTOR ASSEMBLIES PIN SOCKET CONNECTOR LAPP ÖLFLEX® CLASSIC 110 BK 12G1.5 OR SIMILAR SHIELDED: NO N OF POLES: 10 | 20
215 | 2712270200 | HEAVY DUTY CONNECTOR ASSEMBLIES PIN SOCKET CONNECTOR LAPP ÖLFLEX® CLASSIC 110 BK 12G1.5 OR SIMILAR SHIELDED: NO N OF POLES: 10 | 20
216 | 2712270500 | HEAVY DUTY CONNECTOR ASSEMBLIES PIN SOCKET CONNECTOR LAPP ÖLFLEX® CLASSIC 110 BK 12G1.5 OR SIMILAR SHIELDED: NO N OF POLES: 10 | 20
217 | 2712280500 | HEAVY DUTY CONNECTOR ASSEMBLIES PIN SOCKET CONNECTOR LAPP ÖLFLEX® CLASSIC 110 BK 12G1.5 OR SIMILAR SHIELDED: NO N OF POLES: 10 | 20
218 | 2712280200 | HEAVY DUTY CONNECTOR ASSEMBLIES PIN SOCKET CONNECTOR LAPP ÖLFLEX® CLASSIC 110 BK 12G1.5 OR SIMILAR SHIELDED: NO N OF POLES: 10 | 20
219 | 2712280100 | HEAVY DUTY CONNECTOR ASSEMBLIES PIN SOCKET CONNECTOR LAPP ÖLFLEX® CLASSIC 110 BK 12G1.5 OR SIMILAR SHIELDED: NO N OF POLES: 10 | 20
220 | 2712290500 | HEAVY DUTY CONNECTOR ASSEMBLIES SOCKET CONNECTOR LAPP ÖLFLEX® CLASSIC 110 BK 12G1.5 OR SIMILAR SHIELDED: NO N OF POLES: 10 | 20
221 | 2712290100 | HEAVY DUTY CONNECTOR ASSEMBLIES SOCKET CONNECTOR LAPP ÖLFLEX® CLASSIC 110 BK 12G1.5 OR SIMILAR SHIELDED: NO N OF POLES: 10 | 20
222 | 2712290200 | HEAVY DUTY CONNECTOR ASSEMBLIES SOCKET CONNECTOR LAPP ÖLFLEX® CLASSIC 110 BK 12G1.5 OR SIMILAR SHIELDED: NO N OF POLES: 10 | 20
223 | 2712300500 | HEAVY DUTY CONNECTOR ASSEMBLIES SOCKET CONNECTOR LAPP ÖLFLEX® CLASSIC 110 BK 12G1.5 OR SIMILAR SHIELDED: NO N OF POLES: 10 | 20
224 | 2712300200 | HEAVY DUTY CONNECTOR ASSEMBLIES SOCKET CONNECTOR LAPP ÖLFLEX® CLASSIC 110 BK 12G1.5 OR SIMILAR SHIELDED: NO N OF POLES: 10 | 20
225 | 2712300100 | HEAVY DUTY CONNECTOR ASSEMBLIES SOCKET CONNECTOR LAPP ÖLFLEX® CLASSIC 110 BK 12G1.5 OR SIMILAR SHIELDED: NO N OF POLES: 10 | 20
226 | 1349840015 | PRE-ASSEMBLED CABLE PAC | 37
227 | 2000520000 | REPLACEMENT PART | 29
228 | 2566970000 | REMOTE I/O MODULE IP20 ANALOG SIGNALS OUTPUT 2-CHANNEL CURRENT/VOLTAGE | 85
229 | 2682620000 | IOT GATEWAY FAST ETHERNET IP20 -20 °C...60 °C | 466
230 | 2638320000 | TERMSERIES RELAY MODULE N OF CONTACTS: 1 CO CONTACT AGNI RATED CONTROL VOLTAGE: 24 V DC CONTINUOUS CURRENT: 6 A SCREW CONNECTION TEST BUTTON AVAILABLE: NO | 3
231 | 2638330000 | TERMSERIES RELAY MODULE N OF CONTACTS: 1 CO CONTACT AGNI RATED CONTROL VOLTAGE: 24 V DC ±20 % CONTINUOUS CURRENT: 6 A TENSION-CLAMP CONNECTION TEST BUTTON AVAILABLE: NO | 3
232 | 7760054359 | ANALOGUE SIGNAL CONVERTER INPUT: SINGLE-PHASE VOLTAGE RELAY OUTPUT | 504
233 | 7760054361 | ANALOGUE SIGNAL CONVERTER INPUT: 3-PHASE VOLTAGE RELAY OUTPUT | 504
234 | 7789221025 | PRE-ASSEMBLED CABLE PAC CABLE LIYY 8.6 ± 1 MM | 13
235 | 2698400000 | ENCLOSURES HEIGHT: 1000 MM WIDTH: 500 MM DEPTH: 300 MM GLAND PLATES: BOTTOM MATERIAL: STAINLESS STEEL 1.4404 (316L) BRUSHED | 5
236 | 2698420000 | ENCLOSURES HEIGHT: 1250 MM WIDTH: 800 MM DEPTH: 400 MM GLAND PLATES: BOTTOM MATERIAL: STAINLESS STEEL 1.4404 (316L) BRUSHED | 5
237 | 2698430000 | ENCLOSURES HEIGHT: 1500 MM WIDTH: 1000 MM DEPTH: 500 MM GLAND PLATES: BOTTOM MATERIAL: STAINLESS STEEL 1.4404 (316L) BRUSHED | 5
238 | 2756940000 | RATED CROSS-SECTION: SCREW CONNECTION | 548
239 | 2797360000 | PCB PLUG-IN CONNECTOR MALE HEADER FLANGE THT SOLDER CONNECTION 3.50 MM N OF POLES: 12 180° SOLDER PIN LENGTH (L): 3.5 MM TINNED ORANGE BOX | 0
240 | 2797350000 | PCB PLUG-IN CONNECTOR MALE HEADER FLANGE THT SOLDER CONNECTION 3.50 MM N OF POLES: 10 180° SOLDER PIN LENGTH (L): 3.5 MM TINNED ORANGE BOX | 0
241 | 2797300000 | PCB PLUG-IN CONNECTOR MALE HEADER FLANGE THT SOLDER CONNECTION 3.50 MM N OF POLES: 18 180° SOLDER PIN LENGTH (L): 3.5 MM TINNED ORANGE BOX | 0
242 | 2765010000 | D-SERIES DRR RELAY N OF CONTACTS: 2 CO CONTACT AGSNO RATED CONTROL VOLTAGE: 12 V DC CONTINUOUS CURRENT: 10 A PLUG-IN CONNECTION TEST BUTTON AVAILABLE: NO | 3
243 | 2765680000 | D-SERIES DRW / DRH RELAY N OF CONTACTS: 3 CO CONTACT AGSNO RATED CONTROL VOLTAGE: 220 V DC CONTINUOUS CURRENT: 16 A FLAT BLADE CONNECTIONS (4.8 MM X 0.5 MM) TEST BUTTON AVAILABLE: YES | 3
244 | 2765670000 | D-SERIES DRW / DRH RELAY N OF CONTACTS: 3 CO CONTACT AGSNO RATED CONTROL VOLTAGE: 110 V DC CONTINUOUS CURRENT: 16 A FLAT BLADE CONNECTIONS (4.8 MM X 0.5 MM) TEST BUTTON AVAILABLE: YES | 3
245 | 2765660000 | D-SERIES DRW / DRH RELAY N OF CONTACTS: 3 CO CONTACT AGSNO RATED CONTROL VOLTAGE: 48 V DC CONTINUOUS CURRENT: 16 A FLAT BLADE CONNECTIONS (4.8 MM X 0.5 MM) TEST BUTTON AVAILABLE: YES | 3
246 | 2765640000 | D-SERIES DRW / DRH RELAY N OF CONTACTS: 3 CO CONTACT AGSNO RATED CONTROL VOLTAGE: 12 V DC CONTINUOUS CURRENT: 16 A FLAT BLADE CONNECTIONS (4.8 MM X 0.5 MM) TEST BUTTON AVAILABLE: YES | 3
247 | 2765630000 | D-SERIES DRW / DRH RELAY N OF CONTACTS: 2 CO CONTACT AGSNO RATED CONTROL VOLTAGE: 220 V DC CONTINUOUS CURRENT: 16 A FLAT BLADE CONNECTIONS (4.8 MM X 0.5 MM) TEST BUTTON AVAILABLE: YES | 3
248 | 2765620000 | D-SERIES DRW / DRH RELAY N OF CONTACTS: 2 CO CONTACT AGSNO RATED CONTROL VOLTAGE: 110 V DC CONTINUOUS CURRENT: 16 A FLAT BLADE CONNECTIONS (4.8 MM X 0.5 MM) TEST BUTTON AVAILABLE: YES | 3
249 | 2765610000 | D-SERIES DRW / DRH RELAY N OF CONTACTS: 2 CO CONTACT AGSNO RATED CONTROL VOLTAGE: 48 V DC CONTINUOUS CURRENT: 16 A FLAT BLADE CONNECTIONS (4.8 MM X 0.5 MM) TEST BUTTON AVAILABLE: YES | 3
250 | 2765600000 | D-SERIES DRW / DRH RELAY N OF CONTACTS: 2 CO CONTACT AGSNO RATED CONTROL VOLTAGE: 24 V DC CONTINUOUS CURRENT: 16 A FLAT BLADE CONNECTIONS (4.8 MM X 0.5 MM) TEST BUTTON AVAILABLE: YES | 3
251 | 2765590000 | D-SERIES DRW / DRH RELAY N OF CONTACTS: 2 CO CONTACT AGSNO RATED CONTROL VOLTAGE: 12 V DC CONTINUOUS CURRENT: 16 A FLAT BLADE CONNECTIONS (4.8 MM X 0.5 MM) TEST BUTTON AVAILABLE: YES | 3
252 | 2765580000 | D-SERIES DRW / DRH RELAY N OF CONTACTS: 3 CO CONTACT AGSNO RATED CONTROL VOLTAGE: 400 V AC CONTINUOUS CURRENT: 16 A FLAT BLADE CONNECTIONS (4.8 MM X 0.5 MM) TEST BUTTON AVAILABLE: YES | 3
253 | 2765570000 | D-SERIES DRW / DRH RELAY N OF CONTACTS: 3 CO CONTACT AGSNO RATED CONTROL VOLTAGE: 230 V AC CONTINUOUS CURRENT: 16 A FLAT BLADE CONNECTIONS (4.8 MM X 0.5 MM) TEST BUTTON AVAILABLE: YES | 3
254 | 2765560000 | D-SERIES DRW / DRH RELAY N OF CONTACTS: 3 CO CONTACT AGSNO RATED CONTROL VOLTAGE: 115 V AC CONTINUOUS CURRENT: 16 A FLAT BLADE CONNECTIONS (4.8 MM X 0.5 MM) TEST BUTTON AVAILABLE: YES | 3
255 | 2765550000 | D-SERIES DRW / DRH RELAY N OF CONTACTS: 3 CO CONTACT AGSNO RATED CONTROL VOLTAGE: 48 V AC CONTINUOUS CURRENT: 16 A FLAT BLADE CONNECTIONS (4.8 MM X 0.5 MM) TEST BUTTON AVAILABLE: YES | 3
256 | 2765540000 | D-SERIES DRW / DRH RELAY N OF CONTACTS: 3 CO CONTACT AGSNO RATED CONTROL VOLTAGE: 24 V AC CONTINUOUS CURRENT: 16 A FLAT BLADE CONNECTIONS (4.8 MM X 0.5 MM) TEST BUTTON AVAILABLE: YES | 3
257 | 2765530000 | D-SERIES DRW / DRH RELAY N OF CONTACTS: 2 CO CONTACT AGSNO RATED CONTROL VOLTAGE: 400 V AC CONTINUOUS CURRENT: 16 A FLAT BLADE CONNECTIONS (4.8 MM X 0.5 MM) TEST BUTTON AVAILABLE: YES | 3
258 | 2765520000 | D-SERIES DRW / DRH RELAY N OF CONTACTS: 2 CO CONTACT AGSNO RATED CONTROL VOLTAGE: 230 V AC CONTINUOUS CURRENT: 16 A FLAT BLADE CONNECTIONS (4.8 MM X 0.5 MM) TEST BUTTON AVAILABLE: YES | 3
259 | 2765510000 | D-SERIES DRW / DRH RELAY N OF CONTACTS: 2 CO CONTACT AGSNO RATED CONTROL VOLTAGE: 115 V AC CONTINUOUS CURRENT: 16 A FLAT BLADE CONNECTIONS (4.8 MM X 0.5 MM) TEST BUTTON AVAILABLE: YES | 3
260 | 2765500000 | D-SERIES DRW / DRH RELAY N OF CONTACTS: 2 CO CONTACT AGSNO RATED CONTROL VOLTAGE: 48 V AC CONTINUOUS CURRENT: 16 A FLAT BLADE CONNECTIONS (4.8 MM X 0.5 MM) TEST BUTTON AVAILABLE: YES | 3
261 | 2765490000 | D-SERIES DRW / DRH RELAY N OF CONTACTS: 2 CO CONTACT AGSNO RATED CONTROL VOLTAGE: 24 V AC CONTINUOUS CURRENT: 16 A FLAT BLADE CONNECTIONS (4.8 MM X 0.5 MM) TEST BUTTON AVAILABLE: YES | 3
262 | 2765480000 | D-SERIES DRL RELAY N OF CONTACTS: 4 CO CONTACT AGSNO RATED CONTROL VOLTAGE: 230 V AC CONTINUOUS CURRENT: 10 A FLAT BLADE CONNECTIONS (4.8 MM X 0.5 MM) TEST BUTTON AVAILABLE: NO | 3
263 | 2765470000 | D-SERIES DRL RELAY N OF CONTACTS: 4 CO CONTACT AGSNO RATED CONTROL VOLTAGE: 115 V AC CONTINUOUS CURRENT: 10 A FLAT BLADE CONNECTIONS (4.8 MM X 0.5 MM) TEST BUTTON AVAILABLE: NO | 3
264 | 2765460000 | D-SERIES DRL RELAY N OF CONTACTS: 4 CO CONTACT AGSNO RATED CONTROL VOLTAGE: 24 V AC CONTINUOUS CURRENT: 10 A FLAT BLADE CONNECTIONS (4.8 MM X 0.5 MM) TEST BUTTON AVAILABLE: NO | 3
265 | 2765450000 | D-SERIES DRL RELAY N OF CONTACTS: 3 CO CONTACT AGSNO RATED CONTROL VOLTAGE: 230 V AC CONTINUOUS CURRENT: 10 A FLAT BLADE CONNECTIONS (4.8 MM X 0.5 MM) TEST BUTTON AVAILABLE: NO | 3
266 | 2765440000 | D-SERIES DRL RELAY N OF CONTACTS: 3 CO CONTACT AGSNO RATED CONTROL VOLTAGE: 115 V AC CONTINUOUS CURRENT: 10 A FLAT BLADE CONNECTIONS (4.8 MM X 0.5 MM) TEST BUTTON AVAILABLE: NO | 3
267 | 2765430000 | D-SERIES DRL RELAY N OF CONTACTS: 3 CO CONTACT AGSNO RATED CONTROL VOLTAGE: 24 V AC CONTINUOUS CURRENT: 10 A FLAT BLADE CONNECTIONS (4.8 MM X 0.5 MM) TEST BUTTON AVAILABLE: NO | 3
268 | 2765420000 | D-SERIES DRL RELAY N OF CONTACTS: 2 CO CONTACT AGSNO RATED CONTROL VOLTAGE: 230 V AC CONTINUOUS CURRENT: 10 A FLAT BLADE CONNECTIONS (4.8 MM X 0.5 MM) TEST BUTTON AVAILABLE: NO | 3
269 | 2765410000 | D-SERIES DRL RELAY N OF CONTACTS: 2 CO CONTACT AGSNO RATED CONTROL VOLTAGE: 115 V AC CONTINUOUS CURRENT: 10 A FLAT BLADE CONNECTIONS (4.8 MM X 0.5 MM) TEST BUTTON AVAILABLE: NO | 3
270 | 2765400000 | D-SERIES DRL RELAY N OF CONTACTS: 2 CO CONTACT AGSNO RATED CONTROL VOLTAGE: 24 V AC CONTINUOUS CURRENT: 10 A FLAT BLADE CONNECTIONS (4.8 MM X 0.5 MM) TEST BUTTON AVAILABLE: NO | 3
271 | 2765390000 | D-SERIES DRL RELAY N OF CONTACTS: 1 CO CONTACT AGSNO RATED CONTROL VOLTAGE: 230 V AC CONTINUOUS CURRENT: 16 A FLAT BLADE CONNECTIONS (4.8 MM X 0.5 MM) TEST BUTTON AVAILABLE: NO | 3
272 | 2765380000 | D-SERIES DRL RELAY N OF CONTACTS: 1 CO CONTACT AGSNO RATED CONTROL VOLTAGE: 115 V AC CONTINUOUS CURRENT: 16 A FLAT BLADE CONNECTIONS (4.8 MM X 0.5 MM) TEST BUTTON AVAILABLE: NO | 3
273 | 2765370000 | D-SERIES DRL RELAY N OF CONTACTS: 1 CO CONTACT AGSNO RATED CONTROL VOLTAGE: 24 V AC CONTINUOUS CURRENT: 16 A FLAT BLADE CONNECTIONS (4.8 MM X 0.5 MM) TEST BUTTON AVAILABLE: NO | 3
274 | 2765070000 | D-SERIES DRR RELAY N OF CONTACTS: 3 CO CONTACT AGSNO RATED CONTROL VOLTAGE: 24 V DC CONTINUOUS CURRENT: 10 A PLUG-IN CONNECTION TEST BUTTON AVAILABLE: NO | 3
275 | 2765240000 | D-SERIES DRL RELAY N OF CONTACTS: 3 CO CONTACT AGSNO RATED CONTROL VOLTAGE: 110 V DC CONTINUOUS CURRENT: 10 A FLAT BLADE CONNECTIONS (4.8 MM X 0.5 MM) TEST BUTTON AVAILABLE: NO | 3
276 | 2765350000 | D-SERIES DRR RELAY N OF CONTACTS: 3 CO CONTACT AGSNO RATED CONTROL VOLTAGE: 115 V AC CONTINUOUS CURRENT: 10 A PLUG-IN CONNECTION TEST BUTTON AVAILABLE: NO | 3
277 | 2765020000 | D-SERIES DRR RELAY N OF CONTACTS: 2 CO CONTACT AGSNO RATED CONTROL VOLTAGE: 24 V DC CONTINUOUS CURRENT: 10 A PLUG-IN CONNECTION TEST BUTTON AVAILABLE: NO | 3
278 | 2765090000 | D-SERIES DRR RELAY N OF CONTACTS: 3 CO CONTACT AGSNO RATED CONTROL VOLTAGE: 110 V DC CONTINUOUS CURRENT: 10 A PLUG-IN CONNECTION TEST BUTTON AVAILABLE: NO | 3
279 | 2765060000 | D-SERIES DRR RELAY N OF CONTACTS: 3 CO CONTACT AGSNO RATED CONTROL VOLTAGE: 12 V DC CONTINUOUS CURRENT: 10 A PLUG-IN CONNECTION TEST BUTTON AVAILABLE: NO | 3
280 | 2765220000 | D-SERIES DRL RELAY N OF CONTACTS: 3 CO CONTACT AGSNO RATED CONTROL VOLTAGE: 24 V DC CONTINUOUS CURRENT: 10 A FLAT BLADE CONNECTIONS (4.8 MM X 0.5 MM) TEST BUTTON AVAILABLE: NO | 3
281 | 2765260000 | D-SERIES DRL RELAY N OF CONTACTS: 4 CO CONTACT AGSNO RATED CONTROL VOLTAGE: 12 V DC CONTINUOUS CURRENT: 10 A FLAT BLADE CONNECTIONS (4.8 MM X 0.5 MM) TEST BUTTON AVAILABLE: NO | 3
282 | 2765140000 | D-SERIES DRL RELAY N OF CONTACTS: 1 CO CONTACT AGSNO RATED CONTROL VOLTAGE: 220 V DC CONTINUOUS CURRENT: 16 A FLAT BLADE CONNECTIONS (4.8 MM X 0.5 MM) TEST BUTTON AVAILABLE: NO | 3
283 | 2765310000 | D-SERIES DRR RELAY N OF CONTACTS: 2 CO CONTACT AGSNO RATED CONTROL VOLTAGE: 24 V AC CONTINUOUS CURRENT: 10 A PLUG-IN CONNECTION TEST BUTTON AVAILABLE: NO | 3
284 | 2765300000 | D-SERIES DRL RELAY N OF CONTACTS: 4 CO CONTACT AGSNO RATED CONTROL VOLTAGE: 220 V DC CONTINUOUS CURRENT: 10 A FLAT BLADE CONNECTIONS (4.8 MM X 0.5 MM) TEST BUTTON AVAILABLE: NO | 3
285 | 2765050000 | D-SERIES DRR RELAY N OF CONTACTS: 2 CO CONTACT AGSNO RATED CONTROL VOLTAGE: 220 V DC CONTINUOUS CURRENT: 10 A PLUG-IN CONNECTION TEST BUTTON AVAILABLE: NO | 3
286 | 2765080000 | D-SERIES DRR RELAY N OF CONTACTS: 3 CO CONTACT AGSNO RATED CONTROL VOLTAGE: 48 V DC CONTINUOUS CURRENT: 10 A PLUG-IN CONNECTION TEST BUTTON AVAILABLE: NO | 3
287 | 2765100000 | D-SERIES DRL RELAY N OF CONTACTS: 1 CO CONTACT AGSNO RATED CONTROL VOLTAGE: 12 V DC CONTINUOUS CURRENT: 16 A FLAT BLADE CONNECTIONS (4.8 MM X 0.5 MM) TEST BUTTON AVAILABLE: NO | 3
288 | 2765320000 | D-SERIES DRR RELAY N OF CONTACTS: 2 CO CONTACT AGSNO RATED CONTROL VOLTAGE: 115 V AC CONTINUOUS CURRENT: 10 A PLUG-IN CONNECTION TEST BUTTON AVAILABLE: NO | 3
289 | 2765340000 | D-SERIES DRR RELAY N OF CONTACTS: 3 CO CONTACT AGSNO RATED CONTROL VOLTAGE: 24 V AC CONTINUOUS CURRENT: 10 A PLUG-IN CONNECTION TEST BUTTON AVAILABLE: NO | 3
290 | 2765230000 | D-SERIES DRL RELAY N OF CONTACTS: 3 CO CONTACT AGSNO RATED CONTROL VOLTAGE: 48 V DC CONTINUOUS CURRENT: 10 A FLAT BLADE CONNECTIONS (4.8 MM X 0.5 MM) TEST BUTTON AVAILABLE: NO | 3
291 | 2765360000 | D-SERIES DRR RELAY N OF CONTACTS: 3 CO CONTACT AGSNO RATED CONTROL VOLTAGE: 230 V AC CONTINUOUS CURRENT: 10 A PLUG-IN CONNECTION TEST BUTTON AVAILABLE: NO | 3
292 | 2765250000 | D-SERIES DRL RELAY N OF CONTACTS: 3 CO CONTACT AGSNO RATED CONTROL VOLTAGE: 220 V DC CONTINUOUS CURRENT: 10 A FLAT BLADE CONNECTIONS (4.8 MM X 0.5 MM) TEST BUTTON AVAILABLE: NO | 3
293 | 2765040000 | D-SERIES DRR RELAY N OF CONTACTS: 2 CO CONTACT AGSNO RATED CONTROL VOLTAGE: 110 V DC CONTINUOUS CURRENT: 10 A PLUG-IN CONNECTION TEST BUTTON AVAILABLE: NO | 3
294 | 2765120000 | D-SERIES DRL RELAY N OF CONTACTS: 1 CO CONTACT AGSNO RATED CONTROL VOLTAGE: 48 V DC CONTINUOUS CURRENT: 16 A FLAT BLADE CONNECTIONS (4.8 MM X 0.5 MM) TEST BUTTON AVAILABLE: NO | 3
295 | 2765110000 | D-SERIES DRL RELAY N OF CONTACTS: 1 CO CONTACT AGSNO RATED CONTROL VOLTAGE: 24 V DC CONTINUOUS CURRENT: 16 A FLAT BLADE CONNECTIONS (4.8 MM X 0.5 MM) TEST BUTTON AVAILABLE: NO | 3
296 | 2765330000 | D-SERIES DRR RELAY N OF CONTACTS: 2 CO CONTACT AGSNO RATED CONTROL VOLTAGE: 230 V AC CONTINUOUS CURRENT: 10 A PLUG-IN CONNECTION TEST BUTTON AVAILABLE: NO | 3
297 | 2765210000 | D-SERIES DRL RELAY N OF CONTACTS: 3 CO CONTACT AGSNO RATED CONTROL VOLTAGE: 12 V DC CONTINUOUS CURRENT: 10 A FLAT BLADE CONNECTIONS (4.8 MM X 0.5 MM) TEST BUTTON AVAILABLE: NO | 3
298 | 2765180000 | D-SERIES DRL RELAY N OF CONTACTS: 2 CO CONTACT AGSNO RATED CONTROL VOLTAGE: 110 V DC CONTINUOUS CURRENT: 10 A FLAT BLADE CONNECTIONS (4.8 MM X 0.5 MM) TEST BUTTON AVAILABLE: NO | 3
299 | 2765150000 | D-SERIES DRL RELAY N OF CONTACTS: 2 CO CONTACT AGSNO RATED CONTROL VOLTAGE: 12 V DC CONTINUOUS CURRENT: 10 A FLAT BLADE CONNECTIONS (4.8 MM X 0.5 MM) TEST BUTTON AVAILABLE: NO | 3
300 | 2765200000 | D-SERIES DRR RELAY N OF CONTACTS: 3 CO CONTACT AGSNO RATED CONTROL VOLTAGE: 220 V DC CONTINUOUS CURRENT: 10 A PLUG-IN CONNECTION TEST BUTTON AVAILABLE: NO | 3
301 | 2765280000 | D-SERIES DRL RELAY N OF CONTACTS: 4 CO CONTACT AGSNO RATED CONTROL VOLTAGE: 48 V DC CONTINUOUS CURRENT: 10 A FLAT BLADE CONNECTIONS (4.8 MM X 0.5 MM) TEST BUTTON AVAILABLE: NO | 3
302 | 2765190000 | D-SERIES DRL RELAY N OF CONTACTS: 2 CO CONTACT AGSNO RATED CONTROL VOLTAGE: 220 V DC CONTINUOUS CURRENT: 10 A FLAT BLADE CONNECTIONS (4.8 MM X 0.5 MM) TEST BUTTON AVAILABLE: NO | 3
303 | 2765290000 | D-SERIES DRL RELAY N OF CONTACTS: 4 CO CONTACT AGSNO RATED CONTROL VOLTAGE: 110 V DC CONTINUOUS CURRENT: 10 A FLAT BLADE CONNECTIONS (4.8 MM X 0.5 MM) TEST BUTTON AVAILABLE: NO | 3
304 | 2770520000 | PHOTOVOLTAICS PCB COMBINER BOX 1000 V 1 MPPT 3 INPUTS / 3 OUTPUTS PER MPPT SURGE PROTECTION I / II | 30
305 | 2770540000 | PHOTOVOLTAICS PCB COMBINER BOX 1000 V 1 MPPT 6 INPUTS / 6 OUTPUTS PER MPPT WITH FUSE HOLDER SURGE PROTECTION I / II | 30
306 | 2770550000 | PHOTOVOLTAICS PCB COMBINER BOX 1000 V 1 MPPT 6 INPUTS / 6 OUTPUTS PER MPPT WITH FUSE HOLDER SURGE PROTECTION II | 30
307 | 2770510000 | PHOTOVOLTAICS PCB COMBINER BOX 1000 V 2 MPPT'S 2 INPUTS / 1 OUTPUT PER MPPT SURGE PROTECTION I / II | 30
308 | 2765170000 | D-SERIES DRL RELAY N OF CONTACTS: 2 CO CONTACT AGSNO RATED CONTROL VOLTAGE: 48 V DC CONTINUOUS CURRENT: 10 A FLAT BLADE CONNECTIONS (4.8 MM X 0.5 MM) TEST BUTTON AVAILABLE: NO | 3
309 | 2694080000 | FEED-THROUGH TERMINAL PUSH IN 95 MM² 1000 V 232 A | 12
310 | 2694070000 | FEED-THROUGH TERMINAL PUSH IN 95 MM² 1000 V 232 A | 12
311 | 2694060000 | FEED-THROUGH TERMINAL PUSH IN 95 MM² 1000 V 232 A DARK | 12
312 | 2694090000 | 95 MM² 1000 V GREEN/ | 927
313 | 2694160000 | FEED-THROUGH TERMINAL PUSH IN 95 MM² 1000 V 232 A | 12
314 | 2694170000 | FEED-THROUGH TERMINAL PUSH IN 95 MM² 1000 V 232 A | 12
315 | 2694150000 | FEED-THROUGH TERMINAL PUSH IN 95 MM² 1000 V 232 A DARK | 12
316 | 2818770000 | PRINTED CIRCUIT BOARD TERMINALS 5.08 MM N OF POLES: 3 90° SOLDER PIN LENGTH (L): 3.5 MM TINNED ORANGE PUSH IN PUSH IN WITH ACTUATOR CLAMPING RANGE MAX. : 2.5 MM² BOX | 41
317 | 2694100000 | FEED-THROUGH TERMINAL PUSH IN 95 MM² 1000 V 232 A DARK | 12
318 | 2694230000 | FEED-THROUGH TERMINAL PUSH IN 95 MM² 1000 V 232 A DARK | 12
319 | 2694120000 | FEED-THROUGH TERMINAL PUSH IN 95 MM² 1000 V 232 A DARK | 12
320 | 2694140000 | FEED-THROUGH TERMINAL PUSH IN 95 MM² 1000 V 232 A DARK | 12
321 | 2694180000 | FEED-THROUGH TERMINAL PUSH IN 95 MM² 1000 V 232 A DARK | 12
322 | 2694130000 | FEED-THROUGH TERMINAL PUSH IN 95 MM² 1000 V 232 A DARK | 12
323 | 2694220000 | FEED-THROUGH TERMINAL PUSH IN 95 MM² 1000 V 232 A DARK | 12
324 | 2682630000 | IOT GATEWAY FAST ETHERNET IP20 -20 °C...60 °C | 466
325 | 2774860000 | PRINTED CIRCUIT BOARD TERMINALS 7.50 MM N OF POLES: 12 180° SOLDER PIN LENGTH (L): 3.5 MM TINNED ORANGE PUSH IN WITHOUT ACTUATOR BOX | 41
326 | 7760054352 | LIMIT VALUE MONITORING INPUT: TEMPERATURE (RTD) RELAY OUTPUT INPUT : TEMPERATURE PT100 OUTPUT : 2 X RELAYS | 857
327 | 1463640005 | SYSTEM CABLE CAT.6A / CLASS EA (ISO/IEC 11801 2010) PUR 0.5 M | 438
328 | 1470940000 | ASSORTMENT CRIMPING TOOL CRIMPING TOOL: PZ 6 ROTO L CRIMPING RANGE MIN.: 0.5 COLOUR CODE: WEIDMÜLLER | 224
329 | 1457581000 | SYSTEM CABLE RJ45 IP 20 M12 X-TYPE IP 67 STRAIGHT MALE CAT.6A / CLASS EA (ISO/IEC 11801 2010) PUR 100 M | 17
330 | 1512190020 | PRE-ASSEMBLED CABLE PAC CABLE LIYY 5.4 ± 1 MM | 13
331 | 1511370010 | PRE-ASSEMBLED CABLE PAC CABLE LIYY 5.4 ± 1 MM | 13
332 | 2661080000 | SYSTEM CABLE CAT.7 (ISO/IEC 11801) LSZH 305 M | 348
333 | 1466230030 | PRE-ASSEMBLED CABLE PAC CABLE LIYY 0.25 MM² | 2
334 | 2655590000 | CONTROLLER IP20 U-CONTROL 2000 STUDIO OPENLINUX AUTOMATION CONTROLLER WITH ETHERCAT AND CAN INTERFACE | 278
335 | 2657140000 | THM CONDUCTOR AND CABLE MARKERS 3 - 7 MM 25.4 X 31.8 MM | 15
336 | 2657110000 | THM CONDUCTOR AND CABLE MARKERS 4 - 8 MM 12.7 X 38.1 MM | 15
337 | 2657120000 | THM CONDUCTOR AND CABLE MARKERS 2 - 4 MM 25.4 X 19 MM | 15
338 | 2657150000 | THM CONDUCTOR AND CABLE MARKERS 3 - 7 MM 25.4 X 31.8 MM | 15
339 | 2657190000 | THM CONDUCTOR AND CABLE MARKERS 6 - 12 MM 25.4 X 57.2 MM | 15
340 | 2657160000 | THM CONDUCTOR AND CABLE MARKERS 4 - 8 MM 25.4 X 38.1 MM | 15
341 | 2657200000 | THM CONDUCTOR AND CABLE MARKERS 8 - 12 MM 25.4 X 63.5 MM | 15
342 | 2657130000 | THM CONDUCTOR AND CABLE MARKERS 2 - 4 MM 25.4 X 19 MM | 15
343 | 2657170000 | THM CONDUCTOR AND CABLE MARKERS 4 - 8 MM 25.4 X 38.1 MM | 15
344 | 2657100000 | THM CONDUCTOR AND CABLE MARKERS 2 - 4 MM 12.7 X 19.1 MM | 15
345 | 2655000000 | ACCESSORIES TERMINAL MARKER 10.5 X 175 MM PITCH IN MM (P): 3.50 WEIDMUELLER KLIPPON CONNECT | 71
346 | 1512590025 | PRE-ASSEMBLED CABLE PAC CABLE LIYY 5.4 ± 1 MM | 13
347 | 2655030000 | ACCESSORIES TERMINAL MARKER 10.5 X 405 MM PITCH IN MM (P): 8.10 WEIDMUELLER KLIPPON CONNECT | 71
348 | 2655020000 | ACCESSORIES TERMINAL MARKER 10.5 X 305 MM PITCH IN MM (P): 6.10 WEIDMUELLER KLIPPON CONNECT | 71
349 | 2655010000 | ACCESSORIES TERMINAL MARKER 10.5 X 255 MM PITCH IN MM (P): 5.10 WEIDMUELLER KLIPPON CONNECT | 71
350 | 2655040000 | ACCESSORIES TERMINAL MARKER 10.5 X 500 MM PITCH IN MM (P): 10.00 WEIDMUELLER KLIPPON CONNECT | 71
351 | 1201212000 | BUS LINE N OF POLES: 4 PIN STRAIGHT RJ45 SHIELDED: YES LED: NO SHEATH MATERIAL: PUR HALOGEN: NO | 0
352 | 1201212500 | BUS LINE N OF POLES: 4 PIN STRAIGHT RJ45 SHIELDED: YES LED: NO SHEATH MATERIAL: PUR HALOGEN: NO | 0
353 | 1201213500 | BUS LINE N OF POLES: 4 PIN STRAIGHT RJ45 SHIELDED: YES LED: NO SHEATH MATERIAL: PUR HALOGEN: NO | 0
354 | 2659310000 | CABLE TIES 2.5 X 98 MM POLYAMIDE 66 80 N | 252
355 | 2659370000 | CABLE TIES 2.5 X 98 MM POLYAMIDE 66 80 N | 252
356 | 2659380000 | CABLE TIES 3.5 X 140 MM POLYAMIDE 66 180 N | 74
357 | 2659320000 | CABLE TIES 3.6 X 140 MM POLYAMIDE 66 150 N | 74
358 | 2659340000 | CABLE TIES 4.8 X 200 MM POLYAMIDE 66 220 N | 113
359 | 2659400000 | CABLE TIES 4.8 X 200 MM POLYAMIDE 66 220 N | 113
360 | 2659390000 | CABLE TIES 3.5 X 200 MM POLYAMIDE 66 180 N | 74
361 | 2659420000 | CABLE TIES 7.5 X 365 MM POLYAMIDE 66 540 N | 74
362 | 2659440000 | CABLE TIES 3.5 X 140 MM POLYAMIDE 66 180 N | 74
363 | 2659430000 | CABLE TIES 2.5 X 98 MM POLYAMIDE 66 80 N | 252
364 | 2659470000 | CABLE TIES 4.5 X 290 MM POLYAMIDE 66 220 N | 113
365 | 2659460000 | CABLE TIES 4.8 X 200 MM POLYAMIDE 66 220 N | 113
366 | 2659450000 | CABLE TIES 3.5 X 200 MM POLYAMIDE 66 180 N | 74
367 | 2659480000 | CABLE TIES 7.5 X 365 MM POLYAMIDE 66 540 N | 74
368 | 1462170010 | PRE-ASSEMBLED CABLE PAC CABLE LIYCY 0.25 MM² | 2
369 | 1433950200 | PRE-ASSEMBLED PATCH CABLE CROSSOVER LC-DUPLEX IP 20 LC-DUPLEX IP 20 LSZH 20 M | 103
370 | 1433950150 | PRE-ASSEMBLED PATCH CABLE CROSSOVER LC-DUPLEX IP 20 LC-DUPLEX IP 20 LSZH 15 M | 103
371 | 2672960000 | PRINTED CIRCUIT BOARD TERMINALS 5.08 MM N OF POLES: 4 90° TINNED COLOU PUSH IN WITH ACTUATOR CLAMPING RANGE MAX. : 2.5 MM² BOX | 41
372 | 2662540000 | 80 MM X 40 MM 4.00 MM X 6.00 MM 2000 MM | 94
373 | 2662620000 | 100 MM X 25 MM 4.00 MM X 6.00 MM 2000 MM | 94
374 | 2662660000 | 40 MM X 25 MM 4.00 MM X 6.00 MM 2000 MM | 94
375 | 2662640000 | 100 MM X 60 MM 4.00 MM X 6.00 MM 2000 MM | 94
376 | 2662550000 | 80 MM X 60 MM 4.00 MM X 6.00 MM 2000 MM | 94
377 | 2662580000 | 100 MM X 80 MM 4.00 MM X 6.00 MM 2000 MM | 94
378 | 2662650000 | 40 MM X 40 MM 4.00 MM X 6.00 MM 2000 MM | 94
379 | 2662560000 | 80 MM X 80 MM 4.00 MM X 6.00 MM 2000 MM | 94
380 | 2662490000 | 60 MM X 60 MM 4.00 MM X 6.00 MM 2000 MM | 94
381 | 2662520000 | 60 MM X 80 MM 4.00 MM X 6.00 MM 2000 MM | 94
382 | 2662480000 | 60 MM X 40 MM 4.00 MM X 6.00 MM 2000 MM | 94
383 | 2661050000 | LIGHTNING AND SURGE PROTECTION ADAPTER | 808
384 | 2659740000 | FIELDPOWER® ENCLOSURES IP65 IN CLOSED STATE | 287
385 | 1481720050 | PRE-ASSEMBLED CABLE PAC CABLE LIYCY 0.50 MM² | 2
386 | 1481750200 | PRE-ASSEMBLED CABLE PAC CABLE LIYCY 0.34 MM² | 2
387 | 1512240100 | PRE-ASSEMBLED CABLE PAC CABLE LIYY 0.25 MM² | 2
388 | 2659490000 | CABLE TIES 2.5 X 98 MM POLYAMIDE 66 80 N | 252
389 | 2659510000 | CABLE TIES 3.6 X 200 MM POLYAMIDE 66 150 N | 74
390 | 2659500000 | CABLE TIES 3.6 X 140 MM POLYAMIDE 66 150 N | 74
391 | 2673070000 | MODULAR HOUSING OMNIMATE HOUSING - SERIES CH20M TRANSPARENT WIDTH: 45 MM | 39
392 | 1512240010 | PRE-ASSEMBLED CABLE PAC CABLE LIYY 0.25 MM² | 2
393 | 2663190000 | FRONTCOM SINGLE FRAME PLASTIC COVER LOCKABLE WITH CABINET KEY (DAIMLER LOCK) | 216
394 | 1522100090 | SYSTEM CABLE RJ45 IP 20 RJ45 IP 20 CAT.5 (ISO/IEC 11801) / CAT.5E (TIA T568-B) PVC 9 M | 10
395 | 1512570025 | PRE-ASSEMBLED CABLE PAC CABLE LIYY 5.4 ± 1 MM | 13
396 | 2668190000 | POWER MODULE | 63
397 | 1512530025 | PRE-ASSEMBLED CABLE PAC CABLE LIYY 5.4 ± 1 MM | 13
398 | 1481690500 | PRE-ASSEMBLED CABLE PAC CABLE LIYCY 0.25 MM² | 2
399 | 1512190070 | PRE-ASSEMBLED CABLE PAC CABLE LIYY 5.4 ± 1 MM | 13
400 | 1512190040 | PRE-ASSEMBLED CABLE PAC CABLE LIYY 5.4 ± 1 MM | 13
401 | 2668370000 | MALE | 185
402 | 1462170015 | PRE-ASSEMBLED CABLE PAC CABLE LIYCY 0.25 MM² | 2
403 | 1466230015 | PRE-ASSEMBLED CABLE PAC CABLE LIYY 0.25 MM² | 2
404 | 1512590030 | PRE-ASSEMBLED CABLE PAC CABLE LIYY 5.4 ± 1 MM | 13
405 | 1512010050 | PRE-ASSEMBLED CABLE PAC CABLE LIYY 5.4 ± 1 MM | 13
406 | 2667420000 | PRINTED CIRCUIT BOARD TERMINALS 7.50 MM N OF POLES: 2 90° SOLDER PIN LENGTH (L): 3.5 MM ORANGE PUSH IN WITHOUT ACTUATOR CLAMPING RANGE MAX. : 2.5 MM² BOX | 41
407 | 2667430000 | PRINTED CIRCUIT BOARD TERMINALS 7.50 MM N OF POLES: 3 90° SOLDER PIN LENGTH (L): 3.5 MM ORANGE PUSH IN WITHOUT ACTUATOR CLAMPING RANGE MAX. : 2.5 MM² BOX | 41
408 | 2667460000 | PRINTED CIRCUIT BOARD TERMINALS 7.50 MM N OF POLES: 6 90° SOLDER PIN LENGTH (L): 3.5 MM ORANGE PUSH IN WITHOUT ACTUATOR CLAMPING RANGE MAX. : 2.5 MM² BOX | 41
409 | 2667470000 | PRINTED CIRCUIT BOARD TERMINALS 7.50 MM N OF POLES: 7 90° SOLDER PIN LENGTH (L): 3.5 MM ORANGE PUSH IN WITHOUT ACTUATOR CLAMPING RANGE MAX. : 2.5 MM² BOX | 41
410 | 2667480000 | PRINTED CIRCUIT BOARD TERMINALS 7.50 MM N OF POLES: 8 90° SOLDER PIN LENGTH (L): 3.5 MM ORANGE PUSH IN WITHOUT ACTUATOR CLAMPING RANGE MAX. : 2.5 MM² BOX | 41
411 | 2667490000 | PRINTED CIRCUIT BOARD TERMINALS 7.50 MM N OF POLES: 9 90° SOLDER PIN LENGTH (L): 3.5 MM ORANGE PUSH IN WITHOUT ACTUATOR CLAMPING RANGE MAX. : 2.5 MM² BOX | 41
412 | 2667500000 | PRINTED CIRCUIT BOARD TERMINALS 7.50 MM N OF POLES: 10 90° SOLDER PIN LENGTH (L): 3.5 MM ORANGE PUSH IN WITHOUT ACTUATOR CLAMPING RANGE MAX. : 2.5 MM² BOX | 41
413 | 2667510000 | PRINTED CIRCUIT BOARD TERMINALS 7.50 MM N OF POLES: 11 90° SOLDER PIN LENGTH (L): 3.5 MM ORANGE PUSH IN WITHOUT ACTUATOR CLAMPING RANGE MAX. : 2.5 MM² BOX | 1
414 | 2667520000 | PRINTED CIRCUIT BOARD TERMINALS 7.50 MM N OF POLES: 12 90° SOLDER PIN LENGTH (L): 3.5 MM ORANGE PUSH IN WITHOUT ACTUATOR CLAMPING RANGE MAX. : 2.5 MM² BOX | 41
415 | 2667830000 | PRINTED CIRCUIT BOARD TERMINALS 7.50 MM N OF POLES: 4 90° SOLDER PIN LENGTH (L): 3.5 MM TINNED ORANGE PUSH IN WITH ACTUATOR CLAMPING RANGE MAX. : 2.5 MM² BOX | 41
416 | 2667840000 | PRINTED CIRCUIT BOARD TERMINALS 7.50 MM N OF POLES: 5 90° SOLDER PIN LENGTH (L): 3.5 MM TINNED ORANGE PUSH IN WITH ACTUATOR CLAMPING RANGE MAX. : 2.5 MM² BOX | 41
417 | 2667850000 | PRINTED CIRCUIT BOARD TERMINALS 7.50 MM N OF POLES: 6 90° SOLDER PIN LENGTH (L): 3.5 MM TINNED ORANGE PUSH IN WITH ACTUATOR CLAMPING RANGE MAX. : 2.5 MM² BOX | 41
418 | 2667870000 | PRINTED CIRCUIT BOARD TERMINALS 7.50 MM N OF POLES: 8 90° SOLDER PIN LENGTH (L): 3.5 MM TINNED ORANGE PUSH IN WITH ACTUATOR CLAMPING RANGE MAX. : 2.5 MM² BOX | 41
419 | 2667910000 | PRINTED CIRCUIT BOARD TERMINALS 7.50 MM N OF POLES: 2 90° SOLDER PIN LENGTH (L): 3.5 MM TINNED ORANGE PUSH IN WITH ACTUATOR CLAMPING RANGE MAX. : 2.5 MM² BOX | 41
420 | 2667920000 | PRINTED CIRCUIT BOARD TERMINALS 7.50 MM N OF POLES: 3 90° SOLDER PIN LENGTH (L): 3.5 MM TINNED ORANGE PUSH IN WITH ACTUATOR CLAMPING RANGE MAX. : 2.5 MM² BOX | 41
421 | 2668150000 | PRINTED CIRCUIT BOARD TERMINALS 7.50 MM N OF POLES: 12 90° SOLDER PIN LENGTH (L): 3.5 MM TINNED ORANGE PUSH IN WITH ACTUATOR CLAMPING RANGE MAX. : 2.5 MM² BOX | 41
422 | 2668140000 | PRINTED CIRCUIT BOARD TERMINALS 7.50 MM N OF POLES: 11 90° SOLDER PIN LENGTH (L): 3.5 MM TINNED ORANGE PUSH IN WITH ACTUATOR CLAMPING RANGE MAX. : 2.5 MM² BOX | 1
423 | 1481690200 | PRE-ASSEMBLED CABLE PAC CABLE LIYCY 0.25 MM² | 2
424 | 2663340000 | FEED-THROUGH TERMINAL PUSH IN 50 MM² 1000 V 150 A | 12
425 | 2663350000 | FEED-THROUGH TERMINAL PUSH IN 50 MM² 1000 V 150 A | 12
426 | 2663260000 | FEED-THROUGH TERMINAL PUSH IN 50 MM² 1000 V 150 A | 12
427 | 2663330000 | FEED-THROUGH TERMINAL PUSH IN 50 MM² 1000 V 150 A DARK | 12
428 | 2663280000 | PE TERMINAL PUSH IN 50 MM² GREEN/ | 75
429 | 2663300000 | FEED-THROUGH TERMINAL PUSH IN 50 MM² 1000 V 150 A DARK | 12
430 | 2663370000 | FEED-THROUGH TERMINAL PUSH IN 50 MM² 1000 V 150 A DARK | 12
431 | 2663310000 | FEED-THROUGH TERMINAL PUSH IN 50 MM² 1000 V 150 A DARK | 12
432 | 2663290000 | FEED-THROUGH TERMINAL PUSH IN 50 MM² 1000 V 150 A DARK | 12
433 | 2663380000 | FEED-THROUGH TERMINAL PUSH IN 50 MM² 1000 V 150 A DARK | 12
434 | 2663360000 | FEED-THROUGH TERMINAL PUSH IN 50 MM² 1000 V 150 A DARK | 12
435 | 2663390000 | FEED-THROUGH TERMINAL PUSH IN 50 MM² 1000 V 150 A DARK | 12
436 | 2663320000 | FEED-THROUGH TERMINAL PUSH IN 50 MM² 1000 V 150 A DARK | 12
437 | 2666930000 | HDC INSERT 500 V 16 A N OF POLES: 10 SNAP IN SIZE: | 78
438 | 2666940000 | HDC INSERT 500 V 16 A N OF POLES: 10 SNAP IN SIZE: | 78
439 | 2666950000 | HDC INSERT 500 V 16 A N OF POLES: 16 SNAP IN SIZE: | 78
440 | 2666970000 | HDC INSERT 500 V 16 A N OF POLES: 16 SNAP IN SIZE: | 78
441 | 2666990000 | HDC INSERT FEMALE 500 V 16 A N OF POLES: 24 SNAP IN SIZE: 12 8 | 78
442 | 2667010000 | HDC INSERT 500 V 16 A N OF POLES: 24 SNAP IN SIZE: 8 | 78
443 | 2666920000 | HDC INSERT FEMALE 500 V 24 A N OF POLES: 6 SNAP IN SIZE: 3 | 78
444 | 1512640030 | PRE-ASSEMBLED CABLE PAC CABLE LIYY 5.4 ± 1 MM | 13
445 | 1481740060 | PRE-ASSEMBLED CABLE PAC CABLE LIYCY 0.25 MM² | 2
446 | 1512640040 | PRE-ASSEMBLED CABLE PAC CABLE LIYY 5.4 ± 1 MM | 13
447 | 1522100025 | SYSTEM CABLE RJ45 IP 20 RJ45 IP 20 CAT.5 (ISO/IEC 11801) / CAT.5E (TIA T568-B) PVC 2.5 M | 10
448 | 1522100060 | SYSTEM CABLE RJ45 IP 20 RJ45 IP 20 CAT.5 (ISO/IEC 11801) / CAT.5E (TIA T568-B) PVC 6 M | 10
449 | 1522100040 | SYSTEM CABLE RJ45 IP 20 RJ45 IP 20 CAT.5 (ISO/IEC 11801) / CAT.5E (TIA T568-B) PVC 4 M | 10
450 | 1522100075 | SYSTEM CABLE RJ45 IP 20 RJ45 IP 20 CAT.5 (ISO/IEC 11801) / CAT.5E (TIA T568-B) PVC 7.5 M | 10
451 | 2781950000 | SYSTEM CABLE 980 ΜM POLYETHYLENE | 784
452 | 2749950000 | SCREWDRIVER BLADE LENGTH: 100 MM | 118
453 | 2749940000 | SCREWDRIVER BLADE LENGTH: 80 MM | 118
454 | 2789920000 | UPS CONTROL UNIT | 276
455 | 2789890000 | BATTERY | 315
456 | 2789900000 | UPS CONTROL UNIT | 276
457 | 2789930000 | UPS CONTROL UNIT | 276
458 | 2782980000 | HEAVY-DUTY CONNECTORS ACCESSORIES GRIP PANEL | 187
459 | 2782940000 | HEAVY-DUTY CONNECTORS ACCESSORIES GRIP PANEL | 187
460 | 1481710150 | PRE-ASSEMBLED CABLE PAC CABLE LIYCY 0.34 MM² | 2
461 | 2797340000 | PCB PLUG-IN CONNECTOR MALE HEADER FLANGE THT SOLDER CONNECTION 3.50 MM N OF POLES: 16 180° SOLDER PIN LENGTH (L): 3.5 MM TINNED ORANGE BOX | 0
462 | 2671900015 | SYSTEM CABLE M12 D-CODE ? IP 67 ANGLED PIN OPEN CAT.5 (ISO/IEC 11801) / CAT.5E (TIA T568-B) POLYOLEFINE 1.5 M | 8
463 | 2671900100 | SYSTEM CABLE M12 D-CODE ? IP 67 ANGLED PIN OPEN CAT.5 (ISO/IEC 11801) / CAT.5E (TIA T568-B) POLYOLEFINE 10 M | 8
464 | 2671900050 | SYSTEM CABLE M12 D-CODE ? IP 67 ANGLED PIN OPEN CAT.5 (ISO/IEC 11801) / CAT.5E (TIA T568-B) POLYOLEFINE 5 M | 8
465 | 2671900030 | SYSTEM CABLE M12 D-CODE ? IP 67 ANGLED PIN OPEN CAT.5 (ISO/IEC 11801) / CAT.5E (TIA T568-B) POLYOLEFINE 3 M | 8
466 | 2672350030 | SYSTEM CABLE M12 D-CODE ? IP 67 STRAIGHT PIN M12 D-CODE ? IP 67 STRAIGHT SOCKET CAT.5 (ISO/IEC 11801) / CAT.5E (TIA T568-B) POLYOLEFINE 3 M | 8
467 | 2672350015 | SYSTEM CABLE M12 D-CODE ? IP 67 STRAIGHT PIN M12 D-CODE ? IP 67 STRAIGHT SOCKET CAT.5 (ISO/IEC 11801) / CAT.5E (TIA T568-B) POLYOLEFINE 1.5 M | 8
468 | 2672350100 | SYSTEM CABLE M12 D-CODE ? IP 67 STRAIGHT PIN M12 D-CODE ? IP 67 STRAIGHT SOCKET CAT.5 (ISO/IEC 11801) / CAT.5E (TIA T568-B) POLYOLEFINE 10 M | 8
469 | 2672340100 | SYSTEM CABLE M12 D-CODE ? IP 67 ANGLED PIN M12 D-CODE ? IP 67 ANGLED PIN CAT.5 (ISO/IEC 11801) / CAT.5E (TIA T568-B) POLYOLEFINE 10 M | 8
470 | 2672340050 | SYSTEM CABLE M12 D-CODE ? IP 67 ANGLED PIN M12 D-CODE ? IP 67 ANGLED PIN CAT.5 (ISO/IEC 11801) / CAT.5E (TIA T568-B) POLYOLEFINE 5 M | 8
471 | 2672340030 | SYSTEM CABLE M12 D-CODE ? IP 67 ANGLED PIN M12 D-CODE ? IP 67 ANGLED PIN CAT.5 (ISO/IEC 11801) / CAT.5E (TIA T568-B) POLYOLEFINE 3 M | 8
472 | 2672340015 | SYSTEM CABLE M12 D-CODE ? IP 67 ANGLED PIN M12 D-CODE ? IP 67 ANGLED PIN CAT.5 (ISO/IEC 11801) / CAT.5E (TIA T568-B) POLYOLEFINE 1.5 M | 8
473 | 2672330015 | SYSTEM CABLE M12 D-CODE ? IP 67 STRAIGHT PIN M12 D-CODE ? IP 67 ANGLED PIN CAT.5 (ISO/IEC 11801) / CAT.5E (TIA T568-B) POLYOLEFINE 1.5 M | 8
474 | 2672330050 | SYSTEM CABLE M12 D-CODE ? IP 67 STRAIGHT PIN M12 D-CODE ? IP 67 ANGLED PIN CAT.5 (ISO/IEC 11801) / CAT.5E (TIA T568-B) POLYOLEFINE 5 M | 8
475 | 2672330030 | SYSTEM CABLE M12 D-CODE ? IP 67 STRAIGHT PIN M12 D-CODE ? IP 67 ANGLED PIN CAT.5 (ISO/IEC 11801) / CAT.5E (TIA T568-B) POLYOLEFINE 3 M | 8
476 | 2672330100 | SYSTEM CABLE M12 D-CODE ? IP 67 STRAIGHT PIN M12 D-CODE ? IP 67 ANGLED PIN CAT.5 (ISO/IEC 11801) / CAT.5E (TIA T568-B) POLYOLEFINE 10 M | 8
477 | 2672320015 | SYSTEM CABLE M12 D-CODE ? IP 67 STRAIGHT PIN M12 D-CODE ? IP 67 STRAIGHT PIN CAT.5 (ISO/IEC 11801) / CAT.5E (TIA T568-B) POLYOLEFINE 1.5 M | 8
478 | 2672320030 | SYSTEM CABLE M12 D-CODE ? IP 67 STRAIGHT PIN M12 D-CODE ? IP 67 STRAIGHT PIN CAT.5 (ISO/IEC 11801) / CAT.5E (TIA T568-B) POLYOLEFINE 3 M | 8
479 | 2671890030 | SYSTEM CABLE M12 D-CODE ? IP 67 STRAIGHT PIN OPEN CAT.5 (ISO/IEC 11801) / CAT.5E (TIA T568-B) POLYOLEFINE 3 M | 8
480 | 2671890015 | SYSTEM CABLE M12 D-CODE ? IP 67 STRAIGHT PIN OPEN CAT.5 (ISO/IEC 11801) / CAT.5E (TIA T568-B) POLYOLEFINE 1.5 M | 8
481 | 2770570000 | PHOTOVOLTAICS PCB COMBINER BOX 1000 V 1 MPPT 3 INPUTS / 3 OUTPUTS PER MPPT WITH FUSE HOLDER SURGE PROTECTION I / II | 30
482 | 2814780000 | HEAVY-DUTY CONNECTORS ACCESSORIES CABLE GLANDS NICKEL-PLATED | 239
483 | 2663070000 | TERMSERIES SOLID-STATE RELAY 1 NO CONTACT (BIPOLAR TRANSISTOR) RATED CONTROL VOLTAGE: 24?230 V UC ±10 % RATED SWITCHING VOLTAGE: 3... 48 V DC CONTINUOUS CURRENT: 100 MA PUSH IN | 3
484 | 2663080000 | TERMSERIES SOLID-STATE RELAY 1 NO CONTACT (MOS-FET) RATED CONTROL VOLTAGE: 24?230 V UC ±10 % RATED SWITCHING VOLTAGE: 3...33 V DC CONTINUOUS CURRENT: 2 A PUSH IN | 3
485 | 2663100000 | TERMSERIES SOLID-STATE RELAY 1 NO CONTACT (MOS-FET) RATED CONTROL VOLTAGE: 24?230 V UC ±10 % RATED SWITCHING VOLTAGE: 3...33 V DC CONTINUOUS CURRENT: 3.5 A PUSH IN | 3
486 | 2663110000 | TERMSERIES RELAY SOCKET 1 CO CONTACT () RATED CONTROL VOLTAGE: 24?230 V UC ±10 % RATED SWITCHING VOLTAGE: 250 V AC CONTINUOUS CURRENT: 16 A PUSH IN | 3
487 | 2663090000 | TERMSERIES SOLID-STATE RELAY 1 NO CONTACT (TRIAC (ZERO-CROSS SWITCH)) RATED CONTROL VOLTAGE: 24?230 V UC ±10 % RATED SWITCHING VOLTAGE: 24...240 V AC CONTINUOUS CURRENT: 1 A PUSH IN | 3
488 | 2662920000 | TERMSERIES SOLID-STATE RELAY 1 NO CONTACT (MOS-FET) RATED CONTROL VOLTAGE: 24?230 V UC ±10 % RATED SWITCHING VOLTAGE: 3...33 V DC CONTINUOUS CURRENT: 2 A SCREW CONNECTION | 3
489 | 2662930000 | TERMSERIES SOLID-STATE RELAY 1 NO CONTACT (TRIAC (ZERO-CROSS SWITCH)) RATED CONTROL VOLTAGE: 24?230 V UC ±10 % RATED SWITCHING VOLTAGE: 24...240 V AC CONTINUOUS CURRENT: 1 A SCREW CONNECTION | 3
490 | 2662940000 | TERMSERIES SOLID-STATE RELAY 1 NO CONTACT (MOS-FET) RATED CONTROL VOLTAGE: 24?230 V UC ±10 % RATED SWITCHING VOLTAGE: 3...33 V DC CONTINUOUS CURRENT: 3.5 A SCREW CONNECTION | 3
491 | 2662910000 | TERMSERIES SOLID-STATE RELAY 1 NO CONTACT (BIPOLAR TRANSISTOR) RATED CONTROL VOLTAGE: 24?230 V UC ±10 % RATED SWITCHING VOLTAGE: 3... 48 V DC CONTINUOUS CURRENT: 100 MA SCREW CONNECTION | 3
492 | 2662990000 | TERMSERIES SOLID-STATE RELAY 1 NO CONTACT (MOS-FET) RATED CONTROL VOLTAGE: 24?230 V UC ±10 % RATED SWITCHING VOLTAGE: 3...33 V DC CONTINUOUS CURRENT: 5 A SCREW CONNECTION | 3
493 | 2667180000 | DATA MODULE | 206
494 | 2667190000 | DATA MODULE | 206
495 | 2779360000 | CABLE ENTRY PLATE CABTITE (CABLE ENTRY SYSTEM) TPE GREY HEIGHT: 58 MM WIDTH: 149.6 MM DEPTH: 20.2 MM -40 °C?90 °C IP66 | 25
496 | 2779320000 | CABLE ENTRY PLATE CABTITE (CABLE ENTRY SYSTEM) TPE GREY HEIGHT: 58 MM WIDTH: 149.6 MM DEPTH: 29.2 MM -40 °C?90 °C IP66 | 25
497 | 2779330000 | CABLE ENTRY PLATE CABTITE (CABLE ENTRY SYSTEM) TPE GREY HEIGHT: 58 MM WIDTH: 149.6 MM DEPTH: 21.2 MM -40 °C?90 °C IP66 | 25
498 | 2779350000 | CABLE ENTRY PLATE CABTITE (CABLE ENTRY SYSTEM) TPE GREY HEIGHT: 58 MM WIDTH: 149.6 MM DEPTH: 20.2 MM -40 °C?90 °C IP66 | 25
499 | 2779340000 | CABLE ENTRY PLATE CABTITE (CABLE ENTRY SYSTEM) TPE GREY HEIGHT: 58 MM WIDTH: 149.6 MM DEPTH: 29.2 MM -40 °C?90 °C IP66 | 25
500 | 2779370000 | CABLE ENTRY PLATE CABTITE (CABLE ENTRY SYSTEM) TPE GREY HEIGHT: 58 MM WIDTH: 149.6 MM DEPTH: 20.2 MM -40 °C?90 °C IP66 | 25
501 | 2779310000 | CABLE ENTRY PLATE CABTITE (CABLE ENTRY SYSTEM) TPE GREY HEIGHT: 58 MM WIDTH: 149.6 MM DEPTH: 29.2 MM -40 °C?90 °C IP66 | 25
502 | 2779380000 | CABLE ENTRY PLATE CABTITE (CABLE ENTRY SYSTEM) TPE GREY HEIGHT: 58 MM WIDTH: 149.6 MM DEPTH: 17.3 MM -40 °C?90 °C IP66 | 25
503 | 1466240005 | PRE-ASSEMBLED CABLE PAC CABLE LIYCY 0.25 MM² | 2
504 | 2816250000 | DEKAFIX TERMINAL MARKER 5 X 5 MM WEIDMUELLER | 166
505 | 2816240000 | DEKAFIX TERMINAL MARKER 5 X 8.1 MM WEIDMUELLER | 166
506 | 2797190000 | AUTOMATIC MACHINES CUTTING MACHINE | 409
507 | 2797200000 | AUTOMATIC MACHINES CUTTING MACHINE | 409
508 | 2795590000 | SURGE VOLTAGE ARRESTER LOW VOLTAGE ACCESSORIES SPARE ARRESTER | 139
509 | 2795570000 | SURGE VOLTAGE ARRESTER LOW VOLTAGE | 256
510 | 2811930000 | SURGE VOLTAGE ARRESTER LOW VOLTAGE WITH REMOTE CONTACT SINGLE-PHASE | 11
511 | 2795580000 | SURGE VOLTAGE ARRESTER LOW VOLTAGE WITH REMOTE CONTACT | 11
512 | 2816690000 | ANALOGUE SIGNAL CONVERTER 24 V DC POWER SUPPLY INPUT : I/U UNIVERSAL OUTPUT : I/U UNIVERSAL | 204
513 | 2796950100 | SYSTEM CABLE M12 L-CODE ? IP 67 STRAIGHT PIN PUSHPULL POWER PUR 10 M | 173
514 | 2796950050 | SYSTEM CABLE M12 L-CODE ? IP 67 STRAIGHT PIN PUSHPULL POWER PUR 5 M | 173
515 | 2796950030 | SYSTEM CABLE M12 L-CODE ? IP 67 STRAIGHT PIN PUSHPULL POWER PUR 3 M | 173
516 | 2796950015 | SYSTEM CABLE M12 L-CODE ? IP 67 STRAIGHT PIN PUSHPULL POWER PUR 1.5 M | 173
517 | 2569000000 | POWER SUPPLY SWITCH-MODE POWER SUPPLY UNIT 12 V | 34
518 | 2585370005 | DRAGLINE CABLE PROFINET RJ45 IP 20 OPEN CAT.5 (ISO/IEC 11801) / CAT.5E (TIA T568-B) PUR 0.5 M | 8
519 | 2585370010 | DRAGLINE CABLE PROFINET RJ45 IP 20 OPEN CAT.5 (ISO/IEC 11801) / CAT.5E (TIA T568-B) PUR 1 M | 8
520 | 2585370015 | DRAGLINE CABLE PROFINET RJ45 IP 20 OPEN CAT.5 (ISO/IEC 11801) / CAT.5E (TIA T568-B) PUR 1.5 M | 8
521 | 2585370030 | DRAGLINE CABLE PROFINET RJ45 IP 20 OPEN CAT.5 (ISO/IEC 11801) / CAT.5E (TIA T568-B) PUR 3 M | 8
522 | 2585370050 | DRAGLINE CABLE PROFINET RJ45 IP 20 OPEN CAT.5 (ISO/IEC 11801) / CAT.5E (TIA T568-B) PUR 5 M | 8
523 | 2585370100 | DRAGLINE CABLE PROFINET RJ45 IP 20 OPEN CAT.5 (ISO/IEC 11801) / CAT.5E (TIA T568-B) PUR 10 M | 8
524 | 2485600200 | SYSTEM CABLE RJ45 IP 20 M12 X-TYPE IP67 MALE ANGLED 0° CAT.6A / CLASS EA (ISO/IEC 11801 2010) PUR 20 M | 17
525 | 2485600150 | SYSTEM CABLE RJ45 IP 20 M12 X-TYPE IP67 MALE ANGLED 0° CAT.6A / CLASS EA (ISO/IEC 11801 2010) PUR 15 M | 17
526 | 2485600250 | SYSTEM CABLE RJ45 IP 20 M12 X-TYPE IP67 MALE ANGLED 0° CAT.6A / CLASS EA (ISO/IEC 11801 2010) PUR 25 M | 17
527 | 2485600300 | SYSTEM CABLE RJ45 IP 20 M12 X-TYPE IP67 MALE ANGLED 0° CAT.6A / CLASS EA (ISO/IEC 11801 2010) PUR 30 M | 17
528 | 2592680000 | LOCATOR FOR CRIMPING TOOL | 610
529 | 2559320000 | HDC ENCLOSURES SIZE: 3 PROTECTION DEGREE: IP65 (IN PLUGGED CONDITION) BULKHEAD HOUSING END-LOCKING CLAMP LOWER SIDE SDARD | 4
530 | 2564440000 | PCB PLUG-IN CONNECTOR RJ45 JACKS TRANSFORMER 1000 MBPS THT/THR SOLDER CONNECTION 90° LATCH OPTION: BOTTOM SHIELD TABS: 6 TABS 30...80 Μ" NI / ? 30 Μ" AU LED: NO N OF POLES: 10 TAPE | 41
531 | 2564450000 | PCB PLUG-IN CONNECTOR RJ45 JACKS TRANSFORMER 10/100 MBIT/S SMD SOLDER CONNECTION 90° SHIELD TABS: 6 TABS 30...80 Μ" NI / ? 30 Μ" AU LED: NO N OF POLES: 8 TAPE | 41
532 | 2564410000 | PCB PLUG-IN CONNECTOR RJ45 JACKS TRANSFORMER 10/100 MBIT/S THT/THR SOLDER CONNECTION 90° LATCH OPTION: BOTTOM SHIELD TABS: 6 TABS 30...80 Μ" NI / ? 30 Μ" AU LED: YES GREEN N OF POLES: 8 TAPE | 41
533 | 2564420000 | PCB PLUG-IN CONNECTOR RJ45 JACKS TRANSFORMER 1000 MBPS THT SOLDER CONNECTION 90° LATCH OPTION: BOTTOM SHIELD TABS: 6 TABS 30...80 Μ" NI / ? 30 Μ" AU LED: NO N OF POLES: 10 TRAY (MANUAL ASSEMBLY) | 41
534 | 2564430000 | PCB PLUG-IN CONNECTOR RJ45 JACKS TRANSFORMER 10/100 MBIT/S THT/THR SOLDER CONNECTION 90° LATCH OPTION: BOTTOM SHIELD TABS: 6 TABS 30...80 Μ" NI / ? 30 Μ" AU LED: NO N OF POLES: 8 TAPE | 41
535 | 2473420000 | PRINTED CIRCUIT BOARD TERMINALS 7.50 MM N OF POLES: 1 90° SOLDER PIN LENGTH (L): 5 MM TINNED PUSH IN WITHOUT ACTUATOR CLAMPING RANGE MAX. : 6 MM² BOX | 41
536 | 2559470000 | PCB PLUG-IN CONNECTOR MALE HEADER FLANGE THT SOLDER CONNECTION 3.50 MM N OF POLES: 40 90° SOLDER PIN LENGTH (L): 3.5 MM TINNED BOX | 0
537 | 2559460000 | PCB PLUG-IN CONNECTOR MALE HEADER FLANGE THT SOLDER CONNECTION 3.50 MM N OF POLES: 38 90° SOLDER PIN LENGTH (L): 3.5 MM TINNED BOX | 0
538 | 2499750000 | PCB PLUG-IN CONNECTOR MALE HEADER MIDDLE FLANGE THT/THR SOLDER CONNECTION 7.62 MM N OF POLES: 4 90° SOLDER PIN LENGTH (L): 2.6 MM TINNED BOX | 0
539 | 2499800000 | PCB PLUG-IN CONNECTOR MALE HEADER MIDDLE SCREW FLANGE THT/THR SOLDER CONNECTION 7.62 MM N OF POLES: 2 90° SOLDER PIN LENGTH (L): 2.6 MM TINNED BOX | 0
540 | 2499870000 | PCB PLUG-IN CONNECTOR MALE HEADER MIDDLE SCREW FLANGE THT/THR SOLDER CONNECTION 7.62 MM N OF POLES: 5 90° SOLDER PIN LENGTH (L): 2.6 MM TINNED BOX | 0
541 | 2500360000 | PCB PLUG-IN CONNECTOR MALE HEADER MIDDLE SCREW FLANGE THT/THR SOLDER CONNECTION 7.62 MM N OF POLES: 4 270° SOLDER PIN LENGTH (L): 2.6 MM TINNED BOX | 0
542 | 2500400000 | PCB PLUG-IN CONNECTOR MALE HEADER MIDDLE SCREW FLANGE THT/THR SOLDER CONNECTION 7.62 MM N OF POLES: 5 270° SOLDER PIN LENGTH (L): 2.6 MM TINNED BOX | 0
543 | 2500370000 | PCB PLUG-IN CONNECTOR MALE HEADER MIDDLE SCREW FLANGE THT/THR SOLDER CONNECTION 7.62 MM N OF POLES: 5 270° SOLDER PIN LENGTH (L): 2.6 MM TINNED BOX | 0
544 | 2500340000 | PCB PLUG-IN CONNECTOR MALE HEADER MIDDLE SCREW FLANGE THT/THR SOLDER CONNECTION 7.62 MM N OF POLES: 4 270° SOLDER PIN LENGTH (L): 2.6 MM TINNED BOX | 0
545 | 2500310000 | PCB PLUG-IN CONNECTOR MALE HEADER MIDDLE SCREW FLANGE THT/THR SOLDER CONNECTION 7.62 MM N OF POLES: 2 270° SOLDER PIN LENGTH (L): 2.6 MM TINNED BOX | 0
546 | 2500300000 | PCB PLUG-IN CONNECTOR MALE HEADER MIDDLE FLANGE THT/THR SOLDER CONNECTION 7.62 MM N OF POLES: 5 270° SOLDER PIN LENGTH (L): 2.6 MM TINNED BOX | 0
547 | 2500330000 | PCB PLUG-IN CONNECTOR MALE HEADER MIDDLE SCREW FLANGE THT/THR SOLDER CONNECTION 7.62 MM N OF POLES: 3 270° SOLDER PIN LENGTH (L): 2.6 MM TINNED BOX | 0
548 | 2500320000 | PCB PLUG-IN CONNECTOR MALE HEADER MIDDLE SCREW FLANGE THT/THR SOLDER CONNECTION 7.62 MM N OF POLES: 3 270° SOLDER PIN LENGTH (L): 2.6 MM TINNED BOX | 0
549 | 2500230000 | PCB PLUG-IN CONNECTOR MALE HEADER MIDDLE FLANGE THT/THR SOLDER CONNECTION 7.62 MM N OF POLES: 3 270° SOLDER PIN LENGTH (L): 2.6 MM TINNED BOX | 0
550 | 2500240000 | PCB PLUG-IN CONNECTOR MALE HEADER MIDDLE FLANGE THT/THR SOLDER CONNECTION 7.62 MM N OF POLES: 4 270° SOLDER PIN LENGTH (L): 2.6 MM TINNED BOX | 0
551 | 2500290000 | PCB PLUG-IN CONNECTOR MALE HEADER MIDDLE FLANGE THT/THR SOLDER CONNECTION 7.62 MM N OF POLES: 5 270° SOLDER PIN LENGTH (L): 2.6 MM TINNED BOX | 0
552 | 2500250000 | PCB PLUG-IN CONNECTOR MALE HEADER MIDDLE FLANGE THT/THR SOLDER CONNECTION 7.62 MM N OF POLES: 4 270° SOLDER PIN LENGTH (L): 2.6 MM TINNED BOX | 0
553 | 2500280000 | PCB PLUG-IN CONNECTOR MALE HEADER MIDDLE FLANGE THT/THR SOLDER CONNECTION 7.62 MM N OF POLES: 5 270° SOLDER PIN LENGTH (L): 2.6 MM TINNED BOX | 0
554 | 2500270000 | PCB PLUG-IN CONNECTOR MALE HEADER MIDDLE FLANGE THT/THR SOLDER CONNECTION 7.62 MM N OF POLES: 5 270° SOLDER PIN LENGTH (L): 2.6 MM TINNED BOX | 0
555 | 2500220000 | PCB PLUG-IN CONNECTOR MALE HEADER MIDDLE FLANGE THT/THR SOLDER CONNECTION 7.62 MM N OF POLES: 3 270° SOLDER PIN LENGTH (L): 2.6 MM TINNED BOX | 0
556 | 2499770000 | PCB PLUG-IN CONNECTOR MALE HEADER MIDDLE FLANGE THT/THR SOLDER CONNECTION 7.62 MM N OF POLES: 5 90° SOLDER PIN LENGTH (L): 2.6 MM TINNED BOX | 0
557 | 2499790000 | PCB PLUG-IN CONNECTOR MALE HEADER MIDDLE FLANGE THT/THR SOLDER CONNECTION 7.62 MM N OF POLES: 5 90° SOLDER PIN LENGTH (L): 2.6 MM TINNED BOX | 0
558 | 2500180000 | PCB PLUG-IN CONNECTOR MALE HEADER MIDDLE FLANGE THT/THR SOLDER CONNECTION 7.62 MM N OF POLES: 2 270° SOLDER PIN LENGTH (L): 2.6 MM TINNED BOX | 0
559 | 2499760000 | PCB PLUG-IN CONNECTOR MALE HEADER MIDDLE FLANGE THT/THR SOLDER CONNECTION 7.62 MM N OF POLES: 5 90° SOLDER PIN LENGTH (L): 2.6 MM TINNED BOX | 0
560 | 2499740000 | PCB PLUG-IN CONNECTOR MALE HEADER MIDDLE FLANGE THT/THR SOLDER CONNECTION 7.62 MM N OF POLES: 4 90° SOLDER PIN LENGTH (L): 2.6 MM TINNED BOX | 0
561 | 2499730000 | PCB PLUG-IN CONNECTOR MALE HEADER MIDDLE FLANGE THT/THR SOLDER CONNECTION 7.62 MM N OF POLES: 3 90° SOLDER PIN LENGTH (L): 2.6 MM TINNED BOX | 0
562 | 2499530000 | PCB PLUG-IN CONNECTOR MALE HEADER MIDDLE FLANGE THT/THR SOLDER CONNECTION 7.62 MM N OF POLES: 2 90° SOLDER PIN LENGTH (L): 2.6 MM TINNED BOX | 0
563 | 2499720000 | PCB PLUG-IN CONNECTOR MALE HEADER MIDDLE FLANGE THT/THR SOLDER CONNECTION 7.62 MM N OF POLES: 3 90° SOLDER PIN LENGTH (L): 2.6 MM TINNED BOX | 0
564 | 2499810000 | PCB PLUG-IN CONNECTOR MALE HEADER MIDDLE SCREW FLANGE THT/THR SOLDER CONNECTION 7.62 MM N OF POLES: 3 90° SOLDER PIN LENGTH (L): 2.6 MM TINNED BOX | 0
565 | 2499820000 | PCB PLUG-IN CONNECTOR MALE HEADER MIDDLE SCREW FLANGE THT/THR SOLDER CONNECTION 7.62 MM N OF POLES: 3 90° SOLDER PIN LENGTH (L): 2.6 MM TINNED BOX | 0
566 | 2499830000 | PCB PLUG-IN CONNECTOR MALE HEADER MIDDLE SCREW FLANGE THT/THR SOLDER CONNECTION 7.62 MM N OF POLES: 4 90° SOLDER PIN LENGTH (L): 2.6 MM TINNED BOX | 0
567 | 2499850000 | PCB PLUG-IN CONNECTOR MALE HEADER MIDDLE SCREW FLANGE THT/THR SOLDER CONNECTION 7.62 MM N OF POLES: 4 90° SOLDER PIN LENGTH (L): 2.6 MM TINNED BOX | 0
568 | 2499860000 | PCB PLUG-IN CONNECTOR MALE HEADER MIDDLE SCREW FLANGE THT/THR SOLDER CONNECTION 7.62 MM N OF POLES: 5 90° SOLDER PIN LENGTH (L): 2.6 MM TINNED BOX | 0
569 | 2499890000 | PCB PLUG-IN CONNECTOR MALE HEADER MIDDLE SCREW FLANGE THT/THR SOLDER CONNECTION 7.62 MM N OF POLES: 5 90° SOLDER PIN LENGTH (L): 2.6 MM TINNED BOX | 0
570 | 2499880000 | PCB PLUG-IN CONNECTOR MALE HEADER MIDDLE SCREW FLANGE THT/THR SOLDER CONNECTION 7.62 MM N OF POLES: 5 90° SOLDER PIN LENGTH (L): 2.6 MM TINNED BOX | 0
571 | 2499360000 | PCB PLUG-IN CONNECTOR MALE HEADER CLOSED SIDE THT/THR SOLDER CONNECTION 7.62 MM N OF POLES: 5 270° SOLDER PIN LENGTH (L): 2.6 MM TINNED BOX | 0
572 | 2499330000 | PCB PLUG-IN CONNECTOR MALE HEADER CLOSED SIDE THT/THR SOLDER CONNECTION 7.62 MM N OF POLES: 2 270° SOLDER PIN LENGTH (L): 2.6 MM TINNED BOX | 0
573 | 2499350000 | PCB PLUG-IN CONNECTOR MALE HEADER CLOSED SIDE THT/THR SOLDER CONNECTION 7.62 MM N OF POLES: 4 270° SOLDER PIN LENGTH (L): 2.6 MM TINNED BOX | 0
574 | 2499590000 | PCB PLUG-IN CONNECTOR MALE HEADER FLANGE THT/THR SOLDER CONNECTION 7.62 MM N OF POLES: 5 90° SOLDER PIN LENGTH (L): 2.6 MM TINNED BOX | 0
575 | 2499580000 | PCB PLUG-IN CONNECTOR MALE HEADER FLANGE THT/THR SOLDER CONNECTION 7.62 MM N OF POLES: 4 90° SOLDER PIN LENGTH (L): 2.6 MM TINNED BOX | 0
576 | 2499540000 | PCB PLUG-IN CONNECTOR MALE HEADER FLANGE THT/THR SOLDER CONNECTION 7.62 MM N OF POLES: 2 270° SOLDER PIN LENGTH (L): 2.6 MM TINNED BOX | 0
577 | 2499520000 | PCB PLUG-IN CONNECTOR MALE HEADER FLANGE THT/THR SOLDER CONNECTION 7.62 MM N OF POLES: 2 90° SOLDER PIN LENGTH (L): 2.6 MM TINNED BOX | 0
578 | 2499640000 | PCB PLUG-IN CONNECTOR MALE HEADER SOLDER FLANGE THT/THR SOLDER CONNECTION 7.62 MM N OF POLES: 2 90° SOLDER PIN LENGTH (L): 2.6 MM TINNED BOX | 0
579 | 2499570000 | PCB PLUG-IN CONNECTOR MALE HEADER FLANGE THT/THR SOLDER CONNECTION 7.62 MM N OF POLES: 3 90° SOLDER PIN LENGTH (L): 2.6 MM TINNED BOX | 0
580 | 2499650000 | PCB PLUG-IN CONNECTOR MALE HEADER SOLDER FLANGE THT/THR SOLDER CONNECTION 7.62 MM N OF POLES: 3 90° SOLDER PIN LENGTH (L): 2.6 MM TINNED BOX | 0
581 | 2499690000 | PCB PLUG-IN CONNECTOR MALE HEADER SOLDER SCREW FLANGE THT/THR SOLDER CONNECTION 7.62 MM N OF POLES: 3 90° SOLDER PIN LENGTH (L): 2.6 MM TINNED BOX | 0
582 | 2499680000 | PCB PLUG-IN CONNECTOR MALE HEADER SOLDER SCREW FLANGE THT/THR SOLDER CONNECTION 7.62 MM N OF POLES: 2 90° SOLDER PIN LENGTH (L): 2.6 MM TINNED BOX | 0
583 | 2499670000 | PCB PLUG-IN CONNECTOR MALE HEADER SOLDER FLANGE THT/THR SOLDER CONNECTION 7.62 MM N OF POLES: 5 90° SOLDER PIN LENGTH (L): 2.6 MM TINNED BOX | 0
584 | 2499930000 | PCB PLUG-IN CONNECTOR MALE HEADER FLANGE THT/THR SOLDER CONNECTION 7.62 MM N OF POLES: 5 270° SOLDER PIN LENGTH (L): 2.6 MM TINNED BOX | 0
585 | 2499710000 | PCB PLUG-IN CONNECTOR MALE HEADER SOLDER SCREW FLANGE THT/THR SOLDER CONNECTION 7.62 MM N OF POLES: 5 90° SOLDER PIN LENGTH (L): 2.6 MM TINNED BOX | 0
586 | 2499600000 | PCB PLUG-IN CONNECTOR MALE HEADER SCREW FLANGE THT/THR SOLDER CONNECTION 7.62 MM N OF POLES: 2 90° SOLDER PIN LENGTH (L): 2.6 MM TINNED BOX | 0
587 | 2499610000 | PCB PLUG-IN CONNECTOR MALE HEADER SCREW FLANGE THT/THR SOLDER CONNECTION 7.62 MM N OF POLES: 3 90° SOLDER PIN LENGTH (L): 2.6 MM TINNED BOX | 0
588 | 2499620000 | PCB PLUG-IN CONNECTOR MALE HEADER SCREW FLANGE THT/THR SOLDER CONNECTION 7.62 MM N OF POLES: 4 90° SOLDER PIN LENGTH (L): 2.6 MM TINNED BOX | 0
589 | 2499960000 | PCB PLUG-IN CONNECTOR MALE HEADER SCREW FLANGE THT/THR SOLDER CONNECTION 7.62 MM N OF POLES: 4 270° SOLDER PIN LENGTH (L): 2.6 MM TINNED BOX | 0
590 | 2499950000 | PCB PLUG-IN CONNECTOR MALE HEADER SCREW FLANGE THT/THR SOLDER CONNECTION 7.62 MM N OF POLES: 3 270° SOLDER PIN LENGTH (L): 2.6 MM TINNED BOX | 0
591 | 2499970000 | PCB PLUG-IN CONNECTOR MALE HEADER MIDDLE SCREW FLANGE THT/THR SOLDER CONNECTION 7.62 MM N OF POLES: 5 270° SOLDER PIN LENGTH (L): 2.6 MM TINNED BOX | 0
592 | 2499340000 | PCB PLUG-IN CONNECTOR MALE HEADER CLOSED SIDE THT/THR SOLDER CONNECTION 7.62 MM N OF POLES: 3 270° SOLDER PIN LENGTH (L): 2.6 MM TINNED BOX | 0
593 | 2560930000 | HDC ENCLOSURES SIZE: 6 PROTECTION DEGREE: IP65 (IN PLUGGED CONDITION) BASE HOUSING SIDE-LOCKING CLAMP ON LOWER SIDE SDARD SIZE OF CABLE ENTRIES: M 25 | 4
594 | 2559900000 | HDC ENCLOSURES SIZE: 6 PROTECTION DEGREE: IP65 (IN PLUGGED CONDITION) COUPLING HOUSING SIDE-LOCKING CLAMP ON LOWER SIDE HIGH SIZE OF CABLE ENTRIES: PG 29 | 4
595 | 2560950000 | HDC ENCLOSURES SIZE: 6 PROTECTION DEGREE: IP65 (IN PLUGGED CONDITION) BASE HOUSING SIDE-LOCKING CLAMP ON LOWER SIDE SDARD SIZE OF CABLE ENTRIES: PG 21 | 4
596 | 2560940000 | HDC ENCLOSURES SIZE: 6 PROTECTION DEGREE: IP65 (IN PLUGGED CONDITION) BASE HOUSING SIDE-LOCKING CLAMP ON LOWER SIDE SDARD SIZE OF CABLE ENTRIES: PG 21 | 4
597 | 2560970000 | HDC ENCLOSURES SIZE: 8 PROTECTION DEGREE: IP65 (IN PLUGGED CONDITION) BASE HOUSING SIDE-LOCKING CLAMP ON LOWER SIDE SDARD SIZE OF CABLE ENTRIES: M 25 | 4
598 | 2499630000 | PCB PLUG-IN CONNECTOR MALE HEADER SCREW FLANGE THT/THR SOLDER CONNECTION 7.62 MM N OF POLES: 5 90° SOLDER PIN LENGTH (L): 2.6 MM TINNED BOX | 0
599 | 2500390000 | PCB PLUG-IN CONNECTOR MALE HEADER MIDDLE SCREW FLANGE THT/THR SOLDER CONNECTION 7.62 MM N OF POLES: 5 270° SOLDER PIN LENGTH (L): 2.6 MM TINNED BOX | 0
600 | 2500350000 | PCB PLUG-IN CONNECTOR MALE HEADER MIDDLE SCREW FLANGE THT/THR SOLDER CONNECTION 7.62 MM N OF POLES: 4 270° SOLDER PIN LENGTH (L): 2.6 MM TINNED BOX | 0
601 | 2500380000 | PCB PLUG-IN CONNECTOR MALE HEADER MIDDLE SCREW FLANGE THT/THR SOLDER CONNECTION 7.62 MM N OF POLES: 5 270° SOLDER PIN LENGTH (L): 2.6 MM TINNED BOX | 0
602 | 2559480000 | PCB PLUG-IN CONNECTOR MALE HEADER FLANGE THT SOLDER CONNECTION 3.50 MM N OF POLES: 42 90° SOLDER PIN LENGTH (L): 3.5 MM TINNED BOX | 0
603 | 2559790000 | PCB PLUG-IN CONNECTOR MALE HEADER CLOSED SIDE THT SOLDER CONNECTION 3.50 MM N OF POLES: 44 90° SOLDER PIN LENGTH (L): 3.5 MM TINNED ORANGE BOX | 0
604 | 2559800000 | PCB PLUG-IN CONNECTOR MALE HEADER CLOSED SIDE THT SOLDER CONNECTION 3.50 MM N OF POLES: 38 90° SOLDER PIN LENGTH (L): 3.5 MM TINNED BOX | 0
605 | 2559490000 | PCB PLUG-IN CONNECTOR MALE HEADER FLANGE THT SOLDER CONNECTION 3.50 MM N OF POLES: 44 90° SOLDER PIN LENGTH (L): 3.5 MM TINNED BOX | 0
606 | 2559430000 | PCB PLUG-IN CONNECTOR MALE HEADER FLANGE THT SOLDER CONNECTION 3.50 MM N OF POLES: 42 90° SOLDER PIN LENGTH (L): 3.5 MM TINNED ORANGE BOX | 0
607 | 2559440000 | PCB PLUG-IN CONNECTOR MALE HEADER FLANGE THT SOLDER CONNECTION 3.50 MM N OF POLES: 44 90° SOLDER PIN LENGTH (L): 3.5 MM TINNED ORANGE BOX | 0
608 | 2559500000 | PCB PLUG-IN CONNECTOR MALE HEADER FLANGE THT SOLDER CONNECTION 3.50 MM N OF POLES: 46 90° SOLDER PIN LENGTH (L): 3.5 MM TINNED BOX | 0
609 | 2559770000 | PCB PLUG-IN CONNECTOR MALE HEADER CLOSED SIDE THT SOLDER CONNECTION 3.50 MM N OF POLES: 40 90° SOLDER PIN LENGTH (L): 3.5 MM TINNED ORANGE BOX | 0
610 | 2559810000 | PCB PLUG-IN CONNECTOR MALE HEADER CLOSED SIDE THT SOLDER CONNECTION 3.50 MM N OF POLES: 40 90° SOLDER PIN LENGTH (L): 3.5 MM TINNED BOX | 0
611 | 2559840000 | PCB PLUG-IN CONNECTOR MALE HEADER CLOSED SIDE THT SOLDER CONNECTION 3.50 MM N OF POLES: 46 90° SOLDER PIN LENGTH (L): 3.5 MM TINNED BOX | 0
612 | 2559780000 | PCB PLUG-IN CONNECTOR MALE HEADER CLOSED SIDE THT SOLDER CONNECTION 3.50 MM N OF POLES: 42 90° SOLDER PIN LENGTH (L): 3.5 MM TINNED ORANGE BOX | 0
613 | 2559450000 | PCB PLUG-IN CONNECTOR MALE HEADER FLANGE THT SOLDER CONNECTION 3.50 MM N OF POLES: 46 90° SOLDER PIN LENGTH (L): 3.5 MM TINNED ORANGE BOX | 0
614 | 2559850000 | PCB PLUG-IN CONNECTOR MALE HEADER CLOSED SIDE THT SOLDER CONNECTION 3.50 MM N OF POLES: 46 90° SOLDER PIN LENGTH (L): 3.5 MM TINNED ORANGE BOX | 0
615 | 2559820000 | PCB PLUG-IN CONNECTOR MALE HEADER CLOSED SIDE THT SOLDER CONNECTION 3.50 MM N OF POLES: 42 90° SOLDER PIN LENGTH (L): 3.5 MM TINNED BOX | 0
616 | 2559830000 | PCB PLUG-IN CONNECTOR MALE HEADER CLOSED SIDE THT SOLDER CONNECTION 3.50 MM N OF POLES: 44 90° SOLDER PIN LENGTH (L): 3.5 MM TINNED BOX | 0
617 | 7789891030 | PRE-ASSEMBLED CABLE PAC CABLE LIYCY 0.34 MM² | 2
618 | 2561050000 | HDC ENCLOSURES SIZE: 8 PROTECTION DEGREE: IP65 (IN PLUGGED CONDITION) BASE HOUSING SIDE-LOCKING CLAMP ON LOWER SIDE HIGH SIZE OF CABLE ENTRIES: M 32 | 4
619 | 2561040000 | HDC ENCLOSURES SIZE: 6 PROTECTION DEGREE: IP65 (IN PLUGGED CONDITION) BASE HOUSING SIDE-LOCKING CLAMP ON LOWER SIDE HIGH SIZE OF CABLE ENTRIES: PG 21 | 4
620 | 2561030000 | HDC ENCLOSURES SIZE: 6 PROTECTION DEGREE: IP65 (IN PLUGGED CONDITION) BASE HOUSING SIDE-LOCKING CLAMP ON LOWER SIDE HIGH SIZE OF CABLE ENTRIES: PG 21 | 4
621 | 2559890000 | HDC ENCLOSURES SIZE: 6 PROTECTION DEGREE: IP65 (IN PLUGGED CONDITION) COUPLING HOUSING SIDE-LOCKING CLAMP ON LOWER SIDE HIGH SIZE OF CABLE ENTRIES: PG 29 | 4
622 | 2587730000 | DAE (VENTILATION ELEMENT) COMPENSATING ELEMENT M 20 6 MM IP66 IP68 IP69K POLYAMIDE 6 | 509
623 | 8941350002 | SYSTEM CABLE RJ45 IP 20 RJ45 IP 20 CAT.6A / CLASS EA (ISO/IEC 11801 2010) PUR 0.2 M | 10
624 | 8941350008 | SYSTEM CABLE RJ45 IP 20 RJ45 IP 20 CAT.6A / CLASS EA (ISO/IEC 11801 2010) PUR 0.8 M | 10
625 | 8876443500 | DRAGLINE CABLE SC DUPLEX IP 20 SC DUPLEX IP 20 62.5 ΜM PUR 350 M | 247
626 | 2494450020 | SYSTEM CABLE RJ45 IP 67 ROCKSTAR V05 METAL RJ45 IP 67 ROCKSTAR V05 METAL CAT.6A / CLASS EA (ISO/IEC 11801 2010) PUR 2 M | 10
627 | 2714590000 | SYSTEM CABLE RJ45 IP 67 ROCKSTAR V05 METAL OPEN CAT.6A / CLASS EA (ISO/IEC 11801 2010) PUR 2 M | 17
628 | 2716900000 | DRAGLINE CABLE SC DUPLEX IP 20 SC IP 67 BAYONET V01 PLASTIC 50 ΜM PUR 5 M | 203
629 | 2716910000 | SYSTEM CABLE RJ45 IP 20 RJ45 IP 67 BAYONET V01 PLASTIC CAT.5 (ISO/IEC 11801) / CAT.5E (TIA T568-B) PVC 5 M | 8
630 | 2712760000 | PLUG 2.5 MM² 800 24 A N OF POLES: 5 GREEN | 182
631 | 2712810000 | PLUG 2.5 MM² 800 24 A N OF POLES: 10 GREEN | 182
632 | 2712800000 | PLUG 2.5 MM² 800 24 A N OF POLES: 9 GREEN | 182
633 | 2712740000 | PLUG 2.5 MM² 800 24 A N OF POLES: 3 GREEN | 182
634 | 2712780000 | PLUG 2.5 MM² 800 24 A N OF POLES: 7 GREEN | 182
635 | 2712790000 | PLUG 2.5 MM² 800 24 A N OF POLES: 8 GREEN | 182
636 | 2712770000 | PLUG 2.5 MM² 800 24 A N OF POLES: 6 GREEN | 182
637 | 2718760000 | SYSTEM CABLE RJ45 IP 20 RJ45 IP 20 CAT.6A / CLASS EA (ISO/IEC 11801 2010) PVC 5 M | 10
638 | 2718730000 | SYSTEM CABLE RJ45 IP 20 RJ45 IP 67 ROCKSTAR V05 METAL CAT.6A / CLASS EA (ISO/IEC 11801 2010) PVC 2 M | 10
639 | 2718750000 | SYSTEM CABLE RJ45 IP 20 RJ45 IP 67 ROCKSTAR V05 METAL CAT.6A / CLASS EA (ISO/IEC 11801 2010) PVC 3 M | 10
640 | 2715530000 | ACCESSORIES SOCKET | 145
641 | 2713810000 | THM DEVICE MARKERS 6.5 X 18 MM | 250
642 | 2576460150 | DRAGLINE CABLE PROFINET | 469
643 | 2729230000 | PHOTOVOLTAICS | 270
644 | 2728210000 | PRIMARY CURRENT: 5000 A SECONDARY CURRENT MAX.: 5 A LOAD: 15 VA TOLERANCE CLASS: 1 DETACHABLE CURRENT TRANSFORMER | 21
645 | 2728190000 | PRIMARY CURRENT: 4000 A SECONDARY CURRENT MAX.: 5 A LOAD: 15 VA TOLERANCE CLASS: 1 DETACHABLE CURRENT TRANSFORMER | 21
646 | 2728170000 | PRIMARY CURRENT: 2500 A SECONDARY CURRENT MAX.: 5 A LOAD: 15 VA TOLERANCE CLASS: 1 DETACHABLE CURRENT TRANSFORMER | 21
647 | 2728180000 | PRIMARY CURRENT: 3000 A SECONDARY CURRENT MAX.: 5 A LOAD: 15 VA TOLERANCE CLASS: 1 DETACHABLE CURRENT TRANSFORMER | 21
648 | 2719810000 | PLUG 1.5 MM² 500 17.5 A N OF POLES: 8 DARK GREEN | 233
649 | 2719830000 | PLUG 1.5 MM² 500 17.5 A N OF POLES: 10 DARK GREEN | 233
650 | 2719770000 | PLUG 1.5 MM² 500 17.5 A N OF POLES: 5 DARK GREEN | 233
651 | 2719820000 | PLUG 1.5 MM² 500 17.5 A N OF POLES: 9 DARK GREEN | 233
652 | 2719740000 | PLUG 1.5 MM² 500 17.5 A N OF POLES: 3 DARK GREEN | 233
653 | 2715740000 | BLANKING PLUGS M 16 X 1.5 15 MM POLYAMIDE 6 (PA 6) | 314
654 | 2715790000 | BLANKING PLUGS M 50 X 1.5 18 MM POLYAMIDE 6 (PA 6) | 314
655 | 2715760000 | BLANKING PLUGS M 25 X 1.5 15 MM POLYAMIDE 6 (PA 6) | 314
656 | 2715780000 | BLANKING PLUGS M 40 X 1.5 18 MM POLYAMIDE 6 (PA 6) | 314
657 | 2722020000 | VG EXE 7J (EX PLASTIC CABLE GLAND 7J EXE) CABLE GLANDS M 32 15 MM OD MIN. 19 - OD MAX. 25 MM IP54 IP66 IP67 IP68 - 5 BAR (30 MIN.) POLYAMIDE 6 | 7
658 | 2722000000 | VG EXE 7J (EX PLASTIC CABLE GLAND 7J EXE) CABLE GLANDS M 25 10 MM OD MIN. 14 - OD MAX. 18 MM IP54 IP66 IP67 IP68 - 5 BAR (30 MIN.) POLYAMIDE 6 | 7
659 | 2721980000 | VG EXE 7J (EX PLASTIC CABLE GLAND 7J EXE) CABLE GLANDS M 20 10 MM OD MIN. 11 - OD MAX. 14 MM IP54 IP66 IP67 IP68 - 5 BAR (30 MIN.) POLYAMIDE 6 | 7
660 | 2722010000 | VG EXE 7J (EX PLASTIC CABLE GLAND 7J EXE) CABLE GLANDS M 32 10 MM OD MIN. 16 - OD MAX. 21 MM IP54 IP66 IP67 IP68 - 5 BAR (30 MIN.) POLYAMIDE 6 | 7
661 | 2721970000 | VG EXE 7J (EX PLASTIC CABLE GLAND 7J EXE) CABLE GLANDS M 20 10 MM OD MIN. 7 - OD MAX. 13 MM IP54 IP66 IP67 IP68 - 5 BAR (30 MIN.) POLYAMIDE 6 | 7
662 | 2721960000 | VG EXE 7J (EX PLASTIC CABLE GLAND 7J EXE) CABLE GLANDS M 20 10 MM OD MIN. 7 - OD MAX. 12 MM IP54 IP66 IP67 IP68 - 5 BAR (30 MIN.) POLYAMIDE 6 | 7
663 | 2721940000 | VG EXE 7J (EX PLASTIC CABLE GLAND 7J EXE) CABLE GLANDS M 16 10 MM OD MIN. 5 - OD MAX. 8 MM IP54 IP66 IP67 IP68 - 5 BAR (30 MIN.) POLYAMIDE 6 | 7
664 | 2721950000 | VG EXE 7J (EX PLASTIC CABLE GLAND 7J EXE) CABLE GLANDS M 16 10 MM OD MIN. 6 - OD MAX. 10 MM IP54 IP66 IP67 IP68 - 5 BAR (30 MIN.) POLYAMIDE 6 | 7
665 | 2729520000 | DAE (VENTILATION ELEMENT) COMPENSATING ELEMENT M 12 6 MM POLYAMIDE 6 | 506
666 | 2729530000 | DAE (VENTILATION ELEMENT) COMPENSATING ELEMENT M 12 10 MM POLYAMIDE 6 | 506
667 | 2559400000 | PCB PLUG-IN CONNECTOR MALE HEADER FLANGE THT SOLDER CONNECTION 3.50 MM N OF POLES: 44 180° SOLDER PIN LENGTH (L): 3.5 MM TINNED BOX | 0
668 | 2559290000 | PCB PLUG-IN CONNECTOR MALE HEADER CLOSED SIDE THT SOLDER CONNECTION 3.50 MM N OF POLES: 42 180° SOLDER PIN LENGTH (L): 3.5 MM TINNED BOX | 0
669 | 2559260000 | PCB PLUG-IN CONNECTOR MALE HEADER CLOSED SIDE THT SOLDER CONNECTION 3.50 MM N OF POLES: 46 180° SOLDER PIN LENGTH (L): 3.5 MM TINNED ORANGE BOX | 0
670 | 2559310000 | PCB PLUG-IN CONNECTOR MALE HEADER CLOSED SIDE THT SOLDER CONNECTION 3.50 MM N OF POLES: 46 180° SOLDER PIN LENGTH (L): 3.5 MM TINNED BOX | 0
671 | 2559380000 | PCB PLUG-IN CONNECTOR MALE HEADER FLANGE THT SOLDER CONNECTION 3.50 MM N OF POLES: 40 180° SOLDER PIN LENGTH (L): 3.5 MM TINNED BOX | 0
672 | 2559250000 | PCB PLUG-IN CONNECTOR MALE HEADER CLOSED SIDE THT SOLDER CONNECTION 3.50 MM N OF POLES: 44 180° SOLDER PIN LENGTH (L): 3.5 MM TINNED ORANGE BOX | 0
673 | 2559300000 | PCB PLUG-IN CONNECTOR MALE HEADER CLOSED SIDE THT SOLDER CONNECTION 3.50 MM N OF POLES: 44 180° SOLDER PIN LENGTH (L): 3.5 MM TINNED BOX | 0
674 | 2559370000 | PCB PLUG-IN CONNECTOR MALE HEADER FLANGE THT SOLDER CONNECTION 3.50 MM N OF POLES: 38 180° SOLDER PIN LENGTH (L): 3.5 MM TINNED BOX | 0
675 | 2559390000 | PCB PLUG-IN CONNECTOR MALE HEADER FLANGE THT SOLDER CONNECTION 3.50 MM N OF POLES: 42 180° SOLDER PIN LENGTH (L): 3.5 MM TINNED BOX | 0
676 | 2559340000 | PCB PLUG-IN CONNECTOR MALE HEADER FLANGE THT SOLDER CONNECTION 3.50 MM N OF POLES: 42 180° SOLDER PIN LENGTH (L): 3.5 MM TINNED ORANGE BOX | 0
677 | 2559280000 | PCB PLUG-IN CONNECTOR MALE HEADER CLOSED SIDE THT SOLDER CONNECTION 3.50 MM N OF POLES: 40 180° SOLDER PIN LENGTH (L): 3.5 MM TINNED BOX | 0
678 | 2559350000 | PCB PLUG-IN CONNECTOR MALE HEADER FLANGE THT SOLDER CONNECTION 3.50 MM N OF POLES: 44 180° SOLDER PIN LENGTH (L): 3.5 MM TINNED ORANGE BOX | 0
679 | 2559360000 | PCB PLUG-IN CONNECTOR MALE HEADER FLANGE THT SOLDER CONNECTION 3.50 MM N OF POLES: 46 180° SOLDER PIN LENGTH (L): 3.5 MM TINNED ORANGE BOX | 0
680 | 2559410000 | PCB PLUG-IN CONNECTOR MALE HEADER FLANGE THT SOLDER CONNECTION 3.50 MM N OF POLES: 46 180° SOLDER PIN LENGTH (L): 3.5 MM TINNED BOX | 0
681 | 2559240000 | PCB PLUG-IN CONNECTOR MALE HEADER CLOSED SIDE THT SOLDER CONNECTION 3.50 MM N OF POLES: 42 180° SOLDER PIN LENGTH (L): 3.5 MM TINNED ORANGE BOX | 0
682 | 2560790000 | HDC ENCLOSURES SIZE: 8 PROTECTION DEGREE: IP65 (IN PLUGGED CONDITION) BASE HOUSING SIDE-LOCKING CLAMP ON LOWER SIDE HIGH SIZE OF CABLE ENTRIES: M 32 | 4
683 | 2560770000 | HDC ENCLOSURES SIZE: 6 PROTECTION DEGREE: IP65 (IN PLUGGED CONDITION) BASE HOUSING SIDE-LOCKING CLAMP ON LOWER SIDE HIGH SIZE OF CABLE ENTRIES: PG 21 | 4
684 | 2514630000 | SIGNAL CONVERTER/ISOLATOR HART® INPUT : 0(4)-20 MA OUTPUT : 2 X 0(4) - 20 MA VOLTAGE SUPPLY ALSO VIA CH20M RAIL BUS | 154
685 | 2514640000 | SIGNAL CONVERTER/ISOLATOR INPUT : 0(4)-20 MA OUTPUT : 0-10 V VOLTAGE SUPPLY ALSO VIA CH20M RAIL BUS | 154
686 | 2514650000 | SIGNAL CONVERTER/ISOLATOR HART® INPUT : 2 X 0(4) - 20 MA OUTPUT : 0(4)-20 MA VOLTAGE SUPPLY ALSO VIA CH20M RAIL BUS | 154
687 | 2473940000 | HDC ENCLOSURES SIZE: 8 PROTECTION DEGREE: IP68 IP69K IP68 (IN PLUGGED CONDITION) COVER CLAMPING YOKE CONNECTION | 4
688 | 8000050562 | PHOTOVOLTAICS ASSEMBLED ENCLOSURE COMBINER BOX WITH FUSE HOLDER SURGE PROTECTION II CABLE GLAND FOR WALL MOUNTING SWITCH DISCONNECTOR | 50
689 | 8000050559 | PHOTOVOLTAICS ASSEMBLED ENCLOSURE COMBINER BOX WITH FUSE HOLDER SURGE PROTECTION II CABLE GLAND FOR WALL MOUNTING SWITCH DISCONNECTOR CURRENT MONITORING | 50
690 | 8000050556 | PHOTOVOLTAICS ASSEMBLED ENCLOSURE COMBINER BOX WITH FUSE HOLDER SURGE PROTECTION II CABLE GLAND FOR WALL MOUNTING SWITCH DISCONNECTOR | 50
691 | 2717810015 | DRAGLINE CABLE M8 P-CODE - IP67 ANGELED PIN M8 P-CODE - IP67 ANGELED SOCKET CAT. 5E PUR 1.5 M | 60
692 | 2717790015 | DRAGLINE CABLE M8 P-CODE - IP67 STRAIGHT PIN M8 P-CODE - IP67 STRAIGHT SOCKET CAT. 5E PUR 1.5 M | 60
693 | 2717800015 | DRAGLINE CABLE M8 P-CODE - IP67 ANGELED PIN M8 P-CODE - IP67 ANGELED PIN CAT. 5E PUR 1.5 M | 60
694 | 2717740300 | DRAGLINE CABLE M8 P-CODE - IP67 STRAIGHT SOCKET OPEN CAT. 5E PUR 30 M | 60
695 | 2717740015 | DRAGLINE CABLE M8 P-CODE - IP67 STRAIGHT SOCKET OPEN CAT. 5E PUR 1.5 M | 60
696 | 2717740030 | DRAGLINE CABLE M8 P-CODE - IP67 STRAIGHT SOCKET OPEN CAT. 5E PUR 3 M | 60
697 | 2717760015 | DRAGLINE CABLE M8 P-CODE - IP67 ANGELED SOCKET OPEN CAT. 5E PUR 1.5 M | 60
698 | 2717750100 | DRAGLINE CABLE M8 P-CODE - IP67 STRAIGHT PIN OPEN CAT. 5E PUR | 60
699 | 2717750075 | DRAGLINE CABLE M8 P-CODE - IP67 STRAIGHT PIN OPEN CAT. 5E PUR 7.5 M | 60
700 | 2717750300 | DRAGLINE CABLE M8 P-CODE - IP67 STRAIGHT PIN OPEN CAT. 5E PUR 30 M | 60
701 | 2717750015 | DRAGLINE CABLE M8 P-CODE - IP67 STRAIGHT PIN OPEN CAT. 5E PUR 1.5 M | 60
702 | 2717790200 | DRAGLINE CABLE M8 P-CODE - IP67 STRAIGHT PIN M8 P-CODE - IP67 STRAIGHT SOCKET CAT. 5E PUR 20 M | 60
703 | 2717810050 | DRAGLINE CABLE M8 P-CODE - IP67 ANGELED PIN M8 P-CODE - IP67 ANGELED SOCKET CAT. 5E PUR 5 M | 60
704 | 2717790100 | DRAGLINE CABLE M8 P-CODE - IP67 STRAIGHT PIN M8 P-CODE - IP67 STRAIGHT SOCKET CAT. 5E PUR | 60
705 | 2717790300 | DRAGLINE CABLE M8 P-CODE - IP67 STRAIGHT PIN M8 P-CODE - IP67 STRAIGHT SOCKET CAT. 5E PUR 30 M | 60
706 | 2717810100 | DRAGLINE CABLE M8 P-CODE - IP67 ANGELED PIN M8 P-CODE - IP67 ANGELED SOCKET CAT. 5E PUR | 60
707 | 2717790050 | DRAGLINE CABLE M8 P-CODE - IP67 STRAIGHT PIN M8 P-CODE - IP67 STRAIGHT SOCKET CAT. 5E PUR 5 M | 60
708 | 2717790030 | DRAGLINE CABLE M8 P-CODE - IP67 STRAIGHT PIN M8 P-CODE - IP67 STRAIGHT SOCKET CAT. 5E PUR 3 M | 60
709 | 2729580000 | HDC INSERT PIN MALE 500 V 16 A N OF POLES: 64 CRIMP CONNECTION SIZE: 8 | 23
710 | 2729590000 | HDC INSERT FEMALE 500 V 16 A N OF POLES: 64 CRIMP CONNECTION SIZE: 8 | 23
711 | 2717770030 | DRAGLINE CABLE M8 P-CODE - IP67 ANGELED PIN OPEN CAT. 5E PUR 3 M | 60
712 | 2717770100 | DRAGLINE CABLE M8 P-CODE - IP67 ANGELED PIN OPEN CAT. 5E PUR | 60
713 | 2717770050 | DRAGLINE CABLE M8 P-CODE - IP67 ANGELED PIN OPEN CAT. 5E PUR 5 M | 60
714 | 2717770015 | DRAGLINE CABLE M8 P-CODE - IP67 ANGELED PIN OPEN CAT. 5E PUR 1.5 M | 60
715 | 2739610000 | FEED-THROUGH TERMINAL DOUBLE-TIER TERMINAL 2.5 MM² 400 V 24 A | 122
716 | 2739600000 | FEED-THROUGH TERMINAL DOUBLE-TIER TERMINAL 2.5 MM² 400 V 24 A DARK | 122
717 | 2743540000 | CABLE ENTRY PLATE CABTITE (CABLE ENTRY SYSTEM) TPE GREY HEIGHT: 44 MM WIDTH: 142 MM DEPTH: 12 MM -40 °C?90 °C IP54 | 25
718 | 2743620000 | CABLE ENTRY PLATE CABTITE (CABLE ENTRY SYSTEM) TPE GREY HEIGHT: 44 MM WIDTH: 142 MM DEPTH: 12 MM -40 °C?90 °C IP54 | 25
719 | 2743550000 | CABLE ENTRY PLATE CABTITE (CABLE ENTRY SYSTEM) TPE GREY HEIGHT: 44 MM WIDTH: 142 MM DEPTH: 12 MM -40 °C?90 °C IP54 | 25
720 | 2743590000 | CABLE ENTRY PLATE CABTITE (CABLE ENTRY SYSTEM) TPE GREY HEIGHT: 44 MM WIDTH: 142 MM DEPTH: 12 MM -40 °C?90 °C IP54 | 25
721 | 2743560000 | CABLE ENTRY PLATE CABTITE (CABLE ENTRY SYSTEM) TPE GREY HEIGHT: 44 MM WIDTH: 142 MM DEPTH: 12 MM -40 °C?90 °C IP54 | 25
722 | 2743580000 | CABLE ENTRY PLATE CABTITE (CABLE ENTRY SYSTEM) TPE GREY HEIGHT: 44 MM WIDTH: 142 MM DEPTH: 12 MM -40 °C?90 °C IP54 | 25
723 | 2743570000 | CABLE ENTRY PLATE CABTITE (CABLE ENTRY SYSTEM) TPE GREY HEIGHT: 44 MM WIDTH: 142 MM DEPTH: 12 MM -40 °C?90 °C IP54 | 25
724 | 2743600000 | CABLE ENTRY PLATE CABTITE (CABLE ENTRY SYSTEM) TPE GREY HEIGHT: 44 MM WIDTH: 142 MM DEPTH: 12 MM -40 °C?90 °C IP54 | 25
725 | 2743610000 | CABLE ENTRY PLATE CABTITE (CABLE ENTRY SYSTEM) TPE GREY HEIGHT: 44 MM WIDTH: 142 MM DEPTH: 12 MM -40 °C?90 °C IP54 | 25
726 | 2743680000 | CABLE ENTRY PLATE CABTITE (CABLE ENTRY SYSTEM) TPE GREY HEIGHT: 44 MM WIDTH: 142 MM DEPTH: 12 MM -40 °C?90 °C IP54 | 25
727 | 2743670000 | CABLE ENTRY PLATE CABTITE (CABLE ENTRY SYSTEM) TPE GREY HEIGHT: 44 MM WIDTH: 142 MM DEPTH: 12 MM -40 °C?90 °C IP54 | 25
728 | 2743710000 | CABLE ENTRY PLATE CABTITE (CABLE ENTRY SYSTEM) TPE GREY HEIGHT: 44 MM WIDTH: 142 MM DEPTH: 12 MM -40 °C?90 °C IP54 | 25
729 | 2743660000 | CABLE ENTRY PLATE CABTITE (CABLE ENTRY SYSTEM) TPE GREY HEIGHT: 44 MM WIDTH: 142 MM DEPTH: 12 MM -40 °C?90 °C IP54 | 25
730 | 2743630000 | CABLE ENTRY PLATE CABTITE (CABLE ENTRY SYSTEM) TPE GREY HEIGHT: 44 MM WIDTH: 142 MM DEPTH: 12 MM -40 °C?90 °C IP54 | 25
731 | 2743640000 | CABLE ENTRY PLATE CABTITE (CABLE ENTRY SYSTEM) TPE GREY HEIGHT: 44 MM WIDTH: 142 MM DEPTH: 12 MM -40 °C?90 °C IP54 | 25
732 | 2743690000 | CABLE ENTRY PLATE CABTITE (CABLE ENTRY SYSTEM) TPE GREY HEIGHT: 44 MM WIDTH: 142 MM DEPTH: 12 MM -40 °C?90 °C IP54 | 25
733 | 2743650000 | CABLE ENTRY PLATE CABTITE (CABLE ENTRY SYSTEM) TPE GREY HEIGHT: 44 MM WIDTH: 142 MM DEPTH: 12 MM -40 °C?90 °C IP54 | 25
734 | 7789891020 | PRE-ASSEMBLED CABLE PAC CABLE LIYCY 0.34 MM² | 2
735 | 2728480000 | AUTOMATIC MACHINES | 572
736 | 2728490000 | AUTOMATIC MACHINES CUTTING MACHINE AUTOMATIC STRIPPER AND CRIMPER THERMOTRANSFER PRINTER SOFTWARE | 671
737 | 2735900000 | SURGE VOLTAGE ARRESTER LOW VOLTAGE SURGE PROTECTION TN-S TN-C-S TT IT WITH N UP(L/N-PE) ? 1.5 KV | 739
738 | 2719060000 | CONDUCTOR AND CABLE MARKERS 1.2 - 1.8 MM 12 X 3.8 MM | 15
739 | 2719050000 | CONDUCTOR AND CABLE MARKERS 1.2 - 1.8 MM 24 X 3.8 MM | 15
740 | 2719080000 | CONDUCTOR AND CABLE MARKERS 1.2 - 1.8 MM 24 X 3.8 MM | 15
741 | 2719040000 | CONDUCTOR AND CABLE MARKERS 1.2 - 1.8 MM 18 X 3.8 MM | 15
742 | 2719030000 | CONDUCTOR AND CABLE MARKERS 1.2 - 1.8 MM 12 X 3.8 MM | 15
743 | 2719070000 | CONDUCTOR AND CABLE MARKERS 1.2 - 1.8 MM | 54
744 | 2023930000 | KLIPPON TB (TERMINAL BOX) FLANGE PLATE HEIGHT: 564 MM WIDTH: 167 MM DEPTH: 3 MM GLAND PLATES: LEFT RIGHT MATERIAL: STAINLESS STEEL 1.4404 ELECTROPOLISHED | 5
745 | 2050060700 | POWER CABLE CONNECTING LINE N OF POLES : 3 (2 + PE) 7 M SHIELDED: NO LED: NO SHEATH MATERIAL: PUR HALOGEN: NO | 0
746 | 2616350000 | Y CONNECTOR | 235
747 | 2616410000 | Y CONNECTOR | 235
748 | 2616420000 | Y CONNECTOR | 235
749 | 2616430000 | Y CONNECTOR | 235
750 | 2616440000 | Y CONNECTOR | 235
751 | 2581730050 | USB CABLE USB A 3.0 USB A 3.0 PVC 5 M | 285
752 | 2581730030 | USB CABLE USB A 3.0 USB A 3.0 PVC 3 M | 285
753 | 2544760000 | TOOLBAG | 895
754 | 2581730018 | USB CABLE USB A 3.0 USB A 3.0 PVC 1.8 M | 285
755 | 2623920000 | MODULAR DISTRIBUTION TERMINALS 1.5 MM² 250 V 16 A ORANGE | 165
756 | 1059760075 | DRAGLINE CABLE PROFINET M12 D-CODE ? IP 67 ANGLED PIN OPEN CAT.5 (ISO/IEC 11801) / CAT.5E (TIA T568-B) PUR 7.5 M | 8
757 | 2456870000 | SUPPLY MODULE DISTRIBUTES SUPPLY VOLTAGE TO RAIL BUS OPTIONAL CONNECTION OF BACKUP SUPPLY | 775
758 | 2621560000 | CONDUCTOR AND CABLE MARKERS 1.2 - 2.4 MM 24.9 X 4 MM | 15
759 | 2621580000 | CONDUCTOR AND CABLE MARKERS 1.6 - 3.2 MM 24.9 X 5.2 MM | 15
760 | 2621600000 | CONDUCTOR AND CABLE MARKERS 2.4 - 4.8 MM 24.9 X 7.7 MM | 15
761 | 2621620000 | CONDUCTOR AND CABLE MARKERS 3.2 - 6.4 MM 24.9 X 10.3 MM | 15
762 | 2621590000 | CONDUCTOR AND CABLE MARKERS 1.6 - 3.2 MM 24.9 X 5.2 MM | 15
763 | 2621570000 | CONDUCTOR AND CABLE MARKERS 1.2 - 2.4 MM 24.9 X 4 MM | 15
764 | 2621610000 | CONDUCTOR AND CABLE MARKERS 2.4 - 4.8 MM 24.9 X 7.7 MM | 15
765 | 2621780000 | CONDUCTOR AND CABLE MARKERS 2.4 - 4.8 MM 49.8 X 7.7 MM | 15
766 | 2621800000 | CONDUCTOR AND CABLE MARKERS 3.2 - 6.4 MM 49.8 X 10.3 MM | 15
767 | 2621660000 | CONDUCTOR AND CABLE MARKERS 6.4 - 12.7 MM 24.9 X 19.9 MM | 15
768 | 2621700000 | CONDUCTOR AND CABLE MARKERS 12.7 - 25.4 MM 24.9 X 40.5 MM | 15
769 | 2621910000 | CONDUCTOR AND CABLE MARKERS 19.1 - 38.1 MM 49.8 X 60.8 MM | 15
770 | 2621710000 | CONDUCTOR AND CABLE MARKERS 12.7 - 25.4 MM 24.9 X 40.5 MM | 15
771 | 2621670000 | CONDUCTOR AND CABLE MARKERS 6.4 - 12.7 MM 24.9 X 19.9 MM | 15
772 | 2621750000 | CONDUCTOR AND CABLE MARKERS 1.2 - 2.4 MM 49.8 X 4 MM | 15
773 | 2621640000 | CONDUCTOR AND CABLE MARKERS 4.8 - 9.5 MM 24.9 X 15.1 MM | 15
774 | 2621690000 | CONDUCTOR AND CABLE MARKERS 9.5 - 19.1 MM 24.9 X 30.4 MM | 15
775 | 2621680000 | CONDUCTOR AND CABLE MARKERS 9.5 - 19.1 MM 24.9 X 30.4 MM | 15
776 | 2621860000 | CONDUCTOR AND CABLE MARKERS 9.5 - 19.1 MM 49.8 X 30.4 MM | 15
777 | 2621820000 | CONDUCTOR AND CABLE MARKERS 4.8 - 9.5 MM 49.8 X 15.1 MM | 15
778 | 2621810000 | CONDUCTOR AND CABLE MARKERS 3.2 - 6.4 MM 49.8 X 10.3 MM | 15
779 | 2621720000 | CONDUCTOR AND CABLE MARKERS 19.1 - 38.1 MM 24.9 X 60.8 MM | 15
780 | 2621890000 | CONDUCTOR AND CABLE MARKERS 12.7 - 25.4 MM 49.8 X 40.5 MM | 15
781 | 2621740000 | CONDUCTOR AND CABLE MARKERS 1.2 - 2.4 MM 49.8 X 4 MM | 15
782 | 2621830000 | CONDUCTOR AND CABLE MARKERS 4.8 - 9.5 MM 49.8 X 15.1 MM | 15
783 | 2621760000 | CONDUCTOR AND CABLE MARKERS 1.6 - 3.2 MM 49.8 X 5.2 MM | 15
784 | 2621730000 | CONDUCTOR AND CABLE MARKERS 19.1 - 38.1 MM 24.9 X 60.8 MM | 15
785 | 2621900000 | CONDUCTOR AND CABLE MARKERS 19.1 - 38.1 MM 49.8 X 60.8 MM | 15
786 | 2621790000 | CONDUCTOR AND CABLE MARKERS 2.4 - 4.8 MM 49.8 X 7.7 MM | 15
787 | 2621840000 | CONDUCTOR AND CABLE MARKERS 6.4 - 12.7 MM 49.8 X 19.9 MM | 15
788 | 2621880000 | CONDUCTOR AND CABLE MARKERS 12.7 - 25.4 MM 49.8 X 40.5 MM | 15
789 | 2621850000 | CONDUCTOR AND CABLE MARKERS 6.4 - 12.7 MM 49.8 X 19.9 MM | 15
790 | 2621650000 | CONDUCTOR AND CABLE MARKERS 4.8 - 9.5 MM 24.9 X 15.1 MM | 15
791 | 2621420000 | THM DEVICE MARKERS 9 X | 161
792 | 2621410000 | THM DEVICE MARKERS 6 X | 161
793 | 2621550000 | THM DEVICE MARKERS 18 X 50 MM | 83
794 | 7789626020 | PRE-ASSEMBLED CABLE PAC CABLE LIYCY 0.25 MM² | 2
795 | 7789696020 | PRE-ASSEMBLED CABLE PAC CABLE LIYY 0.25 MM² | 2
796 | 7789619020 | PRE-ASSEMBLED CABLE PAC CABLE LIYY 0.25 MM² | 2
797 | 7789625020 | PRE-ASSEMBLED CABLE PAC CABLE LIYCY 0.25 MM² | 2
798 | 2050060650 | POWER CABLE CONNECTING LINE N OF POLES : 3 (2 + PE) 6.5 M SHIELDED: NO LED: NO SHEATH MATERIAL: PUR HALOGEN: NO | 0
799 | 2050060600 | POWER CABLE CONNECTING LINE N OF POLES : 3 (2 + PE) 6 M SHIELDED: NO LED: NO SHEATH MATERIAL: PUR HALOGEN: NO | 0
800 | 2049950990 | POWER CABLE ONE END WITHOUT CONNECTOR M12 N OF POLES : 3 (2 + PE) 9.9 M FEMALE SOCKET STRAIGHT SHIELDED: NO LED: NO SHEATH MATERIAL: PUR HALOGEN: NO | 0
801 | 2049950700 | POWER CABLE ONE END WITHOUT CONNECTOR M12 N OF POLES : 3 (2 + PE) 7 M FEMALE SOCKET STRAIGHT SHIELDED: NO LED: NO SHEATH MATERIAL: PUR HALOGEN: NO | 0
802 | 2049950400 | POWER CABLE ONE END WITHOUT CONNECTOR M12 N OF POLES : 3 (2 + PE) 4 M FEMALE SOCKET STRAIGHT SHIELDED: NO LED: NO SHEATH MATERIAL: PUR HALOGEN: NO | 0
803 | 2049950100 | POWER CABLE ONE END WITHOUT CONNECTOR M12 N OF POLES : 3 (2 + PE) 1 M FEMALE SOCKET STRAIGHT SHIELDED: NO LED: NO SHEATH MATERIAL: PUR HALOGEN: NO | 0
804 | 2050060350 | POWER CABLE CONNECTING LINE N OF POLES : 3 (2 + PE) 3.5 M SHIELDED: NO LED: NO SHEATH MATERIAL: PUR HALOGEN: NO | 0
805 | 2049950900 | POWER CABLE ONE END WITHOUT CONNECTOR M12 N OF POLES : 3 (2 + PE) 9 M FEMALE SOCKET STRAIGHT SHIELDED: NO LED: NO SHEATH MATERIAL: PUR HALOGEN: NO | 0
806 | 2049950200 | POWER CABLE ONE END WITHOUT CONNECTOR M12 N OF POLES : 3 (2 + PE) 2 M FEMALE SOCKET STRAIGHT SHIELDED: NO LED: NO SHEATH MATERIAL: PUR HALOGEN: NO | 0
807 | 2050060400 | POWER CABLE CONNECTING LINE N OF POLES : 3 (2 + PE) 4 M SHIELDED: NO LED: NO SHEATH MATERIAL: PUR HALOGEN: NO | 0
808 | 2050060450 | POWER CABLE CONNECTING LINE N OF POLES : 3 (2 + PE) 4.5 M SHIELDED: NO LED: NO SHEATH MATERIAL: PUR HALOGEN: NO | 0
809 | 2050060800 | POWER CABLE CONNECTING LINE N OF POLES : 3 (2 + PE) 8 M SHIELDED: NO LED: NO SHEATH MATERIAL: PUR HALOGEN: NO | 0
810 | 2050060250 | POWER CABLE CONNECTING LINE N OF POLES : 3 (2 + PE) 2.5 M SHIELDED: NO LED: NO SHEATH MATERIAL: PUR HALOGEN: NO | 0
811 | 2050060100 | POWER CABLE CONNECTING LINE N OF POLES : 3 (2 + PE) 1 M SHIELDED: NO LED: NO SHEATH MATERIAL: PUR HALOGEN: NO | 0
812 | 2050060550 | POWER CABLE CONNECTING LINE N OF POLES : 3 (2 + PE) 5.5 M SHIELDED: NO LED: NO SHEATH MATERIAL: PUR HALOGEN: NO | 0
813 | 2619740000 | TERMINAL MARKER 5 X 6 MM | 259
814 | 2619800000 | WS TERMINAL MARKER 8 X 3.5 MM WEIDMUELLER | 93
815 | 2619730000 | TERMINAL MARKER 5 X 5 MM | 259
816 | 2619820000 | WS TERMINAL MARKER 8 X 6 MM WEIDMUELLER | 93
817 | 2604680000 | WIRE-END FERRULE SDARD 12 MM 10 MM | 24
818 | 2604710000 | WIRE-END FERRULE SDARD 12 MM 10 MM | 24
819 | 2604690000 | WIRE-END FERRULE SDARD 12 MM 10 MM | 24
820 | 7789764090 | PRE-ASSEMBLED CABLE PAC PRE-ASSEMBLED CABLE CABLE LIYCY 0.25 MM² | 2
821 | 7789632020 | PRE-ASSEMBLED CABLE PAC CABLE LIYY 0.25 MM² | 2
822 | 2613350000 | PRINTED CIRCUIT BOARD TERMINALS 10.16 MM N OF POLES: 2 90° SOLDER PIN LENGTH (L): 3.2 MM TINNED ORANGE CLAMPING YOKE CONNECTION BOX | 0
823 | 2613360000 | PRINTED CIRCUIT BOARD TERMINALS 10.00 MM N OF POLES: 5 90° SOLDER PIN LENGTH (L): 3.2 MM TINNED ORANGE CLAMPING YOKE CONNECTION CLAMPING RANGE MAX. : 6 MM² BOX | 1
824 | 2613330000 | PRINTED CIRCUIT BOARD TERMINALS 10.00 MM N OF POLES: 3 90° SOLDER PIN LENGTH (L): 4.5 MM TINNED ORANGE CLAMPING YOKE CONNECTION CLAMPING RANGE MAX. : 6 MM² BOX | 1
825 | 2613310000 | PRINTED CIRCUIT BOARD TERMINALS 10.00 MM N OF POLES: 7 90° SOLDER PIN LENGTH (L): 4.5 MM TINNED ORANGE CLAMPING YOKE CONNECTION CLAMPING RANGE MAX. : 6 MM² BOX | 1
826 | 2613340000 | PRINTED CIRCUIT BOARD TERMINALS 10.00 MM N OF POLES: 3 90° SOLDER PIN LENGTH (L): 3.2 MM TINNED ORANGE CLAMPING YOKE CONNECTION CLAMPING RANGE MAX. : 6 MM² BOX | 1
827 | 2613320000 | PRINTED CIRCUIT BOARD TERMINALS 10.00 MM N OF POLES: 2 90° TINNED ORANGE CLAMPING YOKE CONNECTION CLAMPING RANGE MAX. : 6 MM² BOX | 1
828 | 2613370000 | PRINTED CIRCUIT BOARD TERMINALS 10.16 MM N OF POLES: 3 90° SOLDER PIN LENGTH (L): 3.2 MM TINNED ORANGE CLAMPING YOKE CONNECTION BOX | 0
829 | 1251610070 | PATCH CABLE RJ45 IP 20 RJ45 IP 20 CAT.6A / CLASS EA (ISO/IEC 11801 2010) LSZH 7 M | 10
830 | 2617140000 | PRINTED CIRCUIT BOARD TERMINALS 5.08 MM N OF POLES: 18 90° SOLDER PIN LENGTH (L): 3.2 MM TINNED ORANGE CLAMPING YOKE CONNECTION CLAMPING RANGE MAX. : 6 MM² BOX | 1
831 | 2617150000 | PRINTED CIRCUIT BOARD TERMINALS 5.08 MM N OF POLES: 4 180° SOLDER PIN LENGTH (L): 3.2 MM TINNED ORANGE CLAMPING YOKE CONNECTION CLAMPING RANGE MAX. : 6 MM² BOX | 1
832 | 2624950000 | PRINTED CIRCUIT BOARD TERMINALS 10.16 MM N OF POLES: 12 90° SOLDER PIN LENGTH (L): 3.2 MM TINNED ORANGE BOX | 0
833 | 2624460000 | PRINTED CIRCUIT BOARD TERMINALS 10.00 MM N OF POLES: 7 90° SOLDER PIN LENGTH (L): 3.2 MM TINNED ORANGE CLAMPING YOKE CONNECTION CLAMPING RANGE MAX. : 6 MM² BOX | 1
834 | 2613400000 | PRINTED CIRCUIT BOARD TERMINALS 10.00 MM N OF POLES: 4 90° SOLDER PIN LENGTH (L): 3.2 MM TINNED ORANGE CLAMPING YOKE CONNECTION CLAMPING RANGE MAX. : 6 MM² BOX | 1
835 | 2625370000 | PRINTED CIRCUIT BOARD TERMINALS 5.08 MM N OF POLES: 2 90° TINNED CLAMPING YOKE CONNECTION CLAMPING RANGE MAX. : 6 MM² BOX | 1
836 | 2625540000 | PRINTED CIRCUIT BOARD TERMINALS 5.08 MM N OF POLES: 3 90° TINNED CLAMPING YOKE CONNECTION CLAMPING RANGE MAX. : 6 MM² BOX | 1
837 | 1346510000 | REPLACEMENT PART | 29
838 | 2556160000 | PCB PLUG-IN CONNECTOR MALE HEADER CLOSED SIDE THT SOLDER CONNECTION 3.50 MM N OF POLES: 38 90° SOLDER PIN LENGTH (L): 3.5 MM TINNED ORANGE BOX | 0
839 | 2440690000 | OMNIMATE POWER - SERIES WGK FEED-THROUGH TERMINAL RATED CROSS-SECTION: 16 MM² WEMID (PA) | 35
840 | 2556520000 | ESG DEVICE MARKERS X 20 MM PA 66 COLOUR: TO CUSTOMER SPECIFICATION | 126
841 | 2621170000 | SWITCHMARK DEVICE MARKERS 9 X 18 MM | 53
842 | 2621110000 | SWITCHMARK DEVICE MARKERS 18 X 27 MM | 53
843 | 2620000000 | ESG DEVICE MARKERS 6 X 17 MM | 111
844 | 2620920000 | ESG DEVICE MARKERS 9 X 17 MM | 111
845 | 2620910000 | ESG DEVICE MARKERS 6 X 17 MM | 111
846 | 2620960000 | ESG DEVICE MARKERS 8 X 20 MM | 249
847 | 2621160000 | SWITCHMARK DEVICE MARKERS 9 X 18 MM | 53
848 | 2621060000 | ESG DEVICE MARKERS 6 X 15 MM | 111
849 | 2620990000 | ESG DEVICE MARKERS 6 X 15 MM | 111
850 | 7789888030 | PRE-ASSEMBLED CABLE PAC CABLE LIYCY 0.34 MM² | 2
851 | 2619920000 | DEKAFIX TERMINAL MARKER 5 X 7.5 MM WEIDMUELLER | 166
852 | 2619900000 | WS TERMINAL MARKER 8 X 12 MM WEIDMUELLER | 93
853 | 2621150000 | SWITCHMARK DEVICE MARKERS 47.75 X 27 MM | 53
854 | 2621210000 | SWITCHMARK DEVICE MARKERS 56 X 36 MM | 284
855 | 2621200000 | SWITCHMARK DEVICE MARKERS 56 X 36 MM | 284
856 | 2621140000 | SWITCHMARK DEVICE MARKERS 47.75 X 27 MM | 53
857 | 2623940000 | CONTACTLESS POWER TRANSMISSION SECONDARY SIDE | 655
858 | 2575900000 | MOUNTING FOOT | 860
859 | 7789763035 | PRE-ASSEMBLED CABLE PAC PRE-ASSEMBLED CABLE CABLE LIYCY 0.25 MM² | 2
860 | 7789761020 | PRE-ASSEMBLED CABLE PAC PRE-ASSEMBLED CABLE CABLE LIYCY 0.25 MM² | 2
861 | 7789761035 | PRE-ASSEMBLED CABLE PAC PRE-ASSEMBLED CABLE CABLE LIYCY 0.25 MM² | 2
862 | 7789765020 | PRE-ASSEMBLED CABLE PAC PRE-ASSEMBLED CABLE CABLE LIYCY 0.25 MM² | 2
863 | 2623550000 | FEED-THROUGH TERMINAL PUSH IN 2.5 MM² 800 V 22 A DARK | 12
864 | 2625950000 | BUILT-IN PLUGS M12 PIN STRAIGHT N OF POLES: 5 0.3 M REAR PANEL MOUNTING | 31
865 | 2625970000 | BUILT-IN PLUGS M12 FEMALE SOCKET STRAIGHT N OF POLES: 5 0.3 M REAR PANEL MOUNTING | 90
866 | 1349730035 | PRE-ASSEMBLED CABLE PAC | 37
867 | 2444930850 | PRE-ASSEMBLED PATCH CABLE CROSSOVER LC-DUPLEX IP 20 LC-DUPLEX IP 20 50 ΜM 85 M | 103
868 | 2444931050 | PRE-ASSEMBLED PATCH CABLE CROSSOVER LC-DUPLEX IP 20 LC-DUPLEX IP 20 50 ΜM 105 M | 103
869 | 2444930900 | PRE-ASSEMBLED PATCH CABLE CROSSOVER LC-DUPLEX IP 20 LC-DUPLEX IP 20 50 ΜM 90 M | 103
870 | 2444931850 | PRE-ASSEMBLED PATCH CABLE CROSSOVER LC-DUPLEX IP 20 LC-DUPLEX IP 20 50 ΜM 185 M | 103
871 | 2444932700 | PRE-ASSEMBLED PATCH CABLE CROSSOVER LC-DUPLEX IP 20 LC-DUPLEX IP 20 50 ΜM 270 M | 103
872 | 2124020002 | SYSTEM CABLE RJ45 IP 20 M12 X-TYPE FLANGE SOCKET BACK PANEL MOUNTING CAT.6A / CLASS EA (ISO/IEC 11801 2010) PUR 0.2 M | 17
873 | 7789763100 | PRE-ASSEMBLED CABLE PAC PRE-ASSEMBLED CABLE CABLE LIYCY 0.25 MM² | 2
874 | 7789384035 | PRE-ASSEMBLED CABLE PAC CABLE LIYY 0.25 MM² | 2
875 | 1254270350 | DRAGLINE CABLE ST IP 20 SC IP 67 BAYONET V01 METAL 50 ΜM PUR 35 M | 199
876 | 2626900000 | PCB PLUG-IN CONNECTOR MALE HEADER CLOSED SIDE MIDDLE FLANGE THT/THR SOLDER CONNECTION 7.62 MM N OF POLES: 4 SOLDER PIN LENGTH (L): 2.6 MM TINNED BOX | 0
877 | 2626860000 | PCB PLUG-IN CONNECTOR MALE HEADER CLOSED SIDE MIDDLE FLANGE THT/THR SOLDER CONNECTION 7.62 MM N OF POLES: 4 SOLDER PIN LENGTH (L): 2.6 MM TINNED BOX | 0
878 | 2626850000 | PCB PLUG-IN CONNECTOR MALE HEADER CLOSED SIDE MIDDLE FLANGE THT/THR SOLDER CONNECTION 7.62 MM N OF POLES: 4 SOLDER PIN LENGTH (L): 2.6 MM TINNED BOX | 0
879 | 2626800000 | PCB PLUG-IN CONNECTOR MALE HEADER CLOSED SIDE MIDDLE FLANGE THT/THR SOLDER CONNECTION 7.62 MM N OF POLES: 4 SOLDER PIN LENGTH (L): 2.6 MM TINNED BOX | 0
880 | 2626870000 | PCB PLUG-IN CONNECTOR MALE HEADER CLOSED SIDE MIDDLE FLANGE THT/THR SOLDER CONNECTION 7.62 MM N OF POLES: 5 SOLDER PIN LENGTH (L): 2.6 MM TINNED BOX | 0
881 | 2626880000 | PCB PLUG-IN CONNECTOR MALE HEADER CLOSED SIDE MIDDLE FLANGE THT/THR SOLDER CONNECTION 7.62 MM N OF POLES: 5 SOLDER PIN LENGTH (L): 2.6 MM TINNED BOX | 0
882 | 2626890000 | PCB PLUG-IN CONNECTOR MALE HEADER CLOSED SIDE MIDDLE FLANGE THT/THR SOLDER CONNECTION 7.62 MM N OF POLES: 5 SOLDER PIN LENGTH (L): 2.6 MM TINNED BOX | 0
883 | 2626910000 | PCB PLUG-IN CONNECTOR MALE HEADER CLOSED SIDE MIDDLE FLANGE THT/THR SOLDER CONNECTION 7.62 MM N OF POLES: 4 SOLDER PIN LENGTH (L): 2.6 MM TINNED BOX | 0
884 | 2627060000 | PCB PLUG-IN CONNECTOR MALE HEADER CLOSED SIDE MIDDLE FLANGE THT/THR SOLDER CONNECTION 7.62 MM N OF POLES: 4 SOLDER PIN LENGTH (L): 2.6 MM TINNED BOX | 0
885 | 2627050000 | PCB PLUG-IN CONNECTOR MALE HEADER CLOSED SIDE MIDDLE SCREW FLANGE THT/THR SOLDER CONNECTION 7.62 MM N OF POLES: 4 SOLDER PIN LENGTH (L): 2.6 MM TINNED BOX | 0
886 | 2626930000 | PCB PLUG-IN CONNECTOR MALE HEADER CLOSED SIDE MIDDLE SCREW FLANGE THT/THR SOLDER CONNECTION 7.62 MM N OF POLES: 4 SOLDER PIN LENGTH (L): 2.6 MM TINNED BOX | 0
887 | 2626970000 | PCB PLUG-IN CONNECTOR MALE HEADER CLOSED SIDE MIDDLE SCREW FLANGE THT/THR SOLDER CONNECTION 7.62 MM N OF POLES: 5 SOLDER PIN LENGTH (L): 2.6 MM TINNED BOX | 0
888 | 2626920000 | PCB PLUG-IN CONNECTOR MALE HEADER CLOSED SIDE MIDDLE FLANGE THT/THR SOLDER CONNECTION 7.62 MM N OF POLES: 4 SOLDER PIN LENGTH (L): 2.6 MM TINNED BOX | 0
889 | 2626960000 | PCB PLUG-IN CONNECTOR MALE HEADER CLOSED SIDE MIDDLE SCREW FLANGE THT/THR SOLDER CONNECTION 7.62 MM N OF POLES: 5 SOLDER PIN LENGTH (L): 2.6 MM TINNED BOX | 0
890 | 2626990000 | PCB PLUG-IN CONNECTOR MALE HEADER CLOSED SIDE MIDDLE SCREW FLANGE THT/THR SOLDER CONNECTION 7.62 MM N OF POLES: 4 SOLDER PIN LENGTH (L): 2.6 MM TINNED BOX | 0
891 | 2627000000 | PCB PLUG-IN CONNECTOR MALE HEADER CLOSED SIDE MIDDLE SCREW FLANGE THT/THR SOLDER CONNECTION 7.62 MM N OF POLES: 4 SOLDER PIN LENGTH (L): 2.6 MM TINNED BOX | 0
892 | 2627090000 | PCB PLUG-IN CONNECTOR MALE HEADER CLOSED SIDE MIDDLE FLANGE THT/THR SOLDER CONNECTION 7.62 MM N OF POLES: 4 SOLDER PIN LENGTH (L): 2.6 MM TINNED BOX | 0
893 | 2626940000 | PCB PLUG-IN CONNECTOR MALE HEADER CLOSED SIDE MIDDLE SCREW FLANGE THT/THR SOLDER CONNECTION 7.62 MM N OF POLES: 4 SOLDER PIN LENGTH (L): 2.6 MM TINNED BOX | 0
894 | 2626980000 | PCB PLUG-IN CONNECTOR MALE HEADER CLOSED SIDE MIDDLE SCREW FLANGE THT/THR SOLDER CONNECTION 7.62 MM N OF POLES: 5 SOLDER PIN LENGTH (L): 2.6 MM TINNED BOX | 0
895 | 2626950000 | PCB PLUG-IN CONNECTOR MALE HEADER CLOSED SIDE MIDDLE SCREW FLANGE THT/THR SOLDER CONNECTION 7.62 MM N OF POLES: 4 SOLDER PIN LENGTH (L): 2.6 MM TINNED BOX | 0
896 | 2627210000 | PCB PLUG-IN CONNECTOR MALE HEADER CLOSED SIDE MIDDLE SCREW FLANGE THT/THR SOLDER CONNECTION 7.62 MM N OF POLES: 5 SOLDER PIN LENGTH (L): 2.6 MM TINNED BOX | 0
897 | 2627130000 | PCB PLUG-IN CONNECTOR MALE HEADER CLOSED SIDE MIDDLE FLANGE THT/THR SOLDER CONNECTION 7.62 MM N OF POLES: 5 SOLDER PIN LENGTH (L): 2.6 MM TINNED BOX | 0
898 | 2627110000 | PCB PLUG-IN CONNECTOR MALE HEADER CLOSED SIDE MIDDLE FLANGE THT/THR SOLDER CONNECTION 7.62 MM N OF POLES: 5 SOLDER PIN LENGTH (L): 2.6 MM TINNED BOX | 0
899 | 2627140000 | PCB PLUG-IN CONNECTOR MALE HEADER CLOSED SIDE MIDDLE FLANGE THT/THR SOLDER CONNECTION 7.62 MM N OF POLES: 4 SOLDER PIN LENGTH (L): 2.6 MM TINNED BOX | 0
900 | 2627170000 | PCB PLUG-IN CONNECTOR MALE HEADER CLOSED SIDE MIDDLE SCREW FLANGE THT/THR SOLDER CONNECTION 7.62 MM N OF POLES: 4 SOLDER PIN LENGTH (L): 2.6 MM TINNED BOX | 0
901 | 2627120000 | PCB PLUG-IN CONNECTOR MALE HEADER CLOSED SIDE MIDDLE FLANGE THT/THR SOLDER CONNECTION 7.62 MM N OF POLES: 5 SOLDER PIN LENGTH (L): 2.6 MM TINNED BOX | 0
902 | 2627100000 | PCB PLUG-IN CONNECTOR MALE HEADER CLOSED SIDE MIDDLE FLANGE THT/THR SOLDER CONNECTION 7.62 MM N OF POLES: 4 SOLDER PIN LENGTH (L): 2.6 MM TINNED BOX | 0
903 | 2627160000 | PCB PLUG-IN CONNECTOR MALE HEADER CLOSED SIDE MIDDLE FLANGE THT/THR SOLDER CONNECTION 7.62 MM N OF POLES: 4 SOLDER PIN LENGTH (L): 2.6 MM TINNED BOX | 0
904 | 2627230000 | PCB PLUG-IN CONNECTOR MALE HEADER CLOSED SIDE MIDDLE SCREW FLANGE THT/THR SOLDER CONNECTION 7.62 MM N OF POLES: 4 SOLDER PIN LENGTH (L): 2.6 MM TINNED BOX | 0
905 | 2627200000 | PCB PLUG-IN CONNECTOR MALE HEADER CLOSED SIDE MIDDLE SCREW FLANGE THT/THR SOLDER CONNECTION 7.62 MM N OF POLES: 5 SOLDER PIN LENGTH (L): 2.6 MM TINNED BOX | 0
906 | 2627220000 | PCB PLUG-IN CONNECTOR MALE HEADER CLOSED SIDE MIDDLE SCREW FLANGE THT/THR SOLDER CONNECTION 7.62 MM N OF POLES: 5 SOLDER PIN LENGTH (L): 2.6 MM TINNED BOX | 0
907 | 2627150000 | PCB PLUG-IN CONNECTOR MALE HEADER CLOSED SIDE MIDDLE FLANGE THT/THR SOLDER CONNECTION 7.62 MM N OF POLES: 4 SOLDER PIN LENGTH (L): 2.6 MM TINNED BOX | 0
908 | 2627180000 | PCB PLUG-IN CONNECTOR MALE HEADER CLOSED SIDE MIDDLE SCREW FLANGE THT/THR SOLDER CONNECTION 7.62 MM N OF POLES: 4 SOLDER PIN LENGTH (L): 2.6 MM TINNED BOX | 0
909 | 2629490000 | PCB PLUG-IN CONNECTOR MALE HEADER CLOSED SIDE MIDDLE FLANGE THT SOLDER CONNECTION 7.62 MM N OF POLES: 4 90° SOLDER PIN LENGTH (L): 3.2 MM | 0
910 | 7789633020 | PRE-ASSEMBLED CABLE PAC CABLE LIYY 0.25 MM² | 2
911 | 7789637025 | PRE-ASSEMBLED CABLE PAC CABLE LIYCY 0.25 MM² | 2
912 | 2710740000 | SYSTEM CABLE RJ45 IP 20 CROSSOVER RJ45 IP 20 CROSSOVER CAT.6A / CLASS EA (ISO/IEC 11801 2010) PVC 3 M | 10
913 | 2050160200 | POWER CABLE ONE END WITHOUT CONNECTOR M12 N OF POLES : 4 (3 + PE) 2 M SHIELDED: NO LED: NO SHEATH MATERIAL: PUR HALOGEN: NO | 0
914 | 2050270100 | POWER CABLE CONNECTING LINE M12 / M12 N OF POLES : 4 (3 + PE) 1 M SHIELDED: NO LED: NO SHEATH MATERIAL: PUR HALOGEN: NO | 0
915 | 2050270250 | POWER CABLE CONNECTING LINE M12 / M12 N OF POLES : 4 (3 + PE) 2.5 M SHIELDED: NO LED: NO SHEATH MATERIAL: PUR HALOGEN: NO | 0
916 | 2706681000 | POWER CABLE ONE END WITHOUT CONNECTOR M12 N OF POLES : 3 (2 + PE) 10 M SHIELDED: NO LED: NO SHEATH MATERIAL: PUR HALOGEN: NO | 0
917 | 2706680300 | POWER CABLE ONE END WITHOUT CONNECTOR M12 N OF POLES : 3 (2 + PE) 3 M SHIELDED: NO LED: NO SHEATH MATERIAL: PUR HALOGEN: NO | 0
918 | 2706670150 | POWER CABLE ONE END WITHOUT CONNECTOR M12 N OF POLES : 3 (2 + PE) 1.5 M SHIELDED: NO LED: NO SHEATH MATERIAL: PUR HALOGEN: NO | 0
919 | 2706671000 | POWER CABLE ONE END WITHOUT CONNECTOR M12 N OF POLES : 3 (2 + PE) 10 M SHIELDED: NO LED: NO SHEATH MATERIAL: PUR HALOGEN: NO | 0
920 | 2706670300 | POWER CABLE ONE END WITHOUT CONNECTOR M12 N OF POLES : 3 (2 + PE) 3 M SHIELDED: NO LED: NO SHEATH MATERIAL: PUR HALOGEN: NO | 0
921 | 2706680150 | POWER CABLE ONE END WITHOUT CONNECTOR M12 N OF POLES : 3 (2 + PE) 1.5 M SHIELDED: NO LED: NO SHEATH MATERIAL: PUR HALOGEN: NO | 0
922 | 2706680500 | POWER CABLE ONE END WITHOUT CONNECTOR M12 N OF POLES : 3 (2 + PE) 5 M SHIELDED: NO LED: NO SHEATH MATERIAL: PUR HALOGEN: NO | 0
923 | 2706150015 | DRAGLINE CABLE PROFINET M8 D-CODE - IP67 STRAIGHT PIN OPEN CAT.5 (ISO/IEC 11801) / CAT.5E (TIA T568-B) PUR 1.5 M | 8
924 | 2706200015 | DRAGLINE CABLE PROFINET M8 D-CODE - IP67 STRAIGHT PIN M8 D-CODE - IP67 STRAIGHT PIN CAT.5 (ISO/IEC 11801) / CAT.5E (TIA T568-B) PUR 1.5 M | 8
925 | 2706190015 | DRAGLINE CABLE PROFINET M8 D-CODE - IP67 ANGELED PIN OPEN CAT.5 (ISO/IEC 11801) / CAT.5E (TIA T568-B) PUR 1.5 M | 8
926 | 2706150300 | DRAGLINE CABLE PROFINET M8 D-CODE - IP67 STRAIGHT PIN OPEN CAT.5 (ISO/IEC 11801) / CAT.5E (TIA T568-B) PUR 30 M | 8
927 | 2706150100 | DRAGLINE CABLE PROFINET M8 D-CODE - IP67 STRAIGHT PIN OPEN CAT.5 (ISO/IEC 11801) / CAT.5E (TIA T568-B) PUR 10 M | 8
928 | 2706260050 | DRAGLINE CABLE PROFINET M8 D-CODE - IP67 STRAIGHT SOCKET OPEN CAT.5 (ISO/IEC 11801) / CAT.5E (TIA T568-B) PUR 5 M | 8
929 | 2706260300 | DRAGLINE CABLE PROFINET M8 D-CODE - IP67 STRAIGHT SOCKET OPEN CAT.5 (ISO/IEC 11801) / CAT.5E (TIA T568-B) PUR 30 M | 8
930 | 2706220100 | DRAGLINE CABLE PROFINET M8 D-CODE - IP67 ANGELED PIN M8 D-CODE - IP67 ANGELED PIN CAT.5 (ISO/IEC 11801) / CAT.5E (TIA T568-B) PUR 10 M | 8
931 | 2706250100 | DRAGLINE CABLE PROFINET M8 D-CODE - IP67 STRAIGHT PIN RJ45 IP 20 CAT.5 (ISO/IEC 11801) / CAT.5E (TIA T568-B) PUR 10 M | 8
932 | 2706200075 | DRAGLINE CABLE PROFINET M8 D-CODE - IP67 STRAIGHT PIN M8 D-CODE - IP67 STRAIGHT PIN CAT.5 (ISO/IEC 11801) / CAT.5E (TIA T568-B) PUR 7.5 M | 8
933 | 2706260030 | DRAGLINE CABLE PROFINET M8 D-CODE - IP67 STRAIGHT SOCKET OPEN CAT.5 (ISO/IEC 11801) / CAT.5E (TIA T568-B) PUR 3 M | 8
934 | 2706150200 | DRAGLINE CABLE PROFINET M8 D-CODE - IP67 STRAIGHT PIN OPEN CAT.5 (ISO/IEC 11801) / CAT.5E (TIA T568-B) PUR 20 M | 8
935 | 2706260015 | DRAGLINE CABLE PROFINET M8 D-CODE - IP67 STRAIGHT SOCKET OPEN CAT.5 (ISO/IEC 11801) / CAT.5E (TIA T568-B) PUR 1.5 M | 8
936 | 2706210015 | DRAGLINE CABLE PROFINET M8 D-CODE - IP67 STRAIGHT PIN M8 D-CODE - IP67 STRAIGHT SOCKET CAT.5 (ISO/IEC 11801) / CAT.5E (TIA T568-B) PUR 1.5 M | 8
937 | 2706220015 | DRAGLINE CABLE PROFINET M8 D-CODE - IP67 ANGELED PIN M8 D-CODE - IP67 ANGELED PIN CAT.5 (ISO/IEC 11801) / CAT.5E (TIA T568-B) PUR 1.5 M | 8
938 | 2706220050 | DRAGLINE CABLE PROFINET M8 D-CODE - IP67 ANGELED PIN M8 D-CODE - IP67 ANGELED PIN CAT.5 (ISO/IEC 11801) / CAT.5E (TIA T568-B) PUR 5 M | 8
939 | 2706190030 | DRAGLINE CABLE PROFINET M8 D-CODE - IP67 ANGELED PIN OPEN CAT.5 (ISO/IEC 11801) / CAT.5E (TIA T568-B) PUR 3 M | 8
940 | 2706210075 | DRAGLINE CABLE PROFINET M8 D-CODE - IP67 STRAIGHT PIN M8 D-CODE - IP67 STRAIGHT SOCKET CAT.5 (ISO/IEC 11801) / CAT.5E (TIA T568-B) PUR 7.5 M | 8
941 | 2706210300 | DRAGLINE CABLE PROFINET M8 D-CODE - IP67 STRAIGHT PIN M8 D-CODE - IP67 STRAIGHT SOCKET CAT.5 (ISO/IEC 11801) / CAT.5E (TIA T568-B) PUR 30 M | 8
942 | 2706160300 | DRAGLINE CABLE PROFINET M8 D-CODE - IP67 ANGELED SOCKET OPEN CAT.5 (ISO/IEC 11801) / CAT.5E (TIA T568-B) PUR 30 M | 8
943 | 2706250050 | DRAGLINE CABLE PROFINET M8 D-CODE - IP67 STRAIGHT PIN RJ45 IP 20 CAT.5 (ISO/IEC 11801) / CAT.5E (TIA T568-B) PUR 5 M | 8
944 | 2706160200 | DRAGLINE CABLE PROFINET M8 D-CODE - IP67 ANGELED SOCKET OPEN CAT.5 (ISO/IEC 11801) / CAT.5E (TIA T568-B) PUR 20 M | 8
945 | 2706200100 | DRAGLINE CABLE PROFINET M8 D-CODE - IP67 STRAIGHT PIN M8 D-CODE - IP67 STRAIGHT PIN CAT.5 (ISO/IEC 11801) / CAT.5E (TIA T568-B) PUR 10 M | 8
946 | 2706220030 | DRAGLINE CABLE PROFINET M8 D-CODE - IP67 ANGELED PIN M8 D-CODE - IP67 ANGELED PIN CAT.5 (ISO/IEC 11801) / CAT.5E (TIA T568-B) PUR 3 M | 8
947 | 2706210050 | DRAGLINE CABLE PROFINET M8 D-CODE - IP67 STRAIGHT PIN M8 D-CODE - IP67 STRAIGHT SOCKET CAT.5 (ISO/IEC 11801) / CAT.5E (TIA T568-B) PUR 5 M | 8
948 | 2706190100 | DRAGLINE CABLE PROFINET M8 D-CODE - IP67 ANGELED PIN OPEN CAT.5 (ISO/IEC 11801) / CAT.5E (TIA T568-B) PUR 10 M | 8
949 | 2706210030 | DRAGLINE CABLE PROFINET M8 D-CODE - IP67 STRAIGHT PIN M8 D-CODE - IP67 STRAIGHT SOCKET CAT.5 (ISO/IEC 11801) / CAT.5E (TIA T568-B) PUR 3 M | 8
950 | 2706210100 | DRAGLINE CABLE PROFINET M8 D-CODE - IP67 STRAIGHT PIN M8 D-CODE - IP67 STRAIGHT SOCKET CAT.5 (ISO/IEC 11801) / CAT.5E (TIA T568-B) PUR 10 M | 8
951 | 2706250030 | DRAGLINE CABLE PROFINET M8 D-CODE - IP67 STRAIGHT PIN RJ45 IP 20 CAT.5 (ISO/IEC 11801) / CAT.5E (TIA T568-B) PUR 3 M | 8
952 | 2706160015 | DRAGLINE CABLE PROFINET M8 D-CODE - IP67 ANGELED SOCKET OPEN CAT.5 (ISO/IEC 11801) / CAT.5E (TIA T568-B) PUR 1.5 M | 8
953 | 2706260200 | DRAGLINE CABLE PROFINET M8 D-CODE - IP67 STRAIGHT SOCKET OPEN CAT.5 (ISO/IEC 11801) / CAT.5E (TIA T568-B) PUR 20 M | 8
954 | 2706230015 | DRAGLINE CABLE PROFINET M8 D-CODE - IP67 ANGELED PIN M8 D-CODE - IP67 ANGELED SOCKET CAT.5 (ISO/IEC 11801) / CAT.5E (TIA T568-B) PUR 1.5 M | 8
955 | 2706150075 | DRAGLINE CABLE PROFINET M8 D-CODE - IP67 STRAIGHT PIN OPEN CAT.5 (ISO/IEC 11801) / CAT.5E (TIA T568-B) PUR 7.5 M | 8
956 | 2706160050 | DRAGLINE CABLE PROFINET M8 D-CODE - IP67 ANGELED SOCKET OPEN CAT.5 (ISO/IEC 11801) / CAT.5E (TIA T568-B) PUR 5 M | 8
957 | 2706250300 | DRAGLINE CABLE PROFINET M8 D-CODE - IP67 STRAIGHT PIN RJ45 IP 20 CAT.5 (ISO/IEC 11801) / CAT.5E (TIA T568-B) PUR 30 M | 8
958 | 2706230050 | DRAGLINE CABLE PROFINET M8 P-CODE - IP67 ANGELED PIN M8 D-CODE - IP67 ANGELED PIN M8 D-CODE - IP67 ANGELED SOCKET CAT.5 (ISO/IEC 11801) / CAT.5E (TIA T568-B) PUR 5 M | 8
959 | 2706260075 | DRAGLINE CABLE PROFINET M8 D-CODE - IP67 STRAIGHT SOCKET OPEN CAT.5 (ISO/IEC 11801) / CAT.5E (TIA T568-B) PUR 7.5 M | 8
960 | 2706200030 | DRAGLINE CABLE PROFINET M8 D-CODE - IP67 STRAIGHT PIN M8 D-CODE - IP67 STRAIGHT PIN CAT.5 (ISO/IEC 11801) / CAT.5E (TIA T568-B) PUR 3 M | 8
961 | 2706200200 | DRAGLINE CABLE PROFINET M8 D-CODE - IP67 STRAIGHT PIN M8 D-CODE - IP67 STRAIGHT PIN CAT.5 (ISO/IEC 11801) / CAT.5E (TIA T568-B) PUR 20 M | 8
962 | 2706200050 | DRAGLINE CABLE PROFINET M8 D-CODE - IP67 STRAIGHT PIN M8 D-CODE - IP67 STRAIGHT PIN CAT.5 (ISO/IEC 11801) / CAT.5E (TIA T568-B) PUR 5 M | 8
963 | 2706250015 | DRAGLINE CABLE PROFINET M8 D-CODE - IP67 STRAIGHT PIN RJ45 IP 20 CAT.5 (ISO/IEC 11801) / CAT.5E (TIA T568-B) PUR 1.5 M | 8
964 | 2706150050 | DRAGLINE CABLE PROFINET M8 D-CODE - IP67 STRAIGHT PIN OPEN CAT.5 (ISO/IEC 11801) / CAT.5E (TIA T568-B) PUR 5 M | 8
965 | 2706220075 | DRAGLINE CABLE PROFINET M8 D-CODE - IP67 ANGELED PIN M8 D-CODE - IP67 ANGELED PIN CAT.5 (ISO/IEC 11801) / CAT.5E (TIA T568-B) PUR 7.5 M | 8
966 | 2706230030 | DRAGLINE CABLE PROFINET M8 P-CODE - IP67 ANGELED PIN M8 D-CODE - IP67 ANGELED PIN M8 D-CODE - IP67 ANGELED SOCKET CAT.5 (ISO/IEC 11801) / CAT.5E (TIA T568-B) PUR 3 M | 8
967 | 2706210200 | DRAGLINE CABLE PROFINET M8 D-CODE - IP67 STRAIGHT PIN M8 D-CODE - IP67 STRAIGHT SOCKET CAT.5 (ISO/IEC 11801) / CAT.5E (TIA T568-B) PUR 20 M | 8
968 | 2706230075 | DRAGLINE CABLE PROFINET M8 P-CODE - IP67 ANGELED PIN M8 D-CODE - IP67 ANGELED PIN M8 D-CODE - IP67 ANGELED SOCKET CAT.5 (ISO/IEC 11801) / CAT.5E (TIA T568-B) PUR 7.5 M | 8
969 | 2706230100 | DRAGLINE CABLE PROFINET M8 P-CODE - IP67 ANGELED PIN M8 D-CODE - IP67 ANGELED PIN M8 D-CODE - IP67 ANGELED SOCKET CAT.5 (ISO/IEC 11801) / CAT.5E (TIA T568-B) PUR 10 M | 8
970 | 2706190050 | DRAGLINE CABLE PROFINET M8 D-CODE - IP67 ANGELED PIN OPEN CAT.5 (ISO/IEC 11801) / CAT.5E (TIA T568-B) PUR 5 M | 8
971 | 2706250200 | DRAGLINE CABLE PROFINET M8 D-CODE - IP67 STRAIGHT PIN RJ45 IP 20 CAT.5 (ISO/IEC 11801) / CAT.5E (TIA T568-B) PUR 20 M | 8
972 | 2706250075 | DRAGLINE CABLE PROFINET M8 D-CODE - IP67 STRAIGHT PIN RJ45 IP 20 CAT.5 (ISO/IEC 11801) / CAT.5E (TIA T568-B) PUR 7.5 M | 8
973 | 2706150030 | DRAGLINE CABLE PROFINET M8 D-CODE - IP67 STRAIGHT PIN OPEN CAT.5 (ISO/IEC 11801) / CAT.5E (TIA T568-B) PUR 3 M | 8
974 | 2706190075 | DRAGLINE CABLE PROFINET M8 D-CODE - IP67 ANGELED PIN OPEN CAT.5 (ISO/IEC 11801) / CAT.5E (TIA T568-B) PUR 7.5 M | 8
975 | 2706160100 | DRAGLINE CABLE PROFINET M8 D-CODE - IP67 ANGELED SOCKET OPEN CAT.5 (ISO/IEC 11801) / CAT.5E (TIA T568-B) PUR 10 M | 8
976 | 2706160075 | DRAGLINE CABLE PROFINET M8 D-CODE - IP67 ANGELED SOCKET OPEN CAT.5 (ISO/IEC 11801) / CAT.5E (TIA T568-B) PUR 7.5 M | 8
977 | 2706200300 | DRAGLINE CABLE PROFINET M8 D-CODE - IP67 STRAIGHT PIN M8 D-CODE - IP67 STRAIGHT PIN CAT.5 (ISO/IEC 11801) / CAT.5E (TIA T568-B) PUR 30 M | 8
978 | 2706260100 | DRAGLINE CABLE PROFINET M8 D-CODE - IP67 STRAIGHT SOCKET OPEN CAT.5 (ISO/IEC 11801) / CAT.5E (TIA T568-B) PUR 10 M | 8
979 | 2425570100 | PRE-ASSEMBLED PATCH CABLE CROSSOVER LC-DUPLEX IP 20 SC DUPLEX IP 20 50 ΜM 10 M | 103
980 | 2710810000 | OMNIMATE DATA - USB JACK FEMALE HEADER 480 MBPS THT SOLDER CONNECTION 180° PITCH IN MM (P): 2.50 MM N OF POLES: 4 PBT TRAY (MANUAL ASSEMBLY) | 41
981 | 2712250100 | HEAVY DUTY CONNECTOR ASSEMBLIES SOCKET CONNECTOR LAPP ÖLFLEX® CLASSIC 110 BK 7G1.5 OR SIMILAR SHIELDED: NO N OF POLES: 6 | 20
982 | 2712250200 | HEAVY DUTY CONNECTOR ASSEMBLIES SOCKET CONNECTOR LAPP ÖLFLEX® CLASSIC 110 BK 7G1.5 OR SIMILAR SHIELDED: NO N OF POLES: 6 | 20
983 | 2712250500 | HEAVY DUTY CONNECTOR ASSEMBLIES SOCKET CONNECTOR LAPP ÖLFLEX® CLASSIC 110 BK 7G1.5 OR SIMILAR SHIELDED: NO N OF POLES: 6 | 20
984 | 2712260100 | HEAVY DUTY CONNECTOR ASSEMBLIES SOCKET CONNECTOR LAPP ÖLFLEX® CLASSIC 110 BK 7G1.5 OR SIMILAR SHIELDED: NO N OF POLES: 6 | 20
985 | 2712260200 | HEAVY DUTY CONNECTOR ASSEMBLIES SOCKET CONNECTOR LAPP ÖLFLEX® CLASSIC 110 BK 7G1.5 OR SIMILAR SHIELDED: NO N OF POLES: 6 | 20
986 | 1349720015 | PRE-ASSEMBLED CABLE PAC | 37
987 | 1349350300 | PRE-ASSEMBLED CABLE PAC CABLE LIYCY 0.25 MM² | 2
988 | 2710660200 | HEAVY DUTY CONNECTOR ASSEMBLIES PIN SOCKET CONNECTOR LAPP ÖLFLEX® CLASSIC 110 BK 7G1.5 OR SIMILAR SHIELDED: NO N OF POLES: 6 | 20
989 | 2710660500 | HEAVY DUTY CONNECTOR ASSEMBLIES PIN SOCKET CONNECTOR LAPP ÖLFLEX® CLASSIC 110 BK 7G1.5 OR SIMILAR SHIELDED: NO N OF POLES: 6 | 20
990 | 2712240100 | HEAVY DUTY CONNECTOR ASSEMBLIES PIN SOCKET CONNECTOR LAPP ÖLFLEX® CLASSIC 110 BK 7G1.5 OR SIMILAR SHIELDED: NO N OF POLES: 6 | 20
991 | 2712240200 | HEAVY DUTY CONNECTOR ASSEMBLIES PIN SOCKET CONNECTOR LAPP ÖLFLEX® CLASSIC 110 BK 7G1.5 OR SIMILAR SHIELDED: NO N OF POLES: 6 | 20
992 | 2712240500 | HEAVY DUTY CONNECTOR ASSEMBLIES PIN SOCKET CONNECTOR LAPP ÖLFLEX® CLASSIC 110 BK 7G1.5 OR SIMILAR SHIELDED: NO N OF POLES: 6 | 20
993 | 2712370100 | HEAVY DUTY CONNECTOR ASSEMBLIES PIN SOCKET CONNECTOR HELUKABEL JZ-500-C 7G2.5 OR SIMILAR SHIELDED: YES N OF POLES: 6 | 20
994 | 2712370200 | HEAVY DUTY CONNECTOR ASSEMBLIES PIN SOCKET CONNECTOR HELUKABEL JZ-500-C 7G2.5 OR SIMILAR SHIELDED: YES N OF POLES: 6 | 20
995 | 2712380500 | HEAVY DUTY CONNECTOR ASSEMBLIES PIN SOCKET CONNECTOR HELUKABEL JZ-500-C 7G2.5 OR SIMILAR SHIELDED: YES N OF POLES: 6 | 20
996 | 2712380100 | HEAVY DUTY CONNECTOR ASSEMBLIES PIN SOCKET CONNECTOR HELUKABEL JZ-500-C 7G2.5 OR SIMILAR N OF POLES: 6 | 20
997 | 2712390100 | HEAVY DUTY CONNECTOR ASSEMBLIES SOCKET CONNECTOR HELUKABEL JZ-500-C 7G2.5 OR SIMILAR SHIELDED: YES N OF POLES: 6 | 20
998 | 2712390200 | HEAVY DUTY CONNECTOR ASSEMBLIES SOCKET CONNECTOR HELUKABEL JZ-500-C 7G2.5 OR SIMILAR SHIELDED: YES N OF POLES: 6 | 20
999 | 2712390500 | HEAVY DUTY CONNECTOR ASSEMBLIES SOCKET CONNECTOR HELUKABEL JZ-500-C 7G2.5 OR SIMILAR SHIELDED: YES N OF POLES: 6 | 20
1000 | 2712420100 | HEAVY DUTY CONNECTOR ASSEMBLIES SOCKET CONNECTOR LAPP ÖLFLEX® CLASSIC 110 BK 7G2.5 OR SIMILAR SHIELDED: NO N OF POLES: 6 | 20
1001 | 2712400500 | HEAVY DUTY CONNECTOR ASSEMBLIES SOCKET CONNECTOR HELUKABEL JZ-500-C 7G2.5 OR SIMILAR SHIELDED: YES N OF POLES: 6 | 20
1002 | 2712400200 | HEAVY DUTY CONNECTOR ASSEMBLIES SOCKET CONNECTOR HELUKABEL JZ-500-C 7G2.5 OR SIMILAR SHIELDED: YES N OF POLES: 6 | 20
1003 | 2712470200 | HEAVY DUTY CONNECTOR ASSEMBLIES PIN SOCKET CONNECTOR HELUKABEL JZ-500 10G2.5 OR SIMILAR SHIELDED: NO N OF POLES: 8 | 20
1004 | 2712470500 | HEAVY DUTY CONNECTOR ASSEMBLIES PIN SOCKET CONNECTOR HELUKABEL JZ-500 10G2.5 OR SIMILAR SHIELDED: NO N OF POLES: 8 | 20
1005 | 2712450500 | HEAVY DUTY CONNECTOR ASSEMBLIES PIN SOCKET CONNECTOR HELUKABEL JZ-500 10G2.5 OR SIMILAR SHIELDED: NO N OF POLES: 8 | 20
1006 | 2712490100 | HEAVY DUTY CONNECTOR ASSEMBLIES PIN HELUKABEL JZ-500 10G2.5 OR SIMILAR SHIELDED: NO N OF POLES: 8 | 20
1007 | 2712460200 | HEAVY DUTY CONNECTOR ASSEMBLIES PIN SOCKET CONNECTOR HELUKABEL MEGAFLEX 500-C 10G2.5 OR SIMILAR SHIELDED: YES N OF POLES: 8 | 20
1008 | 2712460100 | HEAVY DUTY CONNECTOR ASSEMBLIES PIN SOCKET CONNECTOR HELUKABEL MEGAFLEX 500-C 10G2.5 OR SIMILAR SHIELDED: YES N OF POLES: 8 | 20
1009 | 2712470100 | HEAVY DUTY CONNECTOR ASSEMBLIES PIN SOCKET CONNECTOR HELUKABEL JZ-500 10G2.5 OR SIMILAR SHIELDED: NO N OF POLES: 8 | 20
1010 | 2712430100 | HEAVY DUTY CONNECTOR ASSEMBLIES PIN SOCKET CONNECTOR LAPP ÖLFLEX® CLASSIC 110 BK 7G2.5 OR SIMILAR SHIELDED: NO N OF POLES: 6 | 20
1011 | 2712420500 | HEAVY DUTY CONNECTOR ASSEMBLIES SOCKET CONNECTOR LAPP ÖLFLEX® CLASSIC 110 BK 7G2.5 OR SIMILAR SHIELDED: NO N OF POLES: 6 | 20
1012 | 2712490500 | HEAVY DUTY CONNECTOR ASSEMBLIES PIN HELUKABEL JZ-500 10G2.5 OR SIMILAR SHIELDED: NO N OF POLES: 8 | 20
1013 | 2712490200 | HEAVY DUTY CONNECTOR ASSEMBLIES PIN HELUKABEL JZ-500 10G2.5 OR SIMILAR SHIELDED: NO N OF POLES: 8 | 20
1014 | 2712500500 | HEAVY DUTY CONNECTOR ASSEMBLIES PIN HELUKABEL MEGAFLEX 500-C 10G2.5 OR SIMILAR SHIELDED: YES N OF POLES: 8 | 20
1015 | 2712500100 | HEAVY DUTY CONNECTOR ASSEMBLIES PIN HELUKABEL MEGAFLEX 500-C 10G2.5 OR SIMILAR SHIELDED: YES N OF POLES: 8 | 20
1016 | 2712050000 | THM DEVICE MARKERS 8 X 17 MM | 83
1017 | 7789838300 | PRE-ASSEMBLED CABLE PAC CABLE LIYCY 0.50 MM² | 2
1018 | 2555790000 | WEB-COMPATIBLE TOUCH PANEL DISPLAY SIZE 10.1" RESISTIVE FRONT PROTECTION IP66 | 162
1019 | 1349340150 | PRE-ASSEMBLED CABLE PAC CABLE LIYCY 0.25 MM² | 2
1020 | 1349340200 | PRE-ASSEMBLED CABLE PAC CABLE LIYCY 0.25 MM² | 2
1021 | 1349330150 | PRE-ASSEMBLED CABLE PAC CABLE LIYCY 0.25 MM² | 2
1022 | 2712130000 | WS TERMINAL MARKER 10 X 5 MM WEIDMUELLER | 93
1023 | 2712090000 | SLIMFIX CONDUCTOR AND CABLE MARKERS 7 - 40 MM 26 X 15 MM | 22
1024 | 2712160000 | TERMINAL MARKER 10 X 6 MM | 530
1025 | 2712140000 | WS TERMINAL MARKER 10 X 6 MM WEIDMUELLER | 93
1026 | 2712010000 | CONDUCTOR AND CABLE MARKERS 12.7 - 38.1 MM ORANGE | 54
1027 | 2711980000 | THM CONDUCTOR AND CABLE MARKERS 4.9 - 9.8 MM 25 X 38.1 MM | 15
1028 | 2712000000 | CONDUCTOR AND CABLE MARKERS 8.5 - 25.4 MM ORANGE | 54
1029 | 2712070000 | SWITCHMARK DEVICE MARKERS 22 X 22 MM | 244
1030 | 2711960000 | THM CONDUCTOR AND CABLE MARKERS 4.9 - 9.8 MM 25 X 38.1 MM | 15
1031 | 2711970000 | THM CONDUCTOR AND CABLE MARKERS 12.2 - 24.4 MM 25 X 100 MM | 15
1032 | 2712030000 | THM DEVICE MARKERS 10 X 20 MM | 83
1033 | 2712080000 | SWITCHMARK DEVICE MARKERS 22 X 22 MM | 244
1034 | 2712020000 | THM DEVICE MARKERS 10 X 20 MM | 83
1035 | 2711920000 | THM CONDUCTOR AND CABLE MARKERS 3.9 - 7.8 MM 25 X 31.8 MM | 15
1036 | 2711940000 | THM CONDUCTOR AND CABLE MARKERS 4.5 - 9 MM 25 X 51.4 MM | 15
1037 | 2711880000 | THM CONDUCTOR AND CABLE MARKERS 3.9 - 7.8 MM 25 X 31.8 MM | 15
1038 | 2711930000 | THM CONDUCTOR AND CABLE MARKERS 4.9 - 9.8 MM 25 X 38.1 MM | 15
1039 | 2711950000 | THM CONDUCTOR AND CABLE MARKERS 12.2 - 24.4 MM 25 X 100 MM | 15
1040 | 2711900000 | THM CONDUCTOR AND CABLE MARKERS 4.5 - 9 MM 25 X 51.4 MM | 15
1041 | 2711890000 | THM CONDUCTOR AND CABLE MARKERS 4.9 - 9.8 MM 25 X 38.1 MM | 15
1042 | 2723360000 | TERMSERIES RELAY WITH POSITIVELY DRIVEN CONTACTS N OF CONTACTS: 2 CO CONTACTS FORCIBILY GUIDED (EN 61810-3 TYPE B) AGNI RATED CONTROL VOLTAGE: 24 V DC CONTINUOUS CURRENT: 6 A TEST BUTTON AVAILABLE: NO | 3
1043 | 1251580900 | PATCH CABLE RJ45 IP 20 RJ45 IP 20 CAT.6A / CLASS EA (ISO/IEC 11801 2010) LSZH 90 M | 10
1044 | 2728160000 | PRIMARY CURRENT: 2000 A SECONDARY CURRENT MAX.: 5 A LOAD: 15 VA TOLERANCE CLASS: 1 DETACHABLE CURRENT TRANSFORMER | 21
1045 | 2728110000 | PRIMARY CURRENT: 750 A SECONDARY CURRENT MAX.: 5 A LOAD: 2 VA TOLERANCE CLASS: 1 DETACHABLE CURRENT TRANSFORMER | 21
1046 | 2728150000 | PRIMARY CURRENT: 1500 A SECONDARY CURRENT MAX.: 5 A LOAD: 15 VA TOLERANCE CLASS: 1 DETACHABLE CURRENT TRANSFORMER | 21
1047 | 2728140000 | PRIMARY CURRENT: 1200 A SECONDARY CURRENT MAX.: 5 A LOAD: 10 VA TOLERANCE CLASS: 1 DETACHABLE CURRENT TRANSFORMER | 21
1048 | 2728100000 | PRIMARY CURRENT: 500 A SECONDARY CURRENT MAX.: 5 A LOAD: 5 VA TOLERANCE CLASS: 1 DETACHABLE CURRENT TRANSFORMER | 21
1049 | 2722470000 | VG EXI 7J (EX PLASTIC CABLE GLAND 7J EXI) CABLE GLANDS M 50 18 MM OD MIN. 31 - OD MAX. 38 MM IP54 IP66 IP67 IP68 - 5 BAR (30 MIN.) POLYAMIDE 6 | 7
1050 | 2722460000 | VG EXI 7J (EX PLASTIC CABLE GLAND 7J EXI) CABLE GLANDS M 40 18 MM OD MIN. 23 - OD MAX. 32 MM IP54 IP66 IP67 IP68 - 5 BAR (30 MIN.) POLYAMIDE 6 | 7
1051 | 2722420000 | VG EXI 7J (EX PLASTIC CABLE GLAND 7J EXI) CABLE GLANDS M 25 10 MM OD MIN. 14 - OD MAX. 18 MM IP54 IP66 IP67 IP68 - 5 BAR (30 MIN.) POLYAMIDE 6 | 7
1052 | 2722440000 | VG EXI 7J (EX PLASTIC CABLE GLAND 7J EXI) CABLE GLANDS M 32 15 MM OD MIN. 19 - OD MAX. 25 MM IP54 IP66 IP67 IP68 - 5 BAR (30 MIN.) POLYAMIDE 6 | 7
1053 | 2722430000 | VG EXI 7J (EX PLASTIC CABLE GLAND 7J EXI) CABLE GLANDS M 32 10 MM OD MIN. 16 - OD MAX. 21 MM IP54 IP66 IP67 IP68 - 5 BAR (30 MIN.) POLYAMIDE 6 | 7
1054 | 2722410000 | VG EXI 7J (EX PLASTIC CABLE GLAND 7J EXI) CABLE GLANDS M 25 10 MM OD MIN. 12 - OD MAX. 17 MM IP54 IP66 IP67 IP68 - 5 BAR (30 MIN.) POLYAMIDE 6 | 7
1055 | 2722400000 | VG EXI 7J (EX PLASTIC CABLE GLAND 7J EXI) CABLE GLANDS M 20 10 MM OD MIN. 11 - OD MAX. 14 MM IP54 IP66 IP67 IP68 - 5 BAR (30 MIN.) POLYAMIDE 6 | 7
1056 | 2722380000 | VG EXI 7J (EX PLASTIC CABLE GLAND 7J EXI) CABLE GLANDS M 20 10 MM OD MIN. 7 - OD MAX. 12 MM IP54 IP66 IP67 IP68 - 5 BAR (30 MIN.) POLYAMIDE 6 | 7
1057 | 2722390000 | VG EXI 7J (EX PLASTIC CABLE GLAND 7J EXI) CABLE GLANDS M 20 10 MM OD MIN. 7 - OD MAX. 13 MM IP54 IP66 IP67 IP68 - 5 BAR (30 MIN.) POLYAMIDE 6 | 7
1058 | 2722350000 | VG EXI 7J (EX PLASTIC CABLE GLAND 7J EXI) CABLE GLANDS M 12 10 MM OD MIN. 4 - OD MAX. 6.5 MM IP54 IP66 IP67 IP68 - 5 BAR (30 MIN.) POLYAMIDE 6 | 7
1059 | 2722370000 | VG EXI 7J (EX PLASTIC CABLE GLAND 7J EXI) CABLE GLANDS M 16 10 MM OD MIN. 6 - OD MAX. 10 MM IP54 IP66 IP67 IP68 - 5 BAR (30 MIN.) POLYAMIDE 6 | 7
1060 | 2722360000 | VG EXI 7J (EX PLASTIC CABLE GLAND 7J EXI) CABLE GLANDS M 16 10 MM OD MIN. 5 - OD MAX. 8 MM IP54 IP66 IP67 IP68 - 5 BAR (30 MIN.) POLYAMIDE 6 | 7
1061 | 2722340000 | VG EXI 7J (EX PLASTIC CABLE GLAND 7J EXI) CABLE GLANDS M 63 18 MM OD MIN. 35 - OD MAX. 44 MM IP54 IP66 IP67 IP68 - 5 BAR (30 MIN.) POLYAMIDE 6 | 7
1062 | 2722290000 | VG EXI 7J (EX PLASTIC CABLE GLAND 7J EXI) CABLE GLANDS M 32 10 MM OD MIN. 16 - OD MAX. 21 MM IP54 IP66 IP67 IP68 - 5 BAR (30 MIN.) POLYAMIDE 6 | 7
1063 | 2722300000 | VG EXI 7J (EX PLASTIC CABLE GLAND 7J EXI) CABLE GLANDS M 32 15 MM OD MIN. 19 - OD MAX. 25 MM IP54 IP66 IP67 IP68 - 5 BAR (30 MIN.) POLYAMIDE 6 | 7
1064 | 2722330000 | VG EXI 7J (EX PLASTIC CABLE GLAND 7J EXI) CABLE GLANDS M 50 18 MM OD MIN. 31 - OD MAX. 38 MM IP54 IP66 IP67 IP68 - 5 BAR (30 MIN.) POLYAMIDE 6 | 7
1065 | 2722310000 | VG EXI 7J (EX PLASTIC CABLE GLAND 7J EXI) CABLE GLANDS M 40 10 MM OD MIN. 20 - OD MAX. 28 MM IP54 IP66 IP67 IP68 - 5 BAR (30 MIN.) POLYAMIDE 6 | 7
1066 | 2722320000 | VG EXI 7J (EX PLASTIC CABLE GLAND 7J EXI) CABLE GLANDS M 40 18 MM OD MIN. 23 - OD MAX. 32 MM IP54 IP66 IP67 IP68 - 5 BAR (30 MIN.) POLYAMIDE 6 | 7
1067 | 2722280000 | VG EXI 7J (EX PLASTIC CABLE GLAND 7J EXI) CABLE GLANDS M 25 10 MM OD MIN. 14 - OD MAX. 18 MM IP54 IP66 IP67 IP68 - 5 BAR (30 MIN.) POLYAMIDE 6 | 7
1068 | 2722260000 | VG EXI 7J (EX PLASTIC CABLE GLAND 7J EXI) CABLE GLANDS M 20 10 MM OD MIN. 11 - OD MAX. 14 MM IP54 IP66 IP67 IP68 - 5 BAR (30 MIN.) POLYAMIDE 6 | 7
1069 | 2722240000 | VG EXI 7J (EX PLASTIC CABLE GLAND 7J EXI) CABLE GLANDS M 20 10 MM OD MIN. 7 - OD MAX. 12 MM IP54 IP66 IP67 IP68 - 5 BAR (30 MIN.) POLYAMIDE 6 | 7
1070 | 2722220000 | VG EXI 7J (EX PLASTIC CABLE GLAND 7J EXI) CABLE GLANDS M 16 10 MM OD MIN. 5 - OD MAX. 8 MM IP54 IP66 IP67 IP68 - 5 BAR (30 MIN.) POLYAMIDE 6 | 7
1071 | 2722270000 | VG EXI 7J (EX PLASTIC CABLE GLAND 7J EXI) CABLE GLANDS M 25 10 MM OD MIN. 12 - OD MAX. 17 MM IP54 IP66 IP67 IP68 - 5 BAR (30 MIN.) POLYAMIDE 6 | 7
1072 | 2722230000 | VG EXI 7J (EX PLASTIC CABLE GLAND 7J EXI) CABLE GLANDS M 16 10 MM OD MIN. 6 - OD MAX. 10 MM IP54 IP66 IP67 IP68 - 5 BAR (30 MIN.) POLYAMIDE 6 | 7
1073 | 2722250000 | VG EXI 7J (EX PLASTIC CABLE GLAND 7J EXI) CABLE GLANDS M 20 10 MM OD MIN. 7 - OD MAX. 13 MM IP54 IP66 IP67 IP68 - 5 BAR (30 MIN.) POLYAMIDE 6 | 7
1074 | 2722200000 | VG EXE 7J (EX PLASTIC CABLE GLAND 7J EXE) CABLE GLANDS M 63 18 MM OD MIN. 35 - OD MAX. 44 MM IP54 IP66 IP67 IP68 - 5 BAR (30 MIN.) POLYAMIDE 6 | 7
1075 | 2722190000 | VG EXE 7J (EX PLASTIC CABLE GLAND 7J EXE) CABLE GLANDS M 50 18 MM OD MIN. 31 - OD MAX. 38 MM IP54 IP66 IP67 IP68 - 5 BAR (30 MIN.) POLYAMIDE 6 | 7
1076 | 2722140000 | VG EXE 7J (EX PLASTIC CABLE GLAND 7J EXE) CABLE GLANDS M 25 10 MM OD MIN. 14 - OD MAX. 18 MM IP54 IP66 IP67 IP68 - 5 BAR (30 MIN.) POLYAMIDE 6 | 7
1077 | 2722170000 | VG EXE 7J (EX PLASTIC CABLE GLAND 7J EXE) CABLE GLANDS M 40 10 MM OD MIN. 20 - OD MAX. 28 MM IP54 IP66 IP67 IP68 - 5 BAR (30 MIN.) POLYAMIDE 6 | 7
1078 | 2722180000 | VG EXE 7J (EX PLASTIC CABLE GLAND 7J EXE) CABLE GLANDS M 40 18 MM OD MIN. 23 - OD MAX. 32 MM IP54 IP66 IP67 IP68 - 5 BAR (30 MIN.) POLYAMIDE 6 | 7
1079 | 2722160000 | VG EXE 7J (EX PLASTIC CABLE GLAND 7J EXE) CABLE GLANDS M 32 15 MM OD MIN. 19 - OD MAX. 25 MM IP54 IP66 IP67 IP68 - 5 BAR (30 MIN.) POLYAMIDE 6 | 7
1080 | 2722130000 | VG EXE 7J (EX PLASTIC CABLE GLAND 7J EXE) CABLE GLANDS M 25 10 MM OD MIN. 12 - OD MAX. 17 MM IP54 IP66 IP67 IP68 - 5 BAR (30 MIN.) POLYAMIDE 6 | 7
1081 | 2722090000 | VG EXE 7J (EX PLASTIC CABLE GLAND 7J EXE) CABLE GLANDS M 16 10 MM OD MIN. 6 - OD MAX. 10 MM IP54 IP66 IP67 IP68 - 5 BAR (30 MIN.) POLYAMIDE 6 | 7
1082 | 2722070000 | VG EXE 7J (EX PLASTIC CABLE GLAND 7J EXE) CABLE GLANDS M 12 10 MM OD MIN. 4 - OD MAX. 6.5 MM IP54 IP66 IP67 IP68 - 5 BAR (30 MIN.) POLYAMIDE 6 | 7
1083 | 2722080000 | VG EXE 7J (EX PLASTIC CABLE GLAND 7J EXE) CABLE GLANDS M 16 10 MM OD MIN. 5 - OD MAX. 8 MM IP54 IP66 IP67 IP68 - 5 BAR (30 MIN.) POLYAMIDE 6 | 7
1084 | 2722120000 | VG EXE 7J (EX PLASTIC CABLE GLAND 7J EXE) CABLE GLANDS M 20 10 MM OD MIN. 11 - OD MAX. 14 MM IP54 IP66 IP67 IP68 - 5 BAR (30 MIN.) POLYAMIDE 6 | 7
1085 | 2722110000 | VG EXE 7J (EX PLASTIC CABLE GLAND 7J EXE) CABLE GLANDS M 20 10 MM OD MIN. 7 - OD MAX. 13 MM IP54 IP66 IP67 IP68 - 5 BAR (30 MIN.) POLYAMIDE 6 | 7
1086 | 2722100000 | VG EXE 7J (EX PLASTIC CABLE GLAND 7J EXE) CABLE GLANDS M 20 10 MM OD MIN. 7 - OD MAX. 12 MM IP54 IP66 IP67 IP68 - 5 BAR (30 MIN.) POLYAMIDE 6 | 7
1087 | 2722060000 | VG EXE 7J (EX PLASTIC CABLE GLAND 7J EXE) CABLE GLANDS M 63 18 MM OD MIN. 35 - OD MAX. 44 MM IP54 IP66 IP67 IP68 - 5 BAR (30 MIN.) POLYAMIDE 6 | 7
1088 | 2722050000 | VG EXE 7J (EX PLASTIC CABLE GLAND 7J EXE) CABLE GLANDS M 50 18 MM OD MIN. 31 - OD MAX. 38 MM IP54 IP66 IP67 IP68 - 5 BAR (30 MIN.) POLYAMIDE 6 | 7
1089 | 2722040000 | VG EXE 7J (EX PLASTIC CABLE GLAND 7J EXE) CABLE GLANDS M 40 18 MM OD MIN. 23 - OD MAX. 32 MM IP54 IP66 IP67 IP68 - 5 BAR (30 MIN.) POLYAMIDE 6 | 7
1090 | 2722450000 | VG EXI 7J (EX PLASTIC CABLE GLAND 7J EXI) CABLE GLANDS M 40 10 MM OD MIN. 20 - OD MAX. 28 MM IP54 IP66 IP67 IP68 - 5 BAR (30 MIN.) POLYAMIDE 6 | 7
1091 | 2710590000 | MARKING TAGS HEAVY DUTY CONNECTOR ASSEMBLIES | 732
1092 | 7789301035 | PRE-ASSEMBLED CABLE PAC CABLE LIYY 0.25 MM² | 2
1093 | 2722480000 | VG EXI 7J (EX PLASTIC CABLE GLAND 7J EXI) CABLE GLANDS M 63 18 MM OD MIN. 35 - OD MAX. 44 MM IP54 IP66 IP67 IP68 - 5 BAR (30 MIN.) POLYAMIDE 6 | 7
1094 | 2726800000 | SURGE VOLTAGE ARRESTER LOW VOLTAGE SURGE PROTECTION TT NUR FÜR N-PE UP(L/N-PE) ? 1.5 KV | 254
1095 | 2736940000 | FRAME | 260
1096 | 2736930000 | FRAME | 260
1097 | 2709710000 | CROSS-CONNECTOR BRIDGE HEAVY DUTY CONNECTOR ASSEMBLIES | 134
1098 | 2556170000 | PCB PLUG-IN CONNECTOR MALE HEADER FLANGE THT SOLDER CONNECTION 3.50 MM N OF POLES: 38 180° SOLDER PIN LENGTH (L): 3.5 MM TINNED ORANGE BOX | 0
1099 | 2556150000 | PCB PLUG-IN CONNECTOR MALE HEADER CLOSED SIDE THT SOLDER CONNECTION 3.50 MM N OF POLES: 38 180° SOLDER PIN LENGTH (L): 3.5 MM TINNED ORANGE BOX | 0
1100 | 1329170005 | PRE-ASSEMBLED CABLE PAC CABLE LIYY 0.25 MM² | 2
1101 | 7789657100 | PRE-ASSEMBLED CABLE PAC CABLE LIYCY 0.25 MM² | 2
1102 | 1349650035 | PRE-ASSEMBLED CABLE PAC | 37
1103 | 7789704100 | PRE-ASSEMBLED CABLE PAC CABLE LIYCY 0.25 MM² | 2
1104 | 1329110015 | PRE-ASSEMBLED CABLE PAC CABLE LIYY 0.25 MM² | 2
1105 | 1329200015 | PRE-ASSEMBLED CABLE PAC CABLE LIYY 0.25 MM² | 2
1106 | 1329240015 | PRE-ASSEMBLED CABLE PAC CABLE LIYY 0.25 MM² | 2
1107 | 2629690000 | PCB PLUG-IN CONNECTOR FEMALE PLUG 7.62 MM N OF POLES: 5 CLAMPING YOKE CONNECTION CLAMPING RANGE MAX. : 4 MM² BOX | 1
1108 | 1349350200 | PRE-ASSEMBLED CABLE PAC CABLE LIYCY 0.25 MM² | 2
1109 | 2736830000 | 2.5 MM² 800 V 22 A DARK | 932
1110 | 2723040030 | DRAGLINE CABLE M12 X-TYPE IP 67 STRAIGHT MALE M12 X-TYPE IP 67 STRAIGHT MALE CAT.6A / CLASS EA (ISO/IEC 11801 2010) PUR 3 M | 17
1111 | 2723040050 | DRAGLINE CABLE M12 X-TYPE IP 67 STRAIGHT MALE M12 X-TYPE IP 67 STRAIGHT MALE CAT.6A / CLASS EA (ISO/IEC 11801 2010) PUR 5 M | 17
1112 | 2723040100 | DRAGLINE CABLE M12 X-TYPE IP 67 STRAIGHT MALE M12 X-TYPE IP 67 STRAIGHT MALE CAT.6A / CLASS EA (ISO/IEC 11801 2010) PUR 10 M | 17
1113 | 2047310150 | DRAGLINE CABLE PROFINET RJ45 IP 20 RJ45 IP 20 CAT.5 (ISO/IEC 11801) / CAT.5E (TIA T568-B) PUR 15 M | 8
1114 | 2047310050 | DRAGLINE CABLE PROFINET RJ45 IP 20 RJ45 IP 20 CAT.5 (ISO/IEC 11801) / CAT.5E (TIA T568-B) PUR 5 M | 8
1115 | 2047310075 | DRAGLINE CABLE PROFINET RJ45 IP 20 RJ45 IP 20 CAT.5 (ISO/IEC 11801) / CAT.5E (TIA T568-B) PUR 7.5 M | 8
1116 | 2047310200 | DRAGLINE CABLE PROFINET RJ45 IP 20 RJ45 IP 20 CAT.5 (ISO/IEC 11801) / CAT.5E (TIA T568-B) PUR 20 M | 8
1117 | 2047310005 | DRAGLINE CABLE PROFINET RJ45 IP 20 RJ45 IP 20 CAT.5 (ISO/IEC 11801) / CAT.5E (TIA T568-B) PUR 0.5 M | 8
1118 | 2047310040 | DRAGLINE CABLE PROFINET RJ45 IP 20 RJ45 IP 20 CAT.5 (ISO/IEC 11801) / CAT.5E (TIA T568-B) PUR 4 M | 8
1119 | 2047310020 | DRAGLINE CABLE PROFINET RJ45 IP 20 RJ45 IP 20 CAT.5 (ISO/IEC 11801) / CAT.5E (TIA T568-B) PUR 2 M | 8
1120 | 2047310015 | DRAGLINE CABLE PROFINET RJ45 IP 20 RJ45 IP 20 CAT.5 (ISO/IEC 11801) / CAT.5E (TIA T568-B) PUR 1.5 M | 8
1121 | 2723040150 | DRAGLINE CABLE M12 X-TYPE IP 67 STRAIGHT MALE M12 X-TYPE IP 67 STRAIGHT MALE CAT.6A / CLASS EA (ISO/IEC 11801 2010) PUR 15 M | 17
1122 | 2047310100 | DRAGLINE CABLE PROFINET RJ45 IP 20 RJ45 IP 20 CAT.5 (ISO/IEC 11801) / CAT.5E (TIA T568-B) PUR 10 M | 8
1123 | 2629630000 | PCB PLUG-IN CONNECTOR MALE HEADER THT SOLDER CONNECTION 7.62 MM N OF POLES: 5 SOLDER PIN LENGTH (L): 3.2 MM | 0
1124 | 2629590000 | PCB PLUG-IN CONNECTOR MALE HEADER THT SOLDER CONNECTION 7.62 MM N OF POLES: 4 SOLDER PIN LENGTH (L): 3.2 MM | 0
1125 | 2629640000 | PCB PLUG-IN CONNECTOR MALE HEADER THT SOLDER CONNECTION 7.62 MM N OF POLES: 6 SOLDER PIN LENGTH (L): 3.2 MM | 0
1126 | 2629500000 | PCB PLUG-IN CONNECTOR MALE HEADER CLOSED SIDE MIDDLE FLANGE THT SOLDER CONNECTION 7.62 MM N OF POLES: 6 90° SOLDER PIN LENGTH (L): 3.2 MM | 0
1127 | 2629660000 | PCB PLUG-IN CONNECTOR MALE HEADER THT SOLDER CONNECTION 7.62 MM N OF POLES: 6 SOLDER PIN LENGTH (L): 3.2 MM | 0
1128 | 2629530000 | PCB PLUG-IN CONNECTOR MALE HEADER THT SOLDER CONNECTION 7.62 MM N OF POLES: 2 SOLDER PIN LENGTH (L): 3.2 MM | 0
1129 | 2629540000 | PCB PLUG-IN CONNECTOR MALE HEADER THT SOLDER CONNECTION 7.62 MM N OF POLES: 3 SOLDER PIN LENGTH (L): 3.2 MM | 0
1130 | 2629600000 | PCB PLUG-IN CONNECTOR MALE HEADER THT SOLDER CONNECTION 7.62 MM N OF POLES: 5 SOLDER PIN LENGTH (L): 3.2 MM | 0
1131 | 2629520000 | PCB PLUG-IN CONNECTOR MALE HEADER CLOSED SIDE MIDDLE FLANGE THT SOLDER CONNECTION 7.62 MM N OF POLES: 6 90° SOLDER PIN LENGTH (L): 3.2 MM | 0
1132 | 2629620000 | PCB PLUG-IN CONNECTOR MALE HEADER THT SOLDER CONNECTION 7.62 MM N OF POLES: 4 SOLDER PIN LENGTH (L): 3.2 MM | 0
1133 | 2629580000 | PCB PLUG-IN CONNECTOR MALE HEADER THT SOLDER CONNECTION 7.62 MM N OF POLES: 3 SOLDER PIN LENGTH (L): 3.2 MM | 0
1134 | 2629650000 | PCB PLUG-IN CONNECTOR MALE HEADER THT SOLDER CONNECTION 7.62 MM N OF POLES: 5 SOLDER PIN LENGTH (L): 3.2 MM | 0
1135 | 2629670000 | PCB PLUG-IN CONNECTOR MALE HEADER THT SOLDER CONNECTION 7.62 MM N OF POLES: 6 SOLDER PIN LENGTH (L): 3.2 MM | 0
1136 | 2629550000 | PCB PLUG-IN CONNECTOR MALE HEADER THT SOLDER CONNECTION 7.62 MM N OF POLES: 4 SOLDER PIN LENGTH (L): 3.2 MM | 0
1137 | 2629610000 | PCB PLUG-IN CONNECTOR MALE HEADER THT SOLDER CONNECTION 7.62 MM N OF POLES: 6 SOLDER PIN LENGTH (L): 3.2 MM | 0
1138 | 2629480000 | PCB PLUG-IN CONNECTOR MALE HEADER CLOSED SIDE MIDDLE FLANGE THT SOLDER CONNECTION 7.62 MM N OF POLES: 6 90° SOLDER PIN LENGTH (L): 3.2 MM | 0
1139 | 2629360000 | PCB PLUG-IN CONNECTOR MALE HEADER CLOSED SIDE MIDDLE FLANGE THT SOLDER CONNECTION 7.62 MM N OF POLES: 5 90° SOLDER PIN LENGTH (L): 3.2 MM | 0
1140 | 2629570000 | PCB PLUG-IN CONNECTOR MALE HEADER THT SOLDER CONNECTION 7.62 MM N OF POLES: 6 SOLDER PIN LENGTH (L): 3.2 MM | 0
1141 | 2629560000 | PCB PLUG-IN CONNECTOR MALE HEADER THT SOLDER CONNECTION 7.62 MM N OF POLES: 5 SOLDER PIN LENGTH (L): 3.2 MM | 0
1142 | 2627250000 | PCB PLUG-IN CONNECTOR MALE HEADER CLOSED SIDE MIDDLE SCREW FLANGE THT/THR SOLDER CONNECTION 7.62 MM N OF POLES: 4 SOLDER PIN LENGTH (L): 2.6 MM TINNED BOX | 0
1143 | 2627240000 | PCB PLUG-IN CONNECTOR MALE HEADER CLOSED SIDE MIDDLE SCREW FLANGE THT/THR SOLDER CONNECTION 7.62 MM N OF POLES: 4 SOLDER PIN LENGTH (L): 2.6 MM TINNED BOX | 0
1144 | 2748940000 | SCREWDRIVER INSERT BLADE WIDTH (B): 5.5 MM BLADE LENGTH: 70 MM BLADE THICKNESS (A): 1 MM | 48
1145 | 2748920000 | SCREWDRIVER INSERT BLADE WIDTH (B): 3.5 MM BLADE LENGTH: 70 MM BLADE THICKNESS (A): 0.6 MM | 48
1146 | 2748930000 | SCREWDRIVER INSERT BLADE WIDTH (B): 4 MM BLADE LENGTH: 70 MM BLADE THICKNESS (A): 0.8 MM | 48
1147 | 2748910000 | SCREWDRIVER INSERT BLADE WIDTH (B): 3 MM BLADE LENGTH: 70 MM BLADE THICKNESS (A): 0.5 MM | 48
1148 | 2628510000 | PCB PLUG-IN CONNECTOR FEMALE PLUG 7.62 MM N OF POLES: 4 180° PUSH IN WITH ACTUATOR PUSH IN WITHOUT ACTUATOR CLAMPING RANGE MAX. : 10 MM² BOX | 1
1149 | 2628580000 | PCB PLUG-IN CONNECTOR FEMALE PLUG 7.62 MM N OF POLES: 5 180° PUSH IN WITH ACTUATOR PUSH IN WITHOUT ACTUATOR CLAMPING RANGE MAX. : 10 MM² BOX | 1
1150 | 2628350000 | PCB PLUG-IN CONNECTOR FEMALE PLUG 7.62 MM N OF POLES: 4 180° PUSH IN WITH ACTUATOR PUSH IN WITHOUT ACTUATOR CLAMPING RANGE MAX. : 10 MM² BOX | 1
1151 | 2628650000 | PCB PLUG-IN CONNECTOR FEMALE PLUG 7.62 MM N OF POLES: 4 180° PUSH IN WITH ACTUATOR PUSH IN WITHOUT ACTUATOR CLAMPING RANGE MAX. : 10 MM² BOX | 1
1152 | 2628640000 | PCB PLUG-IN CONNECTOR FEMALE PLUG 7.62 MM N OF POLES: 4 180° PUSH IN WITH ACTUATOR PUSH IN WITHOUT ACTUATOR CLAMPING RANGE MAX. : 10 MM² BOX | 1
1153 | 2628590000 | PCB PLUG-IN CONNECTOR FEMALE PLUG 7.62 MM N OF POLES: 5 180° PUSH IN WITH ACTUATOR PUSH IN WITHOUT ACTUATOR CLAMPING RANGE MAX. : 10 MM² BOX | 1
1154 | 2628410000 | PCB PLUG-IN CONNECTOR FEMALE PLUG 7.62 MM N OF POLES: 5 180° PUSH IN WITH ACTUATOR PUSH IN WITHOUT ACTUATOR CLAMPING RANGE MAX. : 10 MM² BOX | 1
1155 | 2628400000 | PCB PLUG-IN CONNECTOR FEMALE PLUG 7.62 MM N OF POLES: 5 180° PUSH IN WITH ACTUATOR PUSH IN WITHOUT ACTUATOR CLAMPING RANGE MAX. : 10 MM² BOX | 1
1156 | 2628340000 | PCB PLUG-IN CONNECTOR FEMALE PLUG 7.62 MM N OF POLES: 4 180° PUSH IN WITH ACTUATOR PUSH IN WITHOUT ACTUATOR CLAMPING RANGE MAX. : 10 MM² BOX | 1
1157 | 2628570000 | PCB PLUG-IN CONNECTOR FEMALE PLUG 7.62 MM N OF POLES: 5 180° PUSH IN WITH ACTUATOR PUSH IN WITHOUT ACTUATOR CLAMPING RANGE MAX. : 10 MM² BOX | 1
1158 | 2628320000 | PCB PLUG-IN CONNECTOR FEMALE PLUG 7.62 MM N OF POLES: 4 180° PUSH IN WITH ACTUATOR PUSH IN WITHOUT ACTUATOR CLAMPING RANGE MAX. : 10 MM² BOX | 1
1159 | 2628520000 | PCB PLUG-IN CONNECTOR FEMALE PLUG 7.62 MM N OF POLES: 4 180° PUSH IN WITH ACTUATOR PUSH IN WITHOUT ACTUATOR CLAMPING RANGE MAX. : 10 MM² BOX | 1
1160 | 2628630000 | PCB PLUG-IN CONNECTOR FEMALE PLUG 7.62 MM N OF POLES: 4 180° PUSH IN WITH ACTUATOR PUSH IN WITHOUT ACTUATOR CLAMPING RANGE MAX. : 10 MM² BOX | 1
1161 | 2628390000 | PCB PLUG-IN CONNECTOR FEMALE PLUG 7.62 MM N OF POLES: 5 180° PUSH IN WITH ACTUATOR PUSH IN WITHOUT ACTUATOR CLAMPING RANGE MAX. : 10 MM² BOX | 1
1162 | 2711380000 | PCB PLUG-IN CONNECTOR SOLDER FLANGE THT/THR SOLDER CONNECTION 3.50 MM N OF POLES: 38 90° SOLDER PIN LENGTH (L): 3.2 MM TINNED BOX | 0
1163 | 7789888020 | PRE-ASSEMBLED CABLE PAC CABLE LIYCY 0.34 MM² | 2
1164 | 1292190400 | SENSOR/ACTUATOR LINE 7/8" N OF POLES : 5 (4 + PE) 4 M SHIELDED: NO LED: NO SHEATH MATERIAL: PUR HALOGEN: NO | 0
1165 | 1292190600 | SENSOR/ACTUATOR LINE 7/8" N OF POLES : 5 (4 + PE) 6 M SHIELDED: NO LED: NO SHEATH MATERIAL: PUR HALOGEN: NO | 0
1166 | 1292190650 | SENSOR/ACTUATOR LINE 7/8" N OF POLES : 5 (4 + PE) 6.5 M SHIELDED: NO LED: NO SHEATH MATERIAL: PUR HALOGEN: NO | 0
1167 | 1292190850 | SENSOR/ACTUATOR LINE 7/8" N OF POLES : 5 (4 + PE) 8.5 M SHIELDED: NO LED: NO SHEATH MATERIAL: PUR HALOGEN: NO | 0
1168 | 1292191200 | SENSOR/ACTUATOR LINE 7/8" N OF POLES : 5 (4 + PE) 12 M SHIELDED: NO LED: NO SHEATH MATERIAL: PUR HALOGEN: NO | 0
1169 | 1292191500 | SENSOR/ACTUATOR LINE 7/8" N OF POLES : 5 (4 + PE) 15 M SHIELDED: NO LED: NO SHEATH MATERIAL: PUR HALOGEN: NO | 0
1170 | 1292191600 | SENSOR/ACTUATOR LINE 7/8" N OF POLES : 5 (4 + PE) 16 M SHIELDED: NO LED: NO SHEATH MATERIAL: PUR HALOGEN: NO | 0
1171 | 1292191800 | SENSOR/ACTUATOR LINE 7/8" N OF POLES : 5 (4 + PE) 18 M SHIELDED: NO LED: NO SHEATH MATERIAL: PUR HALOGEN: NO | 0
1172 | 1292192500 | SENSOR/ACTUATOR LINE 7/8" N OF POLES : 5 (4 + PE) 25 M SHIELDED: NO LED: NO SHEATH MATERIAL: PUR HALOGEN: NO | 0
1173 | 1296790330 | BUS LINE CONNECTING LINE M12 / M8 N OF POLES: 4 3.3 M SHIELDED: YES LED: NO SHEATH MATERIAL: PUR HALOGEN: NO | 0
1174 | 1296790390 | BUS LINE CONNECTING LINE M12 / M8 N OF POLES: 4 3.9 M SHIELDED: YES LED: NO SHEATH MATERIAL: PUR HALOGEN: NO | 0
1175 | 1296790490 | BUS LINE CONNECTING LINE M12 / M8 N OF POLES: 4 4.9 M SHIELDED: YES LED: NO SHEATH MATERIAL: PUR HALOGEN: NO | 0
1176 | 1296790550 | BUS LINE CONNECTING LINE M12 / M8 N OF POLES: 4 5.5 M SHIELDED: YES LED: NO SHEATH MATERIAL: PUR HALOGEN: NO | 0
1177 | 1296790670 | BUS LINE CONNECTING LINE M12 / M8 N OF POLES: 4 6.7 M SHIELDED: YES LED: NO SHEATH MATERIAL: PUR HALOGEN: NO | 0
1178 | 1296790770 | BUS LINE CONNECTING LINE M12 / M8 N OF POLES: 4 7.7 M SHIELDED: YES LED: NO SHEATH MATERIAL: PUR HALOGEN: NO | 0
1179 | 1346920000 | REPLACEMENT PART | 29
1180 | 1349370010 | PRE-ASSEMBLED CABLE PAC CABLE LIYCY 0.25 MM² | 2
1181 | 1349790015 | PRE-ASSEMBLED CABLE PAC | 37
1182 | 1373820010 | PRE-ASSEMBLED CABLE PAC CABLE LIYCY 0.50 MM² | 2
1183 | 1373900010 | PRE-ASSEMBLED CABLE PAC CABLE LIYCY 0.34 MM² | 2
1184 | 1373910010 | PRE-ASSEMBLED CABLE PAC CABLE LIYCY 0.34 MM² | 2
1185 | 1379500000 | INTERFACE RS 2 X AKB (50P) LP2N 5.08MM | 152
1186 | 1431530100 | PRE-ASSEMBLED CABLE PAC CABLE LIYY 8.6 ± 1 MM | 13
1187 | 1457580005 | SYSTEM CABLE RJ45 IP 20 M12 X-TYPE IP 67 STRAIGHT MALE CAT.6A / CLASS EA (ISO/IEC 11801 2010) PUR 0.5 M | 17
1188 | 2451460000 | HDC ENCLOSURES SIZE: 8 PROTECTION DEGREE: IP68 IP69K IP68 (IN PLUGGED CONDITION) COVER CLAMPING YOKE CONNECTION SIZE OF CABLE ENTRIES: M 50 | 4
1189 | 2455300030 | SENSOR/ACTUATOR LINE CONNECTING LINE M12 / M12 N OF POLES : 5 0.3 M PIN 90° - SOCKET 90° SHIELDED: NO LED: NO SHEATH MATERIAL: PUR HALOGEN: NO | 0
1190 | 2455300050 | SENSOR/ACTUATOR LINE CONNECTING LINE M12 / M12 N OF POLES : 5 0.5 M PIN 90° - SOCKET 90° SHIELDED: NO LED: NO SHEATH MATERIAL: PUR HALOGEN: NO | 0
1191 | 2456050000 | EX SIGNAL ISOLATING CONVERTER EX-INPUT: NAMUR SENSOR/SWITCH SAFE-OUTPUT: RELAY NO CONTACT 1-CHANNEL | 148
1192 | 2456060000 | EX SIGNAL ISOLATING CONVERTER EX-INPUT: NAMUR SENSOR/SWITCH SAFE-OUTPUT: RELAY NC CONTACT 1-CHANNEL | 148
1193 | 2456070000 | EX SIGNAL ISOLATING CONVERTER EX-INPUT: NAMUR SENSOR/SWITCH SAFE-OUTPUT: OPTOCOUPLER 1-CHANNEL | 148
1194 | 2456080000 | EX SIGNAL ISOLATING CONVERTER EX-INPUT: NAMUR SENSOR/SWITCH SAFE-OUTPUT: RELAY NO CONTACT 2-CHANNEL | 148
1195 | 2456090000 | EX SIGNAL ISOLATING CONVERTER EX-INPUT: NAMUR SENSOR/SWITCH SAFE-OUTPUT: RELAY NC CONTACT 2-CHANNEL | 148
1196 | 2456100000 | EX SIGNAL ISOLATING CONVERTER EX-INPUT: NAMUR SENSOR/SWITCH SAFE-OUTPUT: OPTOCOUPLER 2-CHANNEL | 148
1197 | 2456110000 | EX SIGNAL ISOLATING CONVERTER SAFE-INPUT: RELAY EX-OUTPUT: OPTO MODULE 1-CHANNEL OUTPUT CURRENT : MAX. 35 MA | 112
1198 | 2456120000 | EX SIGNAL ISOLATING CONVERTER SAFE-INPUT: RELAY EX-OUTPUT: OPTO MODULE 1-CHANNEL OUTPUT CURRENT : MAX. 60 MA | 112
1199 | 2456130000 | EX SIGNAL ISOLATING CONVERTER SAFE-INPUT: RELAY EX-OUTPUT: OPTO MODULE 2-CHANNEL OUTPUT CURRENT : MAX. 35 MA | 112
1200 | 2456140000 | EX SIGNAL ISOLATING CONVERTER EX-INPUT: 4 - 20 MA SAFE-OUTPUT: 4-20MA 1-CHANNEL | 112
1201 | 2456150000 | EX SIGNAL ISOLATING CONVERTER EX-INPUT: 4 - 20 MA SAFE-OUTPUT: 4-20MA 2-CHANNEL | 112
1202 | 2456160000 | EX SIGNAL ISOLATING CONVERTER SAFE-INPUT: 4-20MA EX OUTPUT: 4 - 20 MA 1-CHANNEL | 112
1203 | 2456170000 | EX SIGNAL ISOLATING CONVERTER SAFE-INPUT: 4-20MA EX OUTPUT: 4 - 20 MA 2-CHANNEL | 112
1204 | 2456180000 | EX SIGNAL ISOLATING CONVERTER EX-INPUT: I? SAFE-OUTPUT: 4-20MA 1-CHANNEL | 112
1205 | 2456190000 | EX SIGNAL ISOLATING CONVERTER EX-INPUT: I? SAFE-OUTPUT: 4-20MA 2-CHANNEL | 112
1206 | 2456200000 | EX SIGNAL ISOLATING CONVERTER EX-OUTPUT: U I R? SAFE-OUTPUT: 4-20MA/ RELAY 1-CHANNEL | 112
1207 | 2466970000 | POWER SUPPLY SWITCH-MODE POWER SUPPLY UNIT 24 V | 34
1208 | 2467340000 | COMMUNICATION MODULE | 326
1209 | 1334950000 | CONTROLLER IP20 AUTOMATIONCONTROLLER WEB-BASED U-CONTROL 2000 WEB INTEGRATED ENGINEERING TOOL: U-CREATE WEB FOR PLC - (REAL-TIME SYSTEM) & IIOT APPLICATIONS | 474
1210 | 1349720100 | PRE-ASSEMBLED CABLE PAC | 37
1211 | 2599640000 | PCB PLUG-IN CONNECTOR MALE PLUG 5.08 MM N OF POLES: 10 180° CLAMPING YOKE CONNECTION CLAMPING RANGE MAX. : 3.31 MM² BOX | 1
1212 | 2605190000 | PCB PLUG-IN CONNECTOR FEMALE PLUG 5.08 MM N OF POLES: 16 90° CLAMPING YOKE CONNECTION CLAMPING RANGE MAX. : 4 MM² BOX | 1
1213 | 2602120000 | TOOLS ACCESSORIES | 64
1214 | 2602150000 | TOOLS ACCESSORIES | 64
1215 | 2602210000 | TOOLS ACCESSORIES | 64
1216 | 2602180000 | TOOLS ACCESSORIES | 64
1217 | 2602200000 | TOOLS ACCESSORIES | 64
1218 | 2602190000 | TOOLS ACCESSORIES | 64
1219 | 2602240000 | TOOLS ACCESSORIES | 64
1220 | 2602230000 | TOOLS ACCESSORIES | 64
1221 | 2602220000 | TOOLS ACCESSORIES | 64
1222 | 2602270000 | TOOL CASE WITH CONTENTS | 188
1223 | 2602310000 | TOOL CASE WITH CONTENTS | 188
1224 | 2602300000 | TOOL CASE WITH CONTENTS | 188
1225 | 2602260000 | TOOL CASE WITH CONTENTS | 188
1226 | 2604660000 | WIRE-END FERRULE SDARD 12 MM 10 MM LIGHT | 208
1227 | 2604630000 | WIRE-END FERRULE SDARD 12 MM 10 MM | 24
1228 | 2604620000 | WIRE-END FERRULE SDARD 12 MM 10 MM ORANGE | 24
1229 | 2614110000 | MODULAR DISTRIBUTION TERMINALS 2.5 MM² 800 24 A GREEN | 877
1230 | 2613380000 | PRINTED CIRCUIT BOARD TERMINALS 10.16 MM N OF POLES: 4 90° SOLDER PIN LENGTH (L): 3.2 MM TINNED ORANGE BOX | 0
1231 | 2669730000 | PCB PLUG-IN CONNECTOR 5.08 MM N OF POLES: 4 180° PUSH IN WITH ACTUATOR TENSION-CLAMP CONNECTION CLAMPING RANGE MAX. : 3.31 MM² BOX | 1
1232 | 2603840000 | W-SERIES DISTRIBUTION BLOCK RATED CROSS-SECTION: 16 MM² SCREW CONNECTION WEMID TERMINAL RAIL / MOUNTING PLATE | 9
1233 | 2603860000 | W-SERIES DISTRIBUTION BLOCK RATED CROSS-SECTION: 16 MM² SCREW CONNECTION WEMID TERMINAL RAIL / MOUNTING PLATE | 9
1234 | 2684410000 | BATTERY MISCELLANEOUS | 720
1235 | 2691030000 | PCB PLUG-IN CONNECTOR FEMALE PLUG 5.08 MM N OF POLES: 4 180° PUSH IN WITH ACTUATOR TENSION-CLAMP CONNECTION CLAMPING RANGE MAX. : 3.31 MM² BOX | 1
1236 | 2690990000 | PCB PLUG-IN CONNECTOR FEMALE PLUG 5.08 MM N OF POLES: 2 180° PUSH IN WITH ACTUATOR TENSION-CLAMP CONNECTION CLAMPING RANGE MAX. : 3.31 MM² BOX | 1
1237 | 2694440000 | PCB PLUG-IN CONNECTOR FEMALE PLUG 5.08 MM N OF POLES: 2 180° PUSH IN WITH ACTUATOR TENSION-CLAMP CONNECTION CLAMPING RANGE MAX. : 3.31 MM² BOX | 1
1238 | 2599670000 | AUTOMATION PRODUCTS - U-REMOTE IP67 SENSOR-ACTUATOR ACTIVE DISTRIBUTOR PROFINET V2.3 | 198
1239 | 2599680000 | AUTOMATION PRODUCTS - U-REMOTE IP67 SENSOR-ACTUATOR ACTIVE DISTRIBUTOR PROFINET V2.3 | 198
1240 | 1421710005 | SYSTEM CABLE RJ45 IP 20 RJ45 IP 20 CAT.5 (ISO/IEC 11801) RADOX GKW S 0.5 M | 10
1241 | 2689800000 | FIELDPOWER® ENCLOSURES IP65 WITH CORRESPONDING HOUSING POLYCARBONATE | 470
1242 | 2698380000 | PCB PLUG-IN CONNECTOR MALE HEADER OPEN SIDE THT SOLDER CONNECTION 5.08 MM N OF POLES: 4 90° SOLDER PIN LENGTH (L): 3.2 MM TINNED BASALT GREY BOX | 0
1243 | 2698390000 | PCB PLUG-IN CONNECTOR MALE HEADER OPEN SIDE THT SOLDER CONNECTION 5.08 MM N OF POLES: 4 180° SOLDER PIN LENGTH (L): 3.2 MM TINNED BASALT GREY BOX | 0
1244 | 2698300000 | PCB PLUG-IN CONNECTOR FEMALE PLUG 5.08 MM N OF POLES: 11 180° PUSH IN WITH ACTUATOR TENSION-CLAMP CONNECTION CLAMPING RANGE MAX. : 3.31 MM² BOX | 1
1245 | 2698340000 | PCB PLUG-IN CONNECTOR FEMALE PLUG 5.08 MM N OF POLES: 12 180° PUSH IN WITH ACTUATOR TENSION-CLAMP CONNECTION CLAMPING RANGE MAX. : 3.31 MM² BOX | 1
1246 | 2698320000 | PCB PLUG-IN CONNECTOR FEMALE PLUG 5.08 MM N OF POLES: 11 180° PUSH IN WITH ACTUATOR TENSION-CLAMP CONNECTION CLAMPING RANGE MAX. : 3.31 MM² BOX | 1
1247 | 2698310000 | PCB PLUG-IN CONNECTOR FEMALE PLUG 5.08 MM N OF POLES: 11 180° PUSH IN WITH ACTUATOR TENSION-CLAMP CONNECTION CLAMPING RANGE MAX. : 3.31 MM² BOX | 1
1248 | 2698350000 | PCB PLUG-IN CONNECTOR FEMALE PLUG 5.08 MM N OF POLES: 12 180° PUSH IN WITH ACTUATOR TENSION-CLAMP CONNECTION CLAMPING RANGE MAX. : 3.31 MM² BOX | 1
1249 | 2698330000 | PCB PLUG-IN CONNECTOR FEMALE PLUG 5.08 MM N OF POLES: 12 180° PUSH IN WITH ACTUATOR TENSION-CLAMP CONNECTION CLAMPING RANGE MAX. : 3.31 MM² BOX | 1
1250 | 2683110000 | PHOTOVOLTAICS COMBINER BOX 1000 V 1 MPPT 3 INPUTS / 3 OUTPUTS PER MPPT SURGE PROTECTION I / II CABLE GLAND | 30
1251 | 2683190000 | PHOTOVOLTAICS COMBINER BOX 1000 V 3 MPPT'S 3 INPUTS / 3 OUTPUTS PER MPPT SURGE PROTECTION I / II WM4C | 30
1252 | 2683040000 | PHOTOVOLTAICS COMBINER BOX 1000 V 2 MPPT'S 3 INPUTS / 3 OUTPUTS PER MPPT WITH FUSE HOLDER SURGE PROTECTION I / II CABLE GLAND | 30
1253 | 2683030000 | PHOTOVOLTAICS COMBINER BOX 1000 V 1 MPPT 3 INPUTS / 3 OUTPUTS PER MPPT WITH FUSE HOLDER SURGE PROTECTION I / II CABLE GLAND | 30
1254 | 2683130000 | PHOTOVOLTAICS COMBINER BOX 1000 V 3 MPPT'S 3 INPUTS / 3 OUTPUTS PER MPPT SURGE PROTECTION I / II CABLE GLAND | 30
1255 | 2683050000 | PHOTOVOLTAICS COMBINER BOX 1000 V 1 MPPT 3 INPUTS / 3 OUTPUTS PER MPPT WITH FUSE HOLDER SURGE PROTECTION I / II SWITCH DISCONNECTOR CABLE GLAND | 30
1256 | 2683060000 | PHOTOVOLTAICS COMBINER BOX 1000 V 2 MPPT'S 3 INPUTS / 3 OUTPUTS PER MPPT WITH FUSE HOLDER SURGE PROTECTION I / II SWITCH DISCONNECTOR CABLE GLAND | 30
1257 | 2683080000 | PHOTOVOLTAICS COMBINER BOX 1000 V 2 MPPT'S 3 INPUTS / 3 OUTPUTS PER MPPT WITH FUSE HOLDER SURGE PROTECTION I / II WM4C | 30
1258 | 2683140000 | PHOTOVOLTAICS COMBINER BOX 1000 V 1 MPPT 3 INPUTS / 3 OUTPUTS PER MPPT SURGE PROTECTION I / II SWITCH DISCONNECTOR CABLE GLAND | 30
1259 | 2683410000 | PHOTOVOLTAICS COMBINER BOX 1000 V 2 MPPT'S 3 INPUTS / 3 OUTPUTS PER MPPT SURGE PROTECTION II SWITCH DISCONNECTOR WM4C | 30
1260 | 2683420000 | PHOTOVOLTAICS COMBINER BOX 1000 V 3 MPPT'S 3 INPUTS / 3 OUTPUTS PER MPPT SURGE PROTECTION II SWITCH DISCONNECTOR WM4C | 30
1261 | 2683230000 | PHOTOVOLTAICS COMBINER BOX 1000 V 1 MPPT 3 INPUTS / 3 OUTPUTS PER MPPT WITH FUSE HOLDER SURGE PROTECTION II CABLE GLAND | 30
1262 | 2683260000 | PHOTOVOLTAICS COMBINER BOX 1000 V 2 MPPT'S 3 INPUTS / 3 OUTPUTS PER MPPT WITH FUSE HOLDER SURGE PROTECTION II SWITCH DISCONNECTOR CABLE GLAND | 30
1263 | 2683380000 | PHOTOVOLTAICS COMBINER BOX 1000 V 2 MPPT'S 3 INPUTS / 3 OUTPUTS PER MPPT SURGE PROTECTION II WM4C | 30
1264 | 2683320000 | PHOTOVOLTAICS COMBINER BOX 1000 V 2 MPPT'S 3 INPUTS / 3 OUTPUTS PER MPPT SURGE PROTECTION II CABLE GLAND | 30
1265 | 2683290000 | PHOTOVOLTAICS COMBINER BOX 1000 V 1 MPPT 3 INPUTS / 3 OUTPUTS PER MPPT WITH FUSE HOLDER SURGE PROTECTION II SWITCH DISCONNECTOR WM4C | 30
1266 | 2683300000 | PHOTOVOLTAICS COMBINER BOX 1000 V 2 MPPT'S 3 INPUTS / 3 OUTPUTS PER MPPT WITH FUSE HOLDER SURGE PROTECTION II SWITCH DISCONNECTOR WM4C | 30
1267 | 2683370000 | PHOTOVOLTAICS COMBINER BOX 1000 V 1 MPPT 3 INPUTS / 3 OUTPUTS PER MPPT SURGE PROTECTION II WM4C | 30
1268 | 2683070000 | PHOTOVOLTAICS COMBINER BOX 1000 V 1 MPPT 3 INPUTS / 3 OUTPUTS PER MPPT WITH FUSE HOLDER SURGE PROTECTION I / II WM4C | 30
1269 | 2683310000 | PHOTOVOLTAICS COMBINER BOX 1000 V 1 MPPT 3 INPUTS / 3 OUTPUTS PER MPPT SURGE PROTECTION II CABLE GLAND | 30
1270 | 2683170000 | PHOTOVOLTAICS COMBINER BOX 1000 V 1 MPPT 3 INPUTS / 3 OUTPUTS PER MPPT SURGE PROTECTION I / II WM4C | 30
1271 | 2683150000 | PHOTOVOLTAICS COMBINER BOX 1000 V 2 MPPT'S 3 INPUTS / 3 OUTPUTS PER MPPT SURGE PROTECTION I / II SWITCH DISCONNECTOR CABLE GLAND | 30
1272 | 2683220000 | PHOTOVOLTAICS COMBINER BOX 1000 V 3 MPPT'S 3 INPUTS / 3 OUTPUTS PER MPPT SURGE PROTECTION I / II SWITCH DISCONNECTOR WM4C | 30
1273 | 2683360000 | PHOTOVOLTAICS COMBINER BOX 1000 V 3 MPPT'S 3 INPUTS / 3 OUTPUTS PER MPPT SURGE PROTECTION II SWITCH DISCONNECTOR CABLE GLAND | 30
1274 | 2683400000 | PHOTOVOLTAICS COMBINER BOX 1000 V 1 MPPT 3 INPUTS / 3 OUTPUTS PER MPPT SURGE PROTECTION II SWITCH DISCONNECTOR WM4C | 30
1275 | 2683390000 | PHOTOVOLTAICS COMBINER BOX 1000 V 3 MPPT'S 3 INPUTS / 3 OUTPUTS PER MPPT SURGE PROTECTION II WM4C | 30
1276 | 2683270000 | PHOTOVOLTAICS COMBINER BOX 1000 V 1 MPPT 3 INPUTS / 3 OUTPUTS PER MPPT WITH FUSE HOLDER SURGE PROTECTION II WM4C | 30
1277 | 2683250000 | PHOTOVOLTAICS COMBINER BOX 1000 V 1 MPPT 3 INPUTS / 3 OUTPUTS PER MPPT WITH FUSE HOLDER SURGE PROTECTION II SWITCH DISCONNECTOR CABLE GLAND | 30
1278 | 2683330000 | PHOTOVOLTAICS COMBINER BOX 1000 V 3 MPPT'S 3 INPUTS / 3 OUTPUTS PER MPPT SURGE PROTECTION II CABLE GLAND | 30
1279 | 2683280000 | PHOTOVOLTAICS COMBINER BOX 1000 V 2 MPPT'S 3 INPUTS / 3 OUTPUTS PER MPPT WITH FUSE HOLDER SURGE PROTECTION II WM4C | 30
1280 | 2683200000 | PHOTOVOLTAICS COMBINER BOX 1000 V 1 MPPT 3 INPUTS / 3 OUTPUTS PER MPPT SURGE PROTECTION I / II SWITCH DISCONNECTOR WM4C | 30
1281 | 2683160000 | PHOTOVOLTAICS COMBINER BOX 1000 V 3 MPPT'S 3 INPUTS / 3 OUTPUTS PER MPPT SURGE PROTECTION I / II SWITCH DISCONNECTOR CABLE GLAND | 30
1282 | 2683180000 | PHOTOVOLTAICS COMBINER BOX 1000 V 2 MPPT'S 3 INPUTS / 3 OUTPUTS PER MPPT SURGE PROTECTION I / II WM4C | 30
1283 | 2683120000 | PHOTOVOLTAICS COMBINER BOX 1000 V 2 MPPT'S 3 INPUTS / 3 OUTPUTS PER MPPT SURGE PROTECTION I / II CABLE GLAND | 30
1284 | 2676350000 | INDUSTRIAL PC IP20 | 136
1285 | 2676410000 | INDUSTRIAL PC IP20 | 136
1286 | 2676400000 | INDUSTRIAL PC IP20 | 136
1287 | 2676390000 | INDUSTRIAL PC IP20 | 136
1288 | 2676420000 | INDUSTRIAL PC IP20 | 136
1289 | 2676380000 | INDUSTRIAL PC IP20 | 136
1290 | 2676370000 | INDUSTRIAL PC IP20 | 136
1291 | 2676480000 | INDUSTRIAL PANEL-PC DISPLAY SIZE 12.1" CAPACITIVE TOUCH MULTITOUCH FRONT PROTECTION IP66 | 76
1292 | 2676430000 | INDUSTRIAL PANEL-PC DISPLAY SIZE 7" RESISTIVE TOUCH FRONT PROTECTION IP66 | 162
1293 | 2676470000 | INDUSTRIAL PANEL-PC DISPLAY SIZE 12.1" RESISTIVE TOUCH FRONT PROTECTION IP66 | 162
1294 | 2676490000 | INDUSTRIAL PANEL-PC DISPLAY SIZE 15.6" RESISTIVE TOUCH FRONT PROTECTION IP66 | 162
1295 | 2676450000 | INDUSTRIAL PANEL-PC DISPLAY SIZE 10.1" RESISTIVE TOUCH FRONT PROTECTION IP66 | 162
1296 | 2676460000 | INDUSTRIAL PANEL-PC DISPLAY SIZE 10.1" CAPACITIVE TOUCH MULTITOUCH FRONT PROTECTION IP66 | 76
1297 | 2676500000 | INDUSTRIAL PANEL-PC DISPLAY SIZE 15.6" CAPACITIVE TOUCH MULTITOUCH FRONT PROTECTION IP66 | 76
1298 | 2676510000 | INDUSTRIAL PANEL-PC DISPLAY SIZE 12.1" CAPACITIVE TOUCH MULTITOUCH FRONT PROTECTION IP66 | 76
1299 | 2676530000 | INDUSTRIAL PANEL-PC DISPLAY SIZE 15.6" CAPACITIVE TOUCH MULTITOUCH FRONT PROTECTION IP66 | 76
1300 | 2676520000 | INDUSTRIAL PANEL-PC DISPLAY SIZE 12.1" CAPACITIVE TOUCH MULTITOUCH FRONT PROTECTION IP66 | 76
1301 | 2676560000 | INDUSTRIAL PANEL-PC DISPLAY SIZE 18.5" CAPACITIVE TOUCH MULTITOUCH FRONT PROTECTION IP66 | 76
1302 | 2676540000 | INDUSTRIAL PANEL-PC DISPLAY SIZE 15.6" CAPACITIVE TOUCH MULTITOUCH FRONT PROTECTION IP66 | 76
1303 | 2676550000 | INDUSTRIAL PANEL-PC DISPLAY SIZE 18.5" CAPACITIVE TOUCH MULTITOUCH FRONT PROTECTION IP66 | 76
1304 | 2676570000 | INDUSTRIAL PANEL-PC DISPLAY SIZE 21.5" CAPACITIVE TOUCH MULTITOUCH FRONT PROTECTION IP66 | 76
1305 | 2676580000 | INDUSTRIAL PANEL-PC DISPLAY SIZE 21.5" CAPACITIVE TOUCH MULTITOUCH FRONT PROTECTION IP66 | 76
1306 | 2676660000 | INDUSTRIAL MONITOR DISPLAY SIZE 10.1" MULTITOUCH CAPACITIVE TOUCH FRONT PROTECTION IP66 | 76
1307 | 2673720000 | CONTACT PIN | 212
1308 | 2673710000 | CONTACT PIN | 212
1309 | 2673740000 | CONTACT SOCKET CONNECTOR | 234
1310 | 2673730000 | CONTACT SOCKET CONNECTOR | 234
1311 | 2712260500 | HEAVY DUTY CONNECTOR ASSEMBLIES SOCKET CONNECTOR LAPP ÖLFLEX® CLASSIC 110 BK 7G1.5 OR SIMILAR SHIELDED: NO N OF POLES: 6 | 20
1312 | 2672420000 | SOCKETS PREFABRICATED TO CUSTOMER SPEC. M12 FEMALE SOCKET STRAIGHT | 26
1313 | 2672410000 | PLUGS PREFABRICATED TO CUSTOMER SPEC. M12 PIN STRAIGHT | 46
1314 | 2672430000 | PLUGS PREFABRICATED TO CUSTOMER SPEC. M12 PIN 90° | 66
1315 | 2673440000 | CONTACT SOCKET CONNECTOR | 234
1316 | 2682170000 | NETWORK SWITCH UNMANAGED FAST ETHERNET N OF PORTS: 6X RJ45 2X SC MULTI-MODE IP30 -40 °C...75 °C | 36
1317 | 2682210000 | NETWORK SWITCH UNMANAGED GIGABIT ETHERNET N OF PORTS: 5X RJ45 IP30 -40 °C...75 °C | 36
1318 | 2668180000 | POWER MODULE | 63
1319 | 2701550050 | PATCH CABLE RJ45 IP 20 RJ45 IP 20 CAT.6A / CLASS EA (ISO/IEC 11801 2010) LSZH 5 M | 10
1320 | 2701550200 | PATCH CABLE RJ45 IP 20 RJ45 IP 20 CAT.6A / CLASS EA (ISO/IEC 11801 2010) LSZH 20 M | 10
1321 | 2708620000 | PCB PLUG-IN CONNECTOR MOUNTING SCREW | 411
1322 | 2682180000 | NETWORK SWITCH UNMANAGED FAST ETHERNET N OF PORTS: 6X RJ45 2X SC SINGLE-MODE IP30 -40 °C...75 °C | 36
1323 | 2708610000 | PCB PLUG-IN CONNECTOR MOUNTING SCREW | 411
1324 | 2676320000 | TOOLS 0.5MM² 4MM² TRAPEZOIDAL CRIMP | 798
1325 | 2676290000 | TOOLS 0.25MM² 6MM² TRAPEZOIDAL INDENTATION CRIMP | 821
1326 | 2614820000 | TERMSERIES RELAY MODULE N OF CONTACTS: 1 CO CONTACT AGSNO RATED CONTROL VOLTAGE: 5 V DC ±20 % CONTINUOUS CURRENT: 6 A PUSH IN TEST BUTTON AVAILABLE: NO | 3
1327 | 2614830000 | TERMSERIES RELAY MODULE N OF CONTACTS: 1 CO CONTACT AGNI RATED CONTROL VOLTAGE: 5 V DC ±20 % CONTINUOUS CURRENT: 6 A PUSH IN TEST BUTTON AVAILABLE: NO | 3
1328 | 2614880000 | TERMSERIES SOLID-STATE RELAY 1 NO CONTACT (BIPOLAR TRANSISTOR) RATED CONTROL VOLTAGE: 60 V UC ±10 % RATED SWITCHING VOLTAGE: 3... 48 V DC CONTINUOUS CURRENT: 100 MA PUSH IN | 3
1329 | 2614870000 | TERMSERIES RELAY SOCKET N OF CONTACTS: 1 CO CONTACT RATED CONTROL VOLTAGE: 5 V DC ±20 % CONTINUOUS CURRENT: 10 A PUSH IN | 3
1330 | 2614850000 | TERMSERIES SOLID-STATE RELAY 1 NO CONTACT (TRIAC (ZERO-CROSS SWITCH)) RATED CONTROL VOLTAGE: 5 V DC ±20 % RATED SWITCHING VOLTAGE: 24...240 V AC CONTINUOUS CURRENT: 1 A PUSH IN | 3
1331 | 2614840000 | TERMSERIES RELAY MODULE N OF CONTACTS: 2 CO CONTACT AGNI RATED CONTROL VOLTAGE: 5 V DC ±20 % CONTINUOUS CURRENT: 8 A PUSH IN TEST BUTTON AVAILABLE: NO | 3
1332 | 2712310100 | HEAVY DUTY CONNECTOR ASSEMBLIES PIN SOCKET CONNECTOR HELUKABEL JZ-600 7G4 OR SIMILAR SHIELDED: NO N OF POLES: 6 | 20
1333 | 2712310500 | HEAVY DUTY CONNECTOR ASSEMBLIES PIN SOCKET CONNECTOR HELUKABEL JZ-600 7G4 OR SIMILAR SHIELDED: NO N OF POLES: 6 | 20
1334 | 2712320100 | HEAVY DUTY CONNECTOR ASSEMBLIES PIN SOCKET CONNECTOR HELUKABEL JZ-600 7G4 OR SIMILAR SHIELDED: NO N OF POLES: 6 | 20
1335 | 2712320200 | HEAVY DUTY CONNECTOR ASSEMBLIES PIN SOCKET CONNECTOR HELUKABEL JZ-600 7G4 OR SIMILAR SHIELDED: NO N OF POLES: 6 | 20
1336 | 2712320500 | HEAVY DUTY CONNECTOR ASSEMBLIES PIN SOCKET CONNECTOR HELUKABEL JZ-600 7G4 OR SIMILAR SHIELDED: NO N OF POLES: 6 | 20
1337 | 2712310200 | HEAVY DUTY CONNECTOR ASSEMBLIES PIN SOCKET CONNECTOR HELUKABEL JZ-600 7G4 OR SIMILAR SHIELDED: NO N OF POLES: 6 | 20
1338 | 2712330100 | HEAVY DUTY CONNECTOR ASSEMBLIES PIN SOCKET CONNECTOR LAPP ÖLFLEX® CLASSIC 110 BK 18G1.5 OR SIMILAR SHIELDED: NO N OF POLES: 16 | 20
1339 | 2712330200 | HEAVY DUTY CONNECTOR ASSEMBLIES PIN SOCKET CONNECTOR LAPP ÖLFLEX® CLASSIC 110 BK 18G1.5 OR SIMILAR SHIELDED: NO N OF POLES: 16 | 20
1340 | 2712330500 | HEAVY DUTY CONNECTOR ASSEMBLIES PIN SOCKET CONNECTOR LAPP ÖLFLEX® CLASSIC 110 BK 18G1.5 OR SIMILAR SHIELDED: NO | 20
1341 | 2712340100 | HEAVY DUTY CONNECTOR ASSEMBLIES PIN SOCKET CONNECTOR LAPP ÖLFLEX® CLASSIC 110 BK 18G1.5 OR SIMILAR SHIELDED: NO N OF POLES: 16 | 20
1342 | 2712340200 | HEAVY DUTY CONNECTOR ASSEMBLIES PIN SOCKET CONNECTOR LAPP ÖLFLEX® CLASSIC 110 BK 18G1.5 OR SIMILAR SHIELDED: NO N OF POLES: 16 | 20
1343 | 2712350200 | HEAVY DUTY CONNECTOR ASSEMBLIES PIN SOCKET CONNECTOR LAPP ÖLFLEX® CLASSIC 110 BK 12G1.5 OR SIMILAR SHIELDED: NO N OF POLES: 24 | 20
1344 | 2712350100 | HEAVY DUTY CONNECTOR ASSEMBLIES PIN SOCKET CONNECTOR LAPP ÖLFLEX® CLASSIC 110 BK 12G1.5 OR SIMILAR SHIELDED: NO N OF POLES: 24 | 20
1345 | 2712360200 | HEAVY DUTY CONNECTOR ASSEMBLIES PIN SOCKET CONNECTOR LAPP ÖLFLEX® CLASSIC 110 BK 25G1.5 OR SIMILAR SHIELDED: NO N OF POLES: 24 | 20
1346 | 2712360100 | HEAVY DUTY CONNECTOR ASSEMBLIES PIN SOCKET CONNECTOR LAPP ÖLFLEX® CLASSIC 110 BK 25G1.5 OR SIMILAR SHIELDED: NO N OF POLES: 24 | 20
1347 | 2712350500 | HEAVY DUTY CONNECTOR ASSEMBLIES PIN SOCKET CONNECTOR LAPP ÖLFLEX® CLASSIC 110 BK 12G1.5 OR SIMILAR SHIELDED: NO N OF POLES: 24 | 20
1348 | 2712410200 | HEAVY DUTY CONNECTOR ASSEMBLIES SOCKET CONNECTOR LAPP ÖLFLEX® CLASSIC 110 BK 7G2.5 OR SIMILAR SHIELDED: NO N OF POLES: 6 | 20
1349 | 2712410100 | HEAVY DUTY CONNECTOR ASSEMBLIES SOCKET CONNECTOR LAPP ÖLFLEX® CLASSIC 110 BK 7G2.5 OR SIMILAR SHIELDED: NO N OF POLES: 6 | 20
1350 | 2712450200 | HEAVY DUTY CONNECTOR ASSEMBLIES PIN SOCKET CONNECTOR HELUKABEL JZ-500 10G2.5 OR SIMILAR SHIELDED: NO N OF POLES: 8 | 20
1351 | 2712430500 | HEAVY DUTY CONNECTOR ASSEMBLIES PIN SOCKET CONNECTOR LAPP ÖLFLEX® CLASSIC 110 BK 7G2.5 OR SIMILAR SHIELDED: NO N OF POLES: 6 | 20
1352 | 2712450100 | HEAVY DUTY CONNECTOR ASSEMBLIES PIN SOCKET CONNECTOR HELUKABEL JZ-500 10G2.5 OR SIMILAR SHIELDED: NO N OF POLES: 8 | 20
1353 | 2712410500 | HEAVY DUTY CONNECTOR ASSEMBLIES SOCKET CONNECTOR LAPP ÖLFLEX® CLASSIC 110 BK 7G2.5 OR SIMILAR SHIELDED: NO N OF POLES: 6 | 20
1354 | 2712510200 | HEAVY DUTY CONNECTOR ASSEMBLIES PIN HELUKABEL JZ-500 10G2.5 OR SIMILAR SHIELDED: NO N OF POLES: 8 | 20
1355 | 2712510100 | HEAVY DUTY CONNECTOR ASSEMBLIES PIN HELUKABEL JZ-500 10G2.5 OR SIMILAR SHIELDED: NO N OF POLES: 8 | 20
1356 | 2712510500 | HEAVY DUTY CONNECTOR ASSEMBLIES PIN HELUKABEL JZ-500 10G2.5 OR SIMILAR SHIELDED: NO N OF POLES: 8 | 20
1357 | 7789828400 | PRE-ASSEMBLED CABLE PAC CABLE LIYCY 0.25 MM² | 2
1358 | 2680970000 | TERMSERIES RELAY SOCKET N OF CONTACTS: 2 CO CONTACT RATED CONTROL VOLTAGE: 24 V DC ±20 % CONTINUOUS CURRENT: 10 A PUSH IN | 3
1359 | 2614860000 | TERMSERIES SOLID-STATE RELAY 1 NO CONTACT (BIPOLAR TRANSISTOR) RATED CONTROL VOLTAGE: 5 V DC ±20 % RATED SWITCHING VOLTAGE: 3... 48 V DC CONTINUOUS CURRENT: 100 MA PUSH IN | 3
1360 | 2681010000 | TERMSERIES RELAY SOCKET N OF CONTACTS: 2 CO CONTACT RATED CONTROL VOLTAGE: 120 V UC ±10 % CONTINUOUS CURRENT: 10 A PUSH IN | 3
1361 | 2681000000 | TERMSERIES RELAY SOCKET N OF CONTACTS: 2 CO CONTACT RATED CONTROL VOLTAGE: 60 V UC ±10 % CONTINUOUS CURRENT: 10 A PUSH IN | 3
1362 | 2681030000 | TERMSERIES RELAY SOCKET N OF CONTACTS: 2 CO CONTACT RATED CONTROL VOLTAGE: 120 V AC ±10 % CONTINUOUS CURRENT: 10 A PUSH IN | 3
1363 | 2680990000 | TERMSERIES RELAY SOCKET N OF CONTACTS: 2 CO CONTACT RATED CONTROL VOLTAGE: 48 V UC ±10 % CONTINUOUS CURRENT: 10 A PUSH IN | 3
1364 | 2680960000 | TERMSERIES RELAY SOCKET N OF CONTACTS: 2 CO CONTACT RATED CONTROL VOLTAGE: 12 V DC ±20 % CONTINUOUS CURRENT: 10 A PUSH IN | 3
1365 | 2681020000 | TERMSERIES RELAY SOCKET N OF CONTACTS: 2 CO CONTACT RATED CONTROL VOLTAGE: 230 V UC ±10% CONTINUOUS CURRENT: 10 A PUSH IN | 3
1366 | 2680980000 | TERMSERIES RELAY SOCKET N OF CONTACTS: 2 CO CONTACT RATED CONTROL VOLTAGE: 24 V UC ±10 % CONTINUOUS CURRENT: 10 A PUSH IN | 3
1367 | 2680850000 | TERMSERIES RELAY SOCKET N OF CONTACTS: 2 CO CONTACT RATED CONTROL VOLTAGE: 5 V DC ±20 % CONTINUOUS CURRENT: 10 A PUSH IN | 3
1368 | 2712100000 | SLIMFIX CONDUCTOR AND CABLE MARKERS 7 - 40 MM 26 X 15 MM | 22
1369 | 2712110000 | SLIMFIX CONDUCTOR AND CABLE MARKERS 7 - 40 MM 60 X 13 MM | 22
1370 | 2712120000 | SLIMFIX CONDUCTOR AND CABLE MARKERS 7 - 40 MM 60 X 13 MM | 22
1371 | 2711870000 | THM CONDUCTOR AND CABLE MARKERS 2 - 3.8 MM 25 X 19.1 MM | 15
1372 | 2711910000 | THM CONDUCTOR AND CABLE MARKERS 2 - 4 MM 25 X 19.1 MM | 15
1373 | 2681570000 | PLUGS PREFABRICATED TO CUSTOMER SPEC. M12 PIN 90° | 66
1374 | 2681510000 | SOCKETS PREFABRICATED TO CUSTOMER SPEC. M12 FEMALE SOCKET STRAIGHT | 26
1375 | 2681560000 | PLUGS PREFABRICATED TO CUSTOMER SPEC. M12 PIN STRAIGHT | 46
1376 | 2681590000 | SOCKETS PREFABRICATED TO CUSTOMER SPEC. M12 SOCKET ANGLED | 26
1377 | 2681490000 | PLUGS PREFABRICATED TO CUSTOMER SPEC. M12 PIN 90° | 66
1378 | 2681500000 | SOCKETS PREFABRICATED TO CUSTOMER SPEC. M12 FEMALE SOCKET STRAIGHT | 26
1379 | 2681580000 | SOCKETS PREFABRICATED TO CUSTOMER SPEC. M12 FEMALE SOCKET STRAIGHT | 26
1380 | 2704800000 | HALOGEN-FREE CABLE DUCT 37.5 MM X 25 MM 5.00 MM X 7.50 MM 2000 MM | 84
1381 | 2704910000 | HALOGEN-FREE CABLE DUCT 75 MM X 100 MM 5.00 MM X 7.50 MM 2000 MM | 84
1382 | 2704920000 | HALOGEN-FREE CABLE DUCT 75 MM X 125 MM 5.00 MM X 7.50 MM 2000 MM | 84
1383 | 2704900000 | HALOGEN-FREE CABLE DUCT 75 MM X 75 MM 5.00 MM X 7.50 MM 2000 MM | 84
1384 | 2704890000 | HALOGEN-FREE CABLE DUCT 75 MM X 50 MM 5.00 MM X 7.50 MM 2000 MM | 84
1385 | 2704820000 | HALOGEN-FREE CABLE DUCT 50 MM X 25 MM 5.00 MM X 7.50 MM 2000 MM | 84
1386 | 2704850000 | HALOGEN-FREE CABLE DUCT 50 MM X 75 MM 5.00 MM X 7.50 MM 2000 MM | 84
1387 | 2704830000 | HALOGEN-FREE CABLE DUCT 50 MM X 37.5 MM 5.00 MM X 7.50 MM 2000 MM | 84
1388 | 2704860000 | HALOGEN-FREE CABLE DUCT 50 MM X 100 MM 5.00 MM X 7.50 MM 2000 MM | 84
1389 | 2704880000 | HALOGEN-FREE CABLE DUCT 75 MM X 37.5 MM 5.00 MM X 7.50 MM 2000 MM | 84
1390 | 2704810000 | HALOGEN-FREE CABLE DUCT 37.5 MM X 37.5 MM 5.00 MM X 7.50 MM 2000 MM | 84
1391 | 2704840000 | HALOGEN-FREE CABLE DUCT 50 MM X 50 MM 5.00 MM X 7.50 MM 2000 MM | 84
1392 | 2680260000 | REMOTE I/O FIELDBUS COUPLER IP20 CC-LINK IE TSN | 663
1393 | 2690580000 | TOOLS ACCESSORIES | 64
1394 | 2685580000 | CONNECTING MODULE IP68 (50 M / 24 H) | 353
1395 | 2685560000 | CONNECTING MODULE IP68 (50 M / 24 H) | 353
1396 | 2685590000 | CONNECTING MODULE T-PIECE IP68 (50 M / 24 H) | 645
1397 | 2685570000 | CONNECTING MODULE IP68 (50 M / 24 H) | 353
1398 | 2690620000 | TOOLS ACCESSORIES | 64
1399 | 2691190000 | MALE | 185
1400 | 2668280000 | MALE | 185
1401 | 2668200000 | FEMALE 10 - 10 MM² | 935
1402 | 2691240000 | MALE | 185
1403 | 2668210000 | FEMALE 6 - 6 MM² | 931
1404 | 2668350000 | MALE | 185
1405 | 2668360000 | MALE | 185
1406 | 2668220000 | FEMALE 16 - 16 MM² | 934
1407 | 2668260000 | FEMALE 25 - 25 MM² | 936
1408 | 2691250000 | MALE | 185
1409 | 2691260000 | MALE | 185
1410 | 2682230000 | NETWORK SWITCH UNMANAGED GIGABIT ETHERNET N OF PORTS: 8X RJ45 IP30 -40 °C...75 °C | 36
1411 | 2682200000 | NETWORK SWITCH UNMANAGED FAST/GIGABIT ETHERNET N OF PORTS: 16X RJ45 10/100BASET(X) 2X COMBO-PORTS (10/100/1000BASET(X) OR 1000BASESFP) IP30 -40 °C...75 °C | 69
1412 | 2682220000 | NETWORK SWITCH UNMANAGED GIGABIT ETHERNET N OF PORTS: 4 X RJ45 1X 1000BASESFP SLOT IP30 -40 °C...75 °C | 36
1413 | 2682380000 | NETWORK SWITCH UNMANAGED POE FAST ETHERNET N OF PORTS: 8X RJ45 10/100 BASET(X) POE+ IP30 -40 °C...75 °C | 36
1414 | 2682390000 | NETWORK SWITCH UNMANAGED POE FAST ETHERNET N OF PORTS: 4X RJ45 10/100 BASET(X) POE+ 2X SC MULTI-MODE IP30 -40 °C...75 °C | 36
1415 | 2682410000 | NETWORK SWITCH UNMANAGED POE GIGABIT ETHERNET N OF PORTS: 8X RJ45 10/100/1000 BASET(X) POE+ 2X 100/1000BASESFP SLOT IP30 -40 °C...75 °C | 69
1416 | 2682450000 | SFP TRANSCEIVER 100 MBPS MULTIMODE LC-DUPLEX 4 KM -40 °C...85 °C | 135
1417 | 2682460000 | SFP TRANSCEIVER 100 MBPS SINGLEMODE LC-DUPLEX 30 KM -40 °C...85 °C | 135
1418 | 2682480000 | SFP TRANSCEIVER 1000 MBPS MULTIMODE LC-DUPLEX 0.5 KM -40 °C...85 °C | 135
1419 | 2682490000 | SFP TRANSCEIVER 1000 MBPS MULTIMODE LC-DUPLEX 2 KM -40 °C...85 °C | 135
1420 | 2682470000 | SFP TRANSCEIVER 100 MBPS SINGLEMODE LC-DUPLEX 60 KM -40 °C...85 °C | 135
1421 | 2682500000 | SFP TRANSCEIVER 1000 MBPS SINGLEMODE LC-DUPLEX 10 KM -40 °C...85 °C | 135
1422 | 2682510000 | SFP TRANSCEIVER 1000 MBPS SINGLEMODE LC-DUPLEX 40 KM -40 °C...85 °C | 135
1423 | 2682520000 | SFP TRANSCEIVER 1000 MBPS SINGLEMODE BIDI LC-SIMPLEX 10 KM -40 °C...85 °C | 135
1424 | 2682530000 | SFP TRANSCEIVER 1000 MBPS SINGLEMODE BIDI LC-SIMPLEX 10 KM -40 °C...85 °C | 135
1425 | 2682540000 | SFP TRANSCEIVER 1000 MBPS SINGLEMODE BIDI LC-SIMPLEX 20 KM -40 °C...85 °C | 135
1426 | 2682550000 | SFP TRANSCEIVER 1000 MBPS SINGLEMODE BIDI LC-SIMPLEX 20 KM -40 °C...85 °C | 135
1427 | 2682160000 | NETWORK SWITCH UNMANAGED FAST ETHERNET N OF PORTS: 14X RJ45 2X SLOTS 100BASESFP IP30 -40 °C...75 °C | 36
1428 | 2681860000 | ESG DEVICE MARKERS X 17 MM PA 66 COLOUR: PLUGGABLE | 227
1429 | 2681850000 | ESG DEVICE MARKERS X 25 MM PA 66 COLOUR: PLUGGABLE | 227
1430 | 2681830000 | ESG DEVICE MARKERS X 15 MM PA 66 COLOUR: PLUGGABLE | 227
1431 | 2681820000 | ESG DEVICE MARKERS X 6 MM PA 66 COLOUR: PLUGGABLE | 227
1432 | 2725370000 | W-SERIES DISTRIBUTION BLOCK RATED CROSS-SECTION: SCREW CONNECTION | 87
1433 | 2725300000 | W-SERIES DISTRIBUTION BLOCK RATED CROSS-SECTION: SCREW CONNECTION | 87
1434 | 2725290000 | W-SERIES DISTRIBUTION BLOCK RATED CROSS-SECTION: SCREW CONNECTION | 87
1435 | 2725390000 | W-SERIES DISTRIBUTION BLOCK RATED CROSS-SECTION: SCREW CONNECTION | 87
1436 | 2725420000 | W-SERIES DISTRIBUTION BLOCK RATED CROSS-SECTION: SCREW CONNECTION | 87
1437 | 2725330000 | W-SERIES DISTRIBUTION BLOCK RATED CROSS-SECTION: SCREW CONNECTION | 87
1438 | 2725320000 | W-SERIES DISTRIBUTION BLOCK RATED CROSS-SECTION: SCREW CONNECTION | 87
1439 | 2725430000 | W-SERIES DISTRIBUTION BLOCK RATED CROSS-SECTION: SCREW CONNECTION | 87
1440 | 2725380000 | W-SERIES DISTRIBUTION BLOCK RATED CROSS-SECTION: SCREW CONNECTION | 87
1441 | 2725410000 | W-SERIES DISTRIBUTION BLOCK RATED CROSS-SECTION: SCREW CONNECTION | 87
1442 | 2725360000 | W-SERIES DISTRIBUTION BLOCK RATED CROSS-SECTION: SCREW CONNECTION | 87
1443 | 2725340000 | W-SERIES DISTRIBUTION BLOCK RATED CROSS-SECTION: SCREW CONNECTION | 87
1444 | 2725310000 | W-SERIES DISTRIBUTION BLOCK RATED CROSS-SECTION: SCREW CONNECTION | 87
1445 | 2716790000 | HDC ENCLOSURES SIZE: PROTECTION DEGREE: | 430
1446 | 2716810000 | HDC ENCLOSURES SIZE: 3 PROTECTION DEGREE: IP66 (IN PLUGGED CONDITION) COVER FOR LOWER PART OF HOUSING SCREW | 4
1447 | 2716820000 | HDC ENCLOSURES SIZE: 4 PROTECTION DEGREE: IP66 (IN PLUGGED CONDITION) COVER FOR LOWER PART OF HOUSING SCREW | 4
1448 | 2716830000 | HDC ENCLOSURES SIZE: 6 PROTECTION DEGREE: IP66 (IN PLUGGED CONDITION) COVER FOR LOWER PART OF HOUSING SCREW | 4
1449 | 2716840000 | HDC ENCLOSURES SIZE: 8 PROTECTION DEGREE: IP66 (IN PLUGGED CONDITION) COVER FOR LOWER PART OF HOUSING SCREW | 4
1450 | 2725270000 | W-SERIES DISTRIBUTION BLOCK RATED CROSS-SECTION: SCREW CONNECTION | 87
1451 | 2725260000 | W-SERIES DISTRIBUTION BLOCK RATED CROSS-SECTION: SCREW CONNECTION | 87
1452 | 2725280000 | W-SERIES DISTRIBUTION BLOCK RATED CROSS-SECTION: SCREW CONNECTION | 87
1453 | 2705000000 | NETWORK SWITCH UNMANAGED GIGABIT ETHERNET N OF PORTS: 8X RJ45 IP30 -40 °C...75 °C | 36
1454 | 2682240000 | NETWORK SWITCH UNMANAGED GIGABIT ETHERNET N OF PORTS: 8X RJ45 2X 100/1000BASESFP SLOT IP30 -40 °C...75 °C | 69
1455 | 2721990000 | VG EXE 7J (EX PLASTIC CABLE GLAND 7J EXE) CABLE GLANDS M 25 10 MM OD MIN. 12 - OD MAX. 17 MM IP54 IP66 IP67 IP68 - 5 BAR (30 MIN.) POLYAMIDE 6 | 7
1456 | 2721930000 | VG EXE 7J (EX PLASTIC CABLE GLAND 7J EXE) CABLE GLANDS M 12 10 MM OD MIN. 4 - OD MAX. 6.5 MM IP54 IP66 IP67 IP68 - 5 BAR (30 MIN.) POLYAMIDE 6 | 7
1457 | 2726810000 | SPARE ARRESTER SURGE PROTECTION UP(L/N-PE) < 800 V | 498
1458 | 2726760000 | SURGE VOLTAGE ARRESTER LOW VOLTAGE WITHOUT TELECOMM. CONTACT LEAKAGE-CURRENT-FREE SURGE PROTECTION TN-C-S TN-S TT IT WITH N IT WITHOUT N | 44
1459 | 2726730000 | SURGE VOLTAGE ARRESTER LOW VOLTAGE SURGE PROTECTION LEAKAGE-CURRENT-FREE WITH REMOTE CONTACT SINGLE-PHASE TN | 11
1460 | 2726720000 | SURGE VOLTAGE ARRESTER LOW VOLTAGE WITHOUT TELECOMM. CONTACT LEAKAGE-CURRENT-FREE SURGE PROTECTION SINGLE-PHASE TN | 11
1461 | 2726660000 | SURGE VOLTAGE ARRESTER LOW VOLTAGE SURGE PROTECTION LEAKAGE-CURRENT-FREE WITH REMOTE CONTACT SINGLE-PHASE | 11
1462 | 2726680000 | SURGE VOLTAGE ARRESTER LOW VOLTAGE WITHOUT TELECOMM. CONTACT LEAKAGE-CURRENT-FREE SURGE PROTECTION SINGLE-PHASE TN TT IT WITH N IT WITHOUT N | 44
1463 | 2726700000 | SURGE VOLTAGE ARRESTER LOW VOLTAGE SURGE PROTECTION LEAKAGE-CURRENT-FREE WITH REMOTE CONTACT SINGLE-PHASE TN TT IT WITH N IT WITHOUT N | 44
1464 | 2726620000 | SURGE VOLTAGE ARRESTER LOW VOLTAGE WITHOUT TELECOMM. CONTACT LEAKAGE-CURRENT-FREE SURGE PROTECTION TN SINGLE-PHASE | 11
1465 | 2599700000 | AUTOMATION PRODUCTS - U-REMOTE IP67 SENSOR-ACTUATOR ACTIVE DISTRIBUTOR PROFINET V2.3 | 198
1466 | 2599690000 | AUTOMATION PRODUCTS - U-REMOTE IP67 SENSOR-ACTUATOR ACTIVE DISTRIBUTOR PROFINET V2.3 | 198
1467 | 2675010000 | FEED-THROUGH TERMINAL PUSH IN 16 MM² 1000 V | 12
1468 | 2675120000 | FEED-THROUGH TERMINAL PUSH IN 2.5 MM² 800 V | 12
1469 | 2674960000 | PE TERMINAL PUSH IN 10 MM² GREEN/ | 75
1470 | 2674940000 | FEED-THROUGH TERMINAL PUSH IN 10 MM² 1000 V | 12
1471 | 2674950000 | FEED-THROUGH TERMINAL PUSH IN 10 MM² 1000 V | 12
1472 | 2674860000 | PE TERMINAL PUSH IN 4 MM² GREEN/ | 75
1473 | 2674880000 | FEED-THROUGH TERMINAL PUSH IN 6 MM² 800 V 41 A | 12
1474 | 2674840000 | FEED-THROUGH TERMINAL PUSH IN 4 MM² 800 V 32 A | 12
1475 | 2674790000 | FEED-THROUGH TERMINAL PUSH IN 4 MM² 800 V 32 A | 12
1476 | 2674760000 | FEED-THROUGH TERMINAL PUSH IN 2.5 MM² 800 V 24 A | 12
1477 | 2674720000 | FEED-THROUGH TERMINAL PUSH IN 2.5 MM² 800 V 24 A | 12
1478 | 2674660000 | FEED-THROUGH TERMINAL PUSH IN 1.5 MM² 500 V 17.5 A | 181
1479 | 2674650000 | PE TERMINAL PUSH IN 1.5 MM² GREEN/ | 75
1480 | 2674700000 | FEED-THROUGH TERMINAL PUSH IN 2.5 MM² 800 24 A | 12
1481 | 2674590000 | FEED-THROUGH TERMINAL PUSH IN 1.5 MM² 500 V 17.5 A | 181
1482 | 2674610000 | PE TERMINAL PUSH IN 1.5 MM² GREEN/ | 75
1483 | 2674670000 | FEED-THROUGH TERMINAL PUSH IN 1.5 MM² 500 V 17.5 A | 181
1484 | 2674780000 | FEED-THROUGH TERMINAL PUSH IN 4 MM² 800 V 32 A | 12
1485 | 2674600000 | FEED-THROUGH TERMINAL PUSH IN 1.5 MM² 500 V 17.5 A | 181
1486 | 2674850000 | FEED-THROUGH TERMINAL PUSH IN 4 MM² 800 V 32 A | 12
1487 | 2674750000 | FEED-THROUGH TERMINAL PUSH IN 2.5 MM² 800 V 24 A | 12
1488 | 2674630000 | FEED-THROUGH TERMINAL PUSH IN 1.5 MM² 500 V 17.5 A | 181
1489 | 2674730000 | FEED-THROUGH TERMINAL PUSH IN 2.5 MM² 800 V 24 A | 12
1490 | 2674640000 | FEED-THROUGH TERMINAL PUSH IN 1.5 MM² 500 V 17.5 A | 181
1491 | 2674870000 | FEED-THROUGH TERMINAL PUSH IN 6 MM² 800 V 41 A | 12
1492 | 2675110000 | FEED-THROUGH TERMINAL PUSH IN 2.5 MM² 800 V 24 A DARK | 12
1493 | 2674690000 | FEED-THROUGH TERMINAL PUSH IN 2.5 MM² 800 24 A | 12
1494 | 2675020000 | PE TERMINAL PUSH IN 16 MM² GREEN/ | 75
1495 | 2675210000 | TEST-DISCONNECT TERMINAL PUSH IN 2.5 MM² 500 V | 68
1496 | 2674770000 | PE TERMINAL PUSH IN 2.5 MM² GREEN/ | 75
1497 | 2674820000 | FEED-THROUGH TERMINAL PUSH IN 4 MM² 800 V 32 A | 12
1498 | 2675060000 | DOUBLE-TIER TERMINAL PUSH IN 1.5 MM² 500 V | 181
1499 | 2674930000 | PE TERMINAL PUSH IN 6 MM² GREEN/ | 75
1500 | 2675080000 | DOUBLE-TIER TERMINAL PUSH IN 1.5 MM² 500 V | 181
1501 | 2675070000 | DOUBLE-TIER TERMINAL PUSH IN 1.5 MM² 500 V | 181
1502 | 2675150000 | PE TERMINAL PUSH IN 2.5 MM² GREEN/ | 75
1503 | 2675090000 | DOUBLE-TIER TERMINAL PUSH IN 1.5 MM² 500 V | 181
1504 | 2675220000 | TEST-DISCONNECT TERMINAL PUSH IN 2.5 MM² 500 V | 68
1505 | 2675230000 | TEST-DISCONNECT TERMINAL PUSH IN 2.5 MM² 500 V | 68
1506 | 2675300000 | SUPPLY TERMINAL PUSH IN 6 MM² 500 V | 305
1507 | 2675330000 | SUPPLY TERMINAL PUSH IN 6 MM² 500 V | 305
1508 | 2675320000 | SUPPLY TERMINAL PUSH IN 6 MM² 500 V | 305
1509 | 2675340000 | MODULAR DISTRIBUTION TERMINALS PUSH IN 500 V | 164
1510 | 2675360000 | MODULAR DISTRIBUTION TERMINALS PUSH IN 500 V | 164
1511 | 2675470000 | MODULAR DISTRIBUTION TERMINALS PUSH IN 800 V | 164
1512 | 2675550000 | MODULAR DISTRIBUTION TERMINALS 1.5 MM² 250 V 16 A DARK | 165
1513 | 2675350000 | MODULAR DISTRIBUTION TERMINALS PUSH IN 500 V | 164
1514 | 2675490000 | MODULAR DISTRIBUTION TERMINALS PUSH IN 800 V | 164
1515 | 2675580000 | INITIATOR/ACTUATOR TERMINAL PUSH IN 1.5 MM² 250 V 13.5 A DARK | 120
1516 | 2675600000 | INITIATOR/ACTUATOR TERMINAL PUSH IN 1.5 MM² 250 V 13.5 A DARK | 120
1517 | 2675570000 | MODULAR DISTRIBUTION TERMINALS PUSH IN 500 V | 164
1518 | 2675680000 | FEED-THROUGH TERMINAL PUSH IN 1.5 MM² 500 V | 12
1519 | 2675620000 | INITIATOR/ACTUATOR TERMINAL PUSH IN 1.5 MM² 250 V 13.5 A DARK | 120
1520 | 2675590000 | INITIATOR/ACTUATOR TERMINAL PUSH IN 1.5 MM² 250 V 13.5 A DARK | 120
1521 | 2675700000 | PE TERMINAL PUSH IN 1.5 MM² | 232
1522 | 2675710000 | FEED-THROUGH TERMINAL PUSH IN 1.5 MM² 500 V | 12
1523 | 2675750000 | FEED-THROUGH TERMINAL PUSH IN 1.5 MM² 500 V | 12
1524 | 2675760000 | PE TERMINAL PUSH IN 1.5 MM² | 232
1525 | 2675690000 | FEED-THROUGH TERMINAL PUSH IN 1.5 MM² 500 V | 12
1526 | 2675730000 | PE TERMINAL PUSH IN 1.5 MM² | 232
1527 | 2675720000 | FEED-THROUGH TERMINAL PUSH IN 1.5 MM² 500 V | 12
1528 | 2675780000 | FEED-THROUGH TERMINAL PUSH IN 1.5 MM² 500 V 17.5 A | 181
1529 | 2675790000 | FEED-THROUGH TERMINAL PUSH IN 1.5 MM² 500 V 17.5 A DARK | 12
1530 | 2675810000 | FEED-THROUGH TERMINAL PUSH IN 1.5 MM² 500 V 17.5 A DARK | 12
1531 | 2682350000 | NETWORK SWITCH MANAGED GIGABIT ETHERNET N OF PORTS: 8X RJ45 IP30 -40 °C...75 °C | 36
1532 | 2683100000 | PHOTOVOLTAICS COMBINER BOX 1000 V 2 MPPT'S 3 INPUTS / 3 OUTPUTS PER MPPT WITH FUSE HOLDER SURGE PROTECTION I / II SWITCH DISCONNECTOR WM4C | 30
1533 | 2716650000 | RATED CURRENT : 16 A APPLICATIONS: POWER AND FLOW MEASUREMENT | 367
1534 | 2716660000 | RATED CURRENT : 32 A APPLICATIONS: POWER AND FLOW MEASUREMENT | 367
1535 | 2716690000 | RATED CURRENT : VIA CURRENT TRANSFORMER 1 A/5 A APPLICATIONS: POWER AND FLOW MEASUREMENT | 367
1536 | 2727410000 | 1 P PUSH IN | 856
1537 | 2728090000 | PRIMARY CURRENT: 250 A SECONDARY CURRENT MAX.: 5 A LOAD: 1.5 VA TOLERANCE CLASS: 1 | 21
1538 | 2683210000 | PHOTOVOLTAICS COMBINER BOX 1000 V 2 MPPT'S 3 INPUTS / 3 OUTPUTS PER MPPT SURGE PROTECTION I / II SWITCH DISCONNECTOR WM4C | 30
1539 | 2720430000 | PCB PLUG-IN CONNECTOR FEMALE PLUG 7.62 MM N OF POLES: 3 180° PUSH IN WITH ACTUATOR TENSION-CLAMP CONNECTION CLAMPING RANGE MAX. : 10 MM² BOX | 1
1540 | 2720450000 | PCB PLUG-IN CONNECTOR FEMALE PLUG 7.62 MM N OF POLES: 5 180° PUSH IN WITH ACTUATOR TENSION-CLAMP CONNECTION CLAMPING RANGE MAX. : 10 MM² BOX | 1
1541 | 2720440000 | PCB PLUG-IN CONNECTOR FEMALE PLUG 7.62 MM N OF POLES: 4 180° PUSH IN WITH ACTUATOR TENSION-CLAMP CONNECTION CLAMPING RANGE MAX. : 10 MM² BOX | 1
1542 | 2720460000 | PCB PLUG-IN CONNECTOR FEMALE PLUG 7.62 MM N OF POLES: 6 180° PUSH IN WITH ACTUATOR TENSION-CLAMP CONNECTION CLAMPING RANGE MAX. : 10 MM² BOX | 1
1543 | 2719380000 | PCB PLUG-IN CONNECTOR FEMALE PLUG 7.62 MM N OF POLES: 2 180° PUSH IN WITH ACTUATOR TENSION-CLAMP CONNECTION CLAMPING RANGE MAX. : 10 MM² BOX | 1
1544 | 2720470000 | PCB PLUG-IN CONNECTOR FEMALE PLUG 7.62 MM N OF POLES: 7 180° PUSH IN WITH ACTUATOR TENSION-CLAMP CONNECTION CLAMPING RANGE MAX. : 10 MM² BOX | 1
1545 | 2720490000 | PCB PLUG-IN CONNECTOR FEMALE PLUG 7.62 MM N OF POLES: 3 180° PUSH IN WITH ACTUATOR TENSION-CLAMP CONNECTION CLAMPING RANGE MAX. : 10 MM² BOX | 1
1546 | 2720500000 | PCB PLUG-IN CONNECTOR FEMALE PLUG 7.62 MM N OF POLES: 4 180° PUSH IN WITH ACTUATOR TENSION-CLAMP CONNECTION CLAMPING RANGE MAX. : 10 MM² BOX | 1
1547 | 2720530000 | PCB PLUG-IN CONNECTOR FEMALE PLUG 7.62 MM N OF POLES: 7 180° PUSH IN WITH ACTUATOR TENSION-CLAMP CONNECTION CLAMPING RANGE MAX. : 10 MM² BOX | 1
1548 | 2720510000 | PCB PLUG-IN CONNECTOR FEMALE PLUG 7.62 MM N OF POLES: 5 180° PUSH IN WITH ACTUATOR TENSION-CLAMP CONNECTION CLAMPING RANGE MAX. : 10 MM² BOX | 1
1549 | 2720540000 | PCB PLUG-IN CONNECTOR FEMALE PLUG 7.62 MM N OF POLES: 8 180° PUSH IN WITH ACTUATOR TENSION-CLAMP CONNECTION CLAMPING RANGE MAX. : 10 MM² BOX | 1
1550 | 2720610000 | PCB PLUG-IN CONNECTOR FEMALE PLUG 7.62 MM N OF POLES: 7 180° PUSH IN WITH ACTUATOR TENSION-CLAMP CONNECTION CLAMPING RANGE MAX. : 10 MM² BOX | 1
1551 | 2720560000 | PCB PLUG-IN CONNECTOR FEMALE PLUG 7.62 MM N OF POLES: 2 180° PUSH IN WITH ACTUATOR TENSION-CLAMP CONNECTION CLAMPING RANGE MAX. : 10 MM² BOX | 1
1552 | 2720580000 | PCB PLUG-IN CONNECTOR FEMALE PLUG 7.62 MM N OF POLES: 4 180° PUSH IN WITH ACTUATOR TENSION-CLAMP CONNECTION CLAMPING RANGE MAX. : 10 MM² BOX | 1
1553 | 2720570000 | PCB PLUG-IN CONNECTOR FEMALE PLUG 7.62 MM N OF POLES: 3 180° PUSH IN WITH ACTUATOR TENSION-CLAMP CONNECTION CLAMPING RANGE MAX. : 10 MM² BOX | 1
1554 | 2720600000 | PCB PLUG-IN CONNECTOR FEMALE PLUG 7.62 MM N OF POLES: 6 180° PUSH IN WITH ACTUATOR TENSION-CLAMP CONNECTION CLAMPING RANGE MAX. : 10 MM² BOX | 1
1555 | 2720620000 | PCB PLUG-IN CONNECTOR FEMALE PLUG 7.62 MM N OF POLES: 8 180° PUSH IN WITH ACTUATOR TENSION-CLAMP CONNECTION CLAMPING RANGE MAX. : 10 MM² BOX | 1
1556 | 2720590000 | PCB PLUG-IN CONNECTOR FEMALE PLUG 7.62 MM N OF POLES: 5 180° PUSH IN WITH ACTUATOR TENSION-CLAMP CONNECTION CLAMPING RANGE MAX. : 10 MM² BOX | 1
1557 | 2720480000 | PCB PLUG-IN CONNECTOR FEMALE PLUG 7.62 MM N OF POLES: 8 180° PUSH IN WITH ACTUATOR TENSION-CLAMP CONNECTION CLAMPING RANGE MAX. : 10 MM² BOX | 1
1558 | 7789838060 | PRE-ASSEMBLED CABLE PAC CABLE LIYCY 0.50 MM² | 2
1559 | 1349690020 | PRE-ASSEMBLED CABLE PAC | 37
1560 | 2683090000 | PHOTOVOLTAICS COMBINER BOX 1000 V 1 MPPT 3 INPUTS / 3 OUTPUTS PER MPPT WITH FUSE HOLDER SURGE PROTECTION I / II SWITCH DISCONNECTOR WM4C | 30
1561 | 2682420000 | NETWORK SWITCH MANAGED POE GIGABIT ETHERNET N OF PORTS: 8X RJ45 10/100/1000 BASET(X) POE+ IP30 -40 °C...75 °C | 69
1562 | 2682430000 | NETWORK SWITCH MANAGED POE GIGABIT ETHERNET N OF PORTS: 4 * RJ45 10/100/1000BASET(X) POE+ 2X 100/1000BASESFP SLOT IP30 -40 °C...75 °C | 69
1563 | 2667880000 | PRINTED CIRCUIT BOARD TERMINALS 7.50 MM N OF POLES: 9 90° SOLDER PIN LENGTH (L): 3.5 MM TINNED ORANGE PUSH IN WITH ACTUATOR CLAMPING RANGE MAX. : 2.5 MM² BOX | 41
1564 | 2701690000 | OMNIMATE DATA - D-SUB CONNECTOR D-SUB CONNECTORS MALE/FIMALE THREAD-NUT UNC 4-40 THT SOLDER CONNECTION PITCH IN MM (P): 1.15 MM N OF POLES: 15 500 PBT PBT GF TRAY | 41
1565 | 2701700000 | OMNIMATE DATA - D-SUB CONNECTOR FEMALE HEADER D-SUB CONNECTORS MALE/FIMALE THREAD-BOLT UNC 4-40 THT SOLDER CONNECTION PITCH IN MM (P): 2.77 MM N OF POLES: 25 ? 50 Μ" NI / 100 Μ" SN 500 PBT GLASS FIBRE REINFORCED UL 94 V-0 PBT GF TRAY | 41
1566 | 2701720000 | OMNIMATE DATA - D-SUB CONNECTOR MALE HEADER D-SUB CONNECTORS MALE/FIMALE THREAD-BOLT UNC 4-40 THT SOLDER CONNECTION PITCH IN MM (P): 2.77 MM N OF POLES: 9 ? 50 Μ" NI / 100 Μ" SN 500 PBT GLASS FIBRE REINFORCED UL 94 V-0 PBT GF TRAY | 41
1567 | 2706950000 | OMNIMATE DATA - D-SUB CONNECTOR FEMALE HEADER D-SUB CONNECTORS MALE/FIMALE THREAD-NUT UNC 4-40 THT SOLDER CONNECTION PITCH IN MM (P): 1.15 MM N OF POLES: 15 500 PBT PBT GF TRAY | 41
1568 | 2701730000 | OMNIMATE DATA - D-SUB CONNECTOR FEMALE HEADER D-SUB CONNECTORS MALE/FIMALE THREAD-NUT UNC 4-40 THT SOLDER CONNECTION PITCH IN MM (P): 2.77 MM N OF POLES: 15 ? 50 Μ" NI / 100 Μ" SN 500 PBT GLASS FIBRE REINFORCED UL 94 V-0 AL PBT GF TRAY | 41
1569 | 2701710000 | OMNIMATE DATA - D-SUB CONNECTOR FEMALE HEADER D-SUB CONNECTORS MALE/FIMALE THREAD-NUT UNC 4-40 THT SOLDER CONNECTION PITCH IN MM (P): 2.77 MM N OF POLES: 9 ? 50 Μ" NI / 100 Μ" SN 500 PBT GLASS FIBRE REINFORCED UL 94 V-0 AL PBT GF TRAY | 41
1570 | 2707200000 | OMNIMATE DATA - D-SUB CONNECTOR FEMALE HEADER D-SUB CONNECTORS MALE/FIMALE THREAD-BOLT UNC 4-40 THT SOLDER CONNECTION PITCH IN MM (P): 2.77 MM N OF POLES: 9 ? 50 Μ" NI / 100 Μ" SN 500 PBT GLASS FIBRE REINFORCED UL 94 V-0 PBT GF TRAY | 41
1571 | 2701750000 | OMNIMATE DATA - D-SUB CONNECTOR MALE HEADER D-SUB CONNECTORS MALE/FIMALE THREAD-BOLT UNC 4-40 THT SOLDER CONNECTION PITCH IN MM (P): 2.77 MM N OF POLES: 15 ? 50 Μ" NI / 100 Μ" SN 500 PBT GLASS FIBRE REINFORCED UL 94 V-0 PBT GF TRAY | 41
1572 | 2724070000 | OMNIMATE DATA - D-SUB CONNECTOR MALE HEADER D-SUB CONNECTORS MALE/FIMALE THREAD-NUT UNC 4-40 THT SOLDER CONNECTION PITCH IN MM (P): 2.77 MM N OF POLES: 25 ? 50 Μ" NI / 100 Μ" SN 500 PBT GLASS FIBRE REINFORCED UL 94 V-0 PBT GF TRAY | 41
1573 | 2707170000 | OMNIMATE DATA - D-SUB CONNECTOR MALE HEADER D-SUB CONNECTORS MALE/FIMALE THREAD-NUT UNC 4-40 THT SOLDER CONNECTION PITCH IN MM (P): 2.77 MM N OF POLES: 9 ? 50 Μ" NI / 100 Μ" SN 500 PBT GLASS FIBRE REINFORCED UL 94 V-0 PBT GF TRAY | 41
1574 | 2707190000 | OMNIMATE DATA - D-SUB CONNECTOR MALE HEADER D-SUB CONNECTORS MALE/FIMALE THREAD-NUT UNC 4-40 THT SOLDER CONNECTION PITCH IN MM (P): 2.77 MM N OF POLES: 25 ? 50 Μ" NI / 100 Μ" SN 500 PBT GLASS FIBRE REINFORCED UL 94 V-0 PBT GF TRAY | 41
1575 | 2707250000 | OMNIMATE DATA - D-SUB CONNECTOR MALE HEADER D-SUB CONNECTORS MALE/FIMALE THREAD-BOLT UNC 4-40 THT SOLDER CONNECTION PITCH IN MM (P): 2.77 MM N OF POLES: 25 ? 50 Μ" NI / 100 Μ" SN 500 PBT GLASS FIBRE REINFORCED UL 94 V-0 PBT GF TRAY | 41
1576 | 2706980000 | OMNIMATE DATA - D-SUB CONNECTOR FEMALE HEADER D-SUB CONNECTORS MALE/FIMALE THREAD-BOLT UNC 4-40 THT SOLDER CONNECTION PITCH IN MM (P): 2.77 MM N OF POLES: 15 ? 50 Μ" NI / 100 Μ" SN 500 PBT GLASS FIBRE REINFORCED UL 94 V-0 PBT GF TRAY | 41
1577 | 2707180000 | OMNIMATE DATA - D-SUB CONNECTOR MALE HEADER D-SUB CONNECTORS MALE/FIMALE THREAD-NUT UNC 4-40 THT SOLDER CONNECTION PITCH IN MM (P): 2.77 MM N OF POLES: 15 ? 50 Μ" NI / 100 Μ" SN 500 PBT GLASS FIBRE REINFORCED UL 94 V-0 PBT GF TRAY | 41
1578 | 2707160000 | OMNIMATE DATA - D-SUB CONNECTOR FEMALE HEADER D-SUB CONNECTORS MALE/FIMALE THREAD-NUT UNC 4-40 THT SOLDER CONNECTION PITCH IN MM (P): 2.77 MM N OF POLES: 15 ? 50 Μ" NI / 100 Μ" SN 500 PBT GLASS FIBRE REINFORCED UL 94 V-0 PBT GF TRAY | 41
1579 | 2706970000 | OMNIMATE DATA - D-SUB CONNECTOR FEMALE HEADER D-SUB CONNECTORS MALE/FIMALE THREAD-BOLT UNC 4-40 THT SOLDER CONNECTION PITCH IN MM (P): 2.77 MM N OF POLES: 9 ? 50 Μ" NI / 100 Μ" SN 500 PBT GLASS FIBRE REINFORCED UL 94 V-0 PBT GF TRAY | 41
1580 | 2701760000 | OMNIMATE DATA - D-SUB CONNECTOR MALE HEADER D-SUB CONNECTORS MALE/FIMALE THREAD-BOLT UNC 4-40 THT SOLDER CONNECTION PITCH IN MM (P): 2.77 MM N OF POLES: 25 ? 50 Μ" NI / 100 Μ" SN 500 PBT GLASS FIBRE REINFORCED UL 94 V-0 PBT GF TRAY | 41
1581 | 2707150000 | OMNIMATE DATA - D-SUB CONNECTOR FEMALE HEADER D-SUB CONNECTORS MALE/FIMALE THREAD-NUT UNC 4-40 THT SOLDER CONNECTION PITCH IN MM (P): 2.77 MM N OF POLES: 9 ? 50 Μ" NI / 100 Μ" SN 500 PBT GLASS FIBRE REINFORCED UL 94 V-0 PBT GF TRAY | 41
1582 | 2707210000 | OMNIMATE DATA - D-SUB CONNECTOR FEMALE HEADER D-SUB CONNECTORS MALE/FIMALE THREAD-BOLT UNC 4-40 THT SOLDER CONNECTION PITCH IN MM (P): 2.77 MM N OF POLES: 15 ? 50 Μ" NI / 100 Μ" SN 500 PBT GLASS FIBRE REINFORCED UL 94 V-0 PBT GF TRAY | 41
1583 | 2707240000 | OMNIMATE DATA - D-SUB CONNECTOR MALE HEADER D-SUB CONNECTORS MALE/FIMALE THREAD-BOLT UNC 4-40 THT SOLDER CONNECTION PITCH IN MM (P): 2.77 MM N OF POLES: 15 ? 50 Μ" NI / 100 Μ" SN 500 PBT GLASS FIBRE REINFORCED UL 94 V-0 PBT GF TRAY | 41
1584 | 2724060000 | OMNIMATE DATA - D-SUB CONNECTOR MALE HEADER D-SUB CONNECTORS MALE/FIMALE THREAD-NUT UNC 4-40 THT SOLDER CONNECTION PITCH IN MM (P): 2.77 MM N OF POLES: 15 ? 50 Μ" NI / 100 Μ" SN 500 PBT GLASS FIBRE REINFORCED UL 94 V-0 PBT GF TRAY | 41
1585 | 2707230000 | OMNIMATE DATA - D-SUB CONNECTOR MALE HEADER D-SUB CONNECTORS MALE/FIMALE THREAD-BOLT UNC 4-40 THT SOLDER CONNECTION PITCH IN MM (P): 2.77 MM N OF POLES: 9 ? 50 Μ" NI / 100 Μ" SN 500 PBT GLASS FIBRE REINFORCED UL 94 V-0 PBT GF TRAY | 41
1586 | 2724030000 | OMNIMATE DATA - D-SUB CONNECTOR MALE HEADER D-SUB CONNECTORS MALE/FIMALE THREAD-NUT UNC 4-40 THT SOLDER CONNECTION PITCH IN MM (P): 2.77 MM N OF POLES: 9 ? 50 Μ" NI / 100 Μ" SN 500 PBT GLASS FIBRE REINFORCED UL 94 V-0 PBT GF TRAY | 41
1587 | 2724020000 | OMNIMATE DATA - D-SUB CONNECTOR FEMALE HEADER D-SUB CONNECTORS MALE/FIMALE THREAD-NUT UNC 4-40 THT SOLDER CONNECTION PITCH IN MM (P): 2.77 MM N OF POLES: 25 ? 50 Μ" NI / 100 Μ" SN 500 PBT GLASS FIBRE REINFORCED UL 94 V-0 PBT GF TRAY | 41
1588 | 2672320100 | SYSTEM CABLE M12 D-CODE ? IP 67 STRAIGHT PIN M12 D-CODE ? IP 67 STRAIGHT PIN CAT.5 (ISO/IEC 11801) / CAT.5E (TIA T568-B) POLYOLEFINE 10 M | 8
1589 | 2672320050 | SYSTEM CABLE M12 D-CODE ? IP 67 STRAIGHT PIN M12 D-CODE ? IP 67 STRAIGHT PIN CAT.5 (ISO/IEC 11801) / CAT.5E (TIA T568-B) POLYOLEFINE 5 M | 8
1590 | 2671890200 | SYSTEM CABLE M12 D-CODE ? IP 67 STRAIGHT PIN OPEN CAT.5 (ISO/IEC 11801) / CAT.5E (TIA T568-B) POLYOLEFINE 20 M | 8
1591 | 2671890150 | SYSTEM CABLE M12 D-CODE ? IP 67 STRAIGHT PIN OPEN CAT.5 (ISO/IEC 11801) / CAT.5E (TIA T568-B) POLYOLEFINE 15 M | 8
1592 | 2672320020 | SYSTEM CABLE M12 D-CODE ? IP 67 STRAIGHT PIN M12 D-CODE ? IP 67 STRAIGHT PIN CAT.5 (ISO/IEC 11801) / CAT.5E (TIA T568-B) POLYOLEFINE 2 M | 8
1593 | 2671890100 | SYSTEM CABLE M12 D-CODE ? IP 67 STRAIGHT PIN OPEN CAT.5 (ISO/IEC 11801) / CAT.5E (TIA T568-B) POLYOLEFINE 10 M | 8
1594 | 2671890020 | SYSTEM CABLE M12 D-CODE ? IP 67 STRAIGHT PIN OPEN CAT.5 (ISO/IEC 11801) / CAT.5E (TIA T568-B) POLYOLEFINE 2 M | 8
1595 | 2671890050 | SYSTEM CABLE M12 D-CODE ? IP 67 STRAIGHT PIN OPEN CAT.5 (ISO/IEC 11801) / CAT.5E (TIA T568-B) POLYOLEFINE 5 M | 8
1596 | 2725350000 | W-SERIES DISTRIBUTION BLOCK RATED CROSS-SECTION: SCREW CONNECTION | 87
1597 | 2467230000 | POWER SUPPLY SWITCH-MODE POWER SUPPLY UNIT | 34
1598 | 2467260000 | POWER SUPPLY SWITCH-MODE POWER SUPPLY UNIT | 34
1599 | 2467240000 | POWER SUPPLY SWITCH-MODE POWER SUPPLY UNIT | 34
1600 | 2467250000 | POWER SUPPLY SWITCH-MODE POWER SUPPLY UNIT | 34
1601 | 2467270000 | POWER SUPPLY SWITCH-MODE POWER SUPPLY UNIT | 34
1602 | 2702700000 | SOCKETS PREFABRICATED TO CUSTOMER SPEC. M12 SOCKET ANGLED | 26
1603 | 2702690000 | PLUGS PREFABRICATED TO CUSTOMER SPEC. M12 PIN 90° | 66
1604 | 2720550000 | PCB PLUG-IN CONNECTOR FEMALE PLUG 7.62 MM N OF POLES: 2 180° PUSH IN WITH ACTUATOR TENSION-CLAMP CONNECTION CLAMPING RANGE MAX. : 10 MM² BOX | 1
1605 | 2697640000 | STRIPPING AND CUTTING TOOL | 757
1606 | 2723030050 | DRAGLINE CABLE M12 X-TYPE IP 67 STRAIGHT MALE RJ45 IP 20 CAT.6A / CLASS EA (ISO/IEC 11801 2010) PUR 5 M | 17
1607 | 2723030030 | DRAGLINE CABLE M12 X-TYPE IP 67 STRAIGHT MALE RJ45 IP 20 CAT.6A / CLASS EA (ISO/IEC 11801 2010) PUR 3 M | 17
1608 | 2723030100 | DRAGLINE CABLE M12 X-TYPE IP 67 STRAIGHT MALE RJ45 IP 20 CAT.6A / CLASS EA (ISO/IEC 11801 2010) PUR 10 M | 17
1609 | 2723030150 | DRAGLINE CABLE M12 X-TYPE IP 67 STRAIGHT MALE RJ45 IP 20 CAT.6A / CLASS EA (ISO/IEC 11801 2010) PUR 15 M | 17
1610 | 2723030075 | DRAGLINE CABLE M12 X-TYPE IP 67 STRAIGHT MALE RJ45 IP 20 CAT.6A / CLASS EA (ISO/IEC 11801 2010) PUR 7.5 M | 17
1611 | 2723030010 | DRAGLINE CABLE M12 X-TYPE IP 67 STRAIGHT MALE RJ45 IP 20 CAT.6A / CLASS EA (ISO/IEC 11801 2010) PUR 1 M | 17
1612 | 2701740000 | OMNIMATE DATA - D-SUB CONNECTOR FEMALE HEADER D-SUB CONNECTORS MALE/FIMALE THREAD-NUT UNC 4-40 THT SOLDER CONNECTION PITCH IN MM (P): 2.77 MM N OF POLES: 25 ? 50 Μ" NI / 100 Μ" SN 500 PBT GLASS FIBRE REINFORCED UL 94 V-0 PBT GF TRAY | 41
1613 | 2725850020 | PATCH CABLE M8 SPE ( IEC63171-5) - IP67 SOCKET CONTACT - STRAIGHT M8 SPE ( IEC63171-5) - IP67 SOCKET CONTACT - STRAIGHT PVC 2 M | 334
1614 | 2725850010 | PATCH CABLE M8 SPE ( IEC63171-5) - IP67 SOCKET CONTACT - STRAIGHT M8 SPE ( IEC63171-5) - IP67 SOCKET CONTACT - STRAIGHT PVC 1 M | 334
1615 | 2725850030 | PATCH CABLE M8 SPE ( IEC63171-5) - IP67 SOCKET CONTACT - STRAIGHT M8 SPE ( IEC63171-5) - IP67 SOCKET CONTACT - STRAIGHT PVC 3 M | 334
1616 | 1373780080 | PRE-ASSEMBLED CABLE PAC CABLE LIYCY 0.34 MM² | 2
1617 | 2711810000 | PCB PLUG-IN CONNECTOR SOLDER FLANGE THT/THR SOLDER CONNECTION 3.50 MM N OF POLES: 46 90° SOLDER PIN LENGTH (L): 3.2 MM TINNED BOX | 0
1618 | 2711790000 | PCB PLUG-IN CONNECTOR SOLDER FLANGE THT/THR SOLDER CONNECTION 3.50 MM N OF POLES: 42 90° SOLDER PIN LENGTH (L): 3.2 MM TINNED BOX | 0
1619 | 2711780000 | PCB PLUG-IN CONNECTOR SOLDER FLANGE THT/THR SOLDER CONNECTION 3.50 MM N OF POLES: 40 90° SOLDER PIN LENGTH (L): 3.2 MM TINNED BOX | 0
1620 | 2711800000 | PCB PLUG-IN CONNECTOR SOLDER FLANGE THT/THR SOLDER CONNECTION 3.50 MM N OF POLES: 44 90° SOLDER PIN LENGTH (L): 3.2 MM TINNED BOX | 0
1621 | 2711820000 | PCB PLUG-IN CONNECTOR SOLDER FLANGE THT/THR SOLDER CONNECTION 3.50 MM N OF POLES: 48 90° SOLDER PIN LENGTH (L): 3.2 MM TINNED BOX | 0
1622 | 2705620000 | REMOTE I/O MODULE IP20 | 518
1623 | 2705630000 | REMOTE I/O MODULE IP20 | 518
1624 | 2690470000 | FUNCTIONAL EARTH TERMINAL BLOCK 2.5 MM² | 461
1625 | 2690460000 | FUNCTIONAL EARTH TERMINAL BLOCK 2.5 MM² | 461
1626 | 2465950000 | REPLACEMENT PART | 29
1627 | 2466000000 | REPLACEMENT PART | 29
1628 | 2719130000 | CONDUCTOR AND CABLE MARKERS 1.8 - 2.5 MM 18 X 4.6 MM | 15
1629 | 2719100000 | CONDUCTOR AND CABLE MARKERS 1.8 - 2.5 MM 18 X 4.6 MM | 15
1630 | 2719120000 | CONDUCTOR AND CABLE MARKERS 1.8 - 2.5 MM 12 X 4.6 MM | 15
1631 | 2719090000 | CONDUCTOR AND CABLE MARKERS 1.8 - 2.5 MM 12 X 4.6 MM | 15
1632 | 2719110000 | CONDUCTOR AND CABLE MARKERS 1.8 - 2.5 MM 24 X 4.6 MM | 15
1633 | 2719140000 | CONDUCTOR AND CABLE MARKERS 1.8 - 2.5 MM 24 X 4.6 MM | 15
1634 | 2710110000 | TEST-DISCONNECT TERMINAL HYBRID CONNECTION 6 MM² 500 V 30 A DARK | 43
1635 | 2710070000 | TEST-DISCONNECT TERMINAL PUSH IN 6 MM² 500 V 30 A DARK | 68
1636 | 2710080000 | PE TERMINAL PUSH IN 6 MM² GREEN/ | 75
1637 | 2710120000 | PE TERMINAL HYBRID CONNECTION 6 MM² GREEN/ | 722
1638 | 2668960000 | A-SERIES END PLATE | 40
1639 | 2668830000 | A-SERIES END PLATE | 40
1640 | 2668810000 | A-SERIES END PLATE | 40
1641 | 2668820000 | A-SERIES END PLATE | 40
1642 | 2668790000 | A-SERIES END PLATE | 40
1643 | 2668800000 | A-SERIES END PLATE | 40
1644 | 2669060000 | A-SERIES END PLATE | 40
1645 | 2668780000 | A-SERIES END PLATE | 40
1646 | 2668880000 | A-SERIES END PLATE | 40
1647 | 2668970000 | A-SERIES END PLATE | 40
1648 | 1463640002 | SYSTEM CABLE CAT.6A / CLASS EA (ISO/IEC 11801 2010) PUR | 438
1649 | 1506200000 | SIGNAL CONVERTER/ISOLATOR HART® INPUT : 0(4)-20 MA OUTPUT : 0(4)-20 MA VOLTAGE SUPPLY ALSO VIA CH20M RAIL BUS | 154
1650 | 1512170020 | PRE-ASSEMBLED CABLE PAC CABLE LIYY 5.4 ± 1 MM | 13
1651 | 1535470050 | SENSOR/ACTUATOR LINE CONNECTING LINE N OF POLES : 4 0.5 M SHIELDED: NO LED: NO SHEATH MATERIAL: PUR HALOGEN: NO | 0
1652 | 1535470100 | SENSOR/ACTUATOR LINE CONNECTING LINE N OF POLES : 4 1 M SHIELDED: NO LED: NO SHEATH MATERIAL: PUR HALOGEN: NO | 0
1653 | 1535470500 | SENSOR/ACTUATOR LINE CONNECTING LINE N OF POLES : 4 5 M SHIELDED: NO LED: NO SHEATH MATERIAL: PUR HALOGEN: NO | 0
1654 | 1906300670 | SENSOR/ACTUATOR LINE CONNECTING LINE M12 / M12 N OF POLES : 4 6.7 M SHIELDED: NO LED: NO SHEATH MATERIAL: PUR HALOGEN: NO | 0
1655 | 1906300760 | SENSOR/ACTUATOR LINE CONNECTING LINE M12 / M12 N OF POLES : 4 7.6 M SHIELDED: NO LED: NO SHEATH MATERIAL: PUR HALOGEN: NO | 0
1656 | 1906300770 | SENSOR/ACTUATOR LINE CONNECTING LINE M12 / M12 N OF POLES : 4 7.7 M SHIELDED: NO LED: NO SHEATH MATERIAL: PUR HALOGEN: NO | 0
1657 | 1906300820 | SENSOR/ACTUATOR LINE CONNECTING LINE M12 / M12 N OF POLES : 4 8.2 M SHIELDED: NO LED: NO SHEATH MATERIAL: PUR HALOGEN: NO | 0
1658 | 1906300830 | SENSOR/ACTUATOR LINE CONNECTING LINE M12 / M12 N OF POLES : 4 8.3 M SHIELDED: NO LED: NO SHEATH MATERIAL: PUR HALOGEN: NO | 0
1659 | 1981910700 | BUS LINE ONE END WITHOUT CONNECTOR M8 N OF POLES: 4 7 M SHIELDED: YES LED: NO SHEATH MATERIAL: PUR HALOGEN: NO | 0
1660 | 1981910900 | BUS LINE ONE END WITHOUT CONNECTOR M8 N OF POLES: 4 9 M SHIELDED: YES LED: NO SHEATH MATERIAL: PUR HALOGEN: NO | 0
1661 | 1981911150 | BUS LINE ONE END WITHOUT CONNECTOR M8 N OF POLES: 4 11.5 M SHIELDED: YES LED: NO SHEATH MATERIAL: PUR HALOGEN: NO | 0
1662 | 2004300000 | SUB-D | 98
1663 | 2004320000 | SUB-D | 98
1664 | 2050020200 | POWER CABLE ONE END WITHOUT CONNECTOR M12 N OF POLES : 3 (2 + PE) 2 M SHIELDED: NO LED: NO SHEATH MATERIAL: PUR HALOGEN: NO | 0
1665 | 2050060200 | POWER CABLE CONNECTING LINE N OF POLES : 3 (2 + PE) 2 M SHIELDED: NO LED: NO SHEATH MATERIAL: PUR HALOGEN: NO | 0
1666 | 2050061500 | POWER CABLE CONNECTING LINE N OF POLES : 3 (2 + PE) 15 M SHIELDED: NO LED: NO SHEATH MATERIAL: PUR HALOGEN: NO | 0
1667 | 2050062000 | POWER CABLE CONNECTING LINE N OF POLES : 3 (2 + PE) 20 M SHIELDED: NO LED: NO SHEATH MATERIAL: PUR HALOGEN: NO | 0
1668 | 2470820000 | KLIPPON EBI QL (ESSENTIAL BOX INDUSTRIAL - QUARTER LOCK) EMPTY ENCLOSURE STAINLESS STEEL ENCLOSURE HEIGHT: 300 MM WIDTH: 300 MM DEPTH: 220 MM GLAND PLATES: BOTTOM MATERIAL: STAINLESS STEEL 1.4301 (304) BRUSHED | 5
1669 | 2470860000 | KLIPPON EBI QL (ESSENTIAL BOX INDUSTRIAL - QUARTER LOCK) EMPTY ENCLOSURE STAINLESS STEEL ENCLOSURE HEIGHT: 500 MM WIDTH: 400 MM DEPTH: 220 MM GLAND PLATES: BOTTOM MATERIAL: STAINLESS STEEL 1.4301 (304) BRUSHED | 5
1670 | 2470900000 | KLIPPON EBI QL (ESSENTIAL BOX INDUSTRIAL - QUARTER LOCK) EMPTY ENCLOSURE STAINLESS STEEL ENCLOSURE HEIGHT: 800 MM WIDTH: 600 MM DEPTH: 220 MM GLAND PLATES: BOTTOM MATERIAL: STAINLESS STEEL 1.4301 (304) BRUSHED | 5
1671 | 2526730200 | SYSTEM CABLE RJ45 IP 67 PUSHPULL V04 PLASTIC RJ45 IP 20 CRIMP CAT.6A / CLASS EA (ISO/IEC 11801 2010) LSZH 20 M | 10
1672 | 2534210000 | MEASURING TAPE | 861
1673 | 2558300000 | ESG DEVICE MARKERS X 15 MM PA 66 COLOUR: TO CUSTOMER SPECIFICATION | 126
1674 | 2558320000 | ESG DEVICE MARKERS X 26 MM PA 66 COLOUR: TO CUSTOMER SPECIFICATION | 126
1675 | 2563810002 | PATCH CABLE RJ45 IP 20 RJ45 IP 20 CAT.6A / CLASS EA (ISO/IEC 11801 2010) LSZH 0.2 M | 10
1676 | 2563810100 | PATCH CABLE RJ45 IP 20 RJ45 IP 20 CAT.6A / CLASS EA (ISO/IEC 11801 2010) LSZH 10 M | 10
1677 | 2563810200 | PATCH CABLE RJ45 IP 20 RJ45 IP 20 CAT.6A / CLASS EA (ISO/IEC 11801 2010) LSZH 20 M | 10
1678 | 2563810250 | PATCH CABLE RJ45 IP 20 RJ45 IP 20 CAT.6A / CLASS EA (ISO/IEC 11801 2010) LSZH 25 M | 10
1679 | 2564960000 | SC INSERT PLUG SCRJ POF RECONNECTABLE | 575
1680 | 2568260000 | FO CONNECTOR VERSION 14 SC-RJ POF IP67 | 340
1681 | 2569890000 | ESG DEVICE MARKERS X 10 MM PA 66 COLOUR: | 196
1682 | 2571510000 | ACCESSORIES REPLACEMENT CLAMPING JAW | 412
1683 | 2574270000 | POLYAMIDE 66 COLOUR: | 729
1684 | 2576460060 | DRAGLINE CABLE PROFINET RJ45 IP 67 PUSHPULL V14 METAL RJ45 IP 20 CAT.5 (ISO/IEC 11801) / CAT.5E (TIA T568-B) PUR 6 M | 372
1685 | 2577160000 | BUILT-IN PLUGS 7/8" 7/8" N OF POLES: 4 0.4 M | 307
1686 | 2580920000 | ESG DEVICE MARKERS X 10 MM PA 66 COLOUR: | 196
1687 | 2581280000 | FEED-THROUGH TERMINAL PUSH IN 2.5 MM² 800 V 24 A | 12
1688 | 2581690000 | SUPPLY TERMINAL PUSH IN 10 MM² 250 V 57 A DARK | 255
1689 | 2581700000 | MODULAR DISTRIBUTION TERMINALS PUSH IN 4 MM² 250 V 32 A DARK | 165
1690 | 2581710000 | TEST-DISCONNECT TERMINAL PUSH IN 4 MM² 250 V 20 A DARK | 68
1691 | 2581800000 | SUPPLY TERMINAL PUSH IN 10 MM² 250 V 57 A | 255
1692 | 2582530000 | MODULAR DISTRIBUTION TERMINALS PUSH IN 4 MM² 250 V 32 A | 165
1693 | 2593450000 | SCHT TERMINAL MARKER 39.3 X 8 MM PITCH IN MM (P): 7.00 | 770
1694 | 2576290000 | D-SERIES DRI RELAY MODULE N OF CONTACTS: 2 CO CONTACT AGSNO RATED CONTROL VOLTAGE: 115 V AC CONTINUOUS CURRENT: 5 A PUSH IN TEST BUTTON AVAILABLE: NO | 3
1695 | 2575990000 | D-SERIES DRM RELAY MODULE N OF CONTACTS: 2 CO CONTACT AGNI FLASH GOLD-PLATED RATED CONTROL VOLTAGE: 115 V AC CONTINUOUS CURRENT: 10 A PUSH IN TEST BUTTON AVAILABLE: NO | 3
1696 | 2576220000 | D-SERIES DRI RELAY MODULE N OF CONTACTS: 1 CO CONTACT AGSNO RATED CONTROL VOLTAGE: 24 V DC CONTINUOUS CURRENT: 10 A PUSH IN TEST BUTTON AVAILABLE: NO | 3
1697 | 2576240000 | D-SERIES DRI RELAY MODULE N OF CONTACTS: 2 CO CONTACT AGSNO RATED CONTROL VOLTAGE: 24 V AC CONTINUOUS CURRENT: 5 A PUSH IN TEST BUTTON AVAILABLE: NO | 3
1698 | 2576160000 | D-SERIES DRI RELAY MODULE N OF CONTACTS: 1 CO CONTACT AGSNO RATED CONTROL VOLTAGE: 230 V AC CONTINUOUS CURRENT: 10 A PUSH IN TEST BUTTON AVAILABLE: YES | 3
1699 | 2576270000 | D-SERIES DRI RELAY MODULE N OF CONTACTS: 2 CO CONTACT AGSNO RATED CONTROL VOLTAGE: 230 V AC CONTINUOUS CURRENT: 5 A PUSH IN TEST BUTTON AVAILABLE: NO | 3
1700 | 2576260000 | D-SERIES DRI RELAY MODULE N OF CONTACTS: 1 CO CONTACT AGSNO RATED CONTROL VOLTAGE: 24 V AC CONTINUOUS CURRENT: 10 A PUSH IN TEST BUTTON AVAILABLE: NO | 3
1701 | 2576230000 | D-SERIES DRI RELAY MODULE N OF CONTACTS: 2 CO CONTACT AGSNO RATED CONTROL VOLTAGE: 24 V AC CONTINUOUS CURRENT: 5 A PUSH IN TEST BUTTON AVAILABLE: YES | 3
1702 | 2576280000 | D-SERIES DRI RELAY MODULE N OF CONTACTS: 1 CO CONTACT AGSNO RATED CONTROL VOLTAGE: 230 V AC CONTINUOUS CURRENT: 10 A PUSH IN TEST BUTTON AVAILABLE: NO | 3
1703 | 2576180000 | D-SERIES DRI RELAY MODULE N OF CONTACTS: 1 CO CONTACT AGSNO RATED CONTROL VOLTAGE: 115 V AC CONTINUOUS CURRENT: 10 A PUSH IN TEST BUTTON AVAILABLE: YES | 3
1704 | 2576250000 | D-SERIES DRI RELAY MODULE N OF CONTACTS: 1 CO CONTACT AGSNO RATED CONTROL VOLTAGE: 24 V AC CONTINUOUS CURRENT: 10 A PUSH IN TEST BUTTON AVAILABLE: YES | 3
1705 | 2576070000 | D-SERIES DRM RELAY MODULE N OF CONTACTS: 2 CO CONTACT AGNI FLASH GOLD-PLATED RATED CONTROL VOLTAGE: 24 V AC CONTINUOUS CURRENT: 10 A PUSH IN TEST BUTTON AVAILABLE: NO | 3
1706 | 2576010000 | D-SERIES DRM RELAY MODULE N OF CONTACTS: 4 CO CONTACT AGNI FLASH GOLD-PLATED RATED CONTROL VOLTAGE: 115 V AC CONTINUOUS CURRENT: 5 A PUSH IN TEST BUTTON AVAILABLE: NO | 3
1707 | 2576130000 | D-SERIES DRM RELAY MODULE N OF CONTACTS: 4 CO CONTACT AGNI FLASH GOLD-PLATED RATED CONTROL VOLTAGE: 24 V DC CONTINUOUS CURRENT: 5 A PUSH IN TEST BUTTON AVAILABLE: NO | 3
1708 | 2576050000 | D-SERIES DRM RELAY MODULE N OF CONTACTS: 4 CO CONTACT AGNI FLASH GOLD-PLATED RATED CONTROL VOLTAGE: 230 V AC CONTINUOUS CURRENT: 5 A PUSH IN TEST BUTTON AVAILABLE: NO | 3
1709 | 2576100000 | D-SERIES DRM RELAY MODULE N OF CONTACTS: 4 CO CONTACT AGNI FLASH GOLD-PLATED RATED CONTROL VOLTAGE: 24 V AC CONTINUOUS CURRENT: 5 A PUSH IN TEST BUTTON AVAILABLE: YES | 3
1710 | 2576000000 | D-SERIES DRM RELAY MODULE N OF CONTACTS: 2 CO CONTACT AGNI FLASH GOLD-PLATED RATED CONTROL VOLTAGE: 115 V AC CONTINUOUS CURRENT: 10 A PUSH IN TEST BUTTON AVAILABLE: YES | 3
1711 | 2576080000 | D-SERIES DRM RELAY MODULE N OF CONTACTS: 2 CO CONTACT AGNI FLASH GOLD-PLATED RATED CONTROL VOLTAGE: 24 V AC CONTINUOUS CURRENT: 10 A PUSH IN TEST BUTTON AVAILABLE: YES | 3
1712 | 2576110000 | D-SERIES DRM RELAY MODULE N OF CONTACTS: 2 CO CONTACT AGNI FLASH GOLD-PLATED RATED CONTROL VOLTAGE: 24 V DC CONTINUOUS CURRENT: 10 A PUSH IN TEST BUTTON AVAILABLE: NO | 3
1713 | 2576090000 | D-SERIES DRM RELAY MODULE N OF CONTACTS: 4 CO CONTACT AGNI FLASH GOLD-PLATED RATED CONTROL VOLTAGE: 24 V AC CONTINUOUS CURRENT: 5 A PUSH IN TEST BUTTON AVAILABLE: NO | 3
1714 | 2576030000 | D-SERIES DRM RELAY MODULE N OF CONTACTS: 2 CO CONTACT AGNI FLASH GOLD-PLATED RATED CONTROL VOLTAGE: 230 V AC CONTINUOUS CURRENT: 10 A PUSH IN TEST BUTTON AVAILABLE: NO | 3
1715 | 2576120000 | D-SERIES DRM RELAY MODULE N OF CONTACTS: 2 CO CONTACT AGNI FLASH GOLD-PLATED RATED CONTROL VOLTAGE: 24 V DC CONTINUOUS CURRENT: 10 A PUSH IN TEST BUTTON AVAILABLE: YES | 3
1716 | 2576040000 | D-SERIES DRM RELAY MODULE N OF CONTACTS: 2 CO CONTACT AGNI FLASH GOLD-PLATED RATED CONTROL VOLTAGE: 230 V AC CONTINUOUS CURRENT: 10 A PUSH IN TEST BUTTON AVAILABLE: YES | 3
1717 | 2576020000 | D-SERIES DRM RELAY MODULE N OF CONTACTS: 4 CO CONTACT AGNI FLASH GOLD-PLATED RATED CONTROL VOLTAGE: 115 V AC CONTINUOUS CURRENT: 5 A PUSH IN TEST BUTTON AVAILABLE: YES | 3
1718 | 2575980000 | D-SERIES DRI RELAY MODULE N OF CONTACTS: 1 CO CONTACT AGSNO RATED CONTROL VOLTAGE: 115 V AC CONTINUOUS CURRENT: 10 A PUSH IN TEST BUTTON AVAILABLE: NO | 3
1719 | 2634680000 | PCB PLUG-IN CONNECTOR MALE HEADER CLOSED SIDE THT/THR SOLDER CONNECTION 5.00 MM N OF POLES: 14 90° GOLD-PLATED | 0
1720 | 2634730000 | PCB PLUG-IN CONNECTOR MALE HEADER OPEN SIDE THT/THR SOLDER CONNECTION 5.00 MM N OF POLES: 8 180° TINNED | 0
1721 | 1512220030 | PRE-ASSEMBLED CABLE PAC CABLE LIYY 5.4 ± 1 MM | 13
1722 | 1512190030 | PRE-ASSEMBLED CABLE PAC CABLE LIYY 5.4 ± 1 MM | 13
1723 | 1512220100 | PRE-ASSEMBLED CABLE PAC CABLE LIYY 5.4 ± 1 MM | 13
1724 | 2555940000 | REMOTE I/O MODULE IP20 ANALOG SIGNALS TEMPERATURE RTD | 383
1725 | 1512370040 | PRE-ASSEMBLED CABLE PAC CABLE LIYY 5.4 ± 1 MM | 13
1726 | 2592650000 | CRIMPING TOOL FOR CONTACTS | 568
1727 | 2592690000 | PRESSING TOOL | 183
1728 | 2592700000 | CRIMPING TOOL INSERT | 286
1729 | 2592720000 | CRIMPING TOOL INSERT | 286
1730 | 2592740000 | CRIMPING TOOL INSERT | 286
1731 | 1512190050 | PRE-ASSEMBLED CABLE PAC CABLE LIYY 5.4 ± 1 MM | 13
1732 | 1512220050 | PRE-ASSEMBLED CABLE PAC CABLE LIYY 5.4 ± 1 MM | 13
1733 | 2623910000 | 6 MM² 250 V 41 A | 929
1734 | 2579620000 | PUSH IN 1.5 MM² 250 V 13.5 A ORANGE | 519
1735 | 2579570000 | INITIATOR/ACTUATOR TERMINAL PUSH IN 1.5 MM² 250 V 13.5 A ORANGE | 120
1736 | 2579610000 | PUSH IN 1.5 MM² 250 V 13.5 A ORANGE | 519
1737 | 2635630000 | PRINTED CIRCUIT BOARD TERMINALS 3.50 MM N OF POLES: 5 180° PUSH IN WITH ACTUATOR CLAMPING RANGE MAX. : 1.5 MM² | 71
1738 | 2530140000 | PRINTED CIRCUIT BOARD TERMINALS 5.08 MM N OF POLES: 16 180° TOP CONNECTION CLAMPING RANGE MAX. : 2.5 MM² | 1
1739 | 2619980000 | THM DEVICE MARKERS 15 X | 161
1740 | 2619970000 | THM DEVICE MARKERS 15 X | 161
1741 | 2621430000 | THM DEVICE MARKERS 9 X | 161
1742 | 2473090000 | PRINTED CIRCUIT BOARD TERMINALS 7.50 MM N OF POLES: 11 90° SOLDER PIN LENGTH (L): 5 MM TINNED PUSH IN WITHOUT ACTUATOR CLAMPING RANGE MAX. : 6 MM² BOX | 41
1743 | 2473100000 | PRINTED CIRCUIT BOARD TERMINALS 7.50 MM N OF POLES: 12 90° SOLDER PIN LENGTH (L): 5 MM TINNED PUSH IN WITHOUT ACTUATOR CLAMPING RANGE MAX. : 6 MM² BOX | 41
1744 | 2473080000 | PRINTED CIRCUIT BOARD TERMINALS 7.50 MM N OF POLES: 10 90° SOLDER PIN LENGTH (L): 5 MM TINNED PUSH IN WITHOUT ACTUATOR CLAMPING RANGE MAX. : 6 MM² BOX | 41
1745 | 2473070000 | PRINTED CIRCUIT BOARD TERMINALS 7.50 MM N OF POLES: 9 90° SOLDER PIN LENGTH (L): 5 MM TINNED PUSH IN WITHOUT ACTUATOR CLAMPING RANGE MAX. : 6 MM² BOX | 41
1746 | 2473060000 | PRINTED CIRCUIT BOARD TERMINALS 7.50 MM N OF POLES: 8 90° SOLDER PIN LENGTH (L): 5 MM TINNED PUSH IN WITHOUT ACTUATOR CLAMPING RANGE MAX. : 6 MM² BOX | 41
1747 | 2473040000 | PRINTED CIRCUIT BOARD TERMINALS 7.50 MM N OF POLES: 6 90° SOLDER PIN LENGTH (L): 5 MM TINNED PUSH IN WITHOUT ACTUATOR CLAMPING RANGE MAX. : 6 MM² BOX | 41
1748 | 2473030000 | PRINTED CIRCUIT BOARD TERMINALS 7.50 MM N OF POLES: 5 90° SOLDER PIN LENGTH (L): 5 MM TINNED PUSH IN WITHOUT ACTUATOR CLAMPING RANGE MAX. : 6 MM² BOX | 41
1749 | 2473050000 | PRINTED CIRCUIT BOARD TERMINALS 7.50 MM N OF POLES: 7 90° SOLDER PIN LENGTH (L): 5 MM TINNED PUSH IN WITHOUT ACTUATOR CLAMPING RANGE MAX. : 6 MM² BOX | 41
1750 | 2473020000 | PRINTED CIRCUIT BOARD TERMINALS 7.50 MM N OF POLES: 4 90° SOLDER PIN LENGTH (L): 5 MM TINNED PUSH IN WITHOUT ACTUATOR CLAMPING RANGE MAX. : 6 MM² BOX | 41
1751 | 2473010000 | PRINTED CIRCUIT BOARD TERMINALS 7.50 MM N OF POLES: 3 90° SOLDER PIN LENGTH (L): 5 MM TINNED PUSH IN WITHOUT ACTUATOR CLAMPING RANGE MAX. : 6 MM² BOX | 41
1752 | 2473000000 | PRINTED CIRCUIT BOARD TERMINALS 7.50 MM N OF POLES: 2 90° SOLDER PIN LENGTH (L): 5 MM TINNED PUSH IN WITHOUT ACTUATOR CLAMPING RANGE MAX. : 6 MM² BOX | 41
1753 | 2619860000 | WS TERMINAL MARKER 12 X 6 MM PITCH IN MM (P): 6.00 WEIDMUELLER | 18
1754 | 2556380000 | TERMSERIES CROSS-CONNECTOR | 81
1755 | 2556350000 | TERMSERIES CROSS-CONNECTOR | 81
1756 | 2556490000 | TERMSERIES CROSS-CONNECTOR | 81
1757 | 2556500000 | TERMSERIES CROSS-CONNECTOR | 81
1758 | 2556390000 | TERMSERIES CROSS-CONNECTOR | 81
1759 | 2556420000 | TERMSERIES CROSS-CONNECTOR | 81
1760 | 2556460000 | TERMSERIES CROSS-CONNECTOR | 81
1761 | 2552590000 | DOUBLE-TIER TERMINAL PUSH IN 4 MM² 800 V 32 A ORANGE | 122
1762 | 2540020000 | DOUBLE-TIER TERMINAL PUSH IN 4 MM² 800 V 32 A DARK | 122
1763 | 2540030000 | DOUBLE-TIER TERMINAL PUSH IN 4 MM² 800 V 32 A | 122
1764 | 2540040000 | DOUBLE-TIER TERMINAL PUSH IN 4 MM² 800 V 32 A | 122
1765 | 2540010000 | A-SERIES END PLATE | 40
1766 | 2552480000 | DOUBLE-TIER TERMINAL PUSH IN 4 MM² 800 V 32 A ORANGE | 122
1767 | 2619810000 | WS TERMINAL MARKER 8 X 5 MM WEIDMUELLER | 93
1768 | 2619870000 | WS TERMINAL MARKER 12 X 8 MM WEIDMUELLER | 93
1769 | 2619410000 | 10 MM² 800 57 A GREEN | 928
1770 | 2570260000 | A-SERIES END BRACKET | 171
1771 | 2570250000 | A-SERIES END BRACKET | 171
1772 | 2499550000 | PCB PLUG-IN CONNECTOR MALE HEADER CLOSED SIDE THT/THR SOLDER CONNECTION 7.62 MM N OF POLES: 4 90° SOLDER PIN LENGTH (L): 2.6 MM TINNED BOX | 0
1773 | 2499560000 | PCB PLUG-IN CONNECTOR MALE HEADER CLOSED SIDE THT/THR SOLDER CONNECTION 7.62 MM N OF POLES: 5 90° SOLDER PIN LENGTH (L): 2.6 MM TINNED BOX | 0
1774 | 2499320000 | PCB PLUG-IN CONNECTOR MALE HEADER CLOSED SIDE THT/THR SOLDER CONNECTION 7.62 MM N OF POLES: 2 90° SOLDER PIN LENGTH (L): 2.6 MM TINNED BOX | 0
1775 | 2499940000 | PCB PLUG-IN CONNECTOR MALE HEADER SCREW FLANGE THT/THR SOLDER CONNECTION 7.62 MM N OF POLES: 2 270° SOLDER PIN LENGTH (L): 2.6 MM TINNED BOX | 0
1776 | 2499500000 | PCB PLUG-IN CONNECTOR MALE HEADER CLOSED SIDE THT/THR SOLDER CONNECTION 7.62 MM N OF POLES: 3 90° SOLDER PIN LENGTH (L): 2.6 MM TINNED BOX | 0
1777 | 2560960000 | HDC ENCLOSURES SIZE: 8 PROTECTION DEGREE: IP65 (IN PLUGGED CONDITION) BASE HOUSING SIDE-LOCKING CLAMP ON LOWER SIDE SDARD SIZE OF CABLE ENTRIES: M 25 | 4
1778 | 2624760000 | MODULAR HOUSING OMNIMATE HOUSING - SERIES CH20M | 818
1779 | 2662500000 | SENSOR/ACTUATOR PLUG-IN CONNECTOR M8 | 45
1780 | 2662510000 | SENSOR/ACTUATOR PLUG-IN CONNECTOR M8 | 45
1781 | 2662450000 | SENSOR/ACTUATOR PLUG-IN CONNECTOR M8 | 45
1782 | 2635600000 | TERMINAL MARKER 23.5 X 12 MM | 918
1783 | 2635560000 | TERMINAL MARKER 10 X 6.1 MM PITCH IN MM (P): 6.00 | 375
1784 | 2635520000 | TERMINAL MARKER 6.2 X 3.5 MM PITCH IN MM (P): 3.50 | 826
1785 | 2663240000 | PCB PLUG-IN CONNECTOR FEMALE PLUG 5.08 MM N OF POLES: 6 180° CLAMPING YOKE CONNECTION BOX | 1
1786 | 2591500000 | SPARE ARRESTER SURGE PROTECTION UP(L/N-PE) ? 2.1 KV | 119
1787 | 2591390000 | SURGE VOLTAGE ARRESTER LOW VOLTAGE SURGE PROTECTION WITH REMOTE CONTACT SINGLE-PHASE | 11
1788 | 2591540000 | SURGE VOLTAGE ARRESTER LOW VOLTAGE SURGE PROTECTION WITH REMOTE CONTACT TN-C | 11
1789 | 2591520000 | SURGE VOLTAGE ARRESTER LOW VOLTAGE SURGE PROTECTION WITH REMOTE CONTACT SINGLE-PHASE | 11
1790 | 2591300000 | SURGE VOLTAGE ARRESTER LOW VOLTAGE SURGE PROTECTION WITH REMOTE CONTACT SINGLE-PHASE | 11
1791 | 2591100000 | SURGE VOLTAGE ARRESTER LOW VOLTAGE SURGE PROTECTION TN-C | 11
1792 | 2591340000 | SPARE ARRESTER SURGE PROTECTION UP(L/N-PE) ? 1.75 KV | 119
1793 | 2591290000 | SPARE ARRESTER SURGE PROTECTION UP(L/N-PE) ? 34 KV | 119
1794 | 2591360000 | SURGE VOLTAGE ARRESTER LOW VOLTAGE SURGE PROTECTION WITH REMOTE CONTACT SINGLE-PHASE TN | 11
1795 | 2591410000 | SURGE VOLTAGE ARRESTER LOW VOLTAGE SURGE PROTECTION WITH REMOTE CONTACT SINGLE-PHASE TN | 11
1796 | 2591380000 | SURGE VOLTAGE ARRESTER LOW VOLTAGE SURGE PROTECTION SINGLE-PHASE | 11
1797 | 2591480000 | SURGE VOLTAGE ARRESTER LOW VOLTAGE SURGE PROTECTION SINGLE-PHASE TN IT WITH N IT WITHOUT N TT | 44
1798 | 2591650000 | SURGE VOLTAGE ARRESTER LOW VOLTAGE SURGE PROTECTION SINGLE-PHASE | 11
1799 | 2591350000 | SURGE VOLTAGE ARRESTER LOW VOLTAGE SURGE PROTECTION SINGLE-PHASE | 11
1800 | 2591210000 | SURGE VOLTAGE ARRESTER LOW VOLTAGE SURGE PROTECTION SINGLE-PHASE | 11
1801 | 2591280000 | SURGE VOLTAGE ARRESTER LOW VOLTAGE SURGE PROTECTION WITH REMOTE CONTACT TN-C-S TN-S | 11
1802 | 2591020000 | SURGE VOLTAGE ARRESTER LOW VOLTAGE SURGE PROTECTION SINGLE-PHASE TN | 11
1803 | 2591120000 | SURGE VOLTAGE ARRESTER LOW VOLTAGE SURGE PROTECTION TN-C-S TN-S | 11
1804 | 2591510000 | SURGE VOLTAGE ARRESTER LOW VOLTAGE SURGE PROTECTION SINGLE-PHASE | 11
1805 | 2591550000 | SURGE VOLTAGE ARRESTER LOW VOLTAGE SURGE PROTECTION TN-C-S TN-S | 11
1806 | 2591640000 | SPARE ARRESTER SURGE PROTECTION UP(L/N-PE) ? 1.25 KV | 119
1807 | 2591310000 | SURGE VOLTAGE ARRESTER LOW VOLTAGE SURGE PROTECTION WITH REMOTE CONTACT SINGLE-PHASE | 11
1808 | 2591530000 | SURGE VOLTAGE ARRESTER LOW VOLTAGE SURGE PROTECTION TN-C | 11
1809 | 2591000000 | SURGE VOLTAGE ARRESTER LOW VOLTAGE SURGE PROTECTION WITH REMOTE CONTACT TN-C-S TN-S | 11
1810 | 2591040000 | SURGE VOLTAGE ARRESTER LOW VOLTAGE SURGE PROTECTION SINGLE-PHASE TN | 11
1811 | 2591620000 | SURGE VOLTAGE ARRESTER LOW VOLTAGE SURGE PROTECTION WITH REMOTE CONTACT SINGLE-PHASE | 11
1812 | 2591690000 | SURGE VOLTAGE ARRESTER LOW VOLTAGE SURGE PROTECTION TN-C | 11
1813 | 2591240000 | SURGE VOLTAGE ARRESTER LOW VOLTAGE SURGE PROTECTION WITH REMOTE CONTACT SINGLE-PHASE | 11
1814 | 2591570000 | SURGE VOLTAGE ARRESTER LOW VOLTAGE SURGE PROTECTION SINGLE-PHASE TT NUR FÜR N-PE UP(L/N-PE) ? 1.5 KV | 254
1815 | 2591490000 | SURGE VOLTAGE ARRESTER LOW VOLTAGE SURGE PROTECTION WITH REMOTE CONTACT SINGLE-PHASE TN-C TN-C-S TN-S TT TN IT WITH N IT WITHOUT N | 44
1816 | 2591670000 | SURGE VOLTAGE ARRESTER LOW VOLTAGE SURGE PROTECTION SINGLE-PHASE | 11
1817 | 2591180000 | SURGE VOLTAGE ARRESTER LOW VOLTAGE SURGE PROTECTION TT NUR FÜR N-PE UP(L/N-PE) ? 1.5 KV | 254
1818 | 2591220000 | SURGE VOLTAGE ARRESTER LOW VOLTAGE SURGE PROTECTION WITH REMOTE CONTACT SINGLE-PHASE | 11
1819 | 2591610000 | SPARE ARRESTER SURGE PROTECTION UP(L/N-PE) < 800 V | 498
1820 | 2591710000 | SURGE VOLTAGE ARRESTER LOW VOLTAGE SURGE PROTECTION TN-C-S TN-S | 11
1821 | 2591590000 | SPARE ARRESTER SURGE PROTECTION | 369
1822 | 2591370000 | SPARE ARRESTER SURGE PROTECTION UP(L/N-PE) ? 1.5 KV | 119
1823 | 2591110000 | SURGE VOLTAGE ARRESTER LOW VOLTAGE SURGE PROTECTION WITH REMOTE CONTACT TN-C | 11
1824 | 2591230000 | SURGE VOLTAGE ARRESTER LOW VOLTAGE SURGE PROTECTION TN-S SINGLE-PHASE | 11
1825 | 2591200000 | SPARE ARRESTER SURGE PROTECTION UP(L/N-PE) ? 2.3 KV | 119
1826 | 2591630000 | SURGE VOLTAGE ARRESTER LOW VOLTAGE SURGE PROTECTION WITH REMOTE CONTACT SINGLE-PHASE | 11
1827 | 2591250000 | SURGE VOLTAGE ARRESTER LOW VOLTAGE SURGE PROTECTION TN-C | 11
1828 | 2591400000 | SURGE VOLTAGE ARRESTER LOW VOLTAGE SURGE PROTECTION SINGLE-PHASE TN | 11
1829 | 2591680000 | SURGE VOLTAGE ARRESTER LOW VOLTAGE SURGE PROTECTION WITH REMOTE CONTACT SINGLE-PHASE | 11
1830 | 2637020000 | SURGE VOLTAGE ARRESTER LOW VOLTAGE SURGE PROTECTION WITH REMOTE CONTACT SINGLE-PHASE TN | 11
1831 | 2636900000 | SURGE PROTECTION UP(L/N-PE) ? 1.5 KV | 803
1832 | 2636980000 | SURGE VOLTAGE ARRESTER LOW VOLTAGE SURGE PROTECTION WITH REMOTE CONTACT TN-C | 11
1833 | 2636960000 | SURGE VOLTAGE ARRESTER LOW VOLTAGE SURGE PROTECTION WITH REMOTE CONTACT SINGLE-PHASE | 11
1834 | 2637010000 | SURGE VOLTAGE ARRESTER LOW VOLTAGE SURGE PROTECTION SINGLE-PHASE TN | 11
1835 | 2637000000 | SURGE VOLTAGE ARRESTER LOW VOLTAGE SURGE PROTECTION SINGLE-PHASE | 11
1836 | 2636990000 | SURGE VOLTAGE ARRESTER LOW VOLTAGE SURGE PROTECTION SINGLE-PHASE | 11
1837 | 2636940000 | SURGE VOLTAGE ARRESTER LOW VOLTAGE SURGE PROTECTION WITH REMOTE CONTACT SINGLE-PHASE TN-C TN-C-S TN-S TT TN IT WITH N IT WITHOUT N | 44
1838 | 2636910000 | SURGE VOLTAGE ARRESTER LOW VOLTAGE SURGE PROTECTION TN-C-S TN-S TT IT WITH N IT WITHOUT N | 44
1839 | 2636950000 | SURGE VOLTAGE ARRESTER LOW VOLTAGE SURGE PROTECTION SINGLE-PHASE | 11
1840 | 2636930000 | SURGE VOLTAGE ARRESTER LOW VOLTAGE SURGE PROTECTION SINGLE-PHASE TN-C TN-C-S TN-S TT TN IT WITH N IT WITHOUT N | 44
1841 | 2637030000 | SURGE VOLTAGE ARRESTER LOW VOLTAGE SURGE PROTECTION SINGLE-PHASE TN TN-S TT IT WITH N IT WITHOUT N | 44
1842 | 2637040000 | SURGE VOLTAGE ARRESTER LOW VOLTAGE SURGE PROTECTION WITH REMOTE CONTACT SINGLE-PHASE TN TN-S TT IT WITH N IT WITHOUT N | 44
1843 | 2637050000 | SURGE VOLTAGE ARRESTER LOW VOLTAGE SURGE PROTECTION TN-C-S TN-S TT IT WITH N IT WITHOUT N | 44
1844 | 2636970000 | SURGE VOLTAGE ARRESTER LOW VOLTAGE SURGE PROTECTION TN-C | 11
1845 | 2665050000 | "SDARD 50? VERSION SOFTWARE LICENCE FOR U-LINK REMOTE ACCESS SERVICE. CAN BE USED TO UPGRADE AN ENTRY VERSION OR TO EXTEND PERIOD OF A ?SDARD 50? VERSION? | 365
1846 | 2619990000 | ESG DEVICE MARKERS 6 X 17 MM | 111
1847 | 2621100000 | SWITCHMARK DEVICE MARKERS 18 X 27 MM | 53
1848 | 2620930000 | ESG DEVICE MARKERS 9 X 17 MM | 111
1849 | 2621320000 | CLIPCARD DEVICE MARKERS 15 X 60 MM | 65
1850 | 2620950000 | ESG DEVICE MARKERS 8 X 20 MM | 249
1851 | 2620940000 | ESG DEVICE MARKERS 9 X 17 MM | 111
1852 | 2621080000 | SWITCHMARK DEVICE MARKERS 8 X 27 MM | 53
1853 | 2621350000 | CLIPCARD DEVICE MARKERS 15 X 45 MM | 65
1854 | 2621230000 | SWITCHMARK DEVICE MARKERS 12.5 X 27 MM | 53
1855 | 2621090000 | SWITCHMARK DEVICE MARKERS 8 X 27 MM | 53
1856 | 2621270000 | CLIPCARD DEVICE MARKERS 54 X 85 MM | 65
1857 | 2621360000 | CLIPCARD DEVICE MARKERS 15 X 45 MM | 65
1858 | 2621380000 | CLIPCARD DEVICE MARKERS 15 X 27 MM | 65
1859 | 2620970000 | ESG DEVICE MARKERS 8 X 20 MM | 249
1860 | 2621070000 | SWITCHMARK DEVICE MARKERS 8 X 27 MM | 53
1861 | 2519450200 | SENSOR/ACTUATOR LINE 7/8" N OF POLES : 5 (4 + PE) 2 M PIN STRAIGHT - SOCKET STRAIGHT SHIELDED: NO LED: NO SHEATH MATERIAL: PUR HALOGEN: NO | 0
1862 | 2619890000 | WS TERMINAL MARKER 8 X 10 MM WEIDMUELLER | 93
1863 | 2619910000 | WS TERMINAL MARKER 8 X 16 MM WEIDMUELLER | 93
1864 | 2656670000 | ELECTRONIC LOAD MONITORING | 342
1865 | 2540460000 | PLUG 4 MM² 690 V 32 A DARK | 130
1866 | 2540470000 | PLUG 4 MM² 690 V 32 A DARK | 130
1867 | 2540500000 | PLUG 4 MM² 690 V 32 A DARK | 130
1868 | 2540480000 | PLUG 4 MM² 690 V 32 A DARK | 130
1869 | 2540070000 | FEED-THROUGH TERMINAL PUSH IN 4 MM² 800 V 32 A DARK | 12
1870 | 2540060000 | FEED-THROUGH TERMINAL PUSH IN 4 MM² 800 V 32 A | 12
1871 | 2540510000 | PLUG 4 MM² 690 V 32 A DARK | 130
1872 | 2540430000 | PLUG 4 MM² 690 V 32 A DARK GREEN | 389
1873 | 2540090000 | FEED-THROUGH TERMINAL PUSH IN 4 MM² 800 V 32 A DARK | 12
1874 | 2540170000 | PE TERMINAL PUSH IN 4 MM² 800 GREEN/ | 75
1875 | 2540530000 | PLUG 4 MM² 690 V 32 A DARK | 130
1876 | 2540100000 | FEED-THROUGH TERMINAL PUSH IN 4 MM² 800 V 32 A | 12
1877 | 2540440000 | PLUG 4 MM² 690 V 32 A DARK GREEN | 389
1878 | 2540550000 | PLUG 4 MM² 690 V 32 A DARK | 130
1879 | 2540180000 | PE TERMINAL PUSH IN 4 MM² 800 GREEN/ | 75
1880 | 2540450000 | PLUG 4 MM² 690 V 32 A DARK GREEN | 389
1881 | 2540490000 | PLUG 4 MM² 690 V 32 A DARK | 130
1882 | 2540540000 | PLUG 4 MM² 690 V 32 A DARK | 130
1883 | 2540620000 | PLUG 4 MM² 690 V 32 A | 380
1884 | 2540080000 | FEED-THROUGH TERMINAL PUSH IN 4 MM² 800 V 32 A | 12
1885 | 2540250000 | FEED-THROUGH TERMINAL PUSH IN 4 MM² 800 V 32 A | 12
1886 | 2540270000 | FEED-THROUGH TERMINAL PUSH IN 4 MM² 800 V 32 A | 12
1887 | 2540570000 | PLUG 4 MM² 690 V 32 A GREEN | 384
1888 | 2540260000 | FEED-THROUGH TERMINAL PUSH IN 4 MM² 800 V 32 A DARK | 12
1889 | 2540560000 | PLUG 4 MM² 690 V 32 A | 380
1890 | 2540290000 | FEED-THROUGH TERMINAL PUSH IN 4 MM² 800 V 32 A DARK | 12
1891 | 2540600000 | PLUG 4 MM² 690 V 32 A GREEN | 384
1892 | 2540590000 | PLUG 4 MM² 690 V 32 A | 380
1893 | 2540610000 | PLUG 4 MM² 690 V 32 A DARK | 130
1894 | 2540300000 | PE TERMINAL PUSH IN 4 MM² 800 GREEN/ | 75
1895 | 2540280000 | A-SERIES END PLATE | 40
1896 | 2540230000 | FEED-THROUGH TERMINAL PUSH IN 4 MM² 800 V 32 A DARK | 12
1897 | 2540210000 | A-SERIES END PLATE | 40
1898 | 2621180000 | SWITCHMARK DEVICE MARKERS 60 X 60 MM | 697
1899 | 2621130000 | SWITCHMARK DEVICE MARKERS 47.75 X 27 MM | 53
1900 | 2551530000 | FEED-THROUGH TERMINAL PUSH IN 35 MM² 1000 V 125 A | 12
1901 | 2552160000 | FEED-THROUGH TERMINAL PUSH IN 35 MM² 1000 V 125 A | 12
1902 | 2551550000 | FEED-THROUGH TERMINAL PUSH IN 35 MM² 1000 V 125 A DARK | 12
1903 | 2552150000 | FEED-THROUGH TERMINAL PUSH IN 35 MM² 1000 V 125 A | 12
1904 | 2659330000 | CABLE TIES 3.6 X 200 MM POLYAMIDE 66 150 N | 74
1905 | 2659410000 | CABLE TIES 4.5 X 290 MM POLYAMIDE 66 220 N | 113
1906 | 1462170020 | PRE-ASSEMBLED CABLE PAC CABLE LIYCY 0.25 MM² | 2
1907 | 2659350000 | CABLE TIES 4.8 X 290 MM POLYAMIDE 66 220 N | 113
1908 | 2659360000 | CABLE TIES 7.5 X 365 MM POLYAMIDE 66 540 N | 74
1909 | 2659840000 | SPARE ARRESTER SURGE PROTECTION | 369
1910 | 2552100000 | FEED-THROUGH TERMINAL PUSH IN 35 MM² 1000 V 125 A DARK | 12
1911 | 2552110000 | FEED-THROUGH TERMINAL PUSH IN 35 MM² 1000 V 125 A DARK | 12
1912 | 2551540000 | FEED-THROUGH TERMINAL PUSH IN 35 MM² 1000 V 125 A DARK GREEN/ | 12
1913 | 2552130000 | FEED-THROUGH TERMINAL PUSH IN 35 MM² 1000 V 125 A DARK | 12
1914 | 2552180000 | FEED-THROUGH TERMINAL PUSH IN 35 MM² 1000 V 125 A DARK | 12
1915 | 2552190000 | FEED-THROUGH TERMINAL PUSH IN 35 MM² 1000 V 125 A DARK | 12
1916 | 2552120000 | FEED-THROUGH TERMINAL PUSH IN 35 MM² 1000 V 125 A DARK GREEN/ | 12
1917 | 2552200000 | FEED-THROUGH TERMINAL PUSH IN 35 MM² 1000 V 125 A DARK | 12
1918 | 2552170000 | FEED-THROUGH TERMINAL PUSH IN 35 MM² 1000 V 125 A DARK | 12
1919 | 2552140000 | FEED-THROUGH TERMINAL PUSH IN 35 MM² 1000 V 125 A DARK | 12
1920 | 2624990000 | ELECTRONIC LOAD MONITORING | 342
1921 | 2639360000 | SURGE VOLTAGE ARRESTER LOW VOLTAGE SURGE PROTECTION WITH REMOTE CONTACT SINGLE-PHASE TN | 11
1922 | 2639330000 | SURGE VOLTAGE ARRESTER LOW VOLTAGE SURGE PROTECTION WITH REMOTE CONTACT TN-C | 11
1923 | 2639350000 | SURGE VOLTAGE ARRESTER LOW VOLTAGE SURGE PROTECTION WITH REMOTE CONTACT SINGLE-PHASE | 11
1924 | 2662590000 | 100 MM X 100 MM 4.00 MM X 6.00 MM 2000 MM | 94
1925 | 2662600000 | 60 MM X 25 MM 4.00 MM X 6.00 MM 2000 MM | 94
1926 | 2662570000 | 80 MM X 100 MM 4.00 MM X 6.00 MM 2000 MM | 94
1927 | 2662610000 | 80 MM X 25 MM 4.00 MM X 6.00 MM 2000 MM | 94
1928 | 2639370000 | SURGE VOLTAGE ARRESTER LOW VOLTAGE SURGE PROTECTION WITH REMOTE CONTACT TN-C-S TN-S | 11
1929 | 2661280000 | A-SERIES END BRACKET | 171
1930 | 2661290000 | A-SERIES END BRACKET | 171
1931 | 2661300000 | A-SERIES END BRACKET | 171
1932 | 2661040000 | LIGHTNING AND SURGE PROTECTION TESTING DEVICE | 737
1933 | 2659730000 | FIELDPOWER® ENCLOSURES IP65 IN CLOSED STATE | 287
1934 | 2659720000 | FIELDPOWER® ENCLOSURES IP65 IN CLOSED STATE | 287
1935 | 2592250000 | RJ45 MODULE PLUG INSERT RJ45 CRIMP | 794
1936 | 2592230000 | RJ45 MODULE PLUG INSERT RJ45 TOOL-FREE EIA/TIA T568 B | 385
1937 | 2592260000 | RJ45 MODULE ADAPTER MODULE RJ45 FOR PATCH CABLE | 744
1938 | 2592240000 | RJ45 MODULE PLUG INSERT RJ45 TOOL-FREE PROFINET | 874
1939 | 2592220000 | RJ45 MODULE PLUG INSERT RJ45 TOOL-FREE TIA-568A | 385
1940 | 2003160000 | FRONTCOM SINGLE FRAME METAL COVER LOCKABLE WITH CABINET KEY | 216
1941 | 2665800000 | INDUSTRIAL PC IP20 | 136
1942 | 2639720000 | TERMSERIES MULTIFUNCTION TIMING RELAY EMPTY SOCKET N OF CONTACTS: 1 CO CONTACT RATED CONTROL VOLTAGE: 24 V DC ±20 % CONTINUOUS CURRENT: 10 A SCREW CONNECTION | 3
1943 | 2659540000 | CABLE TIES 7.5 X 365 MM POLYAMIDE 66 540 N | 74
1944 | 2659530000 | CABLE TIES 4.8 X 290 MM POLYAMIDE 66 220 N | 113
1945 | 2629750000 | PCB PLUG-IN CONNECTOR FEMALE PLUG 7.62 MM N OF POLES: 4 CLAMPING YOKE CONNECTION CLAMPING RANGE MAX. : 4 MM² BOX | 1
1946 | 2629770000 | PCB PLUG-IN CONNECTOR FEMALE PLUG 7.62 MM N OF POLES: 5 CLAMPING YOKE CONNECTION CLAMPING RANGE MAX. : 4 MM² BOX | 1
1947 | 2629780000 | PCB PLUG-IN CONNECTOR FEMALE PLUG 7.62 MM N OF POLES: 6 CLAMPING YOKE CONNECTION BOX | 352
1948 | 2629760000 | PCB PLUG-IN CONNECTOR FEMALE PLUG 7.62 MM N OF POLES: 5 CLAMPING YOKE CONNECTION CLAMPING RANGE MAX. : 4 MM² BOX | 1
1949 | 2629740000 | PCB PLUG-IN CONNECTOR FEMALE PLUG 7.62 MM N OF POLES: 6 CLAMPING YOKE CONNECTION CLAMPING RANGE MAX. : 4 MM² BOX | 1
1950 | 2629860000 | PCB PLUG-IN CONNECTOR FEMALE PLUG 7.62 MM N OF POLES: 5 CLAMPING YOKE CONNECTION BOX | 352
1951 | 2629880000 | PCB PLUG-IN CONNECTOR FEMALE PLUG 7.62 MM N OF POLES: 5 CLAMPING YOKE CONNECTION BOX | 352
1952 | 2629830000 | PCB PLUG-IN CONNECTOR FEMALE PLUG 7.62 MM N OF POLES: 6 CLAMPING YOKE CONNECTION BOX | 352
1953 | 2629870000 | PCB PLUG-IN CONNECTOR FEMALE PLUG 7.62 MM N OF POLES: 6 CLAMPING YOKE CONNECTION BOX | 352
1954 | 2629790000 | PCB PLUG-IN CONNECTOR FEMALE PLUG 7.62 MM N OF POLES: 2 CLAMPING YOKE CONNECTION BOX | 352
1955 | 2629910000 | PCB PLUG-IN CONNECTOR FEMALE PLUG 7.62 MM N OF POLES: 6 CLAMPING YOKE CONNECTION BOX | 352
1956 | 2629890000 | PCB PLUG-IN CONNECTOR FEMALE PLUG 7.62 MM N OF POLES: 6 CLAMPING YOKE CONNECTION BOX | 352
1957 | 2629840000 | PCB PLUG-IN CONNECTOR FEMALE PLUG 7.62 MM N OF POLES: 3 CLAMPING YOKE CONNECTION BOX | 352
1958 | 2629850000 | PCB PLUG-IN CONNECTOR FEMALE PLUG 7.62 MM N OF POLES: 4 CLAMPING YOKE CONNECTION BOX | 352
1959 | 2629800000 | PCB PLUG-IN CONNECTOR FEMALE PLUG 7.62 MM N OF POLES: 3 CLAMPING YOKE CONNECTION BOX | 352
1960 | 2629810000 | PCB PLUG-IN CONNECTOR FEMALE PLUG 7.62 MM N OF POLES: 4 CLAMPING YOKE CONNECTION BOX | 352
1961 | 2629820000 | PCB PLUG-IN CONNECTOR FEMALE PLUG 7.62 MM N OF POLES: 5 CLAMPING YOKE CONNECTION BOX | 352
1962 | 2050160100 | POWER CABLE ONE END WITHOUT CONNECTOR M12 N OF POLES : 4 (3 + PE) 1 M SHIELDED: NO LED: NO SHEATH MATERIAL: PUR HALOGEN: NO | 0
1963 | 2665810000 | INDUSTRIAL PC IP20 | 136
1964 | 2664840000 | CONTACT PIN | 212
1965 | 2664860000 | CONTACT SOCKET CONNECTOR | 234
1966 | 2664870000 | CONTACT SOCKET CONNECTOR | 234
1967 | 2664850000 | CONTACT PIN | 212
1968 | 2663200000 | FRONTCOM SINGLE FRAME METAL COVER LOCKABLE WITH CABINET KEY (DAIMLER LOCK) | 216
1969 | 2637350000 | PNEUMATIC CONTACT CONTACT WITH VALVE: NO | 133
1970 | 2637390000 | PNEUMATIC CONTACT CONTACT WITH VALVE: NO | 133
1971 | 2637410000 | PNEUMATIC CONTACT CONTACT WITH VALVE: NO | 133
1972 | 2637420000 | PNEUMATIC CONTACT CONTACT WITH VALVE: NO | 133
1973 | 2637460000 | PNEUMATIC CONTACT CONTACT WITH VALVE: YES | 133
1974 | 2637430000 | PNEUMATIC CONTACT CONTACT WITH VALVE: YES | 133
1975 | 2637470000 | PNEUMATIC CONTACT CONTACT WITH VALVE: NO | 133
1976 | 2637440000 | PNEUMATIC CONTACT CONTACT WITH VALVE: NO | 133
1977 | 2664780000 | SOCKETS PREFABRICATED TO CUSTOMER SPEC. M12 FEMALE SOCKET STRAIGHT | 26
1978 | 2664790000 | PLUGS PREFABRICATED TO CUSTOMER SPEC. M12 PIN STRAIGHT | 46
1979 | 2637480000 | PNEUMATIC CONTACT CONTACT WITH VALVE: NO | 133
1980 | 2664800000 | SOCKETS PREFABRICATED TO CUSTOMER SPEC. M12 FEMALE SOCKET STRAIGHT | 26
1981 | 2664830000 | SOCKETS PREFABRICATED TO CUSTOMER SPEC. M12 SOCKET ANGLED | 26
1982 | 2664880000 | CONTACT PIN | 212
1983 | 2665830000 | INDUSTRIAL PANEL-PC DISPLAY SIZE 7" CAPACITIVE TOUCH MULTITOUCH FRONT PROTECTION IP66 | 76
1984 | 2618110000 | TERMSERIES RELAY MODULE N OF CONTACTS: 1 CO CONTACT AGNI GOLD-PLATED RATED CONTROL VOLTAGE: 24 V DC ±20 % CONTINUOUS CURRENT: 6 A PUSH IN TEST BUTTON AVAILABLE: NO | 3
1985 | 2618050000 | TERMSERIES RELAY MODULE N OF CONTACTS: 1 CO CONTACT AGNI RATED CONTROL VOLTAGE: 230 V UC ±10% CONTINUOUS CURRENT: 6 A PUSH IN TEST BUTTON AVAILABLE: NO | 3
1986 | 2618020000 | TERMSERIES RELAY MODULE N OF CONTACTS: 1 CO CONTACT AGSNO RATED CONTROL VOLTAGE: 24 V DC ±20 % CONTINUOUS CURRENT: 6 A PUSH IN TEST BUTTON AVAILABLE: NO | 3
1987 | 2618010000 | TERMSERIES RELAY MODULE N OF CONTACTS: 1 CO CONTACT AGNI RATED CONTROL VOLTAGE: 120 V UC ±10 % CONTINUOUS CURRENT: 6 A PUSH IN TEST BUTTON AVAILABLE: NO | 3
1988 | 2618080000 | TERMSERIES RELAY MODULE N OF CONTACTS: 1 CO CONTACT AGNI GOLD-PLATED RATED CONTROL VOLTAGE: 120 V UC ±10 % CONTINUOUS CURRENT: 6 A PUSH IN TEST BUTTON AVAILABLE: NO | 3
1989 | 2617930000 | TERMSERIES RELAY MODULE N OF CONTACTS: 1 NO CONTACT AGSNO + W RATED CONTROL VOLTAGE: 24 V DC ±20 % CONTINUOUS CURRENT: 16 A PUSH IN TEST BUTTON AVAILABLE: NO | 3
1990 | 2618890000 | TERMSERIES RELAY SOCKET N OF CONTACTS: 1 CO CONTACT RATED CONTROL VOLTAGE: 230 V AC ±10 % CONTINUOUS CURRENT: 10 A PUSH IN | 3
1991 | 2618100000 | TERMSERIES RELAY MODULE N OF CONTACTS: 1 CO CONTACT AGNI RATED CONTROL VOLTAGE: 24 V DC ±20 % CONTINUOUS CURRENT: 16 A PUSH IN TEST BUTTON AVAILABLE: NO | 3
1992 | 2618230000 | TERMSERIES RELAY MODULE N OF CONTACTS: 1 NO CONTACT AGNI RATED CONTROL VOLTAGE: 24 V DC ±20 % CONTINUOUS CURRENT: 6 A PUSH IN TEST BUTTON AVAILABLE: NO | 3
1993 | 2618530000 | TERMSERIES RELAY MODULE N OF CONTACTS: 2 CO CONTACT AGNI GOLD-PLATED RATED CONTROL VOLTAGE: 24 V DC ±20 % CONTINUOUS CURRENT: 8 A PUSH IN TEST BUTTON AVAILABLE: NO | 3
1994 | 2618700000 | TERMSERIES SOLID-STATE RELAY 1 NO CONTACT (MOS-FET) RATED CONTROL VOLTAGE: 24 V DC ±20 % RATED SWITCHING VOLTAGE: 3...33 V DC CONTINUOUS CURRENT: 3.5 A PUSH IN | 3
1995 | 2618840000 | TERMSERIES SOLID-STATE RELAY 1 NO CONTACT (MOS-FET) RATED CONTROL VOLTAGE: 24 V DC ±20 % RATED SWITCHING VOLTAGE: 3...33 V DC CONTINUOUS CURRENT: 5 A PUSH IN | 3
1996 | 2618320000 | TERMSERIES RELAY MODULE N OF CONTACTS: 2 CO CONTACT AGNI RATED CONTROL VOLTAGE: 24 V UC ±10 % CONTINUOUS CURRENT: 8 A PUSH IN TEST BUTTON AVAILABLE: NO | 3
1997 | 2618740000 | TERMSERIES RELAY SOCKET 1 NO CONTACT CO CONTACT () RATED CONTROL VOLTAGE: 24 V DC ±20 % RATED SWITCHING VOLTAGE: 250 V AC CONTINUOUS CURRENT: 16 A PUSH IN | 3
1998 | 2618500000 | TERMSERIES RELAY MODULE N OF CONTACTS: 2 CO CONTACT AGNI GOLD-PLATED RATED CONTROL VOLTAGE: 230 V AC ±5 % CONTINUOUS CURRENT: 8 A PUSH IN TEST BUTTON AVAILABLE: NO | 3
1999 | 2618880000 | TERMSERIES RELAY SOCKET N OF CONTACTS: 1 CO CONTACT RATED CONTROL VOLTAGE: 120 V AC ±10 % CONTINUOUS CURRENT: 10 A PUSH IN | 3
2000 | 2618420000 | TERMSERIES SOLID-STATE RELAY 1 NO CONTACT (TRIAC (ZERO-CROSS SWITCH)) RATED CONTROL VOLTAGE: 24 V DC ±20 % RATED SWITCHING VOLTAGE: 24...240 V AC CONTINUOUS CURRENT: 1 A PUSH IN | 3
2001 | 2618540000 | TERMSERIES RELAY MODULE N OF CONTACTS: 2 CO CONTACT AGNI GOLD-PLATED RATED CONTROL VOLTAGE: 24 V UC ±10 % CONTINUOUS CURRENT: 8 A PUSH IN TEST BUTTON AVAILABLE: NO | 3
2002 | 2618570000 | TERMSERIES RELAY MODULE N OF CONTACTS: 2 CO CONTACT AGNI RATED CONTROL VOLTAGE: 120 V UC ±10 % CONTINUOUS CURRENT: 8 A PUSH IN TEST BUTTON AVAILABLE: NO | 3
2003 | 2618900000 | TERMSERIES RELAY SOCKET N OF CONTACTS: 1 CO CONTACT RATED CONTROL VOLTAGE: 60 V UC ±10 % CONTINUOUS CURRENT: 10 A PUSH IN | 3
2004 | 2618960000 | TERMSERIES RELAY SOCKET N OF CONTACTS: 1 CO CONTACT RATED CONTROL VOLTAGE: 230 V UC ±10% CONTINUOUS CURRENT: 10 A PUSH IN | 3
2005 | 2618910000 | TERMSERIES RELAY SOCKET N OF CONTACTS: 1 CO CONTACT RATED CONTROL VOLTAGE: 24 V UC ±10 % CONTINUOUS CURRENT: 10 A PUSH IN | 3
2006 | 2618150000 | TERMSERIES RELAY MODULE N OF CONTACTS: 1 CO CONTACT AGNI RATED CONTROL VOLTAGE: 120 V AC ±10 % CONTINUOUS CURRENT: 6 A PUSH IN TEST BUTTON AVAILABLE: NO | 3
2007 | 2618950000 | TERMSERIES RELAY SOCKET N OF CONTACTS: 1 CO CONTACT RATED CONTROL VOLTAGE: 120 V UC ±10 % CONTINUOUS CURRENT: 10 A PUSH IN | 3
2008 | 2618920000 | TERMSERIES RELAY SOCKET N OF CONTACTS: 1 CO CONTACT RATED CONTROL VOLTAGE: 48 V UC ±10 % CONTINUOUS CURRENT: 10 A PUSH IN | 3
2009 | 2618090000 | TERMSERIES RELAY MODULE N OF CONTACTS: 1 NO CONTACT AGSNO RATED CONTROL VOLTAGE: 24 V DC ±20 % CONTINUOUS CURRENT: 16 A PUSH IN TEST BUTTON AVAILABLE: NO | 3
2010 | 2618930000 | TERMSERIES RELAY SOCKET N OF CONTACTS: 1 CO CONTACT RATED CONTROL VOLTAGE: 12 V DC ±20 % CONTINUOUS CURRENT: 10 A PUSH IN | 3
2011 | 2618650000 | TERMSERIES SOLID-STATE RELAY 1 NO CONTACT (BIPOLAR TRANSISTOR) RATED CONTROL VOLTAGE: 120 V AC ±10 % RATED SWITCHING VOLTAGE: 3... 48 V DC CONTINUOUS CURRENT: 100 MA PUSH IN | 3
2012 | 2618790000 | TERMSERIES SOLID-STATE RELAY 1 NO CONTACT (BIPOLAR TRANSISTOR) RATED CONTROL VOLTAGE: 24 V DC ±20 % RATED SWITCHING VOLTAGE: 3... 48 V DC CONTINUOUS CURRENT: 100 MA PUSH IN | 3
2013 | 2618670000 | TERMSERIES SOLID-STATE RELAY 1 NO CONTACT (MOS-FET) RATED CONTROL VOLTAGE: 230 V AC ±10 % RATED SWITCHING VOLTAGE: 3...33 V DC CONTINUOUS CURRENT: 2 A PUSH IN | 3
2014 | 2617830000 | TERMSERIES RELAY MODULE N OF CONTACTS: 1 CO CONTACT AGSNO RATED CONTROL VOLTAGE: 230 V UC ±10% CONTINUOUS CURRENT: 6 A PUSH IN TEST BUTTON AVAILABLE: NO | 3
2015 | 2617840000 | TERMSERIES RELAY MODULE N OF CONTACTS: 1 CO CONTACT AGSNO RATED CONTROL VOLTAGE: 120 V AC ±10 % CONTINUOUS CURRENT: 6 A PUSH IN TEST BUTTON AVAILABLE: NO | 3
2016 | 2617850000 | TERMSERIES RELAY MODULE N OF CONTACTS: 1 CO CONTACT AGSNO RATED CONTROL VOLTAGE: 230 V AC ±10 % CONTINUOUS CURRENT: 6 A PUSH IN TEST BUTTON AVAILABLE: NO | 3
2017 | 2617870000 | TERMSERIES RELAY MODULE N OF CONTACTS: 1 CO CONTACT AGSNO RATED CONTROL VOLTAGE: 60 V UC ±10 % CONTINUOUS CURRENT: 6 A PUSH IN TEST BUTTON AVAILABLE: NO | 3
2018 | 2617890000 | TERMSERIES RELAY MODULE N OF CONTACTS: 1 CO CONTACT AGSNO RATED CONTROL VOLTAGE: 48 V UC ±10 % CONTINUOUS CURRENT: 6 A PUSH IN TEST BUTTON AVAILABLE: NO | 3
2019 | 2617900000 | TERMSERIES RELAY MODULE N OF CONTACTS: 1 CO CONTACT AGSNO RATED CONTROL VOLTAGE: 120 V UC ±10 % CONTINUOUS CURRENT: 6 A PUSH IN TEST BUTTON AVAILABLE: NO | 3
2020 | 2617910000 | TERMSERIES RELAY MODULE N OF CONTACTS: 1 CO CONTACT AGNI RATED CONTROL VOLTAGE: 24 V UC ±10 % CONTINUOUS CURRENT: 16 A PUSH IN TEST BUTTON AVAILABLE: NO | 3
2021 | 2617950000 | TERMSERIES RELAY MODULE N OF CONTACTS: 1 CO CONTACT AGNI GOLD-PLATED RATED CONTROL VOLTAGE: 230 V AC ±10 % CONTINUOUS CURRENT: 6 A PUSH IN TEST BUTTON AVAILABLE: NO | 3
2022 | 2618030000 | TERMSERIES RELAY MODULE N OF CONTACTS: 1 CO CONTACT AGNI GOLD-PLATED RATED CONTROL VOLTAGE: 120 V AC ±10 % CONTINUOUS CURRENT: 6 A PUSH IN TEST BUTTON AVAILABLE: NO | 3
2023 | 2617960000 | TERMSERIES RELAY MODULE N OF CONTACTS: 1 CO CONTACT AGNI RATED CONTROL VOLTAGE: 48 V UC ±10 % CONTINUOUS CURRENT: 16 A PUSH IN TEST BUTTON AVAILABLE: NO | 3
2024 | 2617970000 | TERMSERIES RELAY MODULE N OF CONTACTS: 1 CO CONTACT AGNI RATED CONTROL VOLTAGE: 60 V UC ±10 % CONTINUOUS CURRENT: 16 A PUSH IN TEST BUTTON AVAILABLE: NO | 3
2025 | 2618040000 | TERMSERIES RELAY MODULE N OF CONTACTS: 1 CO CONTACT AGNI RATED CONTROL VOLTAGE: 12 V DC ±20 % CONTINUOUS CURRENT: 16 A PUSH IN TEST BUTTON AVAILABLE: NO | 3
2026 | 2618070000 | TERMSERIES RELAY MODULE N OF CONTACTS: 1 CO CONTACT AGNI GOLD-PLATED RATED CONTROL VOLTAGE: 60 V UC ±10 % CONTINUOUS CURRENT: 6 A PUSH IN TEST BUTTON AVAILABLE: NO | 3
2027 | 2618060000 | TERMSERIES RELAY MODULE N OF CONTACTS: 1 CO CONTACT AGNI GOLD-PLATED RATED CONTROL VOLTAGE: 5 V DC ±20 % CONTINUOUS CURRENT: 6 A PUSH IN TEST BUTTON AVAILABLE: NO | 3
2028 | 2618120000 | TERMSERIES RELAY MODULE N OF CONTACTS: 1 CO CONTACT AGNI GOLD-PLATED RATED CONTROL VOLTAGE: 12 V DC ±20 % CONTINUOUS CURRENT: 6 A PUSH IN TEST BUTTON AVAILABLE: NO | 3
2029 | 2618130000 | TERMSERIES RELAY MODULE N OF CONTACTS: 1 CO CONTACT AGNI RATED CONTROL VOLTAGE: 5 V DC ±20 % CONTINUOUS CURRENT: 16 A PUSH IN TEST BUTTON AVAILABLE: NO | 3
2030 | 2618160000 | TERMSERIES RELAY MODULE N OF CONTACTS: 1 CO CONTACT AGNI GOLD-PLATED RATED CONTROL VOLTAGE: 24 V UC ±10 % CONTINUOUS CURRENT: 6 A PUSH IN TEST BUTTON AVAILABLE: NO | 3
2031 | 2618140000 | TERMSERIES RELAY MODULE N OF CONTACTS: 1 CO CONTACT AGNI RATED CONTROL VOLTAGE: 60 V UC ±10 % CONTINUOUS CURRENT: 6 A PUSH IN TEST BUTTON AVAILABLE: NO | 3
2032 | 2618170000 | TERMSERIES RELAY MODULE N OF CONTACTS: 1 CO CONTACT AGNI GOLD-PLATED RATED CONTROL VOLTAGE: 48 V UC ±10 % CONTINUOUS CURRENT: 6 A PUSH IN TEST BUTTON AVAILABLE: NO | 3
2033 | 2618190000 | TERMSERIES RELAY MODULE N OF CONTACTS: 1 CO CONTACT AGNI RATED CONTROL VOLTAGE: 230 V AC ±5 % CONTINUOUS CURRENT: 16 A PUSH IN TEST BUTTON AVAILABLE: NO | 3
2034 | 2618210000 | TERMSERIES RELAY MODULE N OF CONTACTS: 1 CO CONTACT AGNI GOLD-PLATED RATED CONTROL VOLTAGE: 230 V UC ±10% CONTINUOUS CURRENT: 6 A PUSH IN TEST BUTTON AVAILABLE: NO | 3
2035 | 2618260000 | TERMSERIES RELAY MODULE N OF CONTACTS: 1 CO CONTACT AGNI RATED CONTROL VOLTAGE: 230 V UC ±5 % CONTINUOUS CURRENT: 16 A PUSH IN TEST BUTTON AVAILABLE: NO | 3
2036 | 2618240000 | TERMSERIES RELAY MODULE N OF CONTACTS: 1 CO CONTACT AGNI RATED CONTROL VOLTAGE: 48 V UC ±10 % CONTINUOUS CURRENT: 6 A PUSH IN TEST BUTTON AVAILABLE: NO | 3
2037 | 2618280000 | TERMSERIES RELAY MODULE N OF CONTACTS: 1 CO CONTACT AGNI RATED CONTROL VOLTAGE: 120 V UC ±10 % CONTINUOUS CURRENT: 16 A PUSH IN TEST BUTTON AVAILABLE: NO | 3
2038 | 2618180000 | TERMSERIES RELAY MODULE N OF CONTACTS: 1 CO CONTACT AGNI RATED CONTROL VOLTAGE: 12 V DC ±20 % CONTINUOUS CURRENT: 6 A PUSH IN TEST BUTTON AVAILABLE: NO | 3
2039 | 2618290000 | TERMSERIES RELAY MODULE N OF CONTACTS: 2 CO CONTACT AGNI RATED CONTROL VOLTAGE: 60 V UC ±10 % CONTINUOUS CURRENT: 8 A PUSH IN TEST BUTTON AVAILABLE: NO | 3
2040 | 2618270000 | TERMSERIES RELAY MODULE N OF CONTACTS: 1 CO CONTACT AGNI RATED CONTROL VOLTAGE: 120 V AC ±10 % CONTINUOUS CURRENT: 16 A PUSH IN TEST BUTTON AVAILABLE: NO | 3
2041 | 2618300000 | TERMSERIES RELAY MODULE N OF CONTACTS: 2 CO CONTACT AGNI GOLD-PLATED RATED CONTROL VOLTAGE: 230 V UC ±5 % CONTINUOUS CURRENT: 8 A PUSH IN TEST BUTTON AVAILABLE: NO | 3
2042 | 2618350000 | TERMSERIES SOLID-STATE RELAY 1 NO CONTACT (TRIAC (ZERO-CROSS SWITCH)) RATED CONTROL VOLTAGE: 24 V UC ±10 % RATED SWITCHING VOLTAGE: 24...240 V AC CONTINUOUS CURRENT: 1 A PUSH IN | 3
2043 | 2618310000 | TERMSERIES RELAY MODULE N OF CONTACTS: 2 CO CONTACT AGNI GOLD-PLATED RATED CONTROL VOLTAGE: 12 V DC ±20 % CONTINUOUS CURRENT: 8 A PUSH IN TEST BUTTON AVAILABLE: NO | 3
2044 | 2618360000 | TERMSERIES RELAY MODULE N OF CONTACTS: 2 CO CONTACT AGNI GOLD-PLATED RATED CONTROL VOLTAGE: 60 V UC ±10 % CONTINUOUS CURRENT: 8 A PUSH IN TEST BUTTON AVAILABLE: NO | 3
2045 | 2618390000 | TERMSERIES SOLID-STATE RELAY 1 NO CONTACT (TRIAC (ZERO-CROSS SWITCH)) RATED CONTROL VOLTAGE: 120 V AC ±10 % RATED SWITCHING VOLTAGE: 24...240 V AC CONTINUOUS CURRENT: 1 A PUSH IN | 3
2046 | 2618380000 | TERMSERIES SOLID-STATE RELAY 1 NO CONTACT (TRIAC (ZERO-CROSS SWITCH)) RATED CONTROL VOLTAGE: 12 V DC ±20 % RATED SWITCHING VOLTAGE: 24...240 V AC CONTINUOUS CURRENT: 1 A PUSH IN | 3
2047 | 2618430000 | TERMSERIES SOLID-STATE RELAY 1 NO CONTACT (TRIAC (ZERO-CROSS SWITCH)) RATED CONTROL VOLTAGE: 230 V AC +5 % / -10 % RATED SWITCHING VOLTAGE: 24...240 V AC CONTINUOUS CURRENT: 1 A PUSH IN | 3
2048 | 2618460000 | TERMSERIES SOLID-STATE RELAY 1 NO CONTACT (TRIAC (ZERO-CROSS SWITCH)) RATED CONTROL VOLTAGE: 48 V UC ±10 % RATED SWITCHING VOLTAGE: 24...240 V AC CONTINUOUS CURRENT: 1 A PUSH IN | 3
2049 | 2618470000 | TERMSERIES RELAY MODULE N OF CONTACTS: 2 CO CONTACT AGNI RATED CONTROL VOLTAGE: 120 V AC ±10 % CONTINUOUS CURRENT: 8 A PUSH IN TEST BUTTON AVAILABLE: NO | 3
2050 | 2618480000 | TERMSERIES SOLID-STATE RELAY 1 NO CONTACT (TRIAC (ZERO-CROSS SWITCH)) RATED CONTROL VOLTAGE: 120 V UC ±10 % RATED SWITCHING VOLTAGE: 24...240 V AC CONTINUOUS CURRENT: 1 A PUSH IN | 3
2051 | 2618450000 | TERMSERIES SOLID-STATE RELAY 1 NO CONTACT (TRIAC (ZERO-CROSS SWITCH)) RATED CONTROL VOLTAGE: 230 V UC +5 %/ -10 % RATED SWITCHING VOLTAGE: 24...240 V AC CONTINUOUS CURRENT: 1 A PUSH IN | 3
2052 | 2618490000 | TERMSERIES RELAY MODULE N OF CONTACTS: 2 CO CONTACT AGNI GOLD-PLATED RATED CONTROL VOLTAGE: 120 V AC ±10 % CONTINUOUS CURRENT: 8 A PUSH IN TEST BUTTON AVAILABLE: NO | 3
2053 | 2618550000 | TERMSERIES RELAY MODULE N OF CONTACTS: 2 CO CONTACT AGNI RATED CONTROL VOLTAGE: 12 V DC ±20 % CONTINUOUS CURRENT: 8 A PUSH IN TEST BUTTON AVAILABLE: NO | 3
2054 | 2618560000 | TERMSERIES RELAY MODULE N OF CONTACTS: 2 CO CONTACT AGNI GOLD-PLATED RATED CONTROL VOLTAGE: 48 V UC ±10 % CONTINUOUS CURRENT: 8 A PUSH IN TEST BUTTON AVAILABLE: NO | 3
2055 | 2618520000 | TERMSERIES RELAY MODULE N OF CONTACTS: 2 CO CONTACT AGNI RATED CONTROL VOLTAGE: 48 V UC ±10 % CONTINUOUS CURRENT: 8 A PUSH IN TEST BUTTON AVAILABLE: NO | 3
2056 | 2618600000 | TERMSERIES SOLID-STATE RELAY 1 NO CONTACT (BIPOLAR TRANSISTOR) RATED CONTROL VOLTAGE: 12 V DC ±20 % RATED SWITCHING VOLTAGE: 3... 48 V DC CONTINUOUS CURRENT: 100 MA PUSH IN | 3
2057 | 2618590000 | TERMSERIES RELAY MODULE N OF CONTACTS: 2 CO CONTACT AGNI GOLD-PLATED RATED CONTROL VOLTAGE: 120 V UC ±10 % CONTINUOUS CURRENT: 8 A PUSH IN TEST BUTTON AVAILABLE: NO | 3
2058 | 2618580000 | TERMSERIES RELAY MODULE N OF CONTACTS: 2 CO CONTACT AGNI GOLD-PLATED RATED CONTROL VOLTAGE: 5 V DC ±20 % CONTINUOUS CURRENT: 8 A PUSH IN TEST BUTTON AVAILABLE: NO | 3
2059 | 2618620000 | TERMSERIES SOLID-STATE RELAY 1 NO CONTACT (BIPOLAR TRANSISTOR) RATED CONTROL VOLTAGE: 230 V AC ±10 % RATED SWITCHING VOLTAGE: 3... 48 V DC CONTINUOUS CURRENT: 100 MA PUSH IN | 3
2060 | 2618680000 | TERMSERIES SOLID-STATE RELAY 1 NO CONTACT (BIPOLAR TRANSISTOR) RATED CONTROL VOLTAGE: 120 V UC ±10 % RATED SWITCHING VOLTAGE: 3... 48 V DC CONTINUOUS CURRENT: 100 MA PUSH IN | 3
2061 | 2618640000 | TERMSERIES SOLID-STATE RELAY 1 NO CONTACT (BIPOLAR TRANSISTOR) RATED CONTROL VOLTAGE: 24 V UC ±10 % RATED SWITCHING VOLTAGE: 3... 48 V DC CONTINUOUS CURRENT: 100 MA PUSH IN | 3
2062 | 2618660000 | TERMSERIES SOLID-STATE RELAY 1 NO CONTACT (MOS-FET) RATED CONTROL VOLTAGE: 120 V AC ±10 % RATED SWITCHING VOLTAGE: 3...33 V DC CONTINUOUS CURRENT: 2 A PUSH IN | 3
2063 | 2618690000 | TERMSERIES SOLID-STATE RELAY 1 NO CONTACT (BIPOLAR TRANSISTOR) RATED CONTROL VOLTAGE: 230 V UC ±10% RATED SWITCHING VOLTAGE: 3... 48 V DC CONTINUOUS CURRENT: 100 MA PUSH IN | 3
2064 | 2618710000 | TERMSERIES SOLID-STATE RELAY 1 NO CONTACT (BIPOLAR TRANSISTOR) RATED CONTROL VOLTAGE: 48 V UC ±10 % RATED SWITCHING VOLTAGE: 3... 48 V DC CONTINUOUS CURRENT: 100 MA PUSH IN | 3
2065 | 2618730000 | TERMSERIES SOLID-STATE RELAY 1 NO CONTACT (MOS-FET) RATED CONTROL VOLTAGE: 24 V UC ±10 % RATED SWITCHING VOLTAGE: 3...33 V DC CONTINUOUS CURRENT: 2 A PUSH IN | 3
2066 | 2618770000 | TERMSERIES SOLID-STATE RELAY 1 NO CONTACT (MOS-FET) RATED CONTROL VOLTAGE: 120 V UC ±10 % RATED SWITCHING VOLTAGE: 3...33 V DC CONTINUOUS CURRENT: 2 A PUSH IN | 3
2067 | 2618750000 | TERMSERIES SOLID-STATE RELAY 1 NO CONTACT (MOS-FET) RATED CONTROL VOLTAGE: 24 V DC ±20 % RATED SWITCHING VOLTAGE: 3...33 V DC CONTINUOUS CURRENT: 2 A PUSH IN | 3
2068 | 2618760000 | TERMSERIES SOLID-STATE RELAY 1 NO CONTACT (MOS-FET) RATED CONTROL VOLTAGE: 48 V UC ±10 % RATED SWITCHING VOLTAGE: 3...33 V DC CONTINUOUS CURRENT: 2 A PUSH IN | 3
2069 | 2618810000 | TERMSERIES SOLID-STATE RELAY 1 NO CONTACT (MOS-FET) RATED CONTROL VOLTAGE: 5 V DC ±20 % RATED SWITCHING VOLTAGE: 3...33 V DC CONTINUOUS CURRENT: 2 A PUSH IN | 3
2070 | 2618800000 | TERMSERIES SOLID-STATE RELAY 1 NO CONTACT (MOS-FET) RATED CONTROL VOLTAGE: 230 V UC ±10% RATED SWITCHING VOLTAGE: 3...33 V DC CONTINUOUS CURRENT: 2 A PUSH IN | 3
2071 | 2618940000 | TERMSERIES SUPPLY MODULE N OF CONTACTS: 5 CONTINUOUS CURRENT: 10 A PUSH IN | 701
2072 | 2618820000 | TERMSERIES SOLID-STATE RELAY 1 NO CONTACT (MOS-FET) RATED CONTROL VOLTAGE: 12 V DC ±20 % RATED SWITCHING VOLTAGE: 3...33 V DC CONTINUOUS CURRENT: 2 A PUSH IN | 3
2073 | 2618970000 | TERMSERIES SOLID-STATE RELAY 1 NO CONTACT (MOS-FET) RATED CONTROL VOLTAGE: 60 V UC ±10 % RATED SWITCHING VOLTAGE: 3...33 V DC CONTINUOUS CURRENT: 2 A PUSH IN | 3
2074 | 2618330000 | TERMSERIES RELAY MODULE N OF CONTACTS: 2 CO CONTACT AGNI RATED CONTROL VOLTAGE: 230 V AC ±5 % CONTINUOUS CURRENT: 8 A PUSH IN TEST BUTTON AVAILABLE: NO | 3
2075 | 2618370000 | TERMSERIES SOLID-STATE RELAY 1 NO CONTACT (TRIAC (ZERO-CROSS SWITCH)) RATED CONTROL VOLTAGE: 60 V UC ±10 % RATED SWITCHING VOLTAGE: 24...240 V AC CONTINUOUS CURRENT: 1 A PUSH IN | 3
2076 | 2618870000 | TERMSERIES RELAY SOCKET N OF CONTACTS: 1 CO CONTACT RATED CONTROL VOLTAGE: 24 V DC ±20 % CONTINUOUS CURRENT: 10 A PUSH IN | 3
2077 | 2003140000 | FRONTCOM SINGLE FRAME PLASTIC COVER LOCKABLE WITH CABINET KEY | 216
2078 | 2637320000 | PNEUMATIC MODULE | 450
2079 | 2636060000 | SIGNAL MODULE | 104
2080 | 2555780000 | WEB-COMPATIBLE TOUCH PANEL DISPLAY SIZE 7" RESISTIVE FRONT PROTECTION IP66 | 162
2081 | 2555660000 | WEB-COMPATIBLE TOUCH PANEL DISPLAY SIZE 4.3" RESISTIVE FRONT PROTECTION IP66 | 162
2082 | 2661310000 | REMOTE I/O FIELDBUS COUPLER IP20 ETHERNET IEC 61162-450 | 769
2083 | 2617520000 | REMOTE I/O MODULE IP20 ANALOG SIGNALS INPUT 4-CHANNEL HART® | 85
2084 | 2559330000 | PCB PLUG-IN CONNECTOR MALE HEADER FLANGE THT SOLDER CONNECTION 3.50 MM N OF POLES: 40 180° SOLDER PIN LENGTH (L): 3.5 MM TINNED ORANGE BOX | 0
2085 | 2627640000 | DC/DC CONVERTER 31.2 V 24 V | 186
2086 | 2627630000 | DC/DC CONVERTER 31.2 V 24 V | 186
2087 | 2627650000 | DC/DC CONVERTER 31.2 V 24 V | 186
2088 | 2627660000 | DC/DC CONVERTER 31.2 V 48 V | 186
2089 | 2619390000 | SIGNAL DISTRIBUTOR OUTPUT CURRENT LOOP POWE INPUT : 4-20 MA OUTPUT : 2 X 4-20 MA (LOOP POWE) | 140
2090 | 2629510000 | PCB PLUG-IN CONNECTOR MALE HEADER CLOSED SIDE MIDDLE FLANGE THT SOLDER CONNECTION 7.62 MM N OF POLES: 5 90° SOLDER PIN LENGTH (L): 3.2 MM | 0
2091 | 2564360000 | W-SERIES FUSE TERMINAL RATED CROSS-SECTION: 4 MM² SCREW CONNECTION | 9
2092 | 2564380000 | W-SERIES FUSE TERMINAL RATED CROSS-SECTION: 4 MM² SCREW CONNECTION | 9
2093 | 2564370000 | W-SERIES FUSE TERMINAL RATED CROSS-SECTION: 4 MM² SCREW CONNECTION | 9
2094 | 2632780000 | PCB PLUG-IN CONNECTOR MALE PLUG 7.62 MM N OF POLES: 4 180° PUSH IN WITH ACTUATOR TENSION-CLAMP CONNECTION CLAMPING RANGE MAX. : 2.5 MM² BOX | 1
2095 | 1462090060 | PRE-ASSEMBLED CABLE PAC CABLE LIYY 0.25 MM² | 2
2096 | 1462110040 | PRE-ASSEMBLED CABLE PAC CABLE LIYY 0.25 MM² | 2
2097 | 1462110050 | PRE-ASSEMBLED CABLE PAC CABLE LIYY 0.25 MM² | 2
2098 | 1462110060 | PRE-ASSEMBLED CABLE PAC CABLE LIYY 0.25 MM² | 2
2099 | 2667450000 | PRINTED CIRCUIT BOARD TERMINALS 7.50 MM N OF POLES: 5 90° SOLDER PIN LENGTH (L): 3.5 MM ORANGE PUSH IN WITHOUT ACTUATOR CLAMPING RANGE MAX. : 2.5 MM² BOX | 41
2100 | 2578020000 | CABLE LUG TERMINAL END400 MM² | 14
2101 | 2578030000 | CABLE LUG TERMINAL END400 MM² | 14
2102 | 2578050000 | CABLE LUG TERMINAL END400 MM² | 14
2103 | 2625960000 | BUILT-IN PLUGS M12 PIN STRAIGHT N OF POLES: 5 0.3 M REAR PANEL MOUNTING | 31
2104 | 2625940000 | BUILT-IN PLUGS M12 FEMALE SOCKET STRAIGHT N OF POLES: 5 0.3 M REAR PANEL MOUNTING | 90
2105 | 1480000001 | PCB PLUG-IN CONNECTOR CRIMP CONTACT TINNED MAX. CLAMPING RANGE : 1 MM² | 95
2106 | 2566090000 | REMOTE I/O MODULE IP20 2-CHANNEL ANALOG SIGNALS INPUT CURRENT/VOLTAGE 16 BIT | 85
2107 | 2566100000 | REMOTE I/O MODULE IP20 ANALOG SIGNALS OUTPUT 2-CHANNEL CURRENT/VOLTAGE | 85
2108 | 2663130000 | TERMSERIES RELAY MODULE N OF CONTACTS: 1 NO CONTACT AGSNO RATED CONTROL VOLTAGE: 24?230 V UC ±10 % CONTINUOUS CURRENT: 16 A PUSH IN TEST BUTTON AVAILABLE: NO | 3
2109 | 2663140000 | TERMSERIES RELAY MODULE N OF CONTACTS: 1 NO CONTACT AGSNO + W RATED CONTROL VOLTAGE: 24?230 V UC ±10 % CONTINUOUS CURRENT: 16 A PUSH IN TEST BUTTON AVAILABLE: NO | 3
2110 | 2663040000 | TERMSERIES RELAY MODULE N OF CONTACTS: 2 CO CONTACT AGNI RATED CONTROL VOLTAGE: 24?230 V UC ±10 % CONTINUOUS CURRENT: 8 A PUSH IN TEST BUTTON AVAILABLE: NO | 3
2111 | 2663120000 | TERMSERIES RELAY MODULE N OF CONTACTS: 1 CO CONTACT AGNI RATED CONTROL VOLTAGE: 24?230 V UC ±10 % CONTINUOUS CURRENT: 16 A PUSH IN TEST BUTTON AVAILABLE: NO | 3
2112 | 2663010000 | TERMSERIES RELAY MODULE N OF CONTACTS: 1 CO CONTACT AGNI RATED CONTROL VOLTAGE: 24?230 V UC ±10 % CONTINUOUS CURRENT: 6 A PUSH IN TEST BUTTON AVAILABLE: NO | 3
2113 | 2663020000 | TERMSERIES RELAY MODULE N OF CONTACTS: 1 CO CONTACT AGNI GOLD-PLATED RATED CONTROL VOLTAGE: 24?230 V UC ±10 % CONTINUOUS CURRENT: 6 A PUSH IN TEST BUTTON AVAILABLE: NO | 3
2114 | 2663000000 | TERMSERIES RELAY MODULE N OF CONTACTS: 1 CO CONTACT AGSNO RATED CONTROL VOLTAGE: 24?230 V UC ±10 % CONTINUOUS CURRENT: 6 A SCREW CONNECTION TEST BUTTON AVAILABLE: NO | 3
2115 | 2663050000 | TERMSERIES RELAY MODULE N OF CONTACTS: 2 CO CONTACT AGNI GOLD-PLATED RATED CONTROL VOLTAGE: 24?230 V UC ±10 % CONTINUOUS CURRENT: 8 A PUSH IN TEST BUTTON AVAILABLE: NO | 3
2116 | 2662880000 | TERMSERIES RELAY MODULE N OF CONTACTS: 2 CO CONTACT AGNI RATED CONTROL VOLTAGE: 24?230 V UC ±10 % CONTINUOUS CURRENT: 8 A SCREW CONNECTION TEST BUTTON AVAILABLE: NO | 3
2117 | 2663030000 | TERMSERIES RELAY SOCKET N OF CONTACTS: 1 CO CONTACT RATED CONTROL VOLTAGE: 24?230 V UC ±10 % CONTINUOUS CURRENT: 10 A PUSH IN | 3
2118 | 2663160000 | TERMSERIES RELAY MODULE N OF CONTACTS: 1 CO CONTACT AGSNO RATED CONTROL VOLTAGE: 24?230 V UC ±10 % CONTINUOUS CURRENT: 6 A PUSH IN TEST BUTTON AVAILABLE: NO | 3
2119 | 2662850000 | TERMSERIES RELAY MODULE N OF CONTACTS: 1 CO CONTACT AGNI RATED CONTROL VOLTAGE: 24?230 V UC ±10 % CONTINUOUS CURRENT: 6 A SCREW CONNECTION TEST BUTTON AVAILABLE: NO | 3
2120 | 2663060000 | TERMSERIES RELAY SOCKET N OF CONTACTS: 2 CO CONTACT RATED CONTROL VOLTAGE: 24?230 V UC ±10 % CONTINUOUS CURRENT: 10 A PUSH IN | 3
2121 | 2662980000 | TERMSERIES RELAY MODULE N OF CONTACTS: 1 NO CONTACT AGSNO + W RATED CONTROL VOLTAGE: 24?230 V UC ±10 % CONTINUOUS CURRENT: 16 A SCREW CONNECTION TEST BUTTON AVAILABLE: NO | 3
2122 | 2662960000 | TERMSERIES RELAY MODULE N OF CONTACTS: 1 CO CONTACT AGNI RATED CONTROL VOLTAGE: 24?230 V UC ±10 % CONTINUOUS CURRENT: 16 A SCREW CONNECTION TEST BUTTON AVAILABLE: NO | 3
2123 | 2662900000 | TERMSERIES RELAY SOCKET N OF CONTACTS: 2 CO CONTACT RATED CONTROL VOLTAGE: 24?230 V UC ±10 % CONTINUOUS CURRENT: 10 A SCREW CONNECTION | 3
2124 | 2662970000 | TERMSERIES RELAY MODULE N OF CONTACTS: 1 NO CONTACT AGSNO RATED CONTROL VOLTAGE: 24?230 V UC ±10 % CONTINUOUS CURRENT: 16 A SCREW CONNECTION TEST BUTTON AVAILABLE: NO | 3
2125 | 2662860000 | TERMSERIES RELAY MODULE N OF CONTACTS: 1 CO CONTACT AGNI GOLD-PLATED RATED CONTROL VOLTAGE: 24?230 V UC ±10 % CONTINUOUS CURRENT: 6 A SCREW CONNECTION TEST BUTTON AVAILABLE: NO | 3
2126 | 2662870000 | TERMSERIES RELAY SOCKET N OF CONTACTS: 1 CO CONTACT RATED CONTROL VOLTAGE: 24?230 V UC ±10 % CONTINUOUS CURRENT: 10 A SCREW CONNECTION | 3
2127 | 2662890000 | TERMSERIES RELAY MODULE N OF CONTACTS: 2 CO CONTACT AGNI GOLD-PLATED RATED CONTROL VOLTAGE: 24?230 V UC ±10 % CONTINUOUS CURRENT: 8 A SCREW CONNECTION TEST BUTTON AVAILABLE: NO | 3
2128 | 1173030800 | DRAGLINE CABLE PROFINET RJ45 IP 20 RJ45 IP 20 CAT.5 (ISO/IEC 11801) / CAT.5E (TIA T568-B) PUR 80 M | 8
2129 | 1201270003 | PATCH CABLE RJ45 IP 20 RJ45 IP 20 CAT.6A / CLASS EA (ISO/IEC 11801 2010) LSZH 0.3 M | 10
2130 | 1251580400 | PATCH CABLE RJ45 IP 20 RJ45 IP 20 CAT.6A / CLASS EA (ISO/IEC 11801 2010) LSZH 40 M | 10
2131 | 1251590035 | PATCH CABLE RJ45 IP 20 RJ45 IP 20 CAT.6A / CLASS EA (ISO/IEC 11801 2010) LSZH 3.5 M | 10
2132 | 1251590040 | PATCH CABLE RJ45 IP 20 RJ45 IP 20 CAT.6A / CLASS EA (ISO/IEC 11801 2010) LSZH 4 M | 10
2133 | 1251590045 | PATCH CABLE RJ45 IP 20 RJ45 IP 20 CAT.6A / CLASS EA (ISO/IEC 11801 2010) LSZH 4.5 M | 10
2134 | 1251590400 | PATCH CABLE RJ45 IP 20 RJ45 IP 20 CAT.6A / CLASS EA (ISO/IEC 11801 2010) LSZH 40 M | 10
2135 | 1251610080 | PATCH CABLE RJ45 IP 20 RJ45 IP 20 CAT.6A / CLASS EA (ISO/IEC 11801 2010) LSZH 8 M | 10
2136 | 1821050340 | SENSOR/ACTUATOR LINE CONNECTING LINE M12 / M12 N OF POLES : 3 3.4 M SHIELDED: NO LED: NO SHEATH MATERIAL: PUR HALOGEN: NO | 0
2137 | 1821050400 | SENSOR/ACTUATOR LINE CONNECTING LINE M12 / M12 N OF POLES : 3 4 M SHIELDED: NO LED: NO SHEATH MATERIAL: PUR HALOGEN: NO | 0
2138 | 1821050560 | SENSOR/ACTUATOR LINE CONNECTING LINE M12 / M12 N OF POLES : 3 5.6 M SHIELDED: NO LED: NO SHEATH MATERIAL: PUR HALOGEN: NO | 0
2139 | 1821050680 | SENSOR/ACTUATOR LINE CONNECTING LINE M12 / M12 N OF POLES : 3 6.8 M SHIELDED: NO LED: NO SHEATH MATERIAL: PUR HALOGEN: NO | 0
2140 | 1821050780 | SENSOR/ACTUATOR LINE CONNECTING LINE M12 / M12 N OF POLES : 3 7.8 M SHIELDED: NO LED: NO SHEATH MATERIAL: PUR HALOGEN: NO | 0
2141 | 1865870060 | SENSOR/ACTUATOR LINE ONE END WITHOUT CONNECTOR N OF POLES : 8 0.6 M SHIELDED: NO LED: NO SHEATH MATERIAL: PUR HALOGEN: NO | 0
2142 | 1865870100 | SENSOR/ACTUATOR LINE ONE END WITHOUT CONNECTOR N OF POLES : 8 1 M SHIELDED: NO LED: NO SHEATH MATERIAL: PUR HALOGEN: NO | 0
2143 | 1879710100 | SENSOR/ACTUATOR LINE ONE END WITHOUT CONNECTOR N OF POLES : 12 SHIELDED: NO LED: NO SHEATH MATERIAL: PUR HALOGEN: NO | 0
2144 | 1879712500 | SENSOR/ACTUATOR LINE ONE END WITHOUT CONNECTOR N OF POLES : 12 SHIELDED: NO LED: NO SHEATH MATERIAL: PUR HALOGEN: NO | 0
2145 | 1883460060 | SENSOR/ACTUATOR LINE ONE END WITHOUT CONNECTOR N OF POLES : 8 6 M SHIELDED: NO LED: NO SHEATH MATERIAL: PUR HALOGEN: NO | 0
2146 | 1883460100 | SENSOR/ACTUATOR LINE ONE END WITHOUT CONNECTOR N OF POLES : 8 6.1 M SHIELDED: NO LED: NO SHEATH MATERIAL: PUR HALOGEN: NO | 0
2147 | 1890520750 | SENSOR/ACTUATOR LINE ONE END WITHOUT CONNECTOR M12 N OF POLES : 8 7.5 M SHIELDED: YES LED: NO SHEATH MATERIAL: PUR HALOGEN: NO | 0
2148 | 1898240100 | SENSOR/ACTUATOR LINE ONE END WITHOUT CONNECTOR N OF POLES : 12 1 M SHIELDED: NO LED: NO SHEATH MATERIAL: PUR HALOGEN: NO | 0
2149 | 1898242500 | SENSOR/ACTUATOR LINE ONE END WITHOUT CONNECTOR N OF POLES : 12 23 M SHIELDED: NO LED: NO SHEATH MATERIAL: PUR HALOGEN: NO | 0
2150 | 1906300025 | SENSOR/ACTUATOR LINE CONNECTING LINE M12 / M12 N OF POLES : 4 0.25 M SHIELDED: NO LED: NO SHEATH MATERIAL: PUR HALOGEN: NO | 0
2151 | 1906300040 | SENSOR/ACTUATOR LINE CONNECTING LINE M12 / M12 N OF POLES : 4 0.4 M SHIELDED: NO LED: NO SHEATH MATERIAL: PUR HALOGEN: NO | 0
2152 | 1906300160 | SENSOR/ACTUATOR LINE CONNECTING LINE M12 / M12 N OF POLES : 4 1.6 M SHIELDED: NO LED: NO SHEATH MATERIAL: PUR HALOGEN: NO | 0
2153 | 1906300230 | SENSOR/ACTUATOR LINE CONNECTING LINE M12 / M12 N OF POLES : 4 2.3 M SHIELDED: NO LED: NO SHEATH MATERIAL: PUR HALOGEN: NO | 0
2154 | 1906300290 | SENSOR/ACTUATOR LINE CONNECTING LINE M12 / M12 N OF POLES : 4 2.9 M SHIELDED: NO LED: NO SHEATH MATERIAL: PUR HALOGEN: NO | 0
2155 | 1906300310 | SENSOR/ACTUATOR LINE CONNECTING LINE M12 / M12 N OF POLES : 4 3.1 M SHIELDED: NO LED: NO SHEATH MATERIAL: PUR HALOGEN: NO | 0
2156 | 1906300320 | SENSOR/ACTUATOR LINE CONNECTING LINE M12 / M12 N OF POLES : 4 3.2 M SHIELDED: NO LED: NO SHEATH MATERIAL: PUR HALOGEN: NO | 0
2157 | 1906300330 | SENSOR/ACTUATOR LINE CONNECTING LINE M12 / M12 N OF POLES : 4 3.3 M SHIELDED: NO LED: NO SHEATH MATERIAL: PUR HALOGEN: NO | 0
2158 | 1906300340 | SENSOR/ACTUATOR LINE CONNECTING LINE M12 / M12 N OF POLES : 4 3.4 M SHIELDED: NO LED: NO SHEATH MATERIAL: PUR HALOGEN: NO | 0
2159 | 1906300390 | SENSOR/ACTUATOR LINE CONNECTING LINE M12 / M12 N OF POLES : 4 3.9 M SHIELDED: NO LED: NO SHEATH MATERIAL: PUR HALOGEN: NO | 0
2160 | 1906300410 | SENSOR/ACTUATOR LINE CONNECTING LINE M12 / M12 N OF POLES : 4 4.1 M SHIELDED: NO LED: NO SHEATH MATERIAL: PUR HALOGEN: NO | 0
2161 | 1906300420 | SENSOR/ACTUATOR LINE CONNECTING LINE M12 / M12 N OF POLES : 4 4.2 M SHIELDED: NO LED: NO SHEATH MATERIAL: PUR HALOGEN: NO | 0
2162 | 1906300450 | SENSOR/ACTUATOR LINE CONNECTING LINE M12 / M12 N OF POLES : 4 4.5 M SHIELDED: NO LED: NO SHEATH MATERIAL: PUR HALOGEN: NO | 0
2163 | 1906300470 | SENSOR/ACTUATOR LINE CONNECTING LINE M12 / M12 N OF POLES : 4 4.7 M SHIELDED: NO LED: NO SHEATH MATERIAL: PUR HALOGEN: NO | 0
2164 | 1906300480 | SENSOR/ACTUATOR LINE CONNECTING LINE M12 / M12 N OF POLES : 4 4.8 M SHIELDED: NO LED: NO SHEATH MATERIAL: PUR HALOGEN: NO | 0
2165 | 1906300530 | SENSOR/ACTUATOR LINE CONNECTING LINE M12 / M12 N OF POLES : 4 5.3 M SHIELDED: NO LED: NO SHEATH MATERIAL: PUR HALOGEN: NO | 0
2166 | 1906300540 | SENSOR/ACTUATOR LINE CONNECTING LINE M12 / M12 N OF POLES : 4 5.4 M SHIELDED: NO LED: NO SHEATH MATERIAL: PUR HALOGEN: NO | 0
2167 | 1906300550 | SENSOR/ACTUATOR LINE CONNECTING LINE M12 / M12 N OF POLES : 4 5.5 M SHIELDED: NO LED: NO SHEATH MATERIAL: PUR HALOGEN: NO | 0
2168 | 1906300570 | SENSOR/ACTUATOR LINE CONNECTING LINE M12 / M12 N OF POLES : 4 5.7 M SHIELDED: NO LED: NO SHEATH MATERIAL: PUR HALOGEN: NO | 0
2169 | 1906300610 | SENSOR/ACTUATOR LINE CONNECTING LINE M12 / M12 N OF POLES : 4 6.1 M SHIELDED: NO LED: NO SHEATH MATERIAL: PUR HALOGEN: NO | 0
2170 | 1906300630 | SENSOR/ACTUATOR LINE CONNECTING LINE M12 / M12 N OF POLES : 4 6.3 M SHIELDED: NO LED: NO SHEATH MATERIAL: PUR HALOGEN: NO | 0
2171 | 1906300640 | SENSOR/ACTUATOR LINE CONNECTING LINE M12 / M12 N OF POLES : 4 6.4 M SHIELDED: NO LED: NO SHEATH MATERIAL: PUR HALOGEN: NO | 0
2172 | 1906300650 | SENSOR/ACTUATOR LINE CONNECTING LINE M12 / M12 N OF POLES : 4 6.5 M SHIELDED: NO LED: NO SHEATH MATERIAL: PUR HALOGEN: NO | 0
2173 | 1906300850 | SENSOR/ACTUATOR LINE CONNECTING LINE M12 / M12 N OF POLES : 4 8.5 M SHIELDED: NO LED: NO SHEATH MATERIAL: PUR HALOGEN: NO | 0
2174 | 1906300880 | SENSOR/ACTUATOR LINE CONNECTING LINE M12 / M12 N OF POLES : 4 8.8 M SHIELDED: NO LED: NO SHEATH MATERIAL: PUR HALOGEN: NO | 0
2175 | 1906300920 | SENSOR/ACTUATOR LINE CONNECTING LINE M12 / M12 N OF POLES : 4 9.2 M SHIELDED: NO LED: NO SHEATH MATERIAL: PUR HALOGEN: NO | 0
2176 | 1906300950 | SENSOR/ACTUATOR LINE CONNECTING LINE M12 / M12 N OF POLES : 4 9.5 M SHIELDED: NO LED: NO SHEATH MATERIAL: PUR HALOGEN: NO | 0
2177 | 1906300980 | SENSOR/ACTUATOR LINE CONNECTING LINE M12 / M12 N OF POLES : 4 9.8 M SHIELDED: NO LED: NO SHEATH MATERIAL: PUR HALOGEN: NO | 0
2178 | 1906301010 | SENSOR/ACTUATOR LINE CONNECTING LINE M12 / M12 N OF POLES : 4 10.1 M SHIELDED: NO LED: NO SHEATH MATERIAL: PUR HALOGEN: NO | 0
2179 | 1906301050 | SENSOR/ACTUATOR LINE CONNECTING LINE M12 / M12 N OF POLES : 4 10.5 M SHIELDED: NO LED: NO SHEATH MATERIAL: PUR HALOGEN: NO | 0
2180 | 1906301070 | SENSOR/ACTUATOR LINE CONNECTING LINE M12 / M12 N OF POLES : 4 10.7 M SHIELDED: NO LED: NO SHEATH MATERIAL: PUR HALOGEN: NO | 0
2181 | 1906301170 | SENSOR/ACTUATOR LINE CONNECTING LINE M12 / M12 N OF POLES : 4 11.7 M SHIELDED: NO LED: NO SHEATH MATERIAL: PUR HALOGEN: NO | 0
2182 | 1906301200 | SENSOR/ACTUATOR LINE CONNECTING LINE M12 / M12 N OF POLES : 4 12 M SHIELDED: NO LED: NO SHEATH MATERIAL: PUR HALOGEN: NO | 0
2183 | 1906301230 | SENSOR/ACTUATOR LINE CONNECTING LINE M12 / M12 N OF POLES : 4 12.3 M SHIELDED: NO LED: NO SHEATH MATERIAL: PUR HALOGEN: NO | 0
2184 | 1906301350 | SENSOR/ACTUATOR LINE CONNECTING LINE M12 / M12 N OF POLES : 4 13.5 M SHIELDED: NO LED: NO SHEATH MATERIAL: PUR HALOGEN: NO | 0
2185 | 1906301450 | SENSOR/ACTUATOR LINE CONNECTING LINE M12 / M12 N OF POLES : 4 14.5 M SHIELDED: NO LED: NO SHEATH MATERIAL: PUR HALOGEN: NO | 0
2186 | 1906301600 | SENSOR/ACTUATOR LINE CONNECTING LINE M12 / M12 N OF POLES : 4 16 M SHIELDED: NO LED: NO SHEATH MATERIAL: PUR HALOGEN: NO | 0
2187 | 1906301800 | SENSOR/ACTUATOR LINE CONNECTING LINE M12 / M12 N OF POLES : 4 18 M SHIELDED: NO LED: NO SHEATH MATERIAL: PUR HALOGEN: NO | 0
2188 | 1935511500 | SENSOR/ACTUATOR LINE CONNECTING LINE M23 / M23 N OF POLES: 19 15 M SHIELDED: NO LED: NO SHEATH MATERIAL: PUR HALOGEN: NO | 0
2189 | 7789617250 | PRE-ASSEMBLED CABLE PAC CABLE LIYCY 0.34 MM² | 2
2190 | 7789617500 | PRE-ASSEMBLED CABLE PAC CABLE LIYCY 0.34 MM² | 2
2191 | 8941350025 | SYSTEM CABLE RJ45 IP 20 RJ45 IP 20 CAT.6A / CLASS EA (ISO/IEC 11801 2010) PUR 2.5 M | 10
2192 | 8941350035 | SYSTEM CABLE RJ45 IP 20 RJ45 IP 20 CAT.6A / CLASS EA (ISO/IEC 11801 2010) PUR 3.5 M | 10
2193 | 8941350045 | SYSTEM CABLE RJ45 IP 20 RJ45 IP 20 CAT.6A / CLASS EA (ISO/IEC 11801 2010) PUR 4.5 M | 10
2194 | 9456100830 | SENSOR/ACTUATOR LINE ONE END WITHOUT CONNECTOR M12 N OF POLES : 4 8.3 M SHIELDED: NO LED: NO SHEATH MATERIAL: PUR HALOGEN: NO | 0
2195 | 9457230015 | SENSOR/ACTUATOR LINE CONNECTING LINE M12 / M12 N OF POLES : 3 0.15 M SHIELDED: NO LED: NO SHEATH MATERIAL: PUR HALOGEN: NO | 0
2196 | 9457230020 | SENSOR/ACTUATOR LINE CONNECTING LINE M12 / M12 N OF POLES : 3 0.2 M SHIELDED: NO LED: NO SHEATH MATERIAL: PUR HALOGEN: NO | 0
2197 | 7789702010 | PRE-ASSEMBLED CABLE PAC CABLE LIYY 0.25 MM² | 2
2198 | 7789702040 | PRE-ASSEMBLED CABLE PAC CABLE LIYY 0.25 MM² | 2
2199 | 7789734050 | PRE-ASSEMBLED CABLE PAC CABLE LIYCY 0.25 MM² | 2
2200 | 7789732050 | PRE-ASSEMBLED CABLE PAC CABLE LIYCY 0.25 MM² | 2
2201 | 1211080300 | DRAGLINE CABLE PROFINET M12 D-CODE ? IP 67 STRAIGHT SOCKET RJ45 IP 20 CAT.5 (ISO/IEC 11801) / CAT.5E (TIA T568-B) PUR 30 M | 8
2202 | 1211080010 | DRAGLINE CABLE PROFINET M12 D-CODE ? IP 67 STRAIGHT SOCKET RJ45 IP 20 CAT.5 (ISO/IEC 11801) / CAT.5E (TIA T568-B) PUR 1 M | 8
2203 | 7789708060 | PRE-ASSEMBLED CABLE PAC CABLE LIYY 0.25 MM² | 2
2204 | 7789192040 | PRE-ASSEMBLED CABLE PAC CABLE LIYY 8.6 ± 1 MM | 13
2205 | 7789606060 | PRE-ASSEMBLED CABLE PAC CABLE LIYY 0.25 MM² | 2
2206 | 7789124050 | PRE-ASSEMBLED CABLE PAC CABLE LIYCY 0.25 MM² | 2
2207 | 7760054131 | SIGNAL CONVERTER/ISOLATOR INPUT : -10?0?+10 V OUTPUT : -10?0?+10 V | 836
2208 | 7789734015 | PRE-ASSEMBLED CABLE PAC CABLE LIYCY 0.25 MM² | 2
2209 | 2745360000 | PCB PLUG-IN CONNECTOR RJ45 JACKS CAT. 5 THT/THR SOLDER CONNECTION LED: YES GREEN N OF POLES: 8 REEL | 449
2210 | 2748730000 | FEMALE 0.08 - 0.12 MM² | 946
2211 | 2748710000 | MALE 0.08 - 0.12 MM² | 944
2212 | 2748680000 | FEMALE | 951
2213 | 2748670000 | MALE 0.14 - 2.5 MM² | 942
2214 | 2748660000 | FEMALE 0.14 - 2.5 MM² | 945
2215 | 2748650000 | DATA USE | 28
2216 | 2748630000 | DATA USE | 28
2217 | 2748620000 | DATA USE | 28
2218 | 2748610000 | DATA USE | 28
2219 | 2748590000 | DATA USE | 28
2220 | 2748600000 | DATA USE | 28
2221 | 2748070000 | DEKAFIX TERMINAL MARKER 5 X 8 MM PITCH IN MM (P): 8.00 WEIDMUELLER | 18
2222 | 2747980000 | DEKAFIX TERMINAL MARKER 5 X 8 MM PITCH IN MM (P): 8.00 WEIDMUELLER | 18
2223 | 2748090000 | DEKAFIX TERMINAL MARKER 5 X 8 MM PITCH IN MM (P): 8.00 WEIDMUELLER | 18
2224 | 2748040000 | DEKAFIX TERMINAL MARKER 5 X 8 MM PITCH IN MM (P): 8.00 WEIDMUELLER | 18
2225 | 2748060000 | DEKAFIX TERMINAL MARKER 5 X 8 MM PITCH IN MM (P): 8.00 WEIDMUELLER | 18
2226 | 2748050000 | DEKAFIX TERMINAL MARKER 5 X 8 MM PITCH IN MM (P): 8.00 WEIDMUELLER | 18
2227 | 2748030000 | DEKAFIX TERMINAL MARKER 5 X 8 MM PITCH IN MM (P): 8.00 WEIDMUELLER | 18
2228 | 2747970000 | DEKAFIX TERMINAL MARKER 5 X 8 MM PITCH IN MM (P): 8.00 WEIDMUELLER | 18
2229 | 2747990000 | DEKAFIX TERMINAL MARKER 5 X 8 MM PITCH IN MM (P): 8.00 WEIDMUELLER | 18
2230 | 2748000000 | DEKAFIX TERMINAL MARKER 5 X 8 MM PITCH IN MM (P): 8.00 WEIDMUELLER | 18
2231 | 2748010000 | DEKAFIX TERMINAL MARKER 5 X 8 MM PITCH IN MM (P): 8.00 WEIDMUELLER | 18
2232 | 2753000000 | PRIMARY CURRENT: 125 A SECONDARY CURRENT MAX.: 1 A LOAD: 0.5 VA TOLERANCE CLASS: 1 DETACHABLE CURRENT TRANSFORMER | 21
2233 | 2753010000 | PRIMARY CURRENT: 150 A SECONDARY CURRENT MAX.: 1 A LOAD: 1 VA TOLERANCE CLASS: 1 DETACHABLE CURRENT TRANSFORMER | 21
2234 | 2752990000 | PRIMARY CURRENT: 100 A SECONDARY CURRENT MAX.: 1 A LOAD: 0.3 VA TOLERANCE CLASS: 1 DETACHABLE CURRENT TRANSFORMER | 21
2235 | 2753060000 | PRIMARY CURRENT: 200 A SECONDARY CURRENT MAX.: 1 A LOAD: 0.3 VA TOLERANCE CLASS: 1 DETACHABLE CURRENT TRANSFORMER | 21
2236 | 2753030000 | PRIMARY CURRENT: 150 A SECONDARY CURRENT MAX.: 5 A LOAD: 1 VA TOLERANCE CLASS: 1 | 21
2237 | 2753050000 | PRIMARY CURRENT: 250 A SECONDARY CURRENT MAX.: 5 A LOAD: 1 VA TOLERANCE CLASS: 05 DETACHABLE CURRENT TRANSFORMER | 21
2238 | 2753020000 | PRIMARY CURRENT: 200 A SECONDARY CURRENT MAX.: 1 A LOAD: 1.5 VA TOLERANCE CLASS: 1 DETACHABLE CURRENT TRANSFORMER | 21
2239 | 2753040000 | PRIMARY CURRENT: 200 A SECONDARY CURRENT MAX.: 5 A LOAD: 1.5 VA TOLERANCE CLASS: 1 DETACHABLE CURRENT TRANSFORMER | 21
2240 | 2753090000 | PRIMARY CURRENT: 400 A SECONDARY CURRENT MAX.: 1 A LOAD: 2.5 VA TOLERANCE CLASS: 1 DETACHABLE CURRENT TRANSFORMER | 21
2241 | 2753070000 | PRIMARY CURRENT: 250 A SECONDARY CURRENT MAX.: 1 A LOAD: 1 VA TOLERANCE CLASS: 1 DETACHABLE CURRENT TRANSFORMER | 21
2242 | 2753080000 | PRIMARY CURRENT: 300 A SECONDARY CURRENT MAX.: 1 A LOAD: 1.5 VA TOLERANCE CLASS: 1 DETACHABLE CURRENT TRANSFORMER | 21
2243 | 2753110000 | PRIMARY CURRENT: 250 A SECONDARY CURRENT MAX.: 5 A LOAD: 1 VA TOLERANCE CLASS: 1 DETACHABLE CURRENT TRANSFORMER | 21
2244 | 2753100000 | PRIMARY CURRENT: 500 A SECONDARY CURRENT MAX.: 1 A LOAD: 1 VA TOLERANCE CLASS: 05 DETACHABLE CURRENT TRANSFORMER | 21
2245 | 2753130000 | PRIMARY CURRENT: 400 A SECONDARY CURRENT MAX.: 5 A LOAD: 2.5 VA TOLERANCE CLASS: 1 DETACHABLE CURRENT TRANSFORMER | 21
2246 | 2753140000 | PRIMARY CURRENT: 500 A SECONDARY CURRENT MAX.: 5 A LOAD: 3 VA TOLERANCE CLASS: 1 DETACHABLE CURRENT TRANSFORMER | 21
2247 | 2753120000 | PRIMARY CURRENT: 300 A SECONDARY CURRENT MAX.: 5 A LOAD: 1.5 VA TOLERANCE CLASS: 1 DETACHABLE CURRENT TRANSFORMER | 21
2248 | 2753150000 | PRIMARY CURRENT: 250 A SECONDARY CURRENT MAX.: 1 A LOAD: 2.5 VA TOLERANCE CLASS: 1 DETACHABLE CURRENT TRANSFORMER | 21
2249 | 2753170000 | PRIMARY CURRENT: 400 A SECONDARY CURRENT MAX.: 1 A LOAD: 2.5 VA TOLERANCE CLASS: 05 DETACHABLE CURRENT TRANSFORMER | 21
2250 | 2753160000 | PRIMARY CURRENT: 300 A SECONDARY CURRENT MAX.: 1 A LOAD: 2.5 VA TOLERANCE CLASS: 1 DETACHABLE CURRENT TRANSFORMER | 21
2251 | 2753180000 | PRIMARY CURRENT: 500 A SECONDARY CURRENT MAX.: 1 A LOAD: 2.5 VA TOLERANCE CLASS: 05 DETACHABLE CURRENT TRANSFORMER | 21
2252 | 2753240000 | PRIMARY CURRENT: 400 A SECONDARY CURRENT MAX.: 5 A LOAD: 5 VA TOLERANCE CLASS: 1 DETACHABLE CURRENT TRANSFORMER | 21
2253 | 2753230000 | PRIMARY CURRENT: 300 A SECONDARY CURRENT MAX.: 5 A LOAD: 2.5 VA TOLERANCE CLASS: 1 DETACHABLE CURRENT TRANSFORMER | 21
2254 | 2753190000 | PRIMARY CURRENT: 600 A SECONDARY CURRENT MAX.: 1 A LOAD: 2.5 VA TOLERANCE CLASS: 05 DETACHABLE CURRENT TRANSFORMER | 21
2255 | 2753210000 | PRIMARY CURRENT: 800 A SECONDARY CURRENT MAX.: 1 A LOAD: 2.5 VA TOLERANCE CLASS: 05 DETACHABLE CURRENT TRANSFORMER | 21
2256 | 2753200000 | PRIMARY CURRENT: 750 A SECONDARY CURRENT MAX.: 1 A LOAD: 2.5 VA TOLERANCE CLASS: 05 DETACHABLE CURRENT TRANSFORMER | 21
2257 | 2753220000 | PRIMARY CURRENT: 1000 A SECONDARY CURRENT MAX.: 1 A LOAD: 2.5 VA TOLERANCE CLASS: 05 DETACHABLE CURRENT TRANSFORMER | 21
2258 | 2753260000 | PRIMARY CURRENT: 600 A SECONDARY CURRENT MAX.: 5 A LOAD: 2.5 VA TOLERANCE CLASS: 05 DETACHABLE CURRENT TRANSFORMER | 21
2259 | 2753250000 | PRIMARY CURRENT: 500 A SECONDARY CURRENT MAX.: 5 A LOAD: 5 VA TOLERANCE CLASS: 1 DETACHABLE CURRENT TRANSFORMER | 21
2260 | 2753270000 | PRIMARY CURRENT: 750 A SECONDARY CURRENT MAX.: 5 A LOAD: 2.5 VA TOLERANCE CLASS: 05 DETACHABLE CURRENT TRANSFORMER | 21
2261 | 2753280000 | PRIMARY CURRENT: 800 A SECONDARY CURRENT MAX.: 5 A LOAD: 2.5 VA TOLERANCE CLASS: 05 DETACHABLE CURRENT TRANSFORMER | 21
2262 | 2753290000 | PRIMARY CURRENT: 1000 A SECONDARY CURRENT MAX.: 5 A LOAD: 2.5 VA TOLERANCE CLASS: 05 DETACHABLE CURRENT TRANSFORMER | 21
2263 | 2753360000 | PRIMARY CURRENT: 250 A SECONDARY CURRENT MAX.: 5 A LOAD: 1.5 VA TOLERANCE CLASS: 1 DETACHABLE CURRENT TRANSFORMER | 21
2264 | 2753390000 | PRIMARY CURRENT: 600 A SECONDARY CURRENT MAX.: 5 A LOAD: 2.5 VA TOLERANCE CLASS: 05 DETACHABLE CURRENT TRANSFORMER | 21
2265 | 2753410000 | PRIMARY CURRENT: 600 A SECONDARY CURRENT MAX.: 5 A LOAD: 2.5 VA TOLERANCE CLASS: 05 DETACHABLE CURRENT TRANSFORMER | 21
2266 | 2753400000 | PRIMARY CURRENT: 1000 A SECONDARY CURRENT MAX.: 5 A LOAD: 5 VA TOLERANCE CLASS: 05 DETACHABLE CURRENT TRANSFORMER | 21
2267 | 2753420000 | PRIMARY CURRENT: 800 A SECONDARY CURRENT MAX.: 5 A LOAD: 2.5 VA TOLERANCE CLASS: 05 DETACHABLE CURRENT TRANSFORMER | 21
2268 | 2753380000 | PRIMARY CURRENT: 500 A SECONDARY CURRENT MAX.: 5 A LOAD: 2.5 VA TOLERANCE CLASS: 05 DETACHABLE CURRENT TRANSFORMER | 21
2269 | 2753370000 | PRIMARY CURRENT: 400 A SECONDARY CURRENT MAX.: 5 A LOAD: 1 VA TOLERANCE CLASS: 05 DETACHABLE CURRENT TRANSFORMER | 21
2270 | 2753430000 | PRIMARY CURRENT: 1000 A SECONDARY CURRENT MAX.: 5 A LOAD: 5 VA TOLERANCE CLASS: 05 DETACHABLE CURRENT TRANSFORMER | 21
2271 | 2753450000 | PRIMARY CURRENT: 1200 A SECONDARY CURRENT MAX.: 5 A LOAD: 5 VA TOLERANCE CLASS: 05 DETACHABLE CURRENT TRANSFORMER | 21
2272 | 2752980000 | PRIMARY CURRENT: 125 A SECONDARY CURRENT MAX.: 1 A LOAD: 1.5 VA TOLERANCE CLASS: 3 | 21
2273 | 2755910000 | FEED-THROUGH TERMINAL 95 MM² 1000 V 232 A | 12
2274 | 7760054355 | SIGNAL CONVERTER/ISOLATOR OUTPUT CURRENT LOOP POWE INPUT : 0-5 V OUTPUT : 4-20 MA (LOOP POWE) | 140
2275 | 7760054356 | SIGNAL CONVERTER/ISOLATOR OUTPUT CURRENT LOOP POWE INPUT : 0-10 V OUTPUT : 4-20 MA (LOOP POWE) | 140
2276 | 7760054353 | SIGNAL CONVERTER/ISOLATOR OUTPUT CURRENT LOOP POWE INPUT : 0-20 MA OUTPUT : 4-20 MA (LOOP POWE) | 140
2277 | 7760054358 | SIGNAL CONVERTER/ISOLATOR DUAL CHANNEL INPUT CURRENT LOOP FEED INPUT : 2 X 0(4) - 20 MA (LOOP POWE) OUTPUT : 2 X 0(4) - 20 MA | 493
2278 | 2756280000 | PCB PLUG-IN CONNECTOR MALE PLUG 5.00 MM N OF POLES: 36 180° CRIMP CONNECTION CLAMPING RANGE MAX. : 3.31 MM² BOX | 1
2279 | 2744040000 | PCB PLUG-IN CONNECTOR MALE PLUG 5.00 MM N OF POLES: 24 180° CRIMP CONNECTION CLAMPING RANGE MAX. : 3.31 MM² BOX | 1
2280 | 2744030000 | PCB PLUG-IN CONNECTOR MALE PLUG 5.00 MM N OF POLES: 24 180° CRIMP CONNECTION CLAMPING RANGE MAX. : 3.31 MM² BOX | 1
2281 | 7789696010 | PRE-ASSEMBLED CABLE PAC CABLE LIYY 0.25 MM² | 2
2282 | 7789135040 | PRE-ASSEMBLED CABLE PAC CABLE LIYCY 0.25 MM² | 2
2283 | 7789621030 | PRE-ASSEMBLED CABLE PAC CABLE LIYCY 0.25 MM² | 2
2284 | 7789135020 | PRE-ASSEMBLED CABLE PAC CABLE LIYCY 0.25 MM² | 2
2285 | 2766290000 | VG EMV GEN 4 (EMC CABLE GLAND WITH CLAMPING CAGE) CABLE GLANDS M 12 15 OD MIN. 3 - OD MAX. 6.5 MM IP54 IP66 IP67 IP68 - 5 BAR (30 MIN.) IP69K NICKEL-PLATED | 7
2286 | 2766320000 | VG EMV GEN 4 (EMC CABLE GLAND WITH CLAMPING CAGE) CABLE GLANDS M 25 15 OD MIN. 10 - OD MAX. 18 MM IP54 IP66 IP67 IP68 - 5 BAR (30 MIN.) IP69K NICKEL-PLATED | 7
2287 | 2766310000 | VG EMV GEN 4 (EMC CABLE GLAND WITH CLAMPING CAGE) CABLE GLANDS M 20 15 OD MIN. 6 - OD MAX. 12 MM IP54 IP66 IP67 IP68 - 5 BAR (30 MIN.) IP69K NICKEL-PLATED | 7
2288 | 2766330000 | VG EMV GEN 4 (EMC CABLE GLAND WITH CLAMPING CAGE) CABLE GLANDS M 32 15 OD MIN. 16 - OD MAX. 25 MM IP54 IP66 IP67 IP68 - 5 BAR (30 MIN.) IP69K NICKEL-PLATED | 7
2289 | 2766340000 | VG EMV GEN 4 (EMC CABLE GLAND WITH CLAMPING CAGE) CABLE GLANDS M 40 15 OD MIN. 23 - OD MAX. 32 MM IP54 IP66 IP67 IP68 - 5 BAR (30 MIN.) IP69K NICKEL-PLATED | 7
2290 | 2772780000 | POWER MODULE | 63
2291 | 2772830000 | POWER MODULE | 63
2292 | 2772800000 | POWER MODULE | 63
2293 | 2772790000 | POWER MODULE | 63
2294 | 2772810000 | POWER MODULE | 63
2295 | 2772820000 | POWER MODULE | 63
2296 | 8000057079 | PHOTOVOLTAICS ASSEMBLED ENCLOSURE COMBINER BOX WITH FUSE HOLDER SURGE PROTECTION II SWITCH DISCONNECTOR CURRENT MONITORING | 50
2297 | 8000057077 | PHOTOVOLTAICS ASSEMBLED ENCLOSURE COMBINER BOX WITH FUSE HOLDER SURGE PROTECTION II SWITCH DISCONNECTOR | 50
2298 | 8000057078 | PHOTOVOLTAICS ASSEMBLED ENCLOSURE COMBINER BOX WITH FUSE HOLDER SURGE PROTECTION II SWITCH DISCONNECTOR | 50
2299 | 8000057080 | PHOTOVOLTAICS ASSEMBLED ENCLOSURE COMBINER BOX WITH FUSE HOLDER SURGE PROTECTION II SWITCH DISCONNECTOR | 50
2300 | 8000057081 | PHOTOVOLTAICS ASSEMBLED ENCLOSURE COMBINER BOX WITH FUSE HOLDER SURGE PROTECTION II SWITCH DISCONNECTOR | 50
2301 | 8000057082 | PHOTOVOLTAICS ASSEMBLED ENCLOSURE COMBINER BOX WITH FUSE HOLDER SURGE PROTECTION II SWITCH DISCONNECTOR | 50
2302 | 8000057083 | PHOTOVOLTAICS ASSEMBLED ENCLOSURE COMBINER BOX WITH FUSE HOLDER SURGE PROTECTION II SWITCH DISCONNECTOR | 50
2303 | 8000057088 | PHOTOVOLTAICS ASSEMBLED ENCLOSURE COMBINER BOX WITH FUSE HOLDER SURGE PROTECTION II SWITCH DISCONNECTOR | 50
2304 | 8000050557 | PHOTOVOLTAICS ASSEMBLED ENCLOSURE COMBINER BOX WITH FUSE HOLDER SURGE PROTECTION II CABLE GLAND FOR WALL MOUNTING SWITCH DISCONNECTOR | 50
2305 | 8000050572 | PHOTOVOLTAICS ASSEMBLED ENCLOSURE COMBINER BOX WITH FUSE HOLDER SURGE PROTECTION II FOR WALL MOUNTING SWITCH DISCONNECTOR WM4C CURRENT MONITORING | 50
2306 | 8000057086 | PHOTOVOLTAICS ASSEMBLED ENCLOSURE COMBINER BOX WITH FUSE HOLDER SURGE PROTECTION II SWITCH DISCONNECTOR | 50
2307 | 8000050570 | PHOTOVOLTAICS ASSEMBLED ENCLOSURE COMBINER BOX WITH FUSE HOLDER SURGE PROTECTION II CABLE GLAND FOR WALL MOUNTING SWITCH DISCONNECTOR | 50
2308 | 8000050555 | PHOTOVOLTAICS ASSEMBLED ENCLOSURE COMBINER BOX WITH FUSE HOLDER SURGE PROTECTION II CABLE GLAND FOR WALL MOUNTING SWITCH DISCONNECTOR CURRENT MONITORING | 50
2309 | 8000050558 | PHOTOVOLTAICS ASSEMBLED ENCLOSURE COMBINER BOX WITH FUSE HOLDER SURGE PROTECTION II CABLE GLAND FOR WALL MOUNTING SWITCH DISCONNECTOR | 50
2310 | 8000050560 | PHOTOVOLTAICS ASSEMBLED ENCLOSURE COMBINER BOX WITH FUSE HOLDER SURGE PROTECTION II CABLE GLAND FOR WALL MOUNTING SWITCH DISCONNECTOR CURRENT MONITORING | 50
2311 | 8000050561 | PHOTOVOLTAICS ASSEMBLED ENCLOSURE COMBINER BOX WITH FUSE HOLDER SURGE PROTECTION II CABLE GLAND FOR WALL MOUNTING SWITCH DISCONNECTOR | 50
2312 | 8000050563 | PHOTOVOLTAICS ASSEMBLED ENCLOSURE COMBINER BOX WITH FUSE HOLDER SURGE PROTECTION II CABLE GLAND FOR WALL MOUNTING SWITCH DISCONNECTOR | 50
2313 | 8000050564 | PHOTOVOLTAICS ASSEMBLED ENCLOSURE COMBINER BOX WITH FUSE HOLDER SURGE PROTECTION II CABLE GLAND FOR WALL MOUNTING SWITCH DISCONNECTOR CURRENT MONITORING | 50
2314 | 8000050565 | PHOTOVOLTAICS ASSEMBLED ENCLOSURE COMBINER BOX WITH FUSE HOLDER SURGE PROTECTION II CABLE GLAND FOR WALL MOUNTING SWITCH DISCONNECTOR | 50
2315 | 8000050568 | PHOTOVOLTAICS ASSEMBLED ENCLOSURE COMBINER BOX WITH FUSE HOLDER SURGE PROTECTION II CABLE GLAND FOR WALL MOUNTING SWITCH DISCONNECTOR | 50
2316 | 8000050576 | PHOTOVOLTAICS ASSEMBLED ENCLOSURE COMBINER BOX WITH FUSE HOLDER SURGE PROTECTION II FOR WALL MOUNTING SWITCH DISCONNECTOR WM4C | 50
2317 | 8000050566 | PHOTOVOLTAICS ASSEMBLED ENCLOSURE COMBINER BOX WITH FUSE HOLDER SURGE PROTECTION II CABLE GLAND FOR WALL MOUNTING SWITCH DISCONNECTOR CURRENT MONITORING | 50
2318 | 8000050569 | PHOTOVOLTAICS ASSEMBLED ENCLOSURE COMBINER BOX WITH FUSE HOLDER SURGE PROTECTION II CABLE GLAND FOR WALL MOUNTING SWITCH DISCONNECTOR | 50
2319 | 8000050571 | PHOTOVOLTAICS ASSEMBLED ENCLOSURE COMBINER BOX WITH FUSE HOLDER SURGE PROTECTION II CABLE GLAND FOR WALL MOUNTING SWITCH DISCONNECTOR | 50
2320 | 8000050574 | PHOTOVOLTAICS ASSEMBLED ENCLOSURE COMBINER BOX WITH FUSE HOLDER SURGE PROTECTION II FOR WALL MOUNTING SWITCH DISCONNECTOR WM4C CURRENT MONITORING | 50
2321 | 8000050573 | PHOTOVOLTAICS ASSEMBLED ENCLOSURE COMBINER BOX WITH FUSE HOLDER SURGE PROTECTION II FOR WALL MOUNTING SWITCH DISCONNECTOR WM4C CURRENT MONITORING | 50
2322 | 2764970000 | SENSOR/ACTUATOR LINE N OF POLES: 21 100 M SHIELDED: NO LED: NO SHEATH MATERIAL: PUR HALOGEN: NO | 0
2323 | 2764960000 | SENSOR/ACTUATOR LINE N OF POLES: 19 500 M SHIELDED: NO LED: NO SHEATH MATERIAL: PUR HALOGEN: NO | 0
2324 | 2764950000 | SENSOR/ACTUATOR LINE N OF POLES: 19 100 M SHIELDED: NO LED: NO SHEATH MATERIAL: PUR HALOGEN: NO | 0
2325 | 2764920000 | BUS LINE N OF POLES: 2 500 M SHIELDED: YES LED: NO SHEATH MATERIAL: PVC HALOGEN: NO YES | 0
2326 | 2764980000 | SENSOR/ACTUATOR LINE N OF POLES: 21 500 M SHIELDED: NO LED: NO SHEATH MATERIAL: PUR HALOGEN: NO | 0
2327 | 2764940000 | SENSOR/ACTUATOR LINE N OF POLES: 11 500 M SHIELDED: NO LED: NO SHEATH MATERIAL: PUR HALOGEN: NO | 0
2328 | 2764890000 | SENSOR/ACTUATOR LINE N OF POLES: 19 100 M SHIELDED: NO LED: NO SHEATH MATERIAL: PUR HALOGEN: NO | 0
2329 | 2764930000 | SENSOR/ACTUATOR LINE N OF POLES: 11 100 M SHIELDED: NO LED: NO SHEATH MATERIAL: PUR HALOGEN: NO | 0
2330 | 2764910000 | BUS LINE N OF POLES: 2 100 M SHIELDED: YES LED: NO SHEATH MATERIAL: PVC HALOGEN: NO YES | 0
2331 | 2764900000 | SENSOR/ACTUATOR LINE N OF POLES: 19 500 M SHIELDED: NO LED: NO SHEATH MATERIAL: PUR HALOGEN: NO | 0
2332 | 2762870000 | INSTALLATION CABLE CAT.5 (ISO/IEC 11801) / CAT.5E (TIA T568-B) 500 M | 347
2333 | 7789763080 | PRE-ASSEMBLED CABLE PAC PRE-ASSEMBLED CABLE CABLE LIYCY 0.25 MM² | 2
2334 | 2764770000 | TORSION CABLE CAT.5 (ISO/IEC 11801) / CAT.5E (TIA T568-B) PUR 100 M | 453
2335 | 2763430000 | INSTALLATION CABLE PROFINET CAT.5 (ISO/IEC 11801) / CAT.5E (TIA T568-B) PVC 500 M | 347
2336 | 2763440000 | INSTALLATION CABLE CAT.5 (ISO/IEC 11801) / CAT.5E (TIA T568-B) PVC 500 M | 347
2337 | 2763450000 | DRAGLINE CABLE PROFINET CAT.5 (ISO/IEC 11801) / CAT.5E (TIA T568-B) PUR 500 M | 8
2338 | 2763460000 | SYSTEM CABLE CAT.5 (ISO/IEC 11801) / CAT.5E (TIA T568-B) PVC 500 M | 336
2339 | 2763470000 | SYSTEM CABLE CAT.5 (ISO/IEC 11801) / CAT.5E (TIA T568-B) PVC 500 MM | 336
2340 | 2763500000 | SYSTEM CABLE CAT.5 (ISO/IEC 11801) / CAT.5E (TIA T568-B) PUR 500 M | 336
2341 | 2763510000 | SYSTEM CABLE CAT.5 (ISO/IEC 11801) / CAT.5E (TIA T568-B) PVC 500 M | 336
2342 | 2763520000 | TORSION CABLE CAT.5 (ISO/IEC 11801) / CAT.5E (TIA T568-B) PUR 500 M | 8
2343 | 2763480000 | DRAGLINE CABLE CAT.5 (ISO/IEC 11801) / CAT.5E (TIA T568-B) PUR 500 M | 8
2344 | 2763540000 | INSTALLATION CABLE CAT.7 (ISO/IEC 11801) PVC 500 M | 347
2345 | 2763550000 | SYSTEM CABLE CAT.7 (ISO/IEC 11801) PUR 500 M | 336
2346 | 2763530000 | INSTALLATION CABLE CAT.7 (ISO/IEC 11801) PUR 500 M | 347
2347 | 2763660000 | SYSTEM CABLE CAT.5 (ISO/IEC 11801) / CAT.5E (TIA T568-B) PVC 100 M | 336
2348 | 2762070000 | OMNIMATE DATA - USB JACK N OF POLES: 4 | 812
2349 | 2763640000 | DRAGLINE CABLE 980 ΜM PUR | 751
2350 | 2784180000 | HEAVY-DUTY CONNECTORS CRIMP CONTACT FEMALE CONDUCTOR CROSS-SECTION MAX.: 0.3 | 56
2351 | 2784190000 | HEAVY-DUTY CONNECTORS CRIMP CONTACT MALE CONDUCTOR CROSS-SECTION MAX.: 0.3 | 56
2352 | 2784140000 | HEAVY-DUTY CONNECTORS CRIMP CONTACT MALE CONDUCTOR CROSS-SECTION MAX.: 0.3 | 56
2353 | 2784130000 | HEAVY-DUTY CONNECTORS CRIMP CONTACT FEMALE CONDUCTOR CROSS-SECTION MAX.: 0.3 | 56
2354 | 2789950000 | PCB PLUG-IN CONNECTOR FEMALE PLUG 5.08 MM N OF POLES: 19 180° TOP CONNECTION CLAMPING RANGE MAX. : 2.5 MM² BOX | 1
2355 | 2790390000 | PCB PLUG-IN CONNECTOR FEMALE PLUG PITCH IN MM (P): 5.00 MM N OF POLES: 2 BOX | 352
2356 | 2790400000 | PCB PLUG-IN CONNECTOR FEMALE PLUG PITCH IN MM (P): 5.00 MM N OF POLES: 3 BOX | 1
2357 | 2790420000 | PCB PLUG-IN CONNECTOR FEMALE PLUG PITCH IN MM (P): 5.00 MM N OF POLES: 5 BOX | 1
2358 | 2790430000 | PCB PLUG-IN CONNECTOR FEMALE PLUG PITCH IN MM (P): 5.00 MM N OF POLES: 6 BOX | 352
2359 | 2790450000 | PCB PLUG-IN CONNECTOR FEMALE PLUG PITCH IN MM (P): 5.00 MM N OF POLES: 3 BOX | 1
2360 | 2790460000 | PCB PLUG-IN CONNECTOR FEMALE PLUG PITCH IN MM (P): 5.00 MM N OF POLES: 4 BOX | 352
2361 | 2790470000 | PCB PLUG-IN CONNECTOR FEMALE PLUG PITCH IN MM (P): 5.00 MM N OF POLES: 5 BOX | 1
2362 | 2790480000 | PCB PLUG-IN CONNECTOR FEMALE PLUG PITCH IN MM (P): 5.00 MM N OF POLES: 6 BOX | 352
2363 | 2750100000 | SCREWDRIVER BLADE WIDTH (B): 3.5 MM BLADE LENGTH: 100 MM BLADE THICKNESS (A): 0.6 MM | 48
2364 | 2749990000 | SCREWDRIVER | 156
2365 | 2749980000 | SCREWDRIVER | 156
2366 | 2749890000 | SCREWDRIVER BLADE LENGTH: 80 MM | 118
2367 | 2749900000 | SCREWDRIVER BLADE LENGTH: 100 MM | 118
2368 | 2749930000 | SCREWDRIVER BLADE LENGTH: 100 MM | 118
2369 | 2749920000 | SCREWDRIVER BLADE LENGTH: 80 MM | 118
2370 | 2749880000 | SCREWDRIVER BLADE LENGTH: 60 MM | 118
2371 | 2750020000 | MOUNTING TOOL BLADE LENGTH: 80 MM | 311
2372 | 2750030000 | MOUNTING TOOL BLADE LENGTH: 100 MM | 311
2373 | 2749670000 | MOUNTING TOOL BLADE LENGTH: 80 MM | 311
2374 | 2749770000 | MOUNTING TOOL | 128
2375 | 2749840000 | SCREWDRIVER BLADE WIDTH (B): 4.5 MM BLADE LENGTH: 175 MM BLADE THICKNESS (A): 1 MM | 48
2376 | 2749690000 | MOUNTING TOOL BLADE LENGTH: 100 MM | 311
2377 | 2749630000 | MOUNTING TOOL BLADE WIDTH (B): 5.5 MM BLADE LENGTH: 125 MM BLADE THICKNESS (A): 1 MM | 303
2378 | 2749640000 | MOUNTING TOOL BLADE WIDTH (B): 6.5 MM BLADE LENGTH: 150 MM BLADE THICKNESS (A): 1.2 MM | 303
2379 | 2749440000 | SCREWDRIVER BLADE LENGTH: 80 MM | 118
2380 | 2749400000 | SCREWDRIVER BLADE LENGTH: 60 MM | 118
2381 | 2749410000 | SCREWDRIVER BLADE LENGTH: 80 MM | 118
2382 | 2749360000 | SCREWDRIVER BLADE WIDTH (B): 4 MM BLADE LENGTH: 100 MM BLADE THICKNESS (A): 0.8 MM | 48
2383 | 2749370000 | SCREWDRIVER BLADE WIDTH (B): 4.5 MM BLADE LENGTH: 125 MM BLADE THICKNESS (A): 0.8 MM | 48
2384 | 2749450000 | SCREWDRIVER BLADE LENGTH: 100 MM | 118
2385 | 2749560000 | SCREWDRIVER BLADE WIDTH (B): 3 MM BLADE LENGTH: 70 MM BLADE THICKNESS (A): 0.6 MM | 48
2386 | 2749430000 | SCREWDRIVER BLADE LENGTH: 150 MM | 118
2387 | 2749260000 | SCREWDRIVER BLADE WIDTH (B): 2 MM BLADE LENGTH: 60 MM BLADE THICKNESS (A): 0.4 MM | 48
2388 | 2749580000 | MOUNTING TOOL | 128
2389 | 2749350000 | SCREWDRIVER BLADE WIDTH (B): 3.5 MM BLADE LENGTH: 200 MM BLADE THICKNESS (A): 0.6 MM | 48
2390 | 2749220000 | SCREWDRIVER SET | 274
2391 | 2748110000 | MOUNTING TOOL | 128
2392 | 2789910000 | UPS CONTROL UNIT | 276
2393 | 2748200000 | MOUNTING TOOL | 128
2394 | 2749100000 | SCREWDRIVER INSERT BLADE WIDTH (B): 3.5 MM BLADE LENGTH: 70 MM BLADE THICKNESS (A): 0.6 MM | 48
2395 | 2749020000 | SCREWDRIVER INSERT | 147
2396 | 2749110000 | MOUNTING TOOL | 128
2397 | 2749060000 | SCREWDRIVER INSERT BLADE WIDTH (B): 4.5 MM BLADE LENGTH: 110 MM BLADE THICKNESS (A): 0.6 MM | 48
2398 | 2749050000 | SCREWDRIVER INSERT BLADE WIDTH (B): 3.5 MM BLADE LENGTH: 110 MM BLADE THICKNESS (A): 0.6 MM | 48
2399 | 2749090000 | SCREWDRIVER INSERT BLADE WIDTH (B): 6.5 MM BLADE LENGTH: 110 MM BLADE THICKNESS (A): 1.2 MM | 48
2400 | 2749080000 | SCREWDRIVER INSERT BLADE WIDTH (B): 5.5 MM BLADE LENGTH: 110 MM BLADE THICKNESS (A): 1 MM | 48
2401 | 2749070000 | SCREWDRIVER INSERT BLADE WIDTH (B): 4 MM BLADE LENGTH: 110 MM BLADE THICKNESS (A): 0.8 MM | 48
2402 | 2749040000 | SCREWDRIVER INSERT BLADE WIDTH (B): 3 MM BLADE LENGTH: 110 MM BLADE THICKNESS (A): 0.5 MM | 48
2403 | 2748970000 | SCREWDRIVER INSERT BLADE LENGTH: 70 MM BLADE SIZE CROSSHEAD: 2 | 293
2404 | 2748960000 | SCREWDRIVER INSERT BLADE LENGTH: 70 MM BLADE SIZE CROSSHEAD: 1 | 293
2405 | 2749010000 | SCREWDRIVER INSERT | 147
2406 | 2748980000 | SCREWDRIVER INSERT BLADE LENGTH: 70 MM BLADE SIZE CROSSHEAD: 1 | 293
2407 | 2749000000 | SCREWDRIVER INSERT | 147
2408 | 2748990000 | SCREWDRIVER INSERT BLADE LENGTH: 70 MM BLADE SIZE CROSSHEAD: 2 | 293
2409 | 2749910000 | SCREWDRIVER BLADE LENGTH: 150 MM | 118
2410 | 2749390000 | SCREWDRIVER BLADE WIDTH (B): 6.5 MM BLADE LENGTH: 150 MM BLADE THICKNESS (A): 1.2 MM | 48
2411 | 7760054360 | ANALOGUE SIGNAL CONVERTER INPUT: AC/DC VOLTAGE OUTPUT: 4 - 20 MA | 723
2412 | 2783280000 | PHOTOVOLTAICS FUSE FUSE CARTRIDGE 1000 V 10X38 GPV 20 A | 127
2413 | 2783250000 | PHOTOVOLTAICS FUSE FUSE CARTRIDGE 1000 V 10X38 GPV 15 A | 127
2414 | 2783260000 | PHOTOVOLTAICS FUSE FUSE CARTRIDGE 1000 V 10X38 GPV 16 A | 127
2415 | 2783240000 | PHOTOVOLTAICS FUSE FUSE CARTRIDGE 1000 V 10X38 GPV 12 A | 127
2416 | 2783230000 | PHOTOVOLTAICS FUSE FUSE CARTRIDGE 1000 V 10X38 GPV 10 A | 127
2417 | 2783190000 | PHOTOVOLTAICS FUSE FUSE CARTRIDGE 1000 V 10X38 GPV 4 A | 127
2418 | 2783220000 | PHOTOVOLTAICS FUSE FUSE CARTRIDGE 1000 V 10X38 GPV 8 A | 127
2419 | 2783200000 | PHOTOVOLTAICS FUSE FUSE CARTRIDGE 1000 V 10X38 GPV 5 A | 127
2420 | 2783210000 | PHOTOVOLTAICS FUSE FUSE CARTRIDGE 1000 V 10X38 GPV 6 A | 127
2421 | 2783170000 | PHOTOVOLTAICS FUSE FUSE CARTRIDGE 1000 V 10X38 GPV 2 A | 127
2422 | 2783160000 | PHOTOVOLTAICS FUSE FUSE CARTRIDGE 1000 V 10X38 GPV 1 A | 127
2423 | 2783180000 | PHOTOVOLTAICS FUSE FUSE CARTRIDGE 1000 V 10X38 GPV 3 A | 127
2424 | 2782950000 | HEAVY-DUTY CONNECTORS ACCESSORIES GRIP PANEL | 187
2425 | 2759090000 | SAFESERIES RELAY MODULE WITH POSITIVELY DRIVEN CONTACTS 2 NC AND 4 NO CONTACTS FORCIBILY GUIDED (EN 61810-3 TYPE A) AGSNO GOLD-PLATED RATED CONTROL VOLTAGE: 24 V DC CONTINUOUS CURRENT: 6 A SCREW CONNECTION TEST BUTTON AVAILABLE: NO | 3
2426 | 2759080000 | SAFESERIES RELAY MODULE WITH POSITIVELY DRIVEN CONTACTS 2 NC AND 2 NO CONTACTS FORCIBILY GUIDED (EN 61810-3 TYPE A) AGSNO GOLD-PLATED RATED CONTROL VOLTAGE: 24 V DC CONTINUOUS CURRENT: 6 A SCREW CONNECTION TEST BUTTON AVAILABLE: NO | 3
2427 | 2759070000 | SAFESERIES RELAY MODULE WITH POSITIVELY DRIVEN CONTACTS 1 NC AND 3 NO CONTACTS FORCIBILY GUIDED (EN 61810-3 TYPE A) AGSNO GOLD-PLATED RATED CONTROL VOLTAGE: 24 V DC CONTINUOUS CURRENT: 6 A SCREW CONNECTION TEST BUTTON AVAILABLE: NO | 3
2428 | 2759100000 | SAFESERIES RELAY MODULE WITH POSITIVELY DRIVEN CONTACTS 3 NC AND 3 NO CONTACTS FORCIBILY GUIDED (EN 61810-3 TYPE A) AGSNO GOLD-PLATED RATED CONTROL VOLTAGE: 24 V DC CONTINUOUS CURRENT: 6 A SCREW CONNECTION TEST BUTTON AVAILABLE: NO | 3
2429 | 2765160000 | D-SERIES DRL RELAY N OF CONTACTS: 2 CO CONTACT AGSNO RATED CONTROL VOLTAGE: 24 V DC CONTINUOUS CURRENT: 10 A FLAT BLADE CONNECTIONS (4.8 MM X 0.5 MM) TEST BUTTON AVAILABLE: NO | 3
2430 | 2765270000 | D-SERIES DRL RELAY N OF CONTACTS: 4 CO CONTACT AGSNO RATED CONTROL VOLTAGE: 24 V DC CONTINUOUS CURRENT: 10 A FLAT BLADE CONNECTIONS (4.8 MM X 0.5 MM) TEST BUTTON AVAILABLE: NO | 3
2431 | 7789683060 | PRE-ASSEMBLED CABLE PAC CABLE LIYY 0.25 MM² | 2
2432 | 1021710140 | SENSOR/ACTUATOR LINE CONNECTING LINE M12 / M12 N OF POLES : 3 1.4 M SHIELDED: NO LED: NO SHEATH MATERIAL: PUR HALOGEN: NO | 0
2433 | 1021710160 | SENSOR/ACTUATOR LINE CONNECTING LINE M12 / M12 N OF POLES : 3 1.6 M SHIELDED: NO LED: NO SHEATH MATERIAL: PUR HALOGEN: NO | 0
2434 | 1021710830 | SENSOR/ACTUATOR LINE CONNECTING LINE M12 / M12 N OF POLES : 3 8.3 M SHIELDED: NO LED: NO SHEATH MATERIAL: PUR HALOGEN: NO | 0
2435 | 1021771500 | SENSOR/ACTUATOR LINE ONE END WITHOUT CONNECTOR M12 N OF POLES : 4 15 M SHIELDED: NO LED: NO SHEATH MATERIAL: PUR HALOGEN: NO | 0
2436 | 1021772000 | SENSOR/ACTUATOR LINE ONE END WITHOUT CONNECTOR M12 N OF POLES : 4 20 M SHIELDED: NO LED: NO SHEATH MATERIAL: PUR HALOGEN: NO | 0
2437 | 1025950025 | DRAGLINE CABLE PROFINET M12 D-CODE ? IP 67 STRAIGHT PIN M12 D-CODE ? IP 67 STRAIGHT PIN CAT.5 (ISO/IEC 11801) / CAT.5E (TIA T568-B) PUR 2.5 M | 8
2438 | 1025950060 | DRAGLINE CABLE PROFINET M12 D-CODE ? IP 67 STRAIGHT PIN M12 D-CODE ? IP 67 STRAIGHT PIN CAT.5 (ISO/IEC 11801) / CAT.5E (TIA T568-B) PUR 6 M | 8
2439 | 1025950090 | DRAGLINE CABLE PROFINET M12 D-CODE ? IP 67 STRAIGHT PIN M12 D-CODE ? IP 67 STRAIGHT PIN CAT.5 (ISO/IEC 11801) / CAT.5E (TIA T568-B) PUR 9 M | 8
2440 | 1057840100 | SENSOR/ACTUATOR LINE CONNECTING LINE M12 / M12 N OF POLES : 4 1 M SHIELDED: NO LED: NO SHEATH MATERIAL: PUR HALOGEN: NO | 0
2441 | 1058500040 | SENSOR/ACTUATOR LINE CONNECTING LINE M12 / M12 N OF POLES : 4 0.4 M SHIELDED: YES LED: NO SHEATH MATERIAL: PUR HALOGEN: NO | 0
2442 | 1058500140 | SENSOR/ACTUATOR LINE CONNECTING LINE M12 / M12 N OF POLES : 4 1.4 M SHIELDED: YES LED: NO SHEATH MATERIAL: PUR HALOGEN: NO | 0
2443 | 1058500360 | SENSOR/ACTUATOR LINE CONNECTING LINE M12 / M12 N OF POLES : 4 3.6 M SHIELDED: YES LED: NO SHEATH MATERIAL: PUR HALOGEN: NO | 0
2444 | 1058500450 | SENSOR/ACTUATOR LINE CONNECTING LINE M12 / M12 N OF POLES : 4 4.5 M SHIELDED: YES LED: NO SHEATH MATERIAL: PUR HALOGEN: NO | 0
2445 | 1058500550 | SENSOR/ACTUATOR LINE CONNECTING LINE M12 / M12 N OF POLES : 4 5.5 M SHIELDED: YES LED: NO SHEATH MATERIAL: PUR HALOGEN: NO | 0
2446 | 1058500720 | SENSOR/ACTUATOR LINE CONNECTING LINE M12 / M12 N OF POLES : 4 7.2 M SHIELDED: YES LED: NO SHEATH MATERIAL: PUR HALOGEN: NO | 0
2447 | 1058500800 | SENSOR/ACTUATOR LINE CONNECTING LINE M12 / M12 N OF POLES : 4 8 M SHIELDED: YES LED: NO SHEATH MATERIAL: PUR HALOGEN: NO | 0
2448 | 1058500820 | SENSOR/ACTUATOR LINE CONNECTING LINE M12 / M12 N OF POLES : 4 8.2 M SHIELDED: YES LED: NO SHEATH MATERIAL: PUR HALOGEN: NO | 0
2449 | 1058510060 | SENSOR/ACTUATOR LINE CONNECTING LINE M12 / M12 N OF POLES : 5 0.6 M SHIELDED: YES LED: NO SHEATH MATERIAL: PUR HALOGEN: NO | 0
2450 | 1058513000 | SENSOR/ACTUATOR LINE CONNECTING LINE M12 / M12 N OF POLES : 5 30 M SHIELDED: YES LED: NO SHEATH MATERIAL: PUR HALOGEN: NO | 0
2451 | 1061900400 | SENSOR/ACTUATOR LINE ONE END WITHOUT CONNECTOR M12 N OF POLES : 4 4 M SHIELDED: NO LED: NO SHEATH MATERIAL: PUR HALOGEN: NO | 0
2452 | 1062181500 | BUS LINE ONE END WITHOUT CONNECTOR M12 N OF POLES: 5 15 M SHIELDED: YES LED: NO SHEATH MATERIAL: PVC HALOGEN: YES | 0
2453 | 1062182000 | BUS LINE ONE END WITHOUT CONNECTOR M12 N OF POLES: 5 20 M SHIELDED: YES LED: NO SHEATH MATERIAL: PVC HALOGEN: YES | 0
2454 | 1201210300 | BUS LINE N OF POLES: 4 PIN STRAIGHT RJ45 SHIELDED: YES SHEATH MATERIAL: PUR HALOGEN: NONE NO | 0
2455 | 1217042000 | BUS LINE CONNECTING LINE M12 / M12 N OF POLES: 5 20 M SHIELDED: YES LED: NO SHEATH MATERIAL: PUR HALOGEN: NO | 0
2456 | 1234750030 | SYSTEM CABLE M12 D-CODE ? FLANGE RJ45 IP 20 3 M | 471
2457 | 1244130025 | SYSTEM CABLE M12 D-CODE ? FLANGE M12 D-CODE ? PIN STRAIGHT 2.5 M | 223
2458 | 1244130031 | SYSTEM CABLE M12 D-CODE ? FLANGE M12 D-CODE ? PIN STRAIGHT 3.1 M | 223
2459 | 1244130041 | SYSTEM CABLE M12 D-CODE ? FLANGE M12 D-CODE ? PIN STRAIGHT 4.1 M | 223
2460 | 1244130047 | SYSTEM CABLE M12 D-CODE ? FLANGE M12 D-CODE ? PIN STRAIGHT 4.7 M | 223
2461 | 1244130060 | SYSTEM CABLE M12 D-CODE ? FLANGE M12 D-CODE ? PIN STRAIGHT 6 M | 223
2462 | 1244130070 | SYSTEM CABLE M12 D-CODE ? FLANGE M12 D-CODE ? PIN STRAIGHT 7 M | 223
2463 | 1279463000 | SENSOR/ACTUATOR LINE CONNECTING LINE M12 / M12 N OF POLES : 8 30 M SHIELDED: YES LED: NO SHEATH MATERIAL: PUR HALOGEN: NO | 0
2464 | 1405060060 | PRE-ASSEMBLED CABLE PAC | 37
2465 | 1405060080 | PRE-ASSEMBLED CABLE PAC | 37
2466 | 1405060100 | PRE-ASSEMBLED CABLE PAC | 37
2467 | 1434230000 | REPLACEMENT PART | 29
2468 | 1463650003 | SYSTEM CABLE OPEN M12 X-TYPE IP 67 STRAIGHT MALE CAT.6A / CLASS EA (ISO/IEC 11801 2010) PUR 0.3 M | 17
2469 | 1463650060 | SYSTEM CABLE OPEN M12 X-TYPE IP 67 STRAIGHT MALE CAT.6A / CLASS EA (ISO/IEC 11801 2010) PUR 6 M | 17
2470 | 1466230010 | PRE-ASSEMBLED CABLE PAC CABLE LIYY 0.25 MM² | 2
2471 | 1489180010 | CABLE LIYY 0.25 MM² | 157
2472 | 1489210010 | CABLE LIYY 0.25 MM² | 157
2473 | 1489320010 | CABLE LIYY 0.25 MM² | 157
2474 | 1506210000 | SIGNAL CONVERTER/ISOLATOR HART® INPUT : 2 X 0(4) - 20 MA OUTPUT : 0(4)-20 MA VOLTAGE SUPPLY ALSO VIA CH20M RAIL BUS | 154
2475 | 1507700000 | PLUGS PREFABRICATED TO CUSTOMER SPEC. M12 PIN STRAIGHT | 46
2476 | 2539380000 | CONDUCTOR AND CABLE MARKERS 55 X 55 MM | 427
2477 | 2539390000 | CONDUCTOR AND CABLE MARKERS 58 X 55 MM | 427
2478 | 2539400000 | CONDUCTOR AND CABLE MARKERS | 577
2479 | 2540860000 | SUPPLY VOLTAGE : 24 V | 231
2480 | 2540870000 | SUPPLY VOLTAGE : 230 V | 180
2481 | 2540880000 | SUPPLY VOLTAGE : 24 V | 231
2482 | 2540890000 | SUPPLY VOLTAGE : 230 V | 180
2483 | 2540900000 | SUPPLY VOLTAGE : 24 V | 231
2484 | 2540910000 | SUPPLY VOLTAGE : 230 V | 180
2485 | 2544050000 | HDC ENCLOSURES SIZE: 8 PROTECTION DEGREE: IP65 (IN PLUGGED CONDITION) CABLE ENTRY FROM SIDE PLUG HOUSING SIDE-LOCKING CLAMP ON LOWER SIDE HIGH SIZE OF CABLE ENTRIES: M 40 | 4
2486 | 2544660000 | REMOTE I/O MODULE IP20 4-CHANNEL ANALOG SIGNALS INPUT CURRENT/VOLTAGE 16 BIT | 85
2487 | 2545540000 | FIELDPOWER® FIELD POWER® SEALING INSERT IP65 | 532
2488 | 2545550000 | FIELDPOWER® FIELD POWER® SEALING INSERT IP65 | 532
2489 | 2548900000 | POWER MODULE | 63
2490 | 2549260000 | POWER MODULE | 63
2491 | 2555170400 | SENSOR/ACTUATOR LINE M12 N OF POLES : 12 4 M SHIELDED: YES LED: NO SHEATH MATERIAL: PUR HALOGEN: NO | 0
2492 | 2555340000 | HEAVY-DUTY CONNECTORS ACCESSORIES SET OF FIXINGS | 604
2493 | 2556010000 | PRIMARY CURRENT: 64 A SECONDARY CURRENT MAX.: 1 A LOAD: 0.5 VA TOLERANCE CLASS: 1 CLOSED CURRENT TRANSFORMER | 21
2494 | 2556030000 | PRIMARY CURRENT: 50 A SECONDARY CURRENT MAX.: 1 A LOAD: 0.4 VA TOLERANCE CLASS: 1 CLOSED CURRENT TRANSFORMER | 21
2495 | 2556580000 | BUS LINE CONNECTING LINE M12 N OF POLES: 4 1 M PIN STRAIGHT SHIELDED: YES LED: NO SHEATH MATERIAL: PUR HALOGEN: NO | 0
2496 | 2558310000 | ESG DEVICE MARKERS X 15 MM PA 66 COLOUR: TO CUSTOMER SPECIFICATION | 126
2497 | 2558360000 | ESG DEVICE MARKERS X 20 MM PA 66 COLOUR: | 196
2498 | 2562730000 | W-SERIES FUSE TERMINAL RATED CROSS-SECTION: 6 MM² | 364
2499 | 2562740000 | W-SERIES FUSE TERMINAL RATED CROSS-SECTION: 6 MM² SCREW CONNECTION | 9
2500 | 2562750000 | W-SERIES FUSE TERMINAL RATED CROSS-SECTION: 6 MM² SCREW CONNECTION | 9
2501 | 2562760000 | W-SERIES FUSE TERMINAL RATED CROSS-SECTION: 6 MM² SCREW CONNECTION | 9
2502 | 2563810005 | PATCH CABLE RJ45 IP 20 RJ45 IP 20 CAT.6A / CLASS EA (ISO/IEC 11801 2010) LSZH 0.5 M | 10
2503 | 2563810010 | PATCH CABLE RJ45 IP 20 RJ45 IP 20 CAT.6A / CLASS EA (ISO/IEC 11801 2010) LSZH 1 M | 10
2504 | 2563810015 | PATCH CABLE RJ45 IP 20 RJ45 IP 20 CAT.6A / CLASS EA (ISO/IEC 11801 2010) LSZH 1.5 M | 10
2505 | 2563810020 | PATCH CABLE RJ45 IP 20 RJ45 IP 20 CAT.6A / CLASS EA (ISO/IEC 11801 2010) LSZH 2 M | 10
2506 | 2563810030 | PATCH CABLE RJ45 IP 20 RJ45 IP 20 CAT.6A / CLASS EA (ISO/IEC 11801 2010) LSZH 3 M | 10
2507 | 2563810050 | PATCH CABLE RJ45 IP 20 RJ45 IP 20 CAT.6A / CLASS EA (ISO/IEC 11801 2010) LSZH 5 M | 10
2508 | 2563810150 | PATCH CABLE RJ45 IP 20 RJ45 IP 20 CAT.6A / CLASS EA (ISO/IEC 11801 2010) LSZH 15 M | 10
2509 | 2563810300 | PATCH CABLE RJ45 IP 20 RJ45 IP 20 CAT.6A / CLASS EA (ISO/IEC 11801 2010) LSZH 30 M | 10
2510 | 2564950000 | FO PLUG RECONNECTABLE PLUG SCRJ POF IP20 | 627
2511 | 2568980000 | POWER SUPPLY SWITCH-MODE POWER SUPPLY UNIT 24 V | 34
2512 | 2581250000 | FEED-THROUGH TERMINAL PUSH IN 2.5 MM² 800 V 24 A DARK | 12
2513 | 2581730005 | USB CABLE USB A 3.0 USB A 3.0 PVC 0.5 M | 285
2514 | 9457230025 | SENSOR/ACTUATOR LINE CONNECTING LINE M12 / M12 N OF POLES : 3 0.25 M SHIELDED: NO LED: NO SHEATH MATERIAL: PUR HALOGEN: NO | 0
2515 | 9457230035 | SENSOR/ACTUATOR LINE CONNECTING LINE M12 / M12 N OF POLES : 3 0.35 M SHIELDED: NO LED: NO SHEATH MATERIAL: PUR HALOGEN: NO | 0
2516 | 9457230050 | SENSOR/ACTUATOR LINE CONNECTING LINE M12 / M12 N OF POLES : 3 0.5 M SHIELDED: NO LED: NO SHEATH MATERIAL: PUR HALOGEN: NO | 0
2517 | 9457230075 | SENSOR/ACTUATOR LINE CONNECTING LINE M12 / M12 N OF POLES : 3 0.75 M SHIELDED: NO LED: NO SHEATH MATERIAL: PUR HALOGEN: NO | 0
2518 | 9457230180 | SENSOR/ACTUATOR LINE CONNECTING LINE M12 / M12 N OF POLES : 3 1.8 M SHIELDED: NO LED: NO SHEATH MATERIAL: PUR HALOGEN: NO | 0
2519 | 9457230320 | SENSOR/ACTUATOR LINE CONNECTING LINE M12 / M12 N OF POLES : 3 3.2 M SHIELDED: NO LED: NO SHEATH MATERIAL: PUR HALOGEN: NO | 0
2520 | 9457230330 | SENSOR/ACTUATOR LINE CONNECTING LINE M12 / M12 N OF POLES : 3 3.3 M SHIELDED: NO LED: NO SHEATH MATERIAL: PUR HALOGEN: NO | 0
2521 | 9457230360 | SENSOR/ACTUATOR LINE CONNECTING LINE M12 / M12 N OF POLES : 3 3.6 M SHIELDED: NO LED: NO SHEATH MATERIAL: PUR HALOGEN: NO | 0
2522 | 9457230370 | SENSOR/ACTUATOR LINE CONNECTING LINE M12 / M12 N OF POLES : 3 3.7 M SHIELDED: NO LED: NO SHEATH MATERIAL: PUR HALOGEN: NO | 0
2523 | 9457230410 | SENSOR/ACTUATOR LINE CONNECTING LINE M12 / M12 N OF POLES : 3 4.1 M SHIELDED: NO LED: NO SHEATH MATERIAL: PUR HALOGEN: NO | 0
2524 | 9457230420 | SENSOR/ACTUATOR LINE CONNECTING LINE M12 / M12 N OF POLES : 3 4.2 M SHIELDED: NO LED: NO SHEATH MATERIAL: PUR HALOGEN: NO | 0
2525 | 9457230430 | SENSOR/ACTUATOR LINE CONNECTING LINE M12 / M12 N OF POLES : 3 4.3 M SHIELDED: NO LED: NO SHEATH MATERIAL: PUR HALOGEN: NO | 0
2526 | 9457230460 | SENSOR/ACTUATOR LINE CONNECTING LINE M12 / M12 N OF POLES : 3 4.6 M SHIELDED: NO LED: NO SHEATH MATERIAL: PUR HALOGEN: NO | 0
2527 | 9457230470 | SENSOR/ACTUATOR LINE CONNECTING LINE M12 / M12 N OF POLES : 3 4.7 M SHIELDED: NO LED: NO SHEATH MATERIAL: PUR HALOGEN: NO | 0
2528 | 9457230480 | SENSOR/ACTUATOR LINE CONNECTING LINE M12 / M12 N OF POLES : 3 4.8 M SHIELDED: NO LED: NO SHEATH MATERIAL: PUR HALOGEN: NO | 0
2529 | 9457230490 | SENSOR/ACTUATOR LINE CONNECTING LINE M12 / M12 N OF POLES : 3 4.9 M SHIELDED: NO LED: NO SHEATH MATERIAL: PUR HALOGEN: NO | 0
2530 | 9457230520 | SENSOR/ACTUATOR LINE CONNECTING LINE M12 / M12 N OF POLES : 3 5.2 M SHIELDED: NO LED: NO SHEATH MATERIAL: PUR HALOGEN: NO | 0
2531 | 9457230530 | SENSOR/ACTUATOR LINE CONNECTING LINE M12 / M12 N OF POLES : 3 5.3 M SHIELDED: NO LED: NO SHEATH MATERIAL: PUR HALOGEN: NO | 0
2532 | 9457230540 | SENSOR/ACTUATOR LINE CONNECTING LINE M12 / M12 N OF POLES : 3 5.4 M SHIELDED: NO LED: NO SHEATH MATERIAL: PUR HALOGEN: NO | 0
2533 | 9457230560 | SENSOR/ACTUATOR LINE CONNECTING LINE M12 / M12 N OF POLES : 3 5.6 M SHIELDED: NO LED: NO SHEATH MATERIAL: PUR HALOGEN: NO | 0
2534 | 9457230570 | SENSOR/ACTUATOR LINE CONNECTING LINE M12 / M12 N OF POLES : 3 5.7 M SHIELDED: NO LED: NO SHEATH MATERIAL: PUR HALOGEN: NO | 0
2535 | 9457230580 | SENSOR/ACTUATOR LINE CONNECTING LINE M12 / M12 N OF POLES : 3 5.8 M SHIELDED: NO LED: NO SHEATH MATERIAL: PUR HALOGEN: NO | 0
2536 | 9457230590 | SENSOR/ACTUATOR LINE CONNECTING LINE M12 / M12 N OF POLES : 3 5.9 M SHIELDED: NO LED: NO SHEATH MATERIAL: PUR HALOGEN: NO | 0
2537 | 9457230610 | SENSOR/ACTUATOR LINE CONNECTING LINE M12 / M12 N OF POLES : 3 6.1 M SHIELDED: NO LED: NO SHEATH MATERIAL: PUR HALOGEN: NO | 0
2538 | 9457230620 | SENSOR/ACTUATOR LINE CONNECTING LINE M12 / M12 N OF POLES : 3 6.2 M SHIELDED: NO LED: NO SHEATH MATERIAL: PUR HALOGEN: NO | 0
2539 | 9457230630 | SENSOR/ACTUATOR LINE CONNECTING LINE M12 / M12 N OF POLES : 3 6.3 M SHIELDED: NO LED: NO SHEATH MATERIAL: PUR HALOGEN: NO | 0
2540 | 9457230640 | SENSOR/ACTUATOR LINE CONNECTING LINE M12 / M12 N OF POLES : 3 6.4 M SHIELDED: NO LED: NO SHEATH MATERIAL: PUR HALOGEN: NO | 0
2541 | 9457230650 | SENSOR/ACTUATOR LINE CONNECTING LINE M12 / M12 N OF POLES : 3 6.5 M SHIELDED: NO LED: NO SHEATH MATERIAL: PUR HALOGEN: NO | 0
2542 | 9457230670 | SENSOR/ACTUATOR LINE CONNECTING LINE M12 / M12 N OF POLES : 3 6.7 M SHIELDED: NO LED: NO SHEATH MATERIAL: PUR HALOGEN: NO | 0
2543 | 9457230680 | SENSOR/ACTUATOR LINE CONNECTING LINE M12 / M12 N OF POLES : 3 6.8 M SHIELDED: NO LED: NO SHEATH MATERIAL: PUR HALOGEN: NO | 0
2544 | 9457230690 | SENSOR/ACTUATOR LINE CONNECTING LINE M12 / M12 N OF POLES : 3 6.9 M SHIELDED: NO LED: NO SHEATH MATERIAL: PUR HALOGEN: NO | 0
2545 | 9457230710 | SENSOR/ACTUATOR LINE CONNECTING LINE M12 / M12 N OF POLES : 3 7.1 M SHIELDED: NO LED: NO SHEATH MATERIAL: PUR HALOGEN: NO | 0
2546 | 9457230730 | SENSOR/ACTUATOR LINE CONNECTING LINE M12 / M12 N OF POLES : 3 7.3 M SHIELDED: NO LED: NO SHEATH MATERIAL: PUR HALOGEN: NO | 0
2547 | 9457230740 | SENSOR/ACTUATOR LINE CONNECTING LINE M12 / M12 N OF POLES : 3 7.4 M SHIELDED: NO LED: NO SHEATH MATERIAL: PUR HALOGEN: NO | 0
2548 | 9457230770 | SENSOR/ACTUATOR LINE CONNECTING LINE M12 / M12 N OF POLES : 3 7.7 M SHIELDED: NO LED: NO SHEATH MATERIAL: PUR HALOGEN: NO | 0
2549 | 9457230790 | SENSOR/ACTUATOR LINE CONNECTING LINE M12 / M12 N OF POLES : 3 7.9 M SHIELDED: NO LED: NO SHEATH MATERIAL: PUR HALOGEN: NO | 0
2550 | 9457230820 | SENSOR/ACTUATOR LINE CONNECTING LINE M12 / M12 N OF POLES : 3 8.2 M SHIELDED: NO LED: NO SHEATH MATERIAL: PUR HALOGEN: NO | 0
2551 | 9457230840 | SENSOR/ACTUATOR LINE CONNECTING LINE M12 / M12 N OF POLES : 3 8.4 M SHIELDED: NO LED: NO SHEATH MATERIAL: PUR HALOGEN: NO | 0
2552 | 9457230850 | SENSOR/ACTUATOR LINE CONNECTING LINE M12 / M12 N OF POLES : 3 8.5 M SHIELDED: NO LED: NO SHEATH MATERIAL: PUR HALOGEN: NO | 0
2553 | 9457230860 | SENSOR/ACTUATOR LINE CONNECTING LINE M12 / M12 N OF POLES : 3 8.6 M SHIELDED: NO LED: NO SHEATH MATERIAL: PUR HALOGEN: NO | 0
2554 | 9457230870 | SENSOR/ACTUATOR LINE CONNECTING LINE M12 / M12 N OF POLES : 3 8.7 M SHIELDED: NO LED: NO SHEATH MATERIAL: PUR HALOGEN: NO | 0
2555 | 9457230890 | SENSOR/ACTUATOR LINE CONNECTING LINE M12 / M12 N OF POLES : 3 8.9 M SHIELDED: NO LED: NO SHEATH MATERIAL: PUR HALOGEN: NO | 0
2556 | 9457230900 | SENSOR/ACTUATOR LINE CONNECTING LINE M12 / M12 N OF POLES : 3 9 M SHIELDED: NO LED: NO SHEATH MATERIAL: PUR HALOGEN: NO | 0
2557 | 9457230920 | SENSOR/ACTUATOR LINE CONNECTING LINE M12 / M12 N OF POLES : 3 9.2 M SHIELDED: NO LED: NO SHEATH MATERIAL: PUR HALOGEN: NO | 0
2558 | 9457230950 | SENSOR/ACTUATOR LINE CONNECTING LINE M12 / M12 N OF POLES : 3 9.5 M SHIELDED: NO LED: NO SHEATH MATERIAL: PUR HALOGEN: NO | 0
2559 | 9457230960 | SENSOR/ACTUATOR LINE CONNECTING LINE M12 / M12 N OF POLES : 3 9.6 M SHIELDED: NO LED: NO SHEATH MATERIAL: PUR HALOGEN: NO | 0
2560 | 9457230970 | SENSOR/ACTUATOR LINE CONNECTING LINE M12 / M12 N OF POLES : 3 9.7 M SHIELDED: NO LED: NO SHEATH MATERIAL: PUR HALOGEN: NO | 0
2561 | 9457231010 | SENSOR/ACTUATOR LINE CONNECTING LINE M12 / M12 N OF POLES : 3 10.1 M SHIELDED: NO LED: NO SHEATH MATERIAL: PUR HALOGEN: NO | 0
2562 | 9457231020 | SENSOR/ACTUATOR LINE CONNECTING LINE M12 / M12 N OF POLES : 3 10.2 M SHIELDED: NO LED: NO SHEATH MATERIAL: PUR HALOGEN: NO | 0
2563 | 9457231040 | SENSOR/ACTUATOR LINE CONNECTING LINE M12 / M12 N OF POLES : 3 10.4 M SHIELDED: NO LED: NO SHEATH MATERIAL: PUR HALOGEN: NO | 0
2564 | 9457231070 | SENSOR/ACTUATOR LINE CONNECTING LINE M12 / M12 N OF POLES : 3 10.7 M SHIELDED: NO LED: NO SHEATH MATERIAL: PUR HALOGEN: NO | 0
2565 | 9457231120 | SENSOR/ACTUATOR LINE CONNECTING LINE M12 / M12 N OF POLES : 3 11.2 M SHIELDED: NO LED: NO SHEATH MATERIAL: PUR HALOGEN: NO | 0
2566 | 9457231140 | SENSOR/ACTUATOR LINE CONNECTING LINE M12 / M12 N OF POLES : 3 11.4 M SHIELDED: NO LED: NO SHEATH MATERIAL: PUR HALOGEN: NO | 0
2567 | 9457231150 | SENSOR/ACTUATOR LINE CONNECTING LINE M12 / M12 N OF POLES : 3 11.5 M SHIELDED: NO LED: NO SHEATH MATERIAL: PUR HALOGEN: NO | 0
2568 | 9457231170 | SENSOR/ACTUATOR LINE CONNECTING LINE M12 / M12 N OF POLES : 3 11.7 M SHIELDED: NO LED: NO SHEATH MATERIAL: PUR HALOGEN: NO | 0
2569 | 9457231220 | SENSOR/ACTUATOR LINE CONNECTING LINE M12 / M12 N OF POLES : 3 12.2 M SHIELDED: NO LED: NO SHEATH MATERIAL: PUR HALOGEN: NO | 0
2570 | 9457231230 | SENSOR/ACTUATOR LINE CONNECTING LINE M12 / M12 N OF POLES : 3 12.3 M SHIELDED: NO LED: NO SHEATH MATERIAL: PUR HALOGEN: NO | 0
2571 | 9457231240 | SENSOR/ACTUATOR LINE CONNECTING LINE M12 / M12 N OF POLES : 3 12.4 M SHIELDED: NO LED: NO SHEATH MATERIAL: PUR HALOGEN: NO | 0
2572 | 9457231300 | SENSOR/ACTUATOR LINE CONNECTING LINE M12 / M12 N OF POLES : 3 13 M SHIELDED: NO LED: NO SHEATH MATERIAL: PUR HALOGEN: NO | 0
2573 | 9457231350 | SENSOR/ACTUATOR LINE CONNECTING LINE M12 / M12 N OF POLES : 3 13.5 M SHIELDED: NO LED: NO SHEATH MATERIAL: PUR HALOGEN: NO | 0
2574 | 9457231450 | SENSOR/ACTUATOR LINE CONNECTING LINE M12 / M12 N OF POLES : 3 14.5 M SHIELDED: NO LED: NO SHEATH MATERIAL: PUR HALOGEN: NO | 0
2575 | 9457340330 | SENSOR/ACTUATOR LINE CONNECTING LINE M12 / M12 N OF POLES : 5 3.3 M SHIELDED: NO LED: NO SHEATH MATERIAL: PUR HALOGEN: NO | 0
2576 | 9457340340 | SENSOR/ACTUATOR LINE CONNECTING LINE M12 / M12 N OF POLES : 5 3.4 M SHIELDED: NO LED: NO SHEATH MATERIAL: PUR HALOGEN: NO | 0
2577 | 9457340460 | SENSOR/ACTUATOR LINE CONNECTING LINE M12 / M12 N OF POLES : 5 4.6 M SHIELDED: NO LED: NO SHEATH MATERIAL: PUR HALOGEN: NO | 0
2578 | 9457340520 | SENSOR/ACTUATOR LINE CONNECTING LINE M12 / M12 N OF POLES : 5 5.2 M SHIELDED: NO LED: NO SHEATH MATERIAL: PUR HALOGEN: NO | 0
2579 | 9457340620 | SENSOR/ACTUATOR LINE CONNECTING LINE M12 / M12 N OF POLES : 5 6.2 M SHIELDED: NO LED: NO SHEATH MATERIAL: PUR HALOGEN: NO | 0
2580 | 9457340650 | SENSOR/ACTUATOR LINE CONNECTING LINE M12 / M12 N OF POLES : 5 6.5 M SHIELDED: NO LED: NO SHEATH MATERIAL: PUR HALOGEN: NO | 0
2581 | 9457340800 | SENSOR/ACTUATOR LINE CONNECTING LINE M12 / M12 N OF POLES : 5 8 M SHIELDED: NO LED: NO SHEATH MATERIAL: PUR HALOGEN: NO | 0
2582 | 9457340900 | SENSOR/ACTUATOR LINE CONNECTING LINE M12 / M12 N OF POLES : 5 9 M SHIELDED: NO LED: NO SHEATH MATERIAL: PUR HALOGEN: NO | 0
2583 | 9457340920 | SENSOR/ACTUATOR LINE CONNECTING LINE M12 / M12 N OF POLES : 5 9.2 M SHIELDED: NO LED: NO SHEATH MATERIAL: PUR HALOGEN: NO | 0
2584 | 9457390160 | SENSOR/ACTUATOR LINE CONNECTING LINE M12 / M12 N OF POLES : 3 1.6 M SHIELDED: NO LED: NO SHEATH MATERIAL: PUR HALOGEN: NO | 0
2585 | 9457390340 | SENSOR/ACTUATOR LINE CONNECTING LINE M12 / M12 N OF POLES : 3 3.4 M SHIELDED: NO LED: NO SHEATH MATERIAL: PUR HALOGEN: NO | 0
2586 | 9457390480 | SENSOR/ACTUATOR LINE CONNECTING LINE M12 / M12 N OF POLES : 3 4.8 M SHIELDED: NO LED: NO SHEATH MATERIAL: PUR HALOGEN: NO | 0
2587 | 9457390510 | SENSOR/ACTUATOR LINE CONNECTING LINE M12 / M12 N OF POLES : 3 5.1 M SHIELDED: NO LED: NO SHEATH MATERIAL: PUR HALOGEN: NO | 0
2588 | 9457390560 | SENSOR/ACTUATOR LINE CONNECTING LINE M12 / M12 N OF POLES : 3 5.6 M SHIELDED: NO LED: NO SHEATH MATERIAL: PUR HALOGEN: NO | 0
2589 | 9457390660 | SENSOR/ACTUATOR LINE CONNECTING LINE M12 / M12 N OF POLES : 3 6.6 M SHIELDED: NO LED: NO SHEATH MATERIAL: PUR HALOGEN: NO | 0
2590 | 9457390680 | SENSOR/ACTUATOR LINE CONNECTING LINE M12 / M12 N OF POLES : 3 6.8 M SHIELDED: NO LED: NO SHEATH MATERIAL: PUR HALOGEN: NO | 0
2591 | 9457390710 | SENSOR/ACTUATOR LINE CONNECTING LINE M12 / M12 N OF POLES : 3 7.1 M SHIELDED: NO LED: NO SHEATH MATERIAL: PUR HALOGEN: NO | 0
2592 | 9457390720 | SENSOR/ACTUATOR LINE CONNECTING LINE M12 / M12 N OF POLES : 3 7.2 M SHIELDED: NO LED: NO SHEATH MATERIAL: PUR HALOGEN: NO | 0
2593 | 9457390770 | SENSOR/ACTUATOR LINE CONNECTING LINE M12 / M12 N OF POLES : 3 7.7 M SHIELDED: NO LED: NO SHEATH MATERIAL: PUR HALOGEN: NO | 0
2594 | 9457390780 | SENSOR/ACTUATOR LINE CONNECTING LINE M12 / M12 N OF POLES : 3 7.8 M SHIELDED: NO LED: NO SHEATH MATERIAL: PUR HALOGEN: NO | 0
2595 | 9457390860 | SENSOR/ACTUATOR LINE CONNECTING LINE M12 / M12 N OF POLES : 3 8.6 M SHIELDED: NO LED: NO SHEATH MATERIAL: PUR HALOGEN: NO | 0
2596 | 9457390870 | SENSOR/ACTUATOR LINE CONNECTING LINE M12 / M12 N OF POLES : 3 8.7 M SHIELDED: NO LED: NO SHEATH MATERIAL: PUR HALOGEN: NO | 0
2597 | 9457390880 | SENSOR/ACTUATOR LINE CONNECTING LINE M12 / M12 N OF POLES : 3 8.8 M SHIELDED: NO LED: NO SHEATH MATERIAL: PUR HALOGEN: NO | 0
2598 | 9457390930 | SENSOR/ACTUATOR LINE CONNECTING LINE M12 / M12 N OF POLES : 3 9.3 M SHIELDED: NO LED: NO SHEATH MATERIAL: PUR HALOGEN: NO | 0
2599 | 9457390940 | SENSOR/ACTUATOR LINE CONNECTING LINE M12 / M12 N OF POLES : 3 9.4 M SHIELDED: NO LED: NO SHEATH MATERIAL: PUR HALOGEN: NO | 0
2600 | 9457391020 | SENSOR/ACTUATOR LINE CONNECTING LINE M12 / M12 N OF POLES : 3 10.2 M SHIELDED: NO LED: NO SHEATH MATERIAL: PUR HALOGEN: NO | 0
2601 | 9457391050 | SENSOR/ACTUATOR LINE CONNECTING LINE M12 / M12 N OF POLES : 3 10.5 M SHIELDED: NO LED: NO SHEATH MATERIAL: PUR HALOGEN: NO | 0
2602 | 9457391060 | SENSOR/ACTUATOR LINE CONNECTING LINE M12 / M12 N OF POLES : 3 10.6 M SHIELDED: NO LED: NO SHEATH MATERIAL: PUR HALOGEN: NO | 0
2603 | 9457391150 | SENSOR/ACTUATOR LINE CONNECTING LINE M12 / M12 N OF POLES : 3 11.5 M SHIELDED: NO LED: NO SHEATH MATERIAL: PUR HALOGEN: NO | 0
2604 | 9457391160 | SENSOR/ACTUATOR LINE CONNECTING LINE M12 / M12 N OF POLES : 3 11.6 M SHIELDED: NO LED: NO SHEATH MATERIAL: PUR HALOGEN: NO | 0
2605 | 9457391200 | SENSOR/ACTUATOR LINE CONNECTING LINE M12 / M12 N OF POLES : 3 12 M SHIELDED: NO LED: NO SHEATH MATERIAL: PUR HALOGEN: NO | 0
2606 | 9457391300 | SENSOR/ACTUATOR LINE CONNECTING LINE M12 / M12 N OF POLES : 3 13 M SHIELDED: NO LED: NO SHEATH MATERIAL: PUR HALOGEN: NO | 0
2607 | 9457460030 | SENSOR/ACTUATOR LINE ONE END WITHOUT CONNECTOR M8 N OF POLES : 3 0.3 M SHIELDED: NO LED: YES SHEATH MATERIAL: PUR HALOGEN: NO | 0
2608 | 9457711500 | VALVE PLUG ONE END WITHOUT CONNECTOR - VALVE PLUG | 49
2609 | 9457712500 | VALVE PLUG ONE END WITHOUT CONNECTOR - VALVE PLUG | 49
2610 | 9457730400 | SENSOR/ACTUATOR LINE ONE END WITHOUT CONNECTOR M12 N OF POLES : 4 4 M SHIELDED: NO LED: NO SHEATH MATERIAL: PUR HALOGEN: NO | 0
2611 | 9457731250 | SENSOR/ACTUATOR LINE ONE END WITHOUT CONNECTOR M12 N OF POLES : 4 12.5 M SHIELDED: NO LED: NO SHEATH MATERIAL: PUR HALOGEN: NO | 0
2612 | 9457733500 | SENSOR/ACTUATOR LINE ONE END WITHOUT CONNECTOR M12 N OF POLES : 4 35 M SHIELDED: NO LED: NO SHEATH MATERIAL: PUR HALOGEN: NO | 0
2613 | 9457770040 | SENSOR/ACTUATOR LINE CONNECTING LINE N OF POLES : 3 0.4 M SHIELDED: NO LED: NO SHEATH MATERIAL: PUR HALOGEN: NO | 0
2614 | 9457770080 | SENSOR/ACTUATOR LINE CONNECTING LINE N OF POLES : 3 0.8 M SHIELDED: NO LED: NO SHEATH MATERIAL: PUR HALOGEN: NO | 0
2615 | 9457770190 | SENSOR/ACTUATOR LINE CONNECTING LINE N OF POLES : 3 1.9 M SHIELDED: NO LED: NO SHEATH MATERIAL: PUR HALOGEN: NO | 0
2616 | 9457770360 | SENSOR/ACTUATOR LINE CONNECTING LINE N OF POLES : 3 3.6 M SHIELDED: NO LED: NO SHEATH MATERIAL: PUR HALOGEN: NO | 0
2617 | 9457770460 | SENSOR/ACTUATOR LINE CONNECTING LINE N OF POLES : 3 4.6 M SHIELDED: NO LED: NO SHEATH MATERIAL: PUR HALOGEN: NO | 0
2618 | 9457770520 | SENSOR/ACTUATOR LINE CONNECTING LINE N OF POLES : 3 5.2 M SHIELDED: NO LED: NO SHEATH MATERIAL: PUR HALOGEN: NO | 0
2619 | 9457770640 | SENSOR/ACTUATOR LINE CONNECTING LINE N OF POLES : 3 6.4 M SHIELDED: NO LED: NO SHEATH MATERIAL: PUR HALOGEN: NO | 0
2620 | 9457770740 | SENSOR/ACTUATOR LINE CONNECTING LINE N OF POLES : 3 7.4 M SHIELDED: NO LED: NO SHEATH MATERIAL: PUR HALOGEN: NO | 0
2621 | 9457810160 | SENSOR/ACTUATOR LINE ONE END WITHOUT CONNECTOR M12 N OF POLES : 3 1.6 M SHIELDED: NO LED: NO SHEATH MATERIAL: PUR HALOGEN: NO | 0
2622 | 9457810180 | SENSOR/ACTUATOR LINE ONE END WITHOUT CONNECTOR M12 N OF POLES : 3 1.8 M SHIELDED: NO LED: NO SHEATH MATERIAL: PUR HALOGEN: NO | 0
2623 | 9457810260 | SENSOR/ACTUATOR LINE ONE END WITHOUT CONNECTOR M12 N OF POLES : 3 2.6 M SHIELDED: NO LED: NO SHEATH MATERIAL: PUR HALOGEN: NO | 0
2624 | 9457810350 | SENSOR/ACTUATOR LINE ONE END WITHOUT CONNECTOR M12 N OF POLES : 3 3.5 M SHIELDED: NO LED: NO SHEATH MATERIAL: PUR HALOGEN: NO | 0
2625 | 9457810400 | SENSOR/ACTUATOR LINE ONE END WITHOUT CONNECTOR M12 N OF POLES : 3 4 M SHIELDED: NO LED: NO SHEATH MATERIAL: PUR HALOGEN: NO | 0
2626 | 9457810420 | SENSOR/ACTUATOR LINE ONE END WITHOUT CONNECTOR M12 N OF POLES : 3 4.2 M SHIELDED: NO LED: NO SHEATH MATERIAL: PUR HALOGEN: NO | 0
2627 | 9457810470 | SENSOR/ACTUATOR LINE ONE END WITHOUT CONNECTOR M12 N OF POLES : 3 4.7 M SHIELDED: NO LED: NO SHEATH MATERIAL: PUR HALOGEN: NO | 0
2628 | 9457810550 | SENSOR/ACTUATOR LINE ONE END WITHOUT CONNECTOR M12 N OF POLES : 3 5.5 M PIN STRAIGHT SHIELDED: NO LED: NO SHEATH MATERIAL: PUR HALOGEN: NO | 0
2629 | 9457810580 | SENSOR/ACTUATOR LINE ONE END WITHOUT CONNECTOR M12 N OF POLES : 3 5.8 M PIN STRAIGHT SHIELDED: NO LED: NO SHEATH MATERIAL: PUR HALOGEN: NO | 0
2630 | 9457810600 | SENSOR/ACTUATOR LINE ONE END WITHOUT CONNECTOR M12 N OF POLES : 3 6 M PIN STRAIGHT SHIELDED: NO LED: NO SHEATH MATERIAL: PUR HALOGEN: NO | 0
2631 | 9457810630 | SENSOR/ACTUATOR LINE ONE END WITHOUT CONNECTOR M12 N OF POLES : 3 6.3 M PIN STRAIGHT SHIELDED: NO LED: NO SHEATH MATERIAL: PUR HALOGEN: NO | 0
2632 | 9457810650 | SENSOR/ACTUATOR LINE ONE END WITHOUT CONNECTOR M12 N OF POLES : 3 6.5 M PIN STRAIGHT SHIELDED: NO LED: NO SHEATH MATERIAL: PUR HALOGEN: NO | 0
2633 | 9457810750 | SENSOR/ACTUATOR LINE ONE END WITHOUT CONNECTOR M12 N OF POLES : 3 7.5 M PIN STRAIGHT SHIELDED: NO LED: NO SHEATH MATERIAL: PUR HALOGEN: NO | 0
2634 | 9457810800 | SENSOR/ACTUATOR LINE ONE END WITHOUT CONNECTOR M12 N OF POLES : 3 8 M PIN STRAIGHT SHIELDED: NO LED: NO SHEATH MATERIAL: PUR HALOGEN: NO | 0
2635 | 9457810850 | SENSOR/ACTUATOR LINE ONE END WITHOUT CONNECTOR M12 N OF POLES : 3 8.5 M PIN STRAIGHT SHIELDED: NO LED: NO SHEATH MATERIAL: PUR HALOGEN: NO | 0
2636 | 9457820600 | SENSOR/ACTUATOR LINE ONE END WITHOUT CONNECTOR M12 N OF POLES : 3 6 M SHIELDED: NO LED: NO SHEATH MATERIAL: PUR HALOGEN: NO | 0
2637 | 9457820900 | SENSOR/ACTUATOR LINE ONE END WITHOUT CONNECTOR M12 N OF POLES : 3 9 M SHIELDED: NO LED: NO SHEATH MATERIAL: PUR HALOGEN: NO | 0
2638 | 9457850050 | SENSOR/ACTUATOR LINE ONE END WITHOUT CONNECTOR M8 N OF POLES : 4 0.5 M SHIELDED: NO LED: NO SHEATH MATERIAL: PUR HALOGEN: NO | 0
2639 | 9457850550 | SENSOR/ACTUATOR LINE ONE END WITHOUT CONNECTOR M8 N OF POLES : 4 5.5 M SHIELDED: NO LED: NO SHEATH MATERIAL: PUR HALOGEN: NO | 0
2640 | 9457850710 | SENSOR/ACTUATOR LINE ONE END WITHOUT CONNECTOR M8 N OF POLES : 4 7.1 M SHIELDED: NO LED: NO SHEATH MATERIAL: PUR HALOGEN: NO | 0
2641 | 9457850930 | SENSOR/ACTUATOR LINE ONE END WITHOUT CONNECTOR M8 N OF POLES : 4 9.3 M SHIELDED: NO LED: NO SHEATH MATERIAL: PUR HALOGEN: NO | 0
2642 | 9457854000 | SENSOR/ACTUATOR LINE ONE END WITHOUT CONNECTOR M8 N OF POLES : 4 40 M SHIELDED: NO LED: NO SHEATH MATERIAL: PUR HALOGEN: NO | 0
2643 | 9457910250 | SENSOR/ACTUATOR LINE ONE END WITHOUT CONNECTOR M12 N OF POLES : 5 2.5 M SHIELDED: NO LED: NO SHEATH MATERIAL: PUR HALOGEN: NO | 0
2644 | 9457910400 | SENSOR/ACTUATOR LINE ONE END WITHOUT CONNECTOR M12 N OF POLES : 5 4 M SHIELDED: NO LED: NO SHEATH MATERIAL: PUR HALOGEN: NO | 0
2645 | 9457910950 | SENSOR/ACTUATOR LINE ONE END WITHOUT CONNECTOR M12 N OF POLES : 5 9.5 M SHIELDED: NO LED: NO SHEATH MATERIAL: PUR HALOGEN: NO | 0
2646 | 9457911200 | SENSOR/ACTUATOR LINE ONE END WITHOUT CONNECTOR M12 N OF POLES : 5 12 M SHIELDED: NO LED: NO SHEATH MATERIAL: PUR HALOGEN: NO | 0
2647 | 9457915000 | SENSOR/ACTUATOR LINE ONE END WITHOUT CONNECTOR M12 N OF POLES : 5 50 M SHIELDED: NO LED: NO SHEATH MATERIAL: PUR HALOGEN: NO | 0
2648 | 9457980130 | SENSOR/ACTUATOR LINE CONNECTING LINE N OF POLES : 3 1.3 M SHIELDED: NO LED: NO SHEATH MATERIAL: PUR HALOGEN: NO | 0
2649 | 9457980280 | SENSOR/ACTUATOR LINE CONNECTING LINE N OF POLES : 3 2.8 M SHIELDED: NO LED: NO SHEATH MATERIAL: PUR HALOGEN: NO | 0
2650 | 9457980310 | SENSOR/ACTUATOR LINE CONNECTING LINE N OF POLES : 3 3.1 M SHIELDED: NO LED: NO SHEATH MATERIAL: PUR HALOGEN: NO | 0
2651 | 9457980400 | SENSOR/ACTUATOR LINE CONNECTING LINE N OF POLES : 3 4 M SHIELDED: NO LED: NO SHEATH MATERIAL: PUR HALOGEN: NO | 0
2652 | 9457980410 | SENSOR/ACTUATOR LINE CONNECTING LINE N OF POLES : 3 4.1 M SHIELDED: NO LED: NO SHEATH MATERIAL: PUR HALOGEN: NO | 0
2653 | 9457980440 | SENSOR/ACTUATOR LINE CONNECTING LINE N OF POLES : 3 4.4 M SHIELDED: NO LED: NO SHEATH MATERIAL: PUR HALOGEN: NO | 0
2654 | 9457980460 | SENSOR/ACTUATOR LINE CONNECTING LINE N OF POLES : 3 4.6 M SHIELDED: NO LED: NO SHEATH MATERIAL: PUR HALOGEN: NO | 0
2655 | 9457980520 | SENSOR/ACTUATOR LINE CONNECTING LINE N OF POLES : 3 5.2 M SHIELDED: NO LED: NO SHEATH MATERIAL: PUR HALOGEN: NO | 0
2656 | 9457980530 | SENSOR/ACTUATOR LINE CONNECTING LINE N OF POLES : 3 5.3 M SHIELDED: NO LED: NO SHEATH MATERIAL: PUR HALOGEN: NO | 0
2657 | 9457980560 | SENSOR/ACTUATOR LINE CONNECTING LINE N OF POLES : 3 5.6 M SHIELDED: NO LED: NO SHEATH MATERIAL: PUR HALOGEN: NO | 0
2658 | 9457980610 | SENSOR/ACTUATOR LINE CONNECTING LINE N OF POLES : 3 6.1 M SHIELDED: NO LED: NO SHEATH MATERIAL: PUR HALOGEN: NO | 0
2659 | 9457980620 | SENSOR/ACTUATOR LINE CONNECTING LINE N OF POLES : 3 6.2 M SHIELDED: NO LED: NO SHEATH MATERIAL: PUR HALOGEN: NO | 0
2660 | 9457980630 | SENSOR/ACTUATOR LINE CONNECTING LINE N OF POLES : 3 6.3 M SHIELDED: NO LED: NO SHEATH MATERIAL: PUR HALOGEN: NO | 0
2661 | 9457980660 | SENSOR/ACTUATOR LINE CONNECTING LINE N OF POLES : 3 6.6 M SHIELDED: NO LED: NO SHEATH MATERIAL: PUR HALOGEN: NO | 0
2662 | 9457980680 | SENSOR/ACTUATOR LINE CONNECTING LINE N OF POLES : 3 6.8 M SHIELDED: NO LED: NO SHEATH MATERIAL: PUR HALOGEN: NO | 0
2663 | 9457980710 | SENSOR/ACTUATOR LINE CONNECTING LINE N OF POLES : 3 7.1 M SHIELDED: NO LED: NO SHEATH MATERIAL: PUR HALOGEN: NO | 0
2664 | 9457980720 | SENSOR/ACTUATOR LINE CONNECTING LINE N OF POLES : 3 7.2 M SHIELDED: NO LED: NO SHEATH MATERIAL: PUR HALOGEN: NO | 0
2665 | 9457980740 | SENSOR/ACTUATOR LINE CONNECTING LINE N OF POLES : 3 7.4 M SHIELDED: NO LED: NO SHEATH MATERIAL: PUR HALOGEN: NO | 0
2666 | 9457980760 | SENSOR/ACTUATOR LINE CONNECTING LINE N OF POLES : 3 7.6 M SHIELDED: NO LED: NO SHEATH MATERIAL: PUR HALOGEN: NO | 0
2667 | 9457980800 | SENSOR/ACTUATOR LINE CONNECTING LINE N OF POLES : 3 8 M SHIELDED: NO LED: NO SHEATH MATERIAL: PUR HALOGEN: NO | 0
2668 | 9457980820 | SENSOR/ACTUATOR LINE CONNECTING LINE N OF POLES : 3 8.2 M SHIELDED: NO LED: NO SHEATH MATERIAL: PUR HALOGEN: NO | 0
2669 | 9457980840 | SENSOR/ACTUATOR LINE CONNECTING LINE N OF POLES : 3 8.4 M SHIELDED: NO LED: NO SHEATH MATERIAL: PUR HALOGEN: NO | 0
2670 | 9457980850 | SENSOR/ACTUATOR LINE CONNECTING LINE N OF POLES : 3 8.5 M SHIELDED: NO LED: NO SHEATH MATERIAL: PUR HALOGEN: NO | 0
2671 | 9457980860 | SENSOR/ACTUATOR LINE CONNECTING LINE N OF POLES : 3 8.6 M SHIELDED: NO LED: NO SHEATH MATERIAL: PUR HALOGEN: NO | 0
2672 | 9457980900 | SENSOR/ACTUATOR LINE CONNECTING LINE N OF POLES : 3 9 M SHIELDED: NO LED: NO SHEATH MATERIAL: PUR HALOGEN: NO | 0
2673 | 9457980920 | SENSOR/ACTUATOR LINE CONNECTING LINE N OF POLES : 3 9.2 M SHIELDED: NO LED: NO SHEATH MATERIAL: PUR HALOGEN: NO | 0
2674 | 9457980950 | SENSOR/ACTUATOR LINE CONNECTING LINE N OF POLES : 3 9.5 M SHIELDED: NO LED: NO SHEATH MATERIAL: PUR HALOGEN: NO | 0
2675 | 9457981020 | SENSOR/ACTUATOR LINE CONNECTING LINE N OF POLES : 3 10.2 M SHIELDED: NO LED: NO SHEATH MATERIAL: PUR HALOGEN: NO | 0
2676 | 9457981100 | SENSOR/ACTUATOR LINE CONNECTING LINE N OF POLES : 3 11 M SHIELDED: NO LED: NO SHEATH MATERIAL: PUR HALOGEN: NO | 0
2677 | 9457981200 | SENSOR/ACTUATOR LINE CONNECTING LINE N OF POLES : 3 12 M SHIELDED: NO LED: NO SHEATH MATERIAL: PUR HALOGEN: NO | 0
2678 | 9457981220 | SENSOR/ACTUATOR LINE CONNECTING LINE N OF POLES : 3 12.2 M SHIELDED: NO LED: NO SHEATH MATERIAL: PUR HALOGEN: NO | 0
2679 | 9457981300 | SENSOR/ACTUATOR LINE CONNECTING LINE N OF POLES : 3 13 M SHIELDED: NO LED: NO SHEATH MATERIAL: PUR HALOGEN: NO | 0
2680 | 2576060000 | D-SERIES DRM RELAY MODULE N OF CONTACTS: 4 CO CONTACT AGNI FLASH GOLD-PLATED RATED CONTROL VOLTAGE: 230 V AC CONTINUOUS CURRENT: 5 A PUSH IN TEST BUTTON AVAILABLE: YES | 3
2681 | 2562040000 | W-SERIES FUSE TERMINAL RATED CROSS-SECTION: 4 MM² SCREW CONNECTION | 9
2682 | 2562000000 | W-SERIES FUSE TERMINAL RATED CROSS-SECTION: 4 MM² SCREW CONNECTION | 9
2683 | 2562010000 | W-SERIES FUSE TERMINAL RATED CROSS-SECTION: 4 MM² SCREW CONNECTION | 9
2684 | 2562020000 | W-SERIES FUSE TERMINAL RATED CROSS-SECTION: 4 MM² SCREW CONNECTION | 9
2685 | 2562030000 | W-SERIES FUSE TERMINAL RATED CROSS-SECTION: 4 MM² SCREW CONNECTION | 9
2686 | 2544040000 | HDC ENCLOSURES SIZE: 6 PROTECTION DEGREE: IP65 (IN PLUGGED CONDITION) CABLE ENTRY FROM TOP PLUG HOUSING SIDE-LOCKING CLAMP ON LOWER SIDE HIGH SIZE OF CABLE ENTRIES: M 40 | 4
2687 | 2543980000 | HDC ENCLOSURES SIZE: 4 PROTECTION DEGREE: IP65 (IN PLUGGED CONDITION) CABLE ENTRY FROM SIDE PLUG HOUSING END-LOCKING CLAMP LOWER SIDE HIGH SIZE OF CABLE ENTRIES: M 32 | 4
2688 | 2543970000 | HDC ENCLOSURES SIZE: 3 PROTECTION DEGREE: IP65 (IN PLUGGED CONDITION) CABLE ENTRY FROM TOP PLUG HOUSING END-LOCKING CLAMP LOWER SIDE HIGH SIZE OF CABLE ENTRIES: M 32 | 4
2689 | 2544000000 | HDC ENCLOSURES SIZE: 4 PROTECTION DEGREE: IP65 (IN PLUGGED CONDITION) CABLE ENTRY FROM TOP PLUG HOUSING END-LOCKING CLAMP LOWER SIDE HIGH SIZE OF CABLE ENTRIES: M 32 | 4
2690 | 1010850005 | SYSTEM CABLE M12 D-CODE ? IP 67 STRAIGHT PIN M12 D-CODE ? IP 67 STRAIGHT PIN CAT.5 (ISO/IEC 11801) / CAT.5E (TIA T568-B) RADOX GKW S 0.5 M | 8
2691 | 1059750025 | DRAGLINE CABLE PROFINET M12 D-CODE ? IP 67 ANGLED PIN OPEN CAT.5 (ISO/IEC 11801) / CAT.5E (TIA T568-B) PUR 2.5 M | 8
2692 | 1059750075 | DRAGLINE CABLE PROFINET M12 D-CODE ? IP 67 ANGLED PIN OPEN CAT.5 (ISO/IEC 11801) / CAT.5E (TIA T568-B) PUR 7.5 M | 8
2693 | 2556410000 | TERMSERIES CROSS-CONNECTOR | 81
2694 | 2556400000 | TERMSERIES CROSS-CONNECTOR | 81
2695 | 2556480000 | TERMSERIES CROSS-CONNECTOR | 81
2696 | 2556470000 | TERMSERIES CROSS-CONNECTOR | 81
2697 | 2539970000 | DOUBLE-TIER TERMINAL PUSH IN 4 MM² 800 V 32 A DARK | 122
2698 | 2560740000 | HDC ENCLOSURES SIZE: 6 PROTECTION DEGREE: IP65 (IN PLUGGED CONDITION) BASE HOUSING SIDE-LOCKING CLAMP ON LOWER SIDE SDARD SIZE OF CABLE ENTRIES: M 25 | 4
2699 | 2657180000 | THM CONDUCTOR AND CABLE MARKERS 6 - 12 MM 25.4 X 57.2 MM | 15
2700 | 2540630000 | PLUG 4 MM² 690 V 32 A GREEN | 384
2701 | 2540050000 | FEED-THROUGH TERMINAL PUSH IN 4 MM² 800 V 32 A DARK | 12
2702 | 2540580000 | PLUG 4 MM² 690 V 32 A DARK | 130
2703 | 2540360000 | PLUG 4 MM² 690 V 32 A DARK | 130
2704 | 2540800000 | A-SERIES END PLATE | 40
2705 | 2681790000 | PRINTED CIRCUIT BOARD TERMINALS 5.00 MM N OF POLES: 5 CLAMPING RANGE MAX. : 2.5 MM² | 71
2706 | 2662630000 | 100 MM X 40 MM 4.00 MM X 6.00 MM 2000 MM | 94
2707 | 2662470000 | 40 MM X 80 MM 4.00 MM X 6.00 MM 2000 MM | 94
2708 | 1234750002 | SYSTEM CABLE M12 D-CODE ? FLANGE RJ45 IP 20 0.2 M | 471
2709 | 1025950170 | DRAGLINE CABLE PROFINET M12 D-CODE ? IP 67 STRAIGHT PIN M12 D-CODE ? IP 67 STRAIGHT PIN CAT.5 (ISO/IEC 11801) / CAT.5E (TIA T568-B) PUR 17 M | 8
2710 | 1025940075 | DRAGLINE CABLE PROFINET | 469
2711 | 2664810000 | PLUGS PREFABRICATED TO CUSTOMER SPEC. M12 PIN STRAIGHT | 46
2712 | 2682130000 | NETWORK SWITCH UNMANAGED FAST ETHERNET N OF PORTS: 5X RJ45 IP30 -40 °C...75 °C | 36
2713 | 2681540000 | SOCKETS PREFABRICATED TO CUSTOMER SPEC. M12 FEMALE SOCKET STRAIGHT | 26
2714 | 2681680000 | PLUGS PREFABRICATED TO CUSTOMER SPEC. M12 PIN STRAIGHT | 46
2715 | 2681520000 | PLUGS PREFABRICATED TO CUSTOMER SPEC. M12 PIN STRAIGHT | 46
2716 | 2681480000 | PLUGS PREFABRICATED TO CUSTOMER SPEC. M12 PIN STRAIGHT | 46
2717 | 2682150000 | NETWORK SWITCH UNMANAGED FAST ETHERNET N OF PORTS: 16X RJ45 IP30 -40 °C...75 °C | 36
2718 | 1059330200 | DRAGLINE CABLE PROFINET M12 D-CODE ? IP 67 STRAIGHT SOCKET M12 D-CODE ? IP 67 STRAIGHT PIN CAT.5 (ISO/IEC 11801) / CAT.5E (TIA T568-B) PUR 20 M | 8
2719 | 2731380000 | UNTREATED | 855
2720 | 2737620000 | PHOTOVOLTAICS COMBINER BOX 1000 V 6 MPPT?S 2 INPUTS / 1 OUTPUT PER MPPT SURGE PROTECTION I / II WM4C | 30
2721 | 2738750000 | PRINTED CIRCUIT BOARD TERMINALS 5.08 MM N OF POLES: 3 90° SOLDER PIN LENGTH (L): 3.5 MM PUSH IN WITH ACTUATOR CLAMPING RANGE MAX. : 1.5 MM² T | 41
2722 | 2730840000 | SPARE ARRESTER LEAKAGE-CURRENT-FREE SURGE PROTECTION UP(L/N-PE) ? 1.7 KV | 298
2723 | 2730850000 | SPARE ARRESTER LEAKAGE-CURRENT-FREE SURGE PROTECTION TT NUR FÜR N-PE UP(L/N-PE) ? 1.5 KV | 298
2724 | 2733790000 | SPARE ARRESTER LEAKAGE-CURRENT-FREE SURGE PROTECTION TT NUR FÜR N-PE UP(L/N-PE) ? 1.7 KV | 298
2725 | 1490220000 | REPLACEMENT PART | 29
2726 | 1059750300 | DRAGLINE CABLE PROFINET M12 D-CODE ? IP 67 ANGLED PIN OPEN CAT.5 (ISO/IEC 11801) / CAT.5E (TIA T568-B) PUR 30 M | 8
2727 | 1059750500 | DRAGLINE CABLE PROFINET M12 D-CODE ? IP 67 ANGLED PIN OPEN CAT.5 (ISO/IEC 11801) / CAT.5E (TIA T568-B) PUR 50 M | 8
2728 | 1059750800 | DRAGLINE CABLE PROFINET M12 D-CODE ? IP 67 ANGLED PIN OPEN CAT.5 (ISO/IEC 11801) / CAT.5E (TIA T568-B) PUR 80 M | 8
2729 | 1059750400 | DRAGLINE CABLE PROFINET M12 D-CODE ? IP 67 ANGLED PIN OPEN CAT.5 (ISO/IEC 11801) / CAT.5E (TIA T568-B) PUR 40 M | 8
2730 | 1059750700 | DRAGLINE CABLE PROFINET M12 D-CODE ? IP 67 ANGLED PIN OPEN CAT.5 (ISO/IEC 11801) / CAT.5E (TIA T568-B) PUR 70 M | 8
2731 | 2675180000 | DOUBLE-TIER TERMINAL PUSH IN 4 MM² 800 V 32 A | 122
2732 | 2675160000 | DOUBLE-TIER TERMINAL PUSH IN 4 MM² 800 V 32 A | 122
2733 | 2675140000 | FEED-THROUGH TERMINAL PUSH IN 2.5 MM² 800 V | 12
2734 | 2674970000 | FEED-THROUGH TERMINAL PUSH IN 10 MM² 1000 V | 12
2735 | 2674980000 | FEED-THROUGH TERMINAL PUSH IN 10 MM² 1000 V | 12
2736 | 2674830000 | PE TERMINAL PUSH IN 4 MM² GREEN/ | 75
2737 | 2675050000 | PE TERMINAL PUSH IN 16 MM² GREEN/ | 75
2738 | 2675100000 | DOUBLE-TIER TERMINAL PUSH IN 1.5 MM² GREEN/ | 517
2739 | 2674990000 | PE TERMINAL PUSH IN 10 MM² GREEN/ | 75
2740 | 2675170000 | DOUBLE-TIER TERMINAL PUSH IN 4 MM² 800 V 32 A | 122
2741 | 2675190000 | DOUBLE-TIER TERMINAL PUSH IN 4 MM² 800 V 32 A | 122
2742 | 2675240000 | TEST-DISCONNECT TERMINAL PUSH IN 4 MM² 500 V 20 A | 68
2743 | 2675200000 | DOUBLE-TIER TERMINAL PUSH IN 4 MM² GREEN/ | 517
2744 | 2675130000 | FEED-THROUGH TERMINAL PUSH IN 2.5 MM² 800 V | 12
2745 | 2675030000 | FEED-THROUGH TERMINAL PUSH IN 16 MM² 1000 V | 12
2746 | 2675560000 | SUPPLY TERMINAL PUSH IN 500 V | 865
2747 | 2675540000 | SUPPLY TERMINAL PUSH IN 6 MM² 250 V | 305
2748 | 2675430000 | SUPPLY TERMINAL PUSH IN 10 MM² 800 V | 306
2749 | 2675420000 | SUPPLY TERMINAL PUSH IN 10 MM² 800 V | 306
2750 | 2675460000 | MODULAR DISTRIBUTION TERMINALS PUSH IN 800 V | 164
2751 | 2675370000 | MODULAR DISTRIBUTION TERMINALS PUSH IN 500 V | 164
2752 | 2675610000 | INITIATOR/ACTUATOR TERMINAL PUSH IN 1.5 MM² 250 V 13.5 A DARK | 120
2753 | 2675480000 | MODULAR DISTRIBUTION TERMINALS PUSH IN 800 V | 164
2754 | 2675450000 | SUPPLY TERMINAL PUSH IN 10 MM² 800 V | 306
2755 | 2675440000 | SUPPLY TERMINAL PUSH IN 10 MM² 800 V | 306
2756 | 2675770000 | FEED-THROUGH TERMINAL PUSH IN 1.5 MM² 500 V 17.5 A DARK | 12
2757 | 2675670000 | INITIATOR/ACTUATOR TERMINAL PUSH IN 1.5 MM² 250 V 13.5 A ORANGE | 120
2758 | 2675800000 | PE TERMINAL PUSH IN 1.5 MM² 17.5 A GREEN/ | 885
2759 | 2675650000 | INITIATOR/ACTUATOR TERMINAL PUSH IN 1.5 MM² 250 V 13.5 A ORANGE | 120
2760 | 2675630000 | INITIATOR/ACTUATOR TERMINAL PUSH IN 1.5 MM² 250 V 13.5 A ORANGE | 120
2761 | 2675660000 | INITIATOR/ACTUATOR TERMINAL PUSH IN 1.5 MM² 250 V 13.5 A ORANGE | 120
2762 | 2675740000 | FEED-THROUGH TERMINAL PUSH IN 1.5 MM² 500 V | 12
2763 | 2675950000 | FEED-THROUGH TERMINAL PUSH IN 2.5 MM² 800 V 24 A DARK | 12
2764 | 2674810000 | FEED-THROUGH TERMINAL PUSH IN 4 MM² 800 V 32 A | 12
2765 | 2675840000 | PE TERMINAL PUSH IN 2.5 MM² | 232
2766 | 2675820000 | FEED-THROUGH TERMINAL PUSH IN 2.5 MM² 800 V | 12
2767 | 2675890000 | FEED-THROUGH TERMINAL PUSH IN 2.5 MM² 800 V | 12
2768 | 2675910000 | FEED-THROUGH TERMINAL PUSH IN 2.5 MM² 800 V 24 A DARK | 12
2769 | 2675920000 | FEED-THROUGH TERMINAL PUSH IN 2.5 MM² 800 V 24 A | 12
2770 | 2675930000 | FEED-THROUGH TERMINAL PUSH IN 2.5 MM² 800 V 24 A DARK | 12
2771 | 2675850000 | FEED-THROUGH TERMINAL PUSH IN 2.5 MM² 800 V | 12
2772 | 2675900000 | PE TERMINAL PUSH IN 2.5 MM² | 232
2773 | 2675830000 | FEED-THROUGH TERMINAL PUSH IN 2.5 MM² 800 V | 12
2774 | 2676080000 | PE TERMINAL PUSH IN 4 MM² | 309
2775 | 2676070000 | FEED-THROUGH TERMINAL PUSH IN 4 MM² 800 V 32 A DARK | 12
2776 | 2675990000 | FEED-THROUGH TERMINAL PUSH IN 4 MM² 800 V | 12
2777 | 2675870000 | PE TERMINAL PUSH IN 2.5 MM² | 232
2778 | 2675860000 | FEED-THROUGH TERMINAL PUSH IN 2.5 MM² 800 V | 12
2779 | 2675880000 | FEED-THROUGH TERMINAL PUSH IN 2.5 MM² 800 V | 12
2780 | 2675980000 | PE TERMINAL PUSH IN 4 MM² | 309
2781 | 2675970000 | FEED-THROUGH TERMINAL PUSH IN 4 MM² 800 V | 12
2782 | 2676050000 | FEED-THROUGH TERMINAL PUSH IN 4 MM² 800 V 32 A DARK | 12
2783 | 2676000000 | FEED-THROUGH TERMINAL PUSH IN 4 MM² 800 V | 12
2784 | 2676090000 | FEED-THROUGH TERMINAL PUSH IN 4 MM² 800 V 32 A DARK | 12
2785 | 2676060000 | FEED-THROUGH TERMINAL PUSH IN 4 MM² 800 V 32 A | 12
2786 | 2676010000 | PE TERMINAL PUSH IN 4 MM² | 309
2787 | 2676040000 | PE TERMINAL PUSH IN 4 MM² | 309
2788 | 2676030000 | FEED-THROUGH TERMINAL PUSH IN 4 MM² 800 V | 12
2789 | 2755900000 | FEED-THROUGH TERMINAL 50 MM² 1000 V 150 A | 12
2790 | 2755890000 | 35 MM² 1000 V 125 A | 930
2791 | 2675960000 | FEED-THROUGH TERMINAL PUSH IN 4 MM² 800 V | 12
2792 | 2675640000 | INITIATOR/ACTUATOR TERMINAL PUSH IN 1.5 MM² 250 V 13.5 A ORANGE | 120
2793 | 2730750000 | SURGE VOLTAGE ARRESTER LOW VOLTAGE SURGE PROTECTION WITH REMOTE CONTACT TN-C-S TN-S | 11
2794 | 2676020000 | FEED-THROUGH TERMINAL PUSH IN 4 MM² 800 V | 12
2795 | 2759190000 | PCB PLUG-IN CONNECTOR FEMALE PLUG 5.08 MM N OF POLES: 3 180° PUSH IN WITH ACTUATOR TENSION-CLAMP CONNECTION CLAMPING RANGE MAX. : 3.31 MM² BOX | 1
2796 | 2562590000 | W-SERIES FUSE TERMINAL RATED CROSS-SECTION: 4 MM² SCREW CONNECTION | 9
2797 | 2564350000 | W-SERIES FUSE TERMINAL RATED CROSS-SECTION: 4 MM² SCREW CONNECTION | 9
2798 | 1373910300 | PRE-ASSEMBLED CABLE PAC CABLE LIYCY 0.34 MM² | 2
2799 | 2764130000 | COMBINER BOX 2 MPPT'S 1 INPUT / 1 OUTPUT PER MPPT SURGE PROTECTION II WM4C 1000 V | 30
2800 | 2732640030 | SYSTEM CABLE M12 L-CODE ? IP 67 STRAIGHT SOCKET PUSHPULL POWER PUR 3 M | 173
2801 | 2732640100 | SYSTEM CABLE M12 L-CODE ? IP 67 STRAIGHT SOCKET PUSHPULL POWER PUR 10 M | 173
2802 | 2732640050 | SYSTEM CABLE M12 L-CODE ? IP 67 STRAIGHT SOCKET PUSHPULL POWER PUR 5 M | 173
2803 | 2732640015 | SYSTEM CABLE M12 L-CODE ? IP 67 STRAIGHT SOCKET PUSHPULL POWER PUR 1.5 M | 173
2804 | 1044470350 | DRAGLINE CABLE PROFINET M12 D-CODE ? IP 67 STRAIGHT PIN RJ45 IP 20 CAT.5 (ISO/IEC 11801) / CAT.5E (TIA T568-B) PUR 35 M | 8
2805 | 2766950000 | PCB PLUG-IN CONNECTOR MALE PLUG 5.08 MM N OF POLES: 3 180° PUSH IN WITH ACTUATOR TENSION-CLAMP CONNECTION BOX | 1
2806 | 2766910000 | PCB PLUG-IN CONNECTOR FEMALE PLUG 5.08 MM N OF POLES: 3 90° PUSH IN WITH ACTUATOR TENSION-CLAMP CONNECTION CLAMPING RANGE MAX. : 3.31 MM² BOX | 1
2807 | 2766920000 | PCB PLUG-IN CONNECTOR FEMALE PLUG 5.08 MM N OF POLES: 3 180° PUSH IN WITH ACTUATOR TENSION-CLAMP CONNECTION CLAMPING RANGE MAX. : 3.31 MM² BOX | 1
2808 | 2766930000 | PCB PLUG-IN CONNECTOR MALE PLUG 5.08 MM N OF POLES: 3 180° PUSH IN WITH ACTUATOR TENSION-CLAMP CONNECTION BOX | 1
2809 | 2682440000 | POE INJECTOR GIGABIT ETHERNET N OF PORTS: 2X RJ45 10/100/1000BASET(X) 2X RJ45 10/100/1000 BASET(X) POE+ IP30 -40 °C...75 °C | 69
2810 | 2682290000 | NETWORK SWITCH MANAGED FAST/GIGABIT ETHERNET N OF PORTS: 6X RJ45 10/100BASET(X) 2X RJ45 10/100/1000BASET(X) IP30 -40 °C...75 °C | 69
2811 | 2682260000 | NETWORK SWITCH MANAGED FAST ETHERNET N OF PORTS: 4 X RJ45 2 * SC MULTI-MODE IP30 -40 °C...75 °C | 36
2812 | 2682270000 | NETWORK SWITCH MANAGED FAST ETHERNET N OF PORTS: 4 X RJ45 2 * SC SINGLE-MODE IP30 -40 °C...75 °C | 36
2813 | 2578040000 | CABLE LUG TERMINAL END400 MM² | 14
2814 | 2732600000 | FEED-THROUGH TERMINAL DOUBLE-TIER TERMINAL 2.5 MM² 400 V 24 A ORANGE | 16
2815 | 2578060000 | 400MM² WM CRIMP | 658
2816 | 2764180000 | COMBINER BOX 2 MPPT'S 1 INPUT / 1 OUTPUT PER MPPT SURGE PROTECTION II WM4C 1500 V | 30
2817 | 2764110000 | COMBINER BOX 1 MPPT 1 INPUT / 1 OUTPUT PER MPPT SURGE PROTECTION II WM4C 1000 V | 30
2818 | 2764140000 | COMBINER BOX 1 MPPT 1 INPUT / 1 OUTPUT PER MPPT SURGE PROTECTION I / II WM4C 1000 V | 30
2819 | 2764150000 | COMBINER BOX 2 MPPT'S 1 INPUT / 1 OUTPUT PER MPPT SURGE PROTECTION I / II WM4C 1000 V | 30
2820 | 2764160000 | COMBINER BOX 1 MPPT 1 INPUT / 1 OUTPUT PER MPPT SURGE PROTECTION II WM4C 1500 V | 30
2821 | 2682310000 | NETWORK SWITCH MANAGED FAST ETHERNET N OF PORTS: 16X RJ45 IP30 -40 °C...75 °C | 36
2822 | 2763490000 | DRAGLINE CABLE CAT.5 (ISO/IEC 11801) / CAT.5E (TIA T568-B) PUR 500 M | 8
2823 | 2737480000 | PHOTOVOLTAICS COMBINER BOX 1000 V 1 MPPT 6 INPUTS / 6 OUTPUTS PER MPPT WITH FUSE HOLDER SURGE PROTECTION I / II SWITCH DISCONNECTOR WM4C | 30
2824 | 2737500000 | PHOTOVOLTAICS COMBINER BOX 1000 V 1 MPPT 6 INPUTS / 6 OUTPUTS PER MPPT WITH FUSE HOLDER SURGE PROTECTION II SWITCH DISCONNECTOR WM4C | 30
2825 | 2737530000 | PHOTOVOLTAICS COMBINER BOX 1000 V 1 MPPT 6 INPUTS / 6 OUTPUTS PER MPPT WITH FUSE HOLDER SURGE PROTECTION I / II SWITCH DISCONNECTOR CABLE GLAND | 30
2826 | 2737630000 | PHOTOVOLTAICS COMBINER BOX 1000 V 6 MPPT?S 2 INPUTS / 1 OUTPUT PER MPPT SURGE PROTECTION I / II CABLE GLAND | 30
2827 | 2737590000 | PHOTOVOLTAICS COMBINER BOX 1000 V 2 MPPT'S 2 INPUTS / 1 OUTPUT PER MPPT SURGE PROTECTION I / II CABLE GLAND | 30
2828 | 2737610000 | PHOTOVOLTAICS COMBINER BOX 1000 V 4 MPPT?S 2 INPUTS / 1 OUTPUT PER MPPT SURGE PROTECTION I / II CABLE GLAND | 30
2829 | 2737550000 | PHOTOVOLTAICS COMBINER BOX 1000 V 1 MPPT 6 INPUTS / 6 OUTPUTS PER MPPT WITH FUSE HOLDER SURGE PROTECTION II SWITCH DISCONNECTOR CABLE GLAND | 30
2830 | 2737440000 | PHOTOVOLTAICS COMBINER BOX 1000 V 1 MPPT 6 INPUTS / 6 OUTPUTS PER MPPT WITH FUSE HOLDER SURGE PROTECTION I / II WM4C | 30
2831 | 2737490000 | PHOTOVOLTAICS COMBINER BOX 1000 V 1 MPPT 6 INPUTS / 6 OUTPUTS PER MPPT WITH FUSE HOLDER SURGE PROTECTION II WM4C | 30
2832 | 1010850250 | SYSTEM CABLE M12 D-CODE ? IP 67 STRAIGHT PIN M12 D-CODE ? IP 67 STRAIGHT PIN CAT.5 (ISO/IEC 11801) / CAT.5E (TIA T568-B) RADOX GKW S | 8
2833 | 2784210000 | HEAVY-DUTY CONNECTORS CRIMP CONTACT MALE CONDUCTOR CROSS-SECTION MAX.: 0.5 | 56
2834 | 2784200000 | HEAVY-DUTY CONNECTORS CRIMP CONTACT FEMALE CONDUCTOR CROSS-SECTION MAX.: 0.5 | 56
2835 | 2784170000 | HEAVY-DUTY CONNECTORS CRIMP CONTACT MALE CONDUCTOR CROSS-SECTION MAX.: 0.5 | 56
2836 | 2784160000 | HEAVY-DUTY CONNECTORS CRIMP CONTACT FEMALE CONDUCTOR CROSS-SECTION MAX.: 0.5 | 56
2837 | 2737540000 | PHOTOVOLTAICS COMBINER BOX 1000 V 1 MPPT 6 INPUTS / 6 OUTPUTS PER MPPT WITH FUSE HOLDER SURGE PROTECTION II CABLE GLAND | 30
2838 | 2737520000 | PHOTOVOLTAICS COMBINER BOX 1000 V 1 MPPT 6 INPUTS / 6 OUTPUTS PER MPPT WITH FUSE HOLDER SURGE PROTECTION I / II CABLE GLAND | 30
2839 | 1010840010 | SYSTEM CABLE M12 D-CODE ? IP 67 STRAIGHT PIN CAT.5 (ISO/IEC 11801) / CAT.5E (TIA T568-B) POLYOLEFINE | 8
2840 | 2737750000 | CLIPCARD DEVICE MARKERS 54 X 85 MM | 65
2841 | 2737720000 | CLIPCARD DEVICE MARKERS 30 X 60 MM | 587
2842 | 2737760000 | CLIPCARD ACCESSORIES 30 X 60 MM | 407
2843 | 2737770000 | CLIPCARD ACCESSORIES 90 X 58 MM | 559
2844 | 2737740000 | CLIPCARD DEVICE MARKERS 54 X 85 MM | 65
2845 | 2737790000 | SWITCHMARK DEVICE MARKERS 27 X 27 MM | 53
2846 | 2737800000 | SWITCHMARK ACCESSORIES 59 X 27 MM | 596
2847 | 2740050000 | TEST-DISCONNECT TERMINAL SCREW CONNECTION 6 MM² 500 V 30 A LIGHT GREY | 43
2848 | 2740060000 | TEST-DISCONNECT TERMINAL SCREW CONNECTION 6 MM² 500 V 30 A | 43
2849 | 2740010000 | TEST-DISCONNECT TERMINAL PUSH IN 6 MM² 500 V 30 A | 68
2850 | 2740030000 | TEST-DISCONNECT TERMINAL PUSH IN 6 MM² 500 V 30 A | 68
2851 | 2740020000 | TEST-DISCONNECT TERMINAL PUSH IN 6 MM² 500 V 30 A LIGHT GREY | 68
2852 | 2568970000 | POWER SUPPLY SWITCH-MODE POWER SUPPLY UNIT 24 V | 34
2853 | 1073020030 | SENSOR/ACTUATOR LINE CONNECTING LINE N OF POLES : 3 0.3 M SHIELDED: NO LED: NO SHEATH MATERIAL: PUR HALOGEN: NO | 0
2854 | 1077750030 | SENSOR/ACTUATOR LINE ONE END WITHOUT CONNECTOR N OF POLES : 4 0.3 M SHIELDED: NO LED: NO SHEATH MATERIAL: PUR HALOGEN: NO | 0
2855 | 1092920030 | SENSOR/ACTUATOR LINE ONE END WITHOUT CONNECTOR N OF POLES : 4 0.3 M SHIELDED: NO LED: NO SHEATH MATERIAL: PUR HALOGEN: NO | 0
2856 | 1093190030 | SENSOR/ACTUATOR LINE ONE END WITHOUT CONNECTOR N OF POLES : 3 0.3 M SHIELDED: NO LED: NO SHEATH MATERIAL: PUR HALOGEN: NO | 0
2857 | 1093220030 | SENSOR/ACTUATOR LINE ONE END WITHOUT CONNECTOR N OF POLES : 3 0.3 M SHIELDED: NO LED: NO SHEATH MATERIAL: PUR HALOGEN: NO | 0
2858 | 1251590025 | PATCH CABLE RJ45 IP 20 RJ45 IP 20 CAT.6A / CLASS EA (ISO/IEC 11801 2010) LSZH 2.5 M | 10
2859 | 1251590300 | PATCH CABLE RJ45 IP 20 RJ45 IP 20 CAT.6A / CLASS EA (ISO/IEC 11801 2010) LSZH 30 M | 10
2860 | 1251590500 | PATCH CABLE RJ45 IP 20 RJ45 IP 20 CAT.6A / CLASS EA (ISO/IEC 11801 2010) LSZH 50 M | 10
2861 | 1275470200 | SENSOR/ACTUATOR LINE ONE END WITHOUT CONNECTOR M12 N OF POLES : 8 2 M SHIELDED: YES LED: NO SHEATH MATERIAL: PUR HALOGEN: NO | 0
2862 | 1346730000 | REPLACEMENT PART | 29
2863 | 1347270000 | REPLACEMENT PART | 29
2864 | 1349650040 | PRE-ASSEMBLED CABLE PAC | 37
2865 | 1349680020 | PRE-ASSEMBLED CABLE PAC | 37
2866 | 1349680070 | PRE-ASSEMBLED CABLE PAC | 37
2867 | 1349700070 | PRE-ASSEMBLED CABLE PAC | 37
2868 | 1349720040 | PRE-ASSEMBLED CABLE PAC | 37
2869 | 1350250010 | CABLE LIYY 0.25 MM² | 157
2870 | 1431530015 | PRE-ASSEMBLED CABLE PAC CABLE LIYY 8.6 ± 1 MM | 13
2871 | 1431530030 | PRE-ASSEMBLED CABLE PAC CABLE LIYY 8.6 ± 1 MM | 13
2872 | 1431530040 | PRE-ASSEMBLED CABLE PAC CABLE LIYY 8.6 ± 1 MM | 13
2873 | 1431530050 | PRE-ASSEMBLED CABLE PAC CABLE LIYY 8.6 ± 1 MM | 13
2874 | 1535470030 | SENSOR/ACTUATOR LINE CONNECTING LINE N OF POLES : 4 0.3 M SHIELDED: NO LED: NO SHEATH MATERIAL: PUR HALOGEN: NO | 0
2875 | 1535470300 | SENSOR/ACTUATOR LINE CONNECTING LINE N OF POLES : 4 3 M SHIELDED: NO LED: NO SHEATH MATERIAL: PUR HALOGEN: NO | 0
2876 | 1550230050 | SENSOR/ACTUATOR LINE CONNECTING LINE N OF POLES : 3 0.5 M SHIELDED: NO LED: YES SHEATH MATERIAL: PUR HALOGEN: NO | 0
2877 | 1550230060 | SENSOR/ACTUATOR LINE CONNECTING LINE N OF POLES : 3 0.6 M SHIELDED: NO LED: YES SHEATH MATERIAL: PUR HALOGEN: NO | 0
2878 | 1550230100 | SENSOR/ACTUATOR LINE CONNECTING LINE N OF POLES : 3 1 M SHIELDED: NO LED: YES SHEATH MATERIAL: PUR HALOGEN: NO | 0
2879 | 1550230200 | SENSOR/ACTUATOR LINE CONNECTING LINE N OF POLES : 3 2 M SHIELDED: NO LED: YES SHEATH MATERIAL: PUR HALOGEN: NO | 0
2880 | 1815670630 | SENSOR/ACTUATOR LINE CONNECTING LINE M12 / M12 N OF POLES : 3 6.3 M SHIELDED: NO LED: NO SHEATH MATERIAL: PUR HALOGEN: NO | 0
2881 | 1815670750 | SENSOR/ACTUATOR LINE CONNECTING LINE M12 / M12 N OF POLES : 3 7.5 M SHIELDED: NO LED: NO SHEATH MATERIAL: PUR HALOGEN: NO | 0
2882 | 1857550030 | SENSOR/ACTUATOR LINE ONE END WITHOUT CONNECTOR M8 N OF POLES : 3 0.3 M SHIELDED: NO LED: NO SHEATH MATERIAL: PUR HALOGEN: NO | 0
2883 | 1880470070 | SENSOR/ACTUATOR LINE CONNECTING LINE N OF POLES : 4 0.7 M SHIELDED: NO LED: NO SHEATH MATERIAL: PUR HALOGEN: NO | 0
2884 | 1880470180 | SENSOR/ACTUATOR LINE CONNECTING LINE N OF POLES : 4 1.8 M SHIELDED: NO LED: NO SHEATH MATERIAL: PUR HALOGEN: NO | 0
2885 | 1880470230 | SENSOR/ACTUATOR LINE CONNECTING LINE N OF POLES : 4 2.3 M SHIELDED: NO LED: NO SHEATH MATERIAL: PUR HALOGEN: NO | 0
2886 | 1880470370 | SENSOR/ACTUATOR LINE CONNECTING LINE N OF POLES : 4 3.7 M SHIELDED: NO LED: NO SHEATH MATERIAL: PUR HALOGEN: NO | 0
2887 | 1906270030 | SENSOR/ACTUATOR LINE ONE END WITHOUT CONNECTOR M8 N OF POLES : 4 0.3 M SHIELDED: NO LED: NO SHEATH MATERIAL: PUR HALOGEN: NO | 0
2888 | 1925511500 | SENSOR/ACTUATOR LINE ONE END WITHOUT CONNECTOR M12 N OF POLES : 3 15 M SHIELDED: NO LED: NO SHEATH MATERIAL: PVC HALOGEN: YES | 0
2889 | 1925580600 | SENSOR/ACTUATOR LINE ONE END WITHOUT CONNECTOR M12 N OF POLES : 4 6 M SHIELDED: NO LED: NO SHEATH MATERIAL: PVC HALOGEN: YES | 0
2890 | 1925590600 | SENSOR/ACTUATOR LINE ONE END WITHOUT CONNECTOR M12 N OF POLES : 5 6 M SHIELDED: NO LED: NO SHEATH MATERIAL: PVC HALOGEN: YES | 0
2891 | 1927150010 | SENSOR/ACTUATOR LINE CONNECTING LINE N OF POLES : 3 0.1 M SHIELDED: NO LED: NO SHEATH MATERIAL: PVC HALOGEN: YES | 0
2892 | 1927150040 | SENSOR/ACTUATOR LINE CONNECTING LINE N OF POLES : 3 0.4 M SHIELDED: NO LED: NO SHEATH MATERIAL: PVC HALOGEN: YES | 0
2893 | 1927250050 | SENSOR/ACTUATOR LINE ONE END WITHOUT CONNECTOR M8 N OF POLES : 4 0.5 M SHIELDED: NO LED: NO SHEATH MATERIAL: PVC HALOGEN: YES | 0
2894 | 1927252000 | SENSOR/ACTUATOR LINE ONE END WITHOUT CONNECTOR M8 N OF POLES : 4 20 M SHIELDED: NO LED: NO SHEATH MATERIAL: PVC HALOGEN: YES | 0
2895 | 1927342000 | SENSOR/ACTUATOR LINE ONE END WITHOUT CONNECTOR M8 N OF POLES : 4 20 M SHIELDED: NO LED: NO SHEATH MATERIAL: PVC HALOGEN: YES | 0
2896 | 1938200050 | SENSOR/ACTUATOR LINE CONNECTING LINE N OF POLES : 4 0.5 M SHIELDED: NO LED: NO SHEATH MATERIAL: PVC HALOGEN: YES | 0
2897 | 1964690030 | BUS LINE ONE END WITHOUT CONNECTOR M12 N OF POLES: 5 0.3 M SHIELDED: YES LED: NO SHEATH MATERIAL: PUR HALOGEN: NO | 0
2898 | 1964690700 | BUS LINE ONE END WITHOUT CONNECTOR M12 N OF POLES: 5 7 M SHIELDED: YES LED: NO SHEATH MATERIAL: PUR HALOGEN: NO | 0
2899 | 1964710070 | BUS LINE CONNECTING LINE M12 / M12 N OF POLES: 4 0.7 M SHIELDED: YES LED: NO SHEATH MATERIAL: PUR HALOGEN: NO | 0
2900 | 1964710750 | BUS LINE CONNECTING LINE M12 / M12 N OF POLES: 5 7.5 M SHIELDED: YES LED: NO SHEATH MATERIAL: PUR HALOGEN: NO | 0
2901 | 1964711200 | BUS LINE CONNECTING LINE M12 / M12 N OF POLES: 5 12 M SHIELDED: YES LED: NO SHEATH MATERIAL: PUR HALOGEN: NO | 0
2902 | 1968590700 | SENSOR/ACTUATOR LINE ONE END WITHOUT CONNECTOR M12 N OF POLES : 3 7 M SHIELDED: NO LED: NO SHEATH MATERIAL: PUR HALOGEN: NO | 0
2903 | 1968590830 | SENSOR/ACTUATOR LINE ONE END WITHOUT CONNECTOR M12 N OF POLES : 3 8.3 M SHIELDED: NO LED: NO SHEATH MATERIAL: PUR HALOGEN: NO | 0
2904 | 1985910000 | OMNIMATE DATA - USB JACK USB JACKS 480 MBPS THT SOLDER CONNECTION 180° PITCH IN MM (P): 2.00 MM N OF POLES: 4 PBT TRAY (MANUAL ASSEMBLY) | 41
2905 | 2003350000 | FRONTCOM INSERT PLATE UNSHIELDED 1X POWER 1X SIGNAL | 301
2906 | 2023790000 | KLIPPON TB (TERMINAL BOX) FLANGE PLATE HEIGHT: 494 MM WIDTH: 167 MM DEPTH: 3 MM GLAND PLATES: LEFT RIGHT MATERIAL: STAINLESS STEEL 1.4404 ELECTROPOLISHED | 5
2907 | 2050101000 | POWER CABLE CONNECTING LINE N OF POLES : 3 (2 + PE) 10 M PIN STRAIGHT - SOCKET 90° SHIELDED: NO LED: NO SHEATH MATERIAL: PUR HALOGEN: NO | 0
2908 | 2448920000 | WS TERMINAL MARKER 12 X 8.1 MM WEIDMUELLER | 93
2909 | 2449680000 | Z-SERIES PLUG-IN CONNECTOR DIRECT MOUNTING | 27
2910 | 2455991000 | BUS LINE CONNECTING LINE M12 / M12 N OF POLES: 5 10 M SHIELDED: YES LED: NO SHEATH MATERIAL: PUR HALOGEN: NO | 0
2911 | 2466990000 | POWER SUPPLY SWITCH-MODE POWER SUPPLY UNIT 24 V | 34
2912 | 2467020000 | POWER SUPPLY SWITCH-MODE POWER SUPPLY UNIT 12 V | 34
2913 | 2467040000 | POWER SUPPLY SWITCH-MODE POWER SUPPLY UNIT 48 V | 34
2914 | 2470690000 | KLIPPON EBI QL (ESSENTIAL BOX INDUSTRIAL - QUARTER LOCK) EMPTY ENCLOSURE STAINLESS STEEL ENCLOSURE HEIGHT: 300 MM WIDTH: 200 MM DEPTH: 150 MM MATERIAL: STAINLESS STEEL 1.4301 (304) BRUSHED | 5
2915 | 2470700000 | KLIPPON EBI QL (ESSENTIAL BOX INDUSTRIAL - QUARTER LOCK) EMPTY ENCLOSURE STAINLESS STEEL ENCLOSURE HEIGHT: 300 MM WIDTH: 300 MM DEPTH: 150 MM MATERIAL: STAINLESS STEEL 1.4301 (304) BRUSHED | 5
2916 | 2470730000 | KLIPPON EBI QL (ESSENTIAL BOX INDUSTRIAL - QUARTER LOCK) EMPTY ENCLOSURE STAINLESS STEEL ENCLOSURE HEIGHT: 400 MM WIDTH: 300 MM DEPTH: 220 MM MATERIAL: STAINLESS STEEL 1.4301 (304) BRUSHED | 5
2917 | 2470740000 | KLIPPON EBI QL (ESSENTIAL BOX INDUSTRIAL - QUARTER LOCK) EMPTY ENCLOSURE STAINLESS STEEL ENCLOSURE HEIGHT: 400 MM WIDTH: 400 MM DEPTH: 220 MM MATERIAL: STAINLESS STEEL 1.4301 (304) BRUSHED | 5
2918 | 2470750000 | KLIPPON EBI QL (ESSENTIAL BOX INDUSTRIAL - QUARTER LOCK) EMPTY ENCLOSURE STAINLESS STEEL ENCLOSURE HEIGHT: 500 MM WIDTH: 400 MM DEPTH: 220 MM MATERIAL: STAINLESS STEEL 1.4301 (304) BRUSHED | 5
2919 | 2470760000 | KLIPPON EBI QL (ESSENTIAL BOX INDUSTRIAL - QUARTER LOCK) EMPTY ENCLOSURE STAINLESS STEEL ENCLOSURE HEIGHT: 500 MM WIDTH: 500 MM DEPTH: 220 MM MATERIAL: STAINLESS STEEL 1.4301 (304) BRUSHED | 5
2920 | 2470770000 | KLIPPON EBI QL (ESSENTIAL BOX INDUSTRIAL - QUARTER LOCK) EMPTY ENCLOSURE STAINLESS STEEL ENCLOSURE HEIGHT: 600 MM WIDTH: 400 MM DEPTH: 220 MM MATERIAL: STAINLESS STEEL 1.4301 (304) BRUSHED | 5
2921 | 2470780000 | KLIPPON EBI QL (ESSENTIAL BOX INDUSTRIAL - QUARTER LOCK) EMPTY ENCLOSURE STAINLESS STEEL ENCLOSURE HEIGHT: 600 MM WIDTH: 600 MM DEPTH: 220 MM MATERIAL: STAINLESS STEEL 1.4301 (304) BRUSHED | 5
2922 | 2470790000 | KLIPPON EBI QL (ESSENTIAL BOX INDUSTRIAL - QUARTER LOCK) EMPTY ENCLOSURE STAINLESS STEEL ENCLOSURE HEIGHT: 800 MM WIDTH: 600 MM DEPTH: 220 MM MATERIAL: STAINLESS STEEL 1.4301 (304) BRUSHED | 5
2923 | 2470800000 | KLIPPON EBI QL (ESSENTIAL BOX INDUSTRIAL - QUARTER LOCK) EMPTY ENCLOSURE STAINLESS STEEL ENCLOSURE HEIGHT: 300 MM WIDTH: 200 MM DEPTH: 150 MM GLAND PLATES: BOTTOM MATERIAL: STAINLESS STEEL 1.4301 (304) BRUSHED | 5
2924 | 2470830000 | KLIPPON EBI QL (ESSENTIAL BOX INDUSTRIAL - QUARTER LOCK) EMPTY ENCLOSURE STAINLESS STEEL ENCLOSURE HEIGHT: 400 MM WIDTH: 300 MM DEPTH: 150 MM GLAND PLATES: BOTTOM MATERIAL: STAINLESS STEEL 1.4301 (304) BRUSHED | 5
2925 | 2470840000 | KLIPPON EBI QL (ESSENTIAL BOX INDUSTRIAL - QUARTER LOCK) EMPTY ENCLOSURE STAINLESS STEEL ENCLOSURE HEIGHT: 400 MM WIDTH: 300 MM DEPTH: 220 MM GLAND PLATES: BOTTOM MATERIAL: STAINLESS STEEL 1.4301 (304) BRUSHED | 5
2926 | 2470850000 | KLIPPON EBI QL (ESSENTIAL BOX INDUSTRIAL - QUARTER LOCK) EMPTY ENCLOSURE STAINLESS STEEL ENCLOSURE HEIGHT: 400 MM WIDTH: 400 MM DEPTH: 220 MM GLAND PLATES: BOTTOM MATERIAL: STAINLESS STEEL 1.4301 (304) BRUSHED | 5
2927 | 2470870000 | KLIPPON EBI QL (ESSENTIAL BOX INDUSTRIAL - QUARTER LOCK) EMPTY ENCLOSURE STAINLESS STEEL ENCLOSURE HEIGHT: 500 MM WIDTH: 500 MM DEPTH: 220 MM GLAND PLATES: BOTTOM MATERIAL: STAINLESS STEEL 1.4301 (304) BRUSHED | 5
2928 | 2470890000 | KLIPPON EBI QL (ESSENTIAL BOX INDUSTRIAL - QUARTER LOCK) EMPTY ENCLOSURE STAINLESS STEEL ENCLOSURE HEIGHT: 600 MM WIDTH: 600 MM DEPTH: 220 MM GLAND PLATES: BOTTOM MATERIAL: STAINLESS STEEL 1.4301 (304) BRUSHED | 5
2929 | 2482170000 | FEED-THROUGH TERMINAL PUSH IN 1.5 MM² 500 V 17.5 A | 181
2930 | 2482190000 | FEED-THROUGH TERMINAL PUSH IN 1.5 MM² 500 V 17.5 A | 181
2931 | 2482200000 | FEED-THROUGH TERMINAL PUSH IN 1.5 MM² 500 V 17.5 A DARK | 12
2932 | 2482210000 | FEED-THROUGH TERMINAL PUSH IN 1.5 MM² 500 V 17.5 A | 181
2933 | 2482240000 | PE TERMINAL PUSH IN 1.5 MM² 500 V GREEN/ | 885
2934 | 2482260000 | PLUG 1.5 MM² 500 17.5 A | 382
2935 | 2482290000 | PLUG 1.5 MM² 500 17.5 A | 382
2936 | 2482300000 | PLUG 1.5 MM² 500 17.5 A GREEN | 386
2937 | 2482320000 | PLUG 1.5 MM² 500 17.5 A | 382
2938 | 2482350000 | PLUG 1.5 MM² 500 17.5 A DARK | 131
2939 | 2482390000 | PLUG 1.5 MM² 500 17.5 A DARK | 131
2940 | 2482400000 | PLUG 1.5 MM² 500 17.5 A DARK | 131
2941 | 2482410000 | PLUG 1.5 MM² 500 17.5 A DARK | 131
2942 | 2482420000 | PLUG 1.5 MM² 500 17.5 A DARK | 131
2943 | 2482430000 | PLUG 1.5 MM² 500 17.5 A DARK | 131
2944 | 2482440000 | PLUG 1.5 MM² 500 17.5 A DARK GREEN | 390
2945 | 2482450000 | PLUG 1.5 MM² 500 17.5 A DARK GREEN | 390
2946 | 2485590015 | SYSTEM CABLE M12 X-TYPE IP67 MALE ANGLED M12 X-TYPE IP67 MALE ANGLED CAT.6A / CLASS EA (ISO/IEC 11801 2010) PUR 1.5 M | 17
2947 | 2485860000 | FEED-THROUGH TERMINAL PUSH IN 1.5 MM² 500 V 17.5 A DARK | 12
2948 | 2485920000 | FEED-THROUGH TERMINAL PUSH IN 1.5 MM² 500 V 17.5 A DARK | 12
2949 | 2500860000 | SUPPLY VOLTAGE : 24 V | 231
2950 | 2500870000 | SUPPLY VOLTAGE : 24 V | 231
2951 | 2500880000 | SUPPLY VOLTAGE : 230 V | 180
2952 | 2514820000 | FEMALE 25 MM² | 939
2953 | 2514830000 | FEMALE 35 MM² | 940
2954 | 2514850000 | FEMALE 70 MM² | 941
2955 | 2514860000 | PIN 25 MM² | 534
2956 | 2514870000 | PIN 35 MM² | 535
2957 | 2514880000 | PIN 50 MM² | 920
2958 | 2514890000 | PIN 70 MM² | 921
2959 | 2521770000 | W-SERIES DISTRIBUTION BLOCK RATED CROSS-SECTION: SCREW CONNECTION TERMINAL RAIL / MOUNTING PLATE | 630
2960 | 2531300000 | FEED-THROUGH TERMINAL PUSH IN 2.5 MM² 800 V 22 A DARK | 12
2961 | 2531510000 | FEED-THROUGH TERMINAL PUSH IN 2.5 MM² 800 V 22 A | 12
2962 | 2531530000 | FEED-THROUGH TERMINAL PUSH IN 2.5 MM² 800 V 22 A | 12
2963 | 2532700000 | A-SERIES END PLATE | 40
2964 | 2535090000 | HDC INSERT MALE 500 V 16 A N OF POLES: 16 SNAP IN SIZE: 6 | 78
2965 | 2535130000 | HDC INSERT FEMALE 500 V 16 A N OF POLES: 16 SNAP IN SIZE: 6 | 78
2966 | 2535970000 | SECURITY/NAT/VPN/U-LINK ROUTER WITH INTEGRATED MULTI-BAND MODEM (4G/3G/2G) EU-MODEL GIGABIT ETHERNET 2 * RJ45 10/100/1000BASET(X) DNV-GL IP20 -20 °C...70 °C | 163
2967 | 2536650000 | WIRELESS ACCESS POINT/CLIENT IEEE 802.11 A/B/G/N EU-MODEL IP30 -40 °C...75 °C | 170
2968 | 2536660000 | WIRELESS ACCESS POINT/CLIENT IEEE 802.11 A/B/G/N US-MODEL IP30 0 °C...60 °C | 170
2969 | 2536670000 | WIRELESS ACCESS POINT/CLIENT IEEE 802.11 A/B/G/N US-MODEL IP30 -40 °C...75 °C | 170
2970 | 2536690000 | WIRELESS ACCESS POINT/BRIDGE/CLIENT IEEE 802.11 A/B/G/N EU-MODEL IP30 -40 °C...75 °C | 170
2971 | 2536700000 | WIRELESS ACCESS POINT/BRIDGE/CLIENT IEEE 802.11 A/B/G/N US-MODEL IP30 -25 °C...60 °C | 170
2972 | 2536710000 | WIRELESS ACCESS POINT/BRIDGE/CLIENT IEEE 802.11 A/B/G/N US-MODEL IP30 -40 °C...75 °C | 170
2973 | 7789765060 | PRE-ASSEMBLED CABLE PAC PRE-ASSEMBLED CABLE CABLE LIYCY 0.25 MM² | 2
2974 | 7789768040 | PRE-ASSEMBLED CABLE PAC CABLE LIYY 0.25 MM² | 2
2975 | 7789806040 | PRE-ASSEMBLED CABLE PAC CABLE LIYY 0.25 MM² | 2
2976 | 7789806100 | PRE-ASSEMBLED CABLE PAC CABLE LIYY 0.25 MM² | 2
2977 | 7789880100 | PRE-ASSEMBLED CABLE PAC CABLE LIYCY 0.25 MM² | 2
2978 | 7789880150 | PRE-ASSEMBLED CABLE PAC CABLE LIYCY 0.25 MM² | 2
2979 | 9456100900 | SENSOR/ACTUATOR LINE ONE END WITHOUT CONNECTOR M12 N OF POLES : 4 9 M SHIELDED: NO LED: NO SHEATH MATERIAL: PUR HALOGEN: NO | 0
2980 | 9456101050 | SENSOR/ACTUATOR LINE ONE END WITHOUT CONNECTOR M12 N OF POLES : 4 10.5 M SHIELDED: NO LED: NO SHEATH MATERIAL: PUR HALOGEN: NO | 0
2981 | 9456101100 | SENSOR/ACTUATOR LINE ONE END WITHOUT CONNECTOR M12 N OF POLES : 4 11 M SHIELDED: NO LED: NO SHEATH MATERIAL: PUR HALOGEN: NO | 0
2982 | 9456380030 | SENSOR/ACTUATOR LINE ONE END WITHOUT CONNECTOR M12 N OF POLES : 4 0.3 M SHIELDED: NO LED: YES SHEATH MATERIAL: PUR HALOGEN: NO | 0
2983 | 9456660320 | SENSOR/ACTUATOR LINE CONNECTING LINE N OF POLES : 4 3.2 M SHIELDED: NO LED: NO SHEATH MATERIAL: PUR HALOGEN: NO | 0
2984 | 9456660330 | SENSOR/ACTUATOR LINE CONNECTING LINE N OF POLES : 4 3.3 M SHIELDED: NO LED: NO SHEATH MATERIAL: PUR HALOGEN: NO | 0
2985 | 9456660940 | SENSOR/ACTUATOR LINE CONNECTING LINE N OF POLES : 4 9.4 M SHIELDED: NO LED: NO SHEATH MATERIAL: PUR HALOGEN: NO | 0
2986 | 9456661150 | SENSOR/ACTUATOR LINE CONNECTING LINE N OF POLES : 4 11.5 M SHIELDED: NO LED: NO SHEATH MATERIAL: PUR HALOGEN: NO | 0
2987 | 9457230130 | SENSOR/ACTUATOR LINE CONNECTING LINE M12 / M12 N OF POLES : 3 1.3 M SHIELDED: NO LED: NO SHEATH MATERIAL: PUR HALOGEN: NO | 0
2988 | 9457340480 | SENSOR/ACTUATOR LINE CONNECTING LINE M12 / M12 N OF POLES : 5 4.8 M SHIELDED: NO LED: NO SHEATH MATERIAL: PUR HALOGEN: NO | 0
2989 | 2622420000 | CONDUCTOR AND CABLE MARKERS 7 - 40 MM 60 X 10 MM | 22
2990 | 2622440000 | CONDUCTOR AND CABLE MARKERS 7 - 40 MM 24 X 15 MM | 6
2991 | 2615370000 | PCB PLUG-IN CONNECTOR FEMALE PLUG 5.08 MM N OF POLES: 4 270° CLAMPING YOKE CONNECTION CLAMPING RANGE MAX. : 4 MM² BOX | 1
2992 | 2615500000 | PCB PLUG-IN CONNECTOR FEMALE PLUG 5.08 MM N OF POLES: 5 270° CLAMPING YOKE CONNECTION CLAMPING RANGE MAX. : 4 MM² BOX | 1
2993 | 2623930000 | WPAK POTENTIAL EQUALISATION BLOCK RATED CROSS-SECTION: SCREW CONNECTION DIRECT MOUNTING | 630
2994 | 2512830000 | AUTOMATION PRODUCTS - U-REMOTE IP67 SENSOR-ACTUATOR ACTIVE DISTRIBUTOR PROFINET V2.3 ETHERNET/IP ETHERCAT MULTIPROTOCOL | 198
2995 | 2602140000 | TOOLS ACCESSORIES | 64
2996 | 2602160000 | TOOLS ACCESSORIES | 64
2997 | 2602280000 | TOOL CASE WITH CONTENTS | 188
2998 | 2602290000 | TOOL CASE WITH CONTENTS | 188
2999 | 2602250000 | TOOL CASE WITH CONTENTS | 188
3000 | 2619940000 | ESG DEVICE MARKERS 6 X 15 MM | 111
3001 | 2621460000 | SLIMFIX CONDUCTOR AND CABLE MARKERS 7 - 26 X 15 MM | 22
3002 | 2621520000 | THM CONDUCTOR AND CABLE MARKERS 5 - 16 MM 24 X 69 MM | 15
3003 | 2621510000 | THM CONDUCTOR AND CABLE MARKERS 4.8 - 7 MM 25 X 37 MM | 15
3004 | 2621450000 | SLIMFIX CONDUCTOR AND CABLE MARKERS 7 - 60 X 13 MM | 22
3005 | 7789158020 | PRE-ASSEMBLED CABLE PAC CABLE LIYCY 0.25 MM² | 2
3006 | 2619830000 | WS TERMINAL MARKER 8 X 8 MM WEIDMUELLER | 93
3007 | 2619790000 | DEKAFIX TERMINAL MARKER 5 X 8 MM WEIDMUELLER | 166
3008 | 2619760000 | DEKAFIX TERMINAL MARKER 5 X 3.5 MM WEIDMUELLER | 166
3009 | 2619840000 | WS TERMINAL MARKER 12 X 3.5 MM WEIDMUELLER | 93
3010 | 2635580000 | TERMINAL MARKER 14 X 10 MM | 531
3011 | 2591420000 | SURGE VOLTAGE ARRESTER LOW VOLTAGE SURGE PROTECTION TN-C-S TN-S | 11
3012 | 2591460000 | SURGE VOLTAGE ARRESTER LOW VOLTAGE SURGE PROTECTION TN-C-S TN-S TT IT WITH N IT WITHOUT N | 44
3013 | 2591060000 | SURGE VOLTAGE ARRESTER LOW VOLTAGE SURGE PROTECTION SINGLE-PHASE TN TN-S IT WITH N IT WITHOUT N | 44
3014 | 2591450000 | SURGE VOLTAGE ARRESTER LOW VOLTAGE SURGE PROTECTION WITH REMOTE CONTACT TN-C (U0? 230/400 V) | 478
3015 | 2636920000 | SURGE VOLTAGE ARRESTER LOW VOLTAGE SURGE PROTECTION WITH REMOTE CONTACT TN-C-S TN-S TT IT WITH N IT WITHOUT N | 44
3016 | 2621310000 | CLIPCARD DEVICE MARKERS 15 X 60 MM | 65
3017 | 2621330000 | CLIPCARD DEVICE MARKERS 15 X 60 MM | 65
3018 | 2621240000 | SWITCHMARK DEVICE MARKERS 12.5 X 27 MM | 53
3019 | 2621390000 | CLIPCARD DEVICE MARKERS 15 X 27 MM GREY | 65
3020 | 2621260000 | CLIPCARD DEVICE MARKERS 54 X 85 MM | 65
3021 | 2620980000 | ESG DEVICE MARKERS 6 X 15 MM | 111
3022 | 2621370000 | CLIPCARD DEVICE MARKERS 15 X 27 MM | 65
3023 | 2619930000 | WS TERMINAL MARKER 12 X 6.5 MM WEIDMUELLER | 93
3024 | 2621190000 | SWITCHMARK DEVICE MARKERS 56 X 36 MM | 284
3025 | 2566960000 | REMOTE I/O MODULE IP20 4-CHANNEL ANALOG SIGNALS INPUT CURRENT/VOLTAGE 16 BIT | 85
3026 | 2639560000 | TERMSERIES MULTIFUNCTION TIMING RELAY N OF CONTACTS: 1 CO CONTACT AGSNO RATED CONTROL VOLTAGE: 24 V DC ±20 % CONTINUOUS CURRENT: 6 A SCREW CONNECTION | 3
3027 | 2636070000 | SIGNAL MODULE | 104
3028 | 2669630000 | FRONTCOM SINGLE FRAME METAL COVER CONTROL KNOB LOCKING NEMA 4X | 662
3029 | 1347200000 | REPLACEMENT PART | 29
3030 | 2716700000 | HDC ENCLOSURES SIZE: 3 PROTECTION DEGREE: IP66 (IN PLUGGED CONDITION) IP67 PLUGGED CABLE ENTRY FROM TOP SCREW SIZE OF CABLE ENTRIES: M 25 | 4
3031 | 2716730000 | HDC ENCLOSURES SIZE: 6 PROTECTION DEGREE: IP66 (IN PLUGGED CONDITION) IP67 PLUGGED CABLE ENTRY FROM TOP SCREW SIZE OF CABLE ENTRIES: M 40 | 4
3032 | 2716720000 | HDC ENCLOSURES SIZE: 4 PROTECTION DEGREE: IP66 (IN PLUGGED CONDITION) IP67 PLUGGED CABLE ENTRY FROM TOP SCREW SIZE OF CABLE ENTRIES: M 32 | 4
3033 | 2716740000 | HDC ENCLOSURES SIZE: 8 PROTECTION DEGREE: IP66 (IN PLUGGED CONDITION) IP67 PLUGGED CABLE ENTRY FROM TOP SCREW SIZE OF CABLE ENTRIES: M 40 | 4
3034 | 2716750000 | HDC ENCLOSURES SIZE: 3 PROTECTION DEGREE: IP66 (IN PLUGGED CONDITION) IP67 PLUGGED CABLE ENTRY FROM SIDE SCREW SIZE OF CABLE ENTRIES: M 25 | 4
3035 | 2716760000 | HDC ENCLOSURES SIZE: 4 PROTECTION DEGREE: IP66 (IN PLUGGED CONDITION) IP67 PLUGGED CABLE ENTRY FROM SIDE SCREW SIZE OF CABLE ENTRIES: M 32 | 4
3036 | 2716770000 | HDC ENCLOSURES SIZE: 6 PROTECTION DEGREE: IP66 (IN PLUGGED CONDITION) IP67 PLUGGED CABLE ENTRY FROM SIDE SCREW SIZE OF CABLE ENTRIES: M 40 | 4
3037 | 2726820000 | SPARE ARRESTER SURGE PROTECTION TT NUR FÜR N-PE | 374
3038 | 2726780000 | SURGE VOLTAGE ARRESTER LOW VOLTAGE WITHOUT TELECOMM. CONTACT LEAKAGE-CURRENT-FREE SURGE PROTECTION TN-C-S TN-S | 11
3039 | 2726750000 | SURGE VOLTAGE ARRESTER LOW VOLTAGE SURGE PROTECTION LEAKAGE-CURRENT-FREE WITH REMOTE CONTACT TN-C | 11
3040 | 2726770000 | SURGE VOLTAGE ARRESTER LOW VOLTAGE SURGE PROTECTION LEAKAGE-CURRENT-FREE WITH REMOTE CONTACT TN-C-S TN-S TT IT WITH N IT WITHOUT N | 44
3041 | 2726740000 | SURGE VOLTAGE ARRESTER LOW VOLTAGE WITHOUT TELECOMM. CONTACT LEAKAGE-CURRENT-FREE SURGE PROTECTION TN-C | 11
3042 | 2730860000 | SPARE ARRESTER LEAKAGE-CURRENT-FREE SURGE PROTECTION UP(L/N-PE) ? 1.5 KV | 298
3043 | 1346640000 | REPLACEMENT PART | 29
3044 | 1347380000 | REPLACEMENT PART | 29
3045 | 2467110000 | POWER SUPPLY SWITCH-MODE POWER SUPPLY UNIT 24 V | 34
3046 | 2467090000 | POWER SUPPLY SWITCH-MODE POWER SUPPLY UNIT 24 V | 34
3047 | 2467070000 | POWER SUPPLY SWITCH-MODE POWER SUPPLY UNIT 24 V | 34
3048 | 2467130000 | POWER SUPPLY SWITCH-MODE POWER SUPPLY UNIT 24 V | 34
3049 | 2467140000 | POWER SUPPLY SWITCH-MODE POWER SUPPLY UNIT 36 V | 34
3050 | 2467180000 | POWER SUPPLY SWITCH-MODE POWER SUPPLY UNIT 48 V | 34
3051 | 2467160000 | POWER SUPPLY SWITCH-MODE POWER SUPPLY UNIT 48 V | 34
3052 | 2748720000 | FEMALE 0.2 - 0.5 MM² | 943
3053 | 2748700000 | MALE 0.2 - 0.5 MM² | 937
3054 | 2748550000 | MODULE | 510
3055 | 2748540000 | MODULE | 510
3056 | 2748520000 | DATA MODULE | 206
3057 | 2748530000 | DATA MODULE | 206
3058 | 2748490000 | SIGNAL MODULE | 104
3059 | 2748480000 | SIGNAL MODULE | 104
3060 | 2748460000 | SIGNAL MODULE | 104
3061 | 2748470000 | SIGNAL MODULE | 104
3062 | 2748450000 | SIGNAL MODULE | 104
3063 | 2748430000 | SIGNAL MODULE | 104
3064 | 2748340000 | POWER MODULE | 63
3065 | 2748330000 | POWER MODULE | 63
3066 | 2748310000 | POWER MODULE | 63
3067 | 2748320000 | POWER MODULE | 63
3068 | 2748300000 | POWER MODULE | 63
3069 | 2748280000 | POWER MODULE | 63
3070 | 2748290000 | POWER MODULE | 63
3071 | 2748270000 | POWER MODULE | 63
3072 | 2748240000 | POWER MODULE | 63
3073 | 2748260000 | POWER MODULE | 63
3074 | 2706430000 | TERMSERIES RELAY MODULE WITH POSITIVELY DRIVEN CONTACTS N OF CONTACTS: 2 CO CONTACTS FORCIBILY GUIDED (EN 61810-3 TYPE B) AGNI RATED CONTROL VOLTAGE: 24 V UC ±10 % CONTINUOUS CURRENT: 6 A PUSH IN TEST BUTTON AVAILABLE: NO | 3
3075 | 2747390000 | PCB PLUG-IN CONNECTOR FEMALE HEADER SMD SOLDER CONNECTION PITCH IN MM (P): 1.27 MM N OF POLES: 40 180° TAPE | 0
3076 | 2747490000 | PCB PLUG-IN CONNECTOR FEMALE HEADER SMD SOLDER CONNECTION PITCH IN MM (P): 1.27 MM N OF POLES: 50 90° TAPE | 0
3077 | 2747450000 | PCB PLUG-IN CONNECTOR FEMALE HEADER SMD SOLDER CONNECTION PITCH IN MM (P): 1.27 MM N OF POLES: 20 90° TAPE | 0
3078 | 2747410000 | PCB PLUG-IN CONNECTOR FEMALE HEADER SMD SOLDER CONNECTION PITCH IN MM (P): 1.27 MM N OF POLES: 68 180° TAPE | 0
3079 | 2747430000 | PCB PLUG-IN CONNECTOR FEMALE HEADER SMD SOLDER CONNECTION PITCH IN MM (P): 1.27 MM N OF POLES: 12 90° TAPE | 0
3080 | 2747470000 | PCB PLUG-IN CONNECTOR FEMALE HEADER SMD SOLDER CONNECTION PITCH IN MM (P): 1.27 MM N OF POLES: 32 90° TAPE | 0
3081 | 2747480000 | PCB PLUG-IN CONNECTOR FEMALE HEADER SMD SOLDER CONNECTION PITCH IN MM (P): 1.27 MM N OF POLES: 40 90° TAPE | 0
3082 | 2747440000 | PCB PLUG-IN CONNECTOR FEMALE HEADER SMD SOLDER CONNECTION PITCH IN MM (P): 1.27 MM N OF POLES: 16 90° TAPE | 0
3083 | 2747460000 | PCB PLUG-IN CONNECTOR FEMALE HEADER SMD SOLDER CONNECTION PITCH IN MM (P): 1.27 MM N OF POLES: 26 90° TAPE | 0
3084 | 2747420000 | PCB PLUG-IN CONNECTOR FEMALE HEADER SMD SOLDER CONNECTION PITCH IN MM (P): 1.27 MM N OF POLES: 80 180° TAPE | 0
3085 | 2747310000 | PCB PLUG-IN CONNECTOR FEMALE HEADER SMD SOLDER CONNECTION PITCH IN MM (P): 1.27 MM N OF POLES: 50 180° TAPE | 0
3086 | 2747300000 | PCB PLUG-IN CONNECTOR FEMALE HEADER SMD SOLDER CONNECTION PITCH IN MM (P): 1.27 MM N OF POLES: 40 180° TAPE | 0
3087 | 2747400000 | PCB PLUG-IN CONNECTOR FEMALE HEADER SMD SOLDER CONNECTION PITCH IN MM (P): 1.27 MM N OF POLES: 50 180° TAPE | 0
3088 | 2747280000 | PCB PLUG-IN CONNECTOR FEMALE HEADER SMD SOLDER CONNECTION PITCH IN MM (P): 1.27 MM N OF POLES: 26 180° TAPE | 0
3089 | 2747350000 | PCB PLUG-IN CONNECTOR FEMALE HEADER SMD SOLDER CONNECTION PITCH IN MM (P): 1.27 MM N OF POLES: 16 180° TAPE | 0
3090 | 2747340000 | PCB PLUG-IN CONNECTOR FEMALE HEADER SMD SOLDER CONNECTION PITCH IN MM (P): 1.27 MM N OF POLES: 12 180° TAPE | 0
3091 | 2747370000 | PCB PLUG-IN CONNECTOR FEMALE HEADER SMD SOLDER CONNECTION PITCH IN MM (P): 1.27 MM N OF POLES: 26 180° TAPE | 0
3092 | 2747320000 | PCB PLUG-IN CONNECTOR FEMALE HEADER SMD SOLDER CONNECTION PITCH IN MM (P): 1.27 MM N OF POLES: 68 180° TAPE | 0
3093 | 2747360000 | PCB PLUG-IN CONNECTOR FEMALE HEADER SMD SOLDER CONNECTION PITCH IN MM (P): 1.27 MM N OF POLES: 20 180° TAPE | 0
3094 | 2747380000 | PCB PLUG-IN CONNECTOR FEMALE HEADER SMD SOLDER CONNECTION PITCH IN MM (P): 1.27 MM N OF POLES: 32 180° TAPE | 0
3095 | 2747230000 | PCB PLUG-IN CONNECTOR MALE HEADER SMD SOLDER CONNECTION PITCH IN MM (P): 1.27 MM N OF POLES: 68 90° TAPE | 1
3096 | 2747330000 | PCB PLUG-IN CONNECTOR FEMALE HEADER SMD SOLDER CONNECTION PITCH IN MM (P): 1.27 MM N OF POLES: 80 180° TAPE | 0
3097 | 2747290000 | PCB PLUG-IN CONNECTOR FEMALE HEADER SMD SOLDER CONNECTION PITCH IN MM (P): 1.27 MM N OF POLES: 32 180° TAPE | 0
3098 | 2747260000 | PCB PLUG-IN CONNECTOR FEMALE HEADER SMD SOLDER CONNECTION PITCH IN MM (P): 1.27 MM N OF POLES: 16 180° TAPE | 0
3099 | 2747190000 | PCB PLUG-IN CONNECTOR MALE HEADER SMD SOLDER CONNECTION PITCH IN MM (P): 1.27 MM N OF POLES: 26 90° TAPE | 1
3100 | 2747200000 | PCB PLUG-IN CONNECTOR MALE HEADER SMD SOLDER CONNECTION PITCH IN MM (P): 1.27 MM N OF POLES: 32 90° TAPE | 0
3101 | 2747240000 | PCB PLUG-IN CONNECTOR MALE HEADER SMD SOLDER CONNECTION PITCH IN MM (P): 1.27 MM N OF POLES: 80 90° TAPE | 1
3102 | 2747250000 | PCB PLUG-IN CONNECTOR FEMALE HEADER SMD SOLDER CONNECTION PITCH IN MM (P): 1.27 MM N OF POLES: 12 180° TAPE | 0
3103 | 2747210000 | PCB PLUG-IN CONNECTOR MALE HEADER SMD SOLDER CONNECTION PITCH IN MM (P): 1.27 MM N OF POLES: 40 90° TAPE | 1
3104 | 2747270000 | PCB PLUG-IN CONNECTOR FEMALE HEADER SMD SOLDER CONNECTION PITCH IN MM (P): 1.27 MM N OF POLES: 20 180° TAPE | 0
3105 | 2747220000 | PCB PLUG-IN CONNECTOR MALE HEADER SMD SOLDER CONNECTION PITCH IN MM (P): 1.27 MM N OF POLES: 50 90° TAPE | 1
3106 | 2747180000 | PCB PLUG-IN CONNECTOR MALE HEADER SMD SOLDER CONNECTION PITCH IN MM (P): 1.27 MM N OF POLES: 20 90° TAPE | 1
3107 | 2747160000 | PCB PLUG-IN CONNECTOR MALE HEADER SMD SOLDER CONNECTION PITCH IN MM (P): 1.27 MM N OF POLES: 12 90° TAPE | 1
3108 | 2747170000 | PCB PLUG-IN CONNECTOR MALE HEADER SMD SOLDER CONNECTION PITCH IN MM (P): 1.27 MM N OF POLES: 16 90° TAPE | 1
3109 | 2757430000 | 2.5 MM² 24 A DARK | 538
3110 | 1537750000 | SIGNAL CONVERTER/ISOLATOR INPUT : 0(4)-20 MA OUTPUT : 0-10 V VOLTAGE SUPPLY ALSO VIA CH20M RAIL BUS | 154
3111 | 7760054354 | SIGNAL CONVERTER/ISOLATOR OUTPUT CURRENT LOOP POWE INPUT : 4-20 MA OUTPUT : 4-20 MA (LOOP POWE) | 140
3112 | 7760054357 | SIGNAL CONVERTER/ISOLATOR INPUT CURRENT LOOP FEED INPUT : 0(4)-20 MA (LOOP POWE) OUTPUT : 0(4)-20 MA | 140
3113 | 2736500000 | SPARE ARRESTER SURGE PROTECTION UP(L/N-PE) ? 1.5 KV | 119
3114 | 2736480000 | SURGE VOLTAGE ARRESTER LOW VOLTAGE SURGE PROTECTION WITH REMOTE CONTACT SINGLE-PHASE | 11
3115 | 2736490000 | SURGE VOLTAGE ARRESTER LOW VOLTAGE SURGE PROTECTION WITH REMOTE CONTACT TN-C-S TN-S | 11
3116 | 2736470000 | SURGE VOLTAGE ARRESTER LOW VOLTAGE SURGE PROTECTION WITH REMOTE CONTACT SINGLE-PHASE | 11
3117 | 2736350000 | SURGE VOLTAGE ARRESTER LOW VOLTAGE SURGE PROTECTION WITH REMOTE CONTACT SINGLE-PHASE TT TN IT WITH N | 44
3118 | 2736360000 | SURGE VOLTAGE ARRESTER LOW VOLTAGE SURGE PROTECTION TN-C-S TN-S TT IT WITH N | 44
3119 | 2736410000 | SURGE VOLTAGE ARRESTER LOW VOLTAGE SURGE PROTECTION WITH REMOTE CONTACT TN-C-S TN-S | 11
3120 | 2736400000 | SURGE VOLTAGE ARRESTER LOW VOLTAGE SURGE PROTECTION TN-C-S TN-S | 11
3121 | 2736430000 | SURGE VOLTAGE ARRESTER LOW VOLTAGE SURGE PROTECTION WITH REMOTE CONTACT SINGLE-PHASE | 11
3122 | 2736340000 | SURGE VOLTAGE ARRESTER LOW VOLTAGE SURGE PROTECTION SINGLE-PHASE TT TN IT WITH N | 44
3123 | 2736450000 | SURGE VOLTAGE ARRESTER LOW VOLTAGE SURGE PROTECTION WITH REMOTE CONTACT TN-C | 11
3124 | 2736390000 | SURGE VOLTAGE ARRESTER LOW VOLTAGE SURGE PROTECTION WITH REMOTE CONTACT TN-C-S TT IT WITH N TN-S | 44
3125 | 2736420000 | SURGE VOLTAGE ARRESTER LOW VOLTAGE SURGE PROTECTION WITH REMOTE CONTACT SINGLE-PHASE | 11
3126 | 2736460000 | SURGE VOLTAGE ARRESTER LOW VOLTAGE SURGE PROTECTION WITH REMOTE CONTACT SINGLE-PHASE TT TN IT WITH N | 44
3127 | 2736440000 | SURGE VOLTAGE ARRESTER LOW VOLTAGE SURGE PROTECTION WITH REMOTE CONTACT TN-C-S TN-S TT IT WITH N | 44
3128 | 2736210000 | SURGE VOLTAGE ARRESTER LOW VOLTAGE SURGE PROTECTION SINGLE-PHASE | 11
3129 | 2730740000 | SURGE VOLTAGE ARRESTER LOW VOLTAGE SURGE PROTECTION TN-S TN-C-S | 11
3130 | 2730730000 | SURGE VOLTAGE ARRESTER LOW VOLTAGE SURGE PROTECTION WITH REMOTE CONTACT TN-C | 11
3131 | 2730710000 | SURGE VOLTAGE ARRESTER LOW VOLTAGE SURGE PROTECTION WITH REMOTE CONTACT SINGLE-PHASE | 11
3132 | 2730760000 | SPARE ARRESTER SURGE PROTECTION UP(L/N-PE) ? 34 KV | 119
3133 | 2730780000 | SURGE VOLTAGE ARRESTER LOW VOLTAGE SURGE PROTECTION WITH REMOTE CONTACT TN-C | 11
3134 | 2730720000 | SURGE VOLTAGE ARRESTER LOW VOLTAGE SURGE PROTECTION TN-C | 11
3135 | 2730800000 | SURGE VOLTAGE ARRESTER LOW VOLTAGE SURGE PROTECTION TT NUR FÜR N-PE UP(L/N-PE) ? 1.5 KV | 254
3136 | 2730650000 | SURGE VOLTAGE ARRESTER LOW VOLTAGE SURGE PROTECTION SINGLE-PHASE TT TN IT WITH N | 44
3137 | 2730620000 | SURGE VOLTAGE ARRESTER LOW VOLTAGE SURGE PROTECTION WITH REMOTE CONTACT TN-C-S TN-S | 11
3138 | 2730590000 | SURGE VOLTAGE ARRESTER LOW VOLTAGE SURGE PROTECTION TN-C | 11
3139 | 2730700000 | SURGE VOLTAGE ARRESTER LOW VOLTAGE SURGE PROTECTION SINGLE-PHASE | 11
3140 | 2730690000 | SPARE ARRESTER SURGE PROTECTION UP(L/N-PE) ? 2.3 KV | 119
3141 | 2730660000 | SURGE VOLTAGE ARRESTER LOW VOLTAGE SURGE PROTECTION WITH REMOTE CONTACT SINGLE-PHASE TT TN IT WITH N | 44
3142 | 2730550000 | SURGE VOLTAGE ARRESTER LOW VOLTAGE SURGE PROTECTION WITH REMOTE CONTACT TN-C | 11
3143 | 2730560000 | SPARE ARRESTER SURGE PROTECTION UP(L/N-PE) ? 1.75 KV | 119
3144 | 2730570000 | SURGE VOLTAGE ARRESTER LOW VOLTAGE SURGE PROTECTION SINGLE-PHASE | 11
3145 | 2730600000 | SURGE VOLTAGE ARRESTER LOW VOLTAGE SURGE PROTECTION WITH REMOTE CONTACT TN-C | 11
3146 | 2730670000 | SURGE VOLTAGE ARRESTER LOW VOLTAGE SURGE PROTECTION TN-C-S TN-S TT IT WITH N | 44
3147 | 2730580000 | SURGE VOLTAGE ARRESTER LOW VOLTAGE SURGE PROTECTION WITH REMOTE CONTACT SINGLE-PHASE | 11
3148 | 2730630000 | SURGE VOLTAGE ARRESTER LOW VOLTAGE SURGE PROTECTION SINGLE-PHASE | 11
3149 | 2730790000 | SURGE VOLTAGE ARRESTER LOW VOLTAGE SURGE PROTECTION WITH REMOTE CONTACT SINGLE-PHASE | 11
3150 | 2730610000 | SURGE VOLTAGE ARRESTER LOW VOLTAGE SURGE PROTECTION TN-C-S TN-S | 11
3151 | 2730510000 | SURGE VOLTAGE ARRESTER LOW VOLTAGE SURGE PROTECTION TN-C | 11
3152 | 2730530000 | SPARE ARRESTER SURGE PROTECTION UP(L/N-PE) ? 1.5 KV | 119
3153 | 2730490000 | SURGE VOLTAGE ARRESTER LOW VOLTAGE SURGE PROTECTION WITH REMOTE CONTACT TN-C-S TN-S | 11
3154 | 2730520000 | SURGE VOLTAGE ARRESTER LOW VOLTAGE SURGE PROTECTION WITH REMOTE CONTACT TN-C | 11
3155 | 2730540000 | SURGE VOLTAGE ARRESTER LOW VOLTAGE SURGE PROTECTION TN-C | 11
3156 | 2730680000 | SURGE VOLTAGE ARRESTER LOW VOLTAGE SURGE PROTECTION WITH REMOTE CONTACT TN-C-S TN-S TT IT WITH N | 44
3157 | 2730470000 | SURGE VOLTAGE ARRESTER LOW VOLTAGE SURGE PROTECTION SINGLE-PHASE | 11
3158 | 2730480000 | SURGE VOLTAGE ARRESTER LOW VOLTAGE SURGE PROTECTION WITH REMOTE CONTACT SINGLE-PHASE | 11
3159 | 2730440000 | SPARE ARRESTER SURGE PROTECTION UP(L/N-PE) ? 1.25 KV | 119
3160 | 2730450000 | SURGE VOLTAGE ARRESTER LOW VOLTAGE SURGE PROTECTION SINGLE-PHASE | 11
3161 | 2730460000 | SURGE VOLTAGE ARRESTER LOW VOLTAGE SURGE PROTECTION WITH REMOTE CONTACT SINGLE-PHASE | 11
3162 | 2730500000 | SURGE VOLTAGE ARRESTER LOW VOLTAGE SURGE PROTECTION WITH REMOTE CONTACT TN-C-S TN-S | 11
3163 | 2730640000 | SURGE VOLTAGE ARRESTER LOW VOLTAGE SURGE PROTECTION WITH REMOTE CONTACT SINGLE-PHASE | 11
3164 | 7789285100 | PRE-ASSEMBLED CABLE PAC CABLE LIYCY 0.25 MM² | 2
3165 | 7789135030 | PRE-ASSEMBLED CABLE PAC CABLE LIYCY 0.25 MM² | 2
3166 | 2742060000 | 35 MM² 1000 V 125 A DARK | 933
3167 | 2742110000 | 50 MM² GREEN/ | 925
3168 | 2742100000 | FEED-THROUGH TERMINAL 50 MM² 1000 V 150 A | 12
3169 | 2742090000 | FEED-THROUGH TERMINAL 50 MM² 1000 V 150 A DARK | 12
3170 | 2682600000 | SERIAL/ETHERNET CONVERTER AND MODBUS TCP/RTU GATEWAY N OF PORTS: 2X RJ45 10/100BASE-T(X) 1X DB9 MALE FOR RS-232/422/485 IP30 -40 °C...70 °C | 796
3171 | 2682610000 | CONFIGURATION BACKUP AND RESTORE MODULE IP40 -10 °C...60 °C | 647
3172 | 2682370000 | NETWORK SWITCH MANAGED GIGABIT ETHERNET N OF PORTS: 16X RJ45 8X 100/1000BASESFP SLOT IP30 -40 °C...75 °C | 69
3173 | 2682330000 | NETWORK SWITCH MANAGED FAST/GIGABIT ETHERNET N OF PORTS: 16X RJ45 10/100BASET(X) 2X COMBO-PORTS (10/100/1000BASET(X) OR 100/1000BASESFP) IP30 -40 °C...75 °C | 69
3174 | 2682360000 | NETWORK SWITCH MANAGED GIGABIT ETHERNET N OF PORTS: 12X RJ45 2 * SLOTS 100/1000BASESFP IP30 -40 °C...75 °C | 69
3175 | 2682320000 | NETWORK SWITCH MANAGED FAST ETHERNET N OF PORTS: 24X RJ45 IP30 -40 °C...75 °C | 36
3176 | 2755980000 | COMBINER BOX 2 MPPT'S 1 INPUT / 1 OUTPUT PER MPPT SURGE PROTECTION I / II CABLE GLAND PUSH IN CONNECTION 1000 V | 30
3177 | 2756000000 | COMBINER BOX 2 MPPT'S 1 INPUT / 1 OUTPUT PER MPPT SURGE PROTECTION II CABLE GLAND PUSH IN CONNECTION 1500 V | 30
3178 | 2755990000 | COMBINER BOX 1 MPPT 1 INPUT / 1 OUTPUT PER MPPT SURGE PROTECTION II CABLE GLAND PUSH IN CONNECTION 1500 V | 30
3179 | 2755960000 | COMBINER BOX 2 MPPT'S 1 INPUT / 1 OUTPUT PER MPPT SURGE PROTECTION II CABLE GLAND PUSH IN CONNECTION 1000 V | 30
3180 | 2755970000 | COMBINER BOX 1 MPPT 1 INPUT / 1 OUTPUT PER MPPT SURGE PROTECTION I / II CABLE GLAND PUSH IN CONNECTION 1000 V | 30
3181 | 2755950000 | COMBINER BOX 1 MPPT 1 INPUT / 1 OUTPUT PER MPPT SURGE PROTECTION II CABLE GLAND PUSH IN CONNECTION 1000 V | 30
3182 | 2467290000 | DC/DC CONVERTER 31.2 V 24 V | 186
3183 | 2467300000 | DC/DC CONVERTER 31.2 V 24 V | 186
3184 | 2467310000 | DC/DC CONVERTER 31.2 V 24 V | 186
3185 | 1347420000 | REPLACEMENT PART | 29
3186 | 1347330000 | REPLACEMENT PART | 29
3187 | 1347130000 | REPLACEMENT PART | 29
3188 | 1347120000 | REPLACEMENT PART | 29
3189 | 1347190000 | REPLACEMENT PART | 29
3190 | 2710100000 | PE TERMINAL SCREW CONNECTION 6 MM² 500 V GREEN/ | 664
3191 | 2710170000 | A-SERIES END PLATE | 40
3192 | 2739630000 | SECURITY/NAT/VPN/U-LINK ROUTER WITH INTEGRATED MULTI-BAND MODEM (4G/3G) US/EMEA-MODEL FAST ETHERNET 4X RJ45 10/100BASET(X) IP30 -30 °C...70 °C | 163
3193 | 2749850000 | SCREWDRIVER BLADE WIDTH (B): 5.5 MM BLADE LENGTH: 125 MM BLADE THICKNESS (A): 1 MM | 48
3194 | 2749860000 | SCREWDRIVER BLADE WIDTH (B): 6.5 MM BLADE LENGTH: 150 MM BLADE THICKNESS (A): 1.2 MM | 48
3195 | 2749820000 | SCREWDRIVER BLADE WIDTH (B): 4 MM BLADE LENGTH: 100 MM BLADE THICKNESS (A): 0.8 MM | 48
3196 | 2749830000 | SCREWDRIVER BLADE WIDTH (B): 4.5 MM BLADE LENGTH: 125 MM BLADE THICKNESS (A): 1 MM | 48
3197 | 2749760000 | MOUNTING TOOL | 128
3198 | 2749750000 | MOUNTING TOOL | 128
3199 | 2749590000 | MOUNTING TOOL | 128
3200 | 2749330000 | SCREWDRIVER BLADE WIDTH (B): 3 MM BLADE LENGTH: 80 MM BLADE THICKNESS (A): 0.5 MM | 48
3201 | 2749320000 | SCREWDRIVER BLADE WIDTH (B): 2.5 MM BLADE LENGTH: 75 MM BLADE THICKNESS (A): 0.4 MM | 48
3202 | 2749200000 | SCREWDRIVER SET | 274
3203 | 1347500000 | REPLACEMENT PART | 29
3204 | 1347470000 | REPLACEMENT PART | 29
3205 | 1347480000 | REPLACEMENT PART | 29
3206 | 7760054118 | SIGNAL CONVERTER/ISOLATOR OUTPUT CURRENT LOOP POWE INPUT : 0-20 MA OUTPUT : 4-20 MA (LOOP POWE) | 140
3207 | 2774950000 | SURGE VOLTAGE ARRESTER LOW VOLTAGE SURGE PROTECTION LEAKAGE-CURRENT-FREE WITH REMOTE CONTACT SINGLE-PHASE TN TN-C | 11
3208 | 2775000000 | SURGE VOLTAGE ARRESTER LOW VOLTAGE SURGE PROTECTION LEAKAGE-CURRENT-FREE WITH REMOTE CONTACT SINGLE-PHASE TN TT IT WITH N IT WITHOUT N | 44
3209 | 2774990000 | SURGE VOLTAGE ARRESTER LOW VOLTAGE SURGE PROTECTION LEAKAGE-CURRENT-FREE WITH REMOTE CONTACT TN TN-S | 11
3210 | 2774960000 | SURGE VOLTAGE ARRESTER LOW VOLTAGE SURGE PROTECTION LEAKAGE-CURRENT-FREE WITH REMOTE CONTACT TN TN-C | 11
3211 | 2774940000 | SURGE VOLTAGE ARRESTER LOW VOLTAGE SURGE PROTECTION LEAKAGE-CURRENT-FREE WITH REMOTE CONTACT SINGLE-PHASE TN | 11
3212 | 2748900000 | SCREWDRIVER INSERT BLADE WIDTH (B): 2.5 MM BLADE LENGTH: 70 MM BLADE THICKNESS (A): 0.4 MM | 48
3213 | 2466980000 | POWER SUPPLY SWITCH-MODE POWER SUPPLY UNIT 24 V | 34
3214 | 2467000000 | POWER SUPPLY SWITCH-MODE POWER SUPPLY UNIT 24 V | 34
3215 | 2467010000 | POWER SUPPLY SWITCH-MODE POWER SUPPLY UNIT 24 V | 34
3216 | 1021730060 | SENSOR/ACTUATOR LINE CONNECTING LINE M12 / M12 N OF POLES : 4 0.6 M SHIELDED: NO LED: NO SHEATH MATERIAL: PUR HALOGEN: NO | 0
3217 | 1021730100 | SENSOR/ACTUATOR LINE CONNECTING LINE M12 / M12 N OF POLES : 4 1 M SHIELDED: NO LED: NO SHEATH MATERIAL: PUR HALOGEN: NO | 0
3218 | 1021730400 | SENSOR/ACTUATOR LINE CONNECTING LINE M12 / M12 N OF POLES : 4 4 M SHIELDED: NO LED: NO SHEATH MATERIAL: PUR HALOGEN: NO | 0
3219 | 1021730700 | SENSOR/ACTUATOR LINE CONNECTING LINE M12 / M12 N OF POLES : 4 0.7 M SHIELDED: NO LED: NO SHEATH MATERIAL: PUR HALOGEN: NO | 0
3220 | 1059330020 | DRAGLINE CABLE PROFINET M12 D-CODE ? IP 67 STRAIGHT SOCKET M12 D-CODE ? IP 67 STRAIGHT PIN CAT.5 (ISO/IEC 11801) / CAT.5E (TIA T568-B) PUR 2 M | 8
3221 | 1059480200 | SENSOR/ACTUATOR LINE CONNECTING LINE M12 / M12 N OF POLES : 4 2 M SHIELDED: YES LED: NO SHEATH MATERIAL: PUR HALOGEN: NO | 0
3222 | 1059480250 | SENSOR/ACTUATOR LINE CONNECTING LINE M12 / M12 N OF POLES : 4 2.5 M SHIELDED: YES LED: NO SHEATH MATERIAL: PUR HALOGEN: NO | 0
3223 | 1059480400 | SENSOR/ACTUATOR LINE CONNECTING LINE M12 / M12 N OF POLES : 4 4 M SHIELDED: YES LED: NO SHEATH MATERIAL: PUR HALOGEN: NO | 0
3224 | 1059544000 | SENSOR/ACTUATOR LINE CONNECTING LINE M12 / M12 N OF POLES : 5 40 M SHIELDED: YES LED: NO SHEATH MATERIAL: PUR HALOGEN: NO | 0
3225 | 1059730200 | SENSOR/ACTUATOR LINE CONNECTING LINE M12 / M12 N OF POLES : 4 2 M SHIELDED: YES LED: NO SHEATH MATERIAL: PUR HALOGEN: NO | 0
3226 | 1059750150 | DRAGLINE CABLE PROFINET M12 D-CODE ? IP 67 ANGLED PIN OPEN CAT.5 (ISO/IEC 11801) / CAT.5E (TIA T568-B) PUR 15 M | 8
3227 | 1059750250 | DRAGLINE CABLE PROFINET M12 D-CODE ? IP 67 ANGLED PIN OPEN CAT.5 (ISO/IEC 11801) / CAT.5E (TIA T568-B) PUR 25 M | 8
3228 | 1059770250 | DRAGLINE CABLE PROFINET M12 D-CODE ? IP 67 STRAIGHT PIN M12 D-CODE ? IP 67 ANGLED PIN CAT.5 (ISO/IEC 11801) / CAT.5E (TIA T568-B) PUR 25 M | 8
3229 | 1059890020 | DRAGLINE CABLE PROFINET M12 D-CODE ? IP 67 ANGLED PIN M12 D-CODE ? IP 67 ANGLED PIN CAT.5 (ISO/IEC 11801) / CAT.5E (TIA T568-B) PUR 2 M | 8
3230 | 1059890200 | DRAGLINE CABLE PROFINET M12 D-CODE ? IP 67 ANGLED PIN M12 D-CODE ? IP 67 ANGLED PIN CAT.5 (ISO/IEC 11801) / CAT.5E (TIA T568-B) PUR 20 M | 8
3231 | 1059890250 | DRAGLINE CABLE PROFINET M12 D-CODE ? IP 67 ANGLED PIN M12 D-CODE ? IP 67 ANGLED PIN CAT.5 (ISO/IEC 11801) / CAT.5E (TIA T568-B) PUR 25 M | 8
3232 | 1060120800 | BUS LINE ONE END WITHOUT CONNECTOR M12 N OF POLES: 5 8 M SHIELDED: YES LED: NO SHEATH MATERIAL: PVC HALOGEN: YES | 0
3233 | 1061881500 | SENSOR/ACTUATOR LINE ONE END WITHOUT CONNECTOR M12 N OF POLES : 5 15 M SHIELDED: NO LED: NO SHEATH MATERIAL: PUR HALOGEN: NO | 0
3234 | 1061901500 | SENSOR/ACTUATOR LINE ONE END WITHOUT CONNECTOR M12 N OF POLES : 4 15 M SHIELDED: NO LED: NO SHEATH MATERIAL: PUR HALOGEN: NO | 0
3235 | 1061990030 | BUS LINE CONNECTING LINE M12 / M12 N OF POLES: 5 0.3 M PIN STRAIGHT - SOCKET 90° SHIELDED: YES LED: NO SHEATH MATERIAL: PUR HALOGEN: NO | 0
3236 | 1062150050 | BUS LINE CONNECTING LINE M12 / M12 N OF POLES: 5 0.5 M SHIELDED: YES LED: NO SHEATH MATERIAL: PUR HALOGEN: NO | 0
3237 | 1062150250 | BUS LINE CONNECTING LINE M12 / M12 N OF POLES: 5 2.5 M SHIELDED: YES LED: NO SHEATH MATERIAL: PUR HALOGEN: NO | 0
3238 | 1062150350 | BUS LINE CONNECTING LINE M12 / M12 N OF POLES: 5 3.5 M SHIELDED: YES LED: NO SHEATH MATERIAL: PUR HALOGEN: NO | 0
3239 | 1062150400 | BUS LINE CONNECTING LINE M12 / M12 N OF POLES: 5 4 M SHIELDED: YES LED: NO SHEATH MATERIAL: PUR HALOGEN: NO | 0
3240 | 1062150450 | BUS LINE CONNECTING LINE M12 / M12 N OF POLES: 5 4.5 M SHIELDED: YES LED: NO SHEATH MATERIAL: PUR HALOGEN: NO | 0
3241 | 1062150550 | BUS LINE CONNECTING LINE M12 / M12 N OF POLES: 5 5.5 M SHIELDED: YES LED: NO SHEATH MATERIAL: PUR HALOGEN: NO | 0
3242 | 1062150600 | BUS LINE CONNECTING LINE M12 / M12 N OF POLES: 5 6 M SHIELDED: YES LED: NO SHEATH MATERIAL: PUR HALOGEN: NO | 0
3243 | 1062150650 | BUS LINE CONNECTING LINE M12 / M12 N OF POLES: 5 6.5 M SHIELDED: YES LED: NO SHEATH MATERIAL: PUR HALOGEN: NO | 0
3244 | 1062150700 | BUS LINE CONNECTING LINE M12 / M12 N OF POLES: 5 7 M SHIELDED: YES LED: NO SHEATH MATERIAL: PUR HALOGEN: NO | 0
3245 | 1071990400 | SENSOR/ACTUATOR LINE CONNECTING LINE M12 / M12 N OF POLES : 4 4 M SHIELDED: NO LED: NO SHEATH MATERIAL: PUR HALOGEN: NO | 0
3246 | 1139680000 | HDC ENCLOSURES SIZE: 6 PROTECTION DEGREE: IP65 IP65 (IN PLUGGED CONDITION) CABLE ENTRY FROM TOP PLUG HOUSING END-LOCKING CLAMP LOWER SIDE HIGH SIZE OF CABLE ENTRIES: M 40 | 4
3247 | 1171890150 | SENSOR/ACTUATOR LINE CONNECTING LINE M12 / M12 N OF POLES : 3 1.5 M TWIN CABLING PIN STRAIGHT 2X SOCKET STRAIGHT SHIELDED: NO LED: NO SHEATH MATERIAL: PVC HALOGEN: YES | 0
3248 | 1171891000 | SENSOR/ACTUATOR LINE CONNECTING LINE M12 / M12 N OF POLES : 3 10 M TWIN CABLING PIN STRAIGHT 2X SOCKET STRAIGHT SHIELDED: NO LED: NO SHEATH MATERIAL: PVC HALOGEN: YES | 0
3249 | 1251580003 | PATCH CABLE RJ45 IP 20 RJ45 IP 20 CAT.6A / CLASS EA (ISO/IEC 11801 2010) LSZH 0.3 M | 10
3250 | 1279410060 | SENSOR/ACTUATOR LINE ONE END WITHOUT CONNECTOR N OF POLES : 8 0.6 M SHIELDED: NO LED: NO SHEATH MATERIAL: PUR HALOGEN: NO | 0
3251 | 1279443000 | SENSOR/ACTUATOR LINE CONNECTING LINE N OF POLES : 8 30 M SHIELDED: NO LED: NO SHEATH MATERIAL: PUR HALOGEN: NO | 0
3252 | 1329110020 | PRE-ASSEMBLED CABLE PAC CABLE LIYY 0.25 MM² | 2
3253 | 1329140010 | PRE-ASSEMBLED CABLE PAC CABLE LIYY 0.25 MM² | 2
3254 | 1329150020 | PRE-ASSEMBLED CABLE PAC CABLE LIYY 0.25 MM² | 2
3255 | 1329150030 | PRE-ASSEMBLED CABLE PAC CABLE LIYY 0.25 MM² | 2
3256 | 1329170020 | PRE-ASSEMBLED CABLE PAC CABLE LIYY 0.25 MM² | 2
3257 | 1329170030 | PRE-ASSEMBLED CABLE PAC CABLE LIYY 0.25 MM² | 2
3258 | 1329200010 | PRE-ASSEMBLED CABLE PAC CABLE LIYY 0.25 MM² | 2
3259 | 1329290020 | PRE-ASSEMBLED CABLE PAC CABLE LIYCY 0.25 MM² | 2
3260 | 1345040015 | PRE-ASSEMBLED CABLE PAC CABLE LIYCY 0.25 MM² | 2
3261 | 1346410000 | REPLACEMENT PART | 29
3262 | 1346430000 | REPLACEMENT PART | 29
3263 | 1346440000 | REPLACEMENT PART | 29
3264 | 1346450000 | REPLACEMENT PART | 29
3265 | 1346460000 | REPLACEMENT PART | 29
3266 | 1346470000 | REPLACEMENT PART | 29
3267 | 1346490000 | REPLACEMENT PART | 29
3268 | 1346500000 | REPLACEMENT PART | 29
3269 | 1349370150 | PRE-ASSEMBLED CABLE PAC CABLE LIYCY 0.25 MM² | 2
3270 | 1349670050 | PRE-ASSEMBLED CABLE PAC | 37
3271 | 1349790040 | PRE-ASSEMBLED CABLE PAC | 37
3272 | 1349790080 | PRE-ASSEMBLED CABLE PAC | 37
3273 | 1349790100 | PRE-ASSEMBLED CABLE PAC | 37
3274 | 1349900020 | PRE-ASSEMBLED CABLE PAC | 37
3275 | 1349900100 | PRE-ASSEMBLED CABLE PAC | 37
3276 | 1405060030 | PRE-ASSEMBLED CABLE PAC | 37
3277 | 1405060050 | PRE-ASSEMBLED CABLE PAC | 37
3278 | 1431530010 | PRE-ASSEMBLED CABLE PAC CABLE LIYY 8.6 ± 1 MM | 13
3279 | 1466370150 | SENSOR/ACTUATOR LINE ONE END WITHOUT CONNECTOR M12 / M8 N OF POLES : 3 1.5 M TWIN CABLING SHIELDED: NO LED: YES SHEATH MATERIAL: PVC HALOGEN: YES | 0
3280 | 1466370500 | SENSOR/ACTUATOR LINE ONE END WITHOUT CONNECTOR M12 / M8 N OF POLES : 3 5 M TWIN CABLING SHIELDED: NO LED: YES SHEATH MATERIAL: PVC HALOGEN: YES | 0
3281 | 1466371000 | SENSOR/ACTUATOR LINE ONE END WITHOUT CONNECTOR M12 / M8 N OF POLES : 3 10 M TWIN CABLING SHIELDED: NO LED: YES SHEATH MATERIAL: PVC HALOGEN: YES | 0
3282 | 1469080000 | W-SERIES CROSS-CONNECTOR FOR THE TERMINALS N OF POLES: 3 | 51
3283 | 1469090000 | W-SERIES CROSS-CONNECTOR FOR THE TERMINALS N OF POLES: 3 | 51
3284 | 1471490000 | BUILT-IN PLUGS 7/8" M 20 N OF POLES: 5 0.2 M | 308
3285 | 1471510000 | BUILT-IN PLUGS 7/8" M 20 N OF POLES: 3 0.2 M | 308
3286 | 1471520000 | BUILT-IN PLUGS 7/8" M 20 N OF POLES: 4 0.2 M | 308
3287 | 1473470000 | HDC ENCLOSURES COVER | 542
3288 | 1481140000 | SOCKETS PREFABRICATED TO CUSTOMER SPEC. M12 SOCKET ANGLED | 26
3289 | 1481150000 | PLUGS PREFABRICATED TO CUSTOMER SPEC. M12 PIN 90° | 66
3290 | 1481690150 | PRE-ASSEMBLED CABLE PAC CABLE LIYCY 0.25 MM² | 2
3291 | 1483880000 | SENSOR/ACTUATOR PLUG-IN CONNECTOR BUILT-IN PLUGS EMPTY ENCLOSURE | 192
3292 | 1483940000 | REPLACEMENT PART | 29
3293 | 1483950000 | REPLACEMENT PART | 29
3294 | 1483960000 | REPLACEMENT PART | 29
3295 | 1483970000 | REPLACEMENT PART | 29
3296 | 1483980000 | REPLACEMENT PART | 29
3297 | 1484000000 | REPLACEMENT PART | 29
3298 | 1484010000 | REPLACEMENT PART | 29
3299 | 1484020000 | REPLACEMENT PART | 29
3300 | 1484030000 | REPLACEMENT PART | 29
3301 | 1484040000 | REPLACEMENT PART | 29
3302 | 1484050000 | REPLACEMENT PART | 29
3303 | 1484080000 | REPLACEMENT PART | 29
3304 | 1484090000 | REPLACEMENT PART | 29
3305 | 1484100000 | REPLACEMENT PART | 29
3306 | 1484110000 | REPLACEMENT PART | 29
3307 | 1484120000 | REPLACEMENT PART | 29
3308 | 1484130000 | REPLACEMENT PART | 29
3309 | 1484440000 | REPLACEMENT PART | 29
3310 | 1489190010 | CABLE LIYY 0.25 MM² | 157
3311 | 1524720000 | Y CONNECTOR M8 / M8 | 325
3312 | 1525530000 | HEAVY-DUTY CONNECTORS ACCESSORIES CABLE GLANDS POLYCARBONATE | 581
3313 | 1528370000 | HDC INSERT PIN MALE 500 V 16 A N OF POLES: 40 CRIMP CONNECTION SIZE: 6 | 23
3314 | 1528380000 | HDC INSERT FEMALE 500 V 16 A N OF POLES: 40 CRIMP CONNECTION SIZE: 6 | 23
3315 | 1531930000 | PRIMARY CURRENT: 250 A OUTPUT : 0(4)-20 MA 0(2)-10 V LOAD: 1 VA | 502
3316 | 1532050000 | PRIMARY CURRENT: 500 A OUTPUT : 0(4)-20 MA 0(2)-10 V LOAD: 1 VA | 502
3317 | 1534280000 | KLIPPON POK (POLYESTER EMPTY ENCLOSURE) MOUNTING PLATE HEIGHT: 68 MM WIDTH: 34 MM DEPTH: 1.5 MM MATERIAL: SHEET STEEL GALVANIZED GALVANIZED | 5
3318 | 1534290000 | KLIPPON POK (POLYESTER EMPTY ENCLOSURE) MOUNTING PLATE HEIGHT: 98 MM WIDTH: 34 MM DEPTH: 1.5 MM MATERIAL: SHEET STEEL GALVANIZED GALVANIZED | 5
3319 | 1534310000 | KLIPPON POK (POLYESTER EMPTY ENCLOSURE) MOUNTING PLATE HEIGHT: 148 MM WIDTH: 34 MM DEPTH: 1.5 MM MATERIAL: SHEET STEEL GALVANIZED GALVANIZED | 5
3320 | 1534320000 | KLIPPON POK (POLYESTER EMPTY ENCLOSURE) MOUNTING PLATE HEIGHT: 178 MM WIDTH: 34 MM DEPTH: 1.5 MM MATERIAL: SHEET STEEL GALVANIZED GALVANIZED | 5
3321 | 1534340000 | KLIPPON POK (POLYESTER EMPTY ENCLOSURE) MOUNTING PLATE HEIGHT: 77 MM WIDTH: 109 MM DEPTH: 1.5 MM MATERIAL: SHEET STEEL GALVANIZED GALVANIZED | 5
3322 | 1534350000 | KLIPPON POK (POLYESTER EMPTY ENCLOSURE) MOUNTING PLATE HEIGHT: 77 MM WIDTH: 207 MM DEPTH: 1.5 MM MATERIAL: SHEET STEEL GALVANIZED GALVANIZED | 5
3323 | 1534360000 | KLIPPON POK (POLYESTER EMPTY ENCLOSURE) MOUNTING PLATE HEIGHT: 113 MM WIDTH: 142.5 MM DEPTH: 1.5 MM MATERIAL: SHEET STEEL GALVANIZED GALVANIZED | 5
3324 | 1534380000 | KLIPPON POK (POLYESTER EMPTY ENCLOSURE) MOUNTING PLATE HEIGHT: 113 MM WIDTH: 342 MM DEPTH: 1.5 MM MATERIAL: SHEET STEEL GALVANIZED GALVANIZED | 5
3325 | 1534390000 | KLIPPON POK (POLYESTER EMPTY ENCLOSURE) MOUNTING PLATE HEIGHT: 113 MM WIDTH: 545 MM DEPTH: 1.5 MM MATERIAL: SHEET STEEL GALVANIZED GALVANIZED | 5
3326 | 1534430000 | KLIPPON POK (POLYESTER EMPTY ENCLOSURE) MOUNTING PLATE HEIGHT: 203 MM WIDTH: 583 MM DEPTH: 1.5 MM MATERIAL: SHEET STEEL GALVANIZED GALVANIZED | 5
3327 | 1540010000 | SIGNAL CONVERTER/ISOLATOR INPUT : 0(4)-20 MA OUTPUT : 0-10 V | 501
3328 | 1541070150 | SENSOR/ACTUATOR LINE CONNECTING LINE M23 / M23 N OF POLES: 19 1.5 M PIN STRAIGHT - SOCKET STRAIGHT SHIELDED: NO LED: NO SHEATH MATERIAL: PUR HALOGEN: NO | 0
3329 | 1543490000 | PANEL FEED-THROUGH N OF POLES: 8 CODING: A M12 30 V | 153
3330 | 1550620000 | Y CONNECTOR M8 / M8 | 325
3331 | 1824570320 | SENSOR/ACTUATOR LINE CONNECTING LINE N OF POLES : 3 3.2 M SHIELDED: NO LED: NO SHEATH MATERIAL: PUR HALOGEN: NO | 0
3332 | 1824570520 | SENSOR/ACTUATOR LINE CONNECTING LINE N OF POLES : 3 5.2 M SHIELDED: NO LED: NO SHEATH MATERIAL: PUR HALOGEN: NO | 0
3333 | 1824570570 | SENSOR/ACTUATOR LINE CONNECTING LINE N OF POLES : 3 5.7 M SHIELDED: NO LED: NO SHEATH MATERIAL: PUR HALOGEN: NO | 0
3334 | 1964300250 | SENSOR/ACTUATOR LINE ONE END WITHOUT CONNECTOR M8 N OF POLES : 3 2.5 M TWIN CABLING PIN STRAIGHT 2X SOCKET ANGLED SHIELDED: NO LED: NO SHEATH MATERIAL: PUR HALOGEN: NO | 0
3335 | 1964690800 | BUS LINE ONE END WITHOUT CONNECTOR M12 N OF POLES: 5 8 M SHIELDED: YES LED: NO SHEATH MATERIAL: PUR HALOGEN: NO | 0
3336 | 1964703000 | BUS LINE ONE END WITHOUT CONNECTOR M12 N OF POLES: 5 30 M SHIELDED: YES LED: NO SHEATH MATERIAL: PUR HALOGEN: NO | 0
3337 | 1964710025 | BUS LINE CONNECTING LINE M12 / M12 N OF POLES: 5 0.25 M SHIELDED: YES LED: NO SHEATH MATERIAL: PUR HALOGEN: NO | 0
3338 | 1964710050 | BUS LINE CONNECTING LINE M12 / M12 N OF POLES: 5 0.5 M PIN STRAIGHT - SOCKET STRAIGHT SHIELDED: YES LED: NO SHEATH MATERIAL: PUR HALOGEN: NO | 0
3339 | 1964710230 | BUS LINE CONNECTING LINE M12 / M12 N OF POLES: 5 2.3 M PIN STRAIGHT - SOCKET STRAIGHT SHIELDED: YES LED: NO SHEATH MATERIAL: PUR HALOGEN: NO | 0
3340 | 1964710250 | BUS LINE CONNECTING LINE M12 / M12 N OF POLES: 5 2.5 M SHIELDED: YES LED: NO SHEATH MATERIAL: PUR HALOGEN: NO | 0
3341 | 1964712000 | BUS LINE CONNECTING LINE M12 / M12 N OF POLES: 5 20 M SHIELDED: YES LED: NO SHEATH MATERIAL: PUR HALOGEN: NO | 0
3342 | 1968582500 | SENSOR/ACTUATOR LINE ONE END WITHOUT CONNECTOR M12 N OF POLES : 4 25 M SHIELDED: NO LED: NO SHEATH MATERIAL: PUR HALOGEN: NO | 0
3343 | 1987920000 | HDC INSERT N OF POLES: 3 SIZE: 8 | 175
3344 | 1987950000 | HDC INSERT N OF POLES: 3 SIZE: 8 | 175
3345 | 1989050000 | TERMSERIES RELAY N OF CONTACTS: 2 CO CONTACT AGNI RATED CONTROL VOLTAGE: 110 V DC CONTINUOUS CURRENT: 8 A PLUG-IN CONNECTION TEST BUTTON AVAILABLE: NO | 3
3346 | 2007790000 | DEKAFIX TERMINAL MARKER 5 X 3.5 MM PITCH IN MM (P): 3.50 WEIDMUELLER TO CUSTOMER SPECIFICATION | 71
3347 | 2049950300 | POWER CABLE ONE END WITHOUT CONNECTOR M12 N OF POLES : 3 (2 + PE) 3 M FEMALE SOCKET STRAIGHT SHIELDED: NO LED: NO SHEATH MATERIAL: PUR HALOGEN: NO | 0
3348 | 2049950500 | POWER CABLE ONE END WITHOUT CONNECTOR M12 N OF POLES : 3 (2 + PE) 5 M FEMALE SOCKET STRAIGHT SHIELDED: NO LED: NO SHEATH MATERIAL: PUR HALOGEN: NO | 0
3349 | 2049951000 | POWER CABLE ONE END WITHOUT CONNECTOR M12 N OF POLES : 3 (2 + PE) 10 M FEMALE SOCKET STRAIGHT SHIELDED: NO LED: NO SHEATH MATERIAL: PUR HALOGEN: NO | 0
3350 | 2437400000 | PRIMARY CURRENT: 1000 A SECONDARY CURRENT MAX.: 5 A LOAD: 5 VA TOLERANCE CLASS: 1 DETACHABLE CURRENT TRANSFORMER | 21
3351 | 2443151200 | SENSOR/ACTUATOR LINE M8 N OF POLES : 4 12 M SHIELDED: YES LED: NO SHEATH MATERIAL: PUR HALOGEN: NO | 0
3352 | 2443152200 | SENSOR/ACTUATOR LINE M8 N OF POLES : 4 22 M SHIELDED: YES LED: NO SHEATH MATERIAL: PUR HALOGEN: NO | 0
3353 | 2450440100 | DATA USE | 28
3354 | 2450440300 | DATA USE | 28
3355 | 2450440500 | DATA USE | 28
3356 | 2450440700 | DATA USE | 28
3357 | 2450441000 | DATA USE | 28
3358 | 2450442000 | DATA USE | 28
3359 | 2450444000 | DATA USE | 28
3360 | 2450447000 | DATA USE | 28
3361 | 2450450050 | DATA USE | 28
3362 | 2450450100 | DATA USE | 28
3363 | 2450450150 | DATA USE | 28
3364 | 2450450300 | DATA USE | 28
3365 | 2450450400 | DATA USE | 28
3366 | 2450450600 | DATA USE | 28
3367 | 2450450800 | DATA USE | 28
3368 | 2450451500 | DATA USE | 28
3369 | 2450452000 | DATA USE | 28
3370 | 2450457000 | DATA USE | 28
3371 | 2451220000 | VALVE PLUG-IN CONNECTOR SOCKET ANGLED | 608
3372 | 2453540400 | DATA USE | 28
3373 | 2453540600 | DATA USE | 28
3374 | 2453540700 | DATA USE | 28
3375 | 2453541800 | DATA USE | 28
3376 | 2453544000 | DATA USE | 28
3377 | 2453550600 | DATA USE | 28
3378 | 2453551800 | DATA USE | 28
3379 | 2453820000 | 6MM² 300MM² HEXAGONAL CRIMP WM CRIMP INDENT CRIMP TRAPEZOIDAL CRIMP OVAL CRIMPING | 673
3380 | 2456540000 | REMOTE I/O MODULE IP20 ANALOG SIGNALS TEMPERATURE RTD | 383
3381 | 2461730000 | 2 X AKB (50P) | 539
3382 | 2463540000 | ACCESSORIES DISCONNECT PLUG | 544
3383 | 2464200006 | SYSTEM CABLE M12 X-TYPE IP 67 STRAIGHT MALE M12 X-TYPE IP 67 STRAIGHT MALE CAT.6A / CLASS EA (ISO/IEC 11801 2010) RADOX EM 104 0.6 M | 17
3384 | 2464200015 | SYSTEM CABLE M12 X-TYPE IP 67 STRAIGHT MALE M12 X-TYPE IP 67 STRAIGHT MALE CAT.6A / CLASS EA (ISO/IEC 11801 2010) RADOX EM 104 1.5 M | 17
3385 | 2464200030 | SYSTEM CABLE M12 X-TYPE IP 67 STRAIGHT MALE M12 X-TYPE IP 67 STRAIGHT MALE CAT.6A / CLASS EA (ISO/IEC 11801 2010) RADOX EM 104 3 M | 17
3386 | 2464200050 | SYSTEM CABLE M12 X-TYPE IP 67 STRAIGHT MALE M12 X-TYPE IP 67 STRAIGHT MALE CAT.6A / CLASS EA (ISO/IEC 11801 2010) RADOX EM 104 5 M | 17
3387 | 2464200060 | SYSTEM CABLE M12 X-TYPE IP 67 STRAIGHT MALE M12 X-TYPE IP 67 STRAIGHT MALE CAT.6A / CLASS EA (ISO/IEC 11801 2010) RADOX EM 104 6 M | 17
3388 | 2464200070 | SYSTEM CABLE M12 X-TYPE IP 67 STRAIGHT MALE M12 X-TYPE IP 67 STRAIGHT MALE CAT.6A / CLASS EA (ISO/IEC 11801 2010) RADOX EM 104 7 M | 17
3389 | 2464200100 | SYSTEM CABLE M12 X-TYPE IP 67 STRAIGHT MALE M12 X-TYPE IP 67 STRAIGHT MALE CAT.6A / CLASS EA (ISO/IEC 11801 2010) RADOX EM 104 10 M | 17
3390 | 2464200190 | SYSTEM CABLE M12 X-TYPE IP 67 STRAIGHT MALE M12 X-TYPE IP 67 STRAIGHT MALE CAT.6A / CLASS EA (ISO/IEC 11801 2010) RADOX EM 104 19 M | 17
3391 | 2464200210 | SYSTEM CABLE M12 X-TYPE IP 67 STRAIGHT MALE M12 X-TYPE IP 67 STRAIGHT MALE CAT.6A / CLASS EA (ISO/IEC 11801 2010) RADOX EM 104 21 M | 17
3392 | 2464200230 | SYSTEM CABLE M12 X-TYPE IP 67 STRAIGHT MALE M12 X-TYPE IP 67 STRAIGHT MALE CAT.6A / CLASS EA (ISO/IEC 11801 2010) RADOX EM 104 23 M | 17
3393 | 2464200250 | SYSTEM CABLE M12 X-TYPE IP 67 STRAIGHT MALE M12 X-TYPE IP 67 STRAIGHT MALE CAT.6A / CLASS EA (ISO/IEC 11801 2010) RADOX EM 104 25 M | 17
3394 | 2464200300 | SYSTEM CABLE M12 X-TYPE IP 67 STRAIGHT MALE M12 X-TYPE IP 67 STRAIGHT MALE CAT.6A / CLASS EA (ISO/IEC 11801 2010) RADOX EM 104 30 M | 17
3395 | 2467050000 | POWER SUPPLY SWITCH-MODE POWER SUPPLY UNIT 48 V | 34
3396 | 2470720000 | KLIPPON EBI QL (ESSENTIAL BOX INDUSTRIAL - QUARTER LOCK) EMPTY ENCLOSURE STAINLESS STEEL ENCLOSURE HEIGHT: 400 MM WIDTH: 300 MM DEPTH: 150 MM MATERIAL: STAINLESS STEEL 1.4301 (304) BRUSHED | 5
3397 | 2471430000 | DOUBLE-TIER TERMINAL PUSH IN 1.5 MM² 500 V 16 A | 181
3398 | 2473930000 | KLIPPON EBI (ESSENTIAL BOX INDUSTRIAL) KEY MISCELLANEOUS MATERIAL: PLASTIC | 806
3399 | 2486090000 | UNDANCY MODULE 24 V DC | 332
3400 | 2486100000 | UNDANCY MODULE 24 V DC | 332
3401 | 2486110000 | UNDANCY MODULE 24 V DC | 332
3402 | 2494000000 | FEED-THROUGH TERMINAL PUSH IN 16 MM² 1000 V 76 A DARK | 12
3403 | 2494020000 | PE TERMINAL PUSH IN 16 MM² 1000 V | 880
3404 | 2494080000 | FEED-THROUGH TERMINAL PUSH IN 16 MM² 1000 V 76 A | 12
3405 | 2495690000 | LIMIT VALUE MONITORING UNIVERSAL INPUT: TEMPERATURE R U I RELAY OUTPUT 24?230 V AC/DC POWER SUPPLY 24 V (@ 4-20 MA LOOP) | 508
3406 | 2495700000 | SIGNAL CONVERTER/ISOLATOR 90?264 V AC POWER SUPPLY INPUT : I/U UNIVERSAL OUTPUT : I/U UNIVERSAL | 204
3407 | 2500980000 | SAFESERIES SAFETY RELAY24 V DC (16...36 V DC) MAX. SWITCHING CURRENT INTERNAL FUSE : 5 A SIL 3 EN 61508:2010 | 294
3408 | 2502520000 | PHOTOVOLTAICS | 270
3409 | 2503560200 | SENSOR/ACTUATOR LINE CONNECTING LINE N OF POLES : 3 2 M SHIELDED: NO LED: NO SHEATH MATERIAL: PVC HALOGEN: YES | 0
3410 | 2503560335 | SENSOR/ACTUATOR LINE CONNECTING LINE N OF POLES : 3 3.35 M SHIELDED: NO LED: NO SHEATH MATERIAL: PVC HALOGEN: YES | 0
3411 | 2503560450 | SENSOR/ACTUATOR LINE CONNECTING LINE N OF POLES : 3 4.5 M SHIELDED: NO LED: NO SHEATH MATERIAL: PVC HALOGEN: YES | 0
3412 | 2515410000 | DOUBLE-TIER TERMINAL SCREW CONNECTION 2.5 MM² 800 V 24 A | 16
3413 | 2518620000 | ELS INSERT MARKERS 40 X 6.3 MM | 321
3414 | 2519220000 | TERMINAL MARKER 5 X 5 MM | 259
3415 | 2519240000 | TERMINAL MARKER 9 X 5 MM | 259
3416 | 2530180000 | SURGE VOLTAGE ARRESTER LOW VOLTAGE WITH REMOTE CONTACT | 11
3417 | 2530550000 | SURGE VOLTAGE ARRESTER LOW VOLTAGE | 256
3418 | 2530570000 | SURGE VOLTAGE ARRESTER LOW VOLTAGE ACCESSORIES SPARE ARRESTER | 139
3419 | 2530580000 | SURGE VOLTAGE ARRESTER LOW VOLTAGE | 256
3420 | 2530590000 | SURGE VOLTAGE ARRESTER LOW VOLTAGE WITH REMOTE CONTACT | 11
3421 | 2530610000 | SURGE VOLTAGE ARRESTER LOW VOLTAGE | 256
3422 | 2530630000 | SURGE VOLTAGE ARRESTER LOW VOLTAGE ACCESSORIES SPARE ARRESTER | 139
3423 | 2530640000 | SURGE VOLTAGE ARRESTER LOW VOLTAGE | 256
3424 | 2530650000 | SURGE VOLTAGE ARRESTER LOW VOLTAGE WITH REMOTE CONTACT | 11
3425 | 2530660000 | SURGE VOLTAGE ARRESTER LOW VOLTAGE ACCESSORIES SPARE ARRESTER | 139
3426 | 2530890000 | BUILT-IN PLUGS M12 M 16 N OF POLES: 5 FRONTPANEL MOUNTING | 31
3427 | 2531060000 | FRONTCOM INSERT POWER LARGE TYPE H SOCKET CONNECTOR ISR | 439
3428 | 2534330000 | SURGE VOLTAGE ARRESTER LOW VOLTAGE ACCESSORIES SPARE ARRESTER | 139
3429 | 2535100000 | HDC INSERT PIN 500 V 16 A N OF POLES: 24 SNAP IN SIZE: 8 | 78
3430 | 2535120000 | HDC INSERT FEMALE 500 V 16 A N OF POLES: 10 SNAP IN SIZE: 4 | 78
3431 | 2535140000 | HDC INSERT FEMALE 500 V 16 A N OF POLES: 24 SNAP IN SIZE: 8 | 78
3432 | 2535780000 | SECURITY/NAT/VPN/U-LINK ROUTER WITH INTEGRATED MULTI-BAND MODEM (4G/3G/2G) US-MODEL GIGABIT ETHERNET 2X RJ45 10/100/1000BASET(X) IP20 -20 °C...70 °C | 163
3433 | 2536600000 | WIRELESS ACCESS POINT/CLIENT IEEE 802.11 A/B/G/N EU-MODEL IP30 0 °C...60 °C | 170
3434 | 2555830000 | WEB-COMPATIBLE TOUCH PANEL DISPLAY SIZE 7" MULTITOUCH CAPACITIVE FRONT PROTECTION IP66 | 76
3435 | 2555840000 | WEB-COMPATIBLE TOUCH PANEL DISPLAY SIZE 10.1" MULTITOUCH CAPACITIVE FRONT PROTECTION IP66 | 76
3436 | 2555850000 | WEB-COMPATIBLE TOUCH PANEL DISPLAY SIZE 15.6" MULTITOUCH CAPACITIVE FRONT PROTECTION IP66 | 76
3437 | 2556510000 | ESG DEVICE MARKERS X 20 MM PA 66 COLOUR: | 196
3438 | 2556880000 | FILTER FAN IP54 | 105
3439 | 2556890000 | FILTER FAN IP55 GREY | 123
3440 | 2556900000 | FILTER FAN IP55 | 106
3441 | 2556910000 | FILTER FAN IP54 GREY | 99
3442 | 2556920000 | FILTER FAN IP54 | 105
3443 | 2556930000 | FILTER FAN IP55 GREY | 123
3444 | 2556940000 | FILTER FAN IP55 | 106
3445 | 2556950000 | FILTER FAN IP54 GREY | 99
3446 | 2556960000 | FILTER FAN IP54 | 105
3447 | 2556970000 | FILTER FAN IP55 GREY | 123
3448 | 2556980000 | FILTER FAN IP55 | 106
3449 | 2557000000 | FILTER FAN IP55 GREY | 123
3450 | 2557010000 | FILTER FAN IP55 | 106
3451 | 2557030000 | FILTER FAN IP55 GREY | 123
3452 | 2557040000 | FILTER FAN IP55 | 106
3453 | 2557080000 | EXHAUST FILTER IP54 | 155
3454 | 2557090000 | EXHAUST FILTER IP54 GREY | 92
3455 | 2557100000 | EXHAUST FILTER IP54 | 155
3456 | 2557110000 | EXHAUST FILTER IP55 GREY | 92
3457 | 2557120000 | EXHAUST FILTER IP55 | 179
3458 | 2557140000 | EXHAUST FILTER IP54 | 155
3459 | 2557150000 | EXHAUST FILTER IP55 GREY | 92
3460 | 2557160000 | EXHAUST FILTER IP55 | 179
3461 | 2557170000 | EXHAUST FILTER IP54 GREY | 92
3462 | 2557190000 | EXHAUST FILTER IP55 GREY | 92
3463 | 2557200000 | EXHAUST FILTER IP55 | 179
3464 | 2557210000 | EXHAUST FILTER IP54 GREY | 92
3465 | 2557220000 | EXHAUST FILTER IP54 | 155
3466 | 2557230000 | EXHAUST FILTER IP55 GREY | 92
3467 | 2557240000 | EXHAUST FILTER IP55 | 179
3468 | 2557250000 | FILTER FAN IP54 GREY | 99
3469 | 2557260000 | FILTER FAN IP54 | 105
3470 | 2557280000 | FILTER FAN IP54 | 105
3471 | 2557290000 | FILTER FAN IP55 GREY | 123
3472 | 2557300000 | FILTER FAN IP55 | 106
3473 | 2557310000 | FILTER FAN IP54 GREY | 99
3474 | 2557320000 | FILTER FAN IP54 | 105
3475 | 2557330000 | FILTER FAN IP55 GREY | 123
3476 | 2557340000 | FILTER FAN IP55 | 106
3477 | 2557350000 | FILTER FAN IP54 GREY | 99
3478 | 2557360000 | FILTER FAN IP54 | 105
3479 | 2557370000 | FILTER FAN IP55 GREY | 123
3480 | 2557380000 | FILTER FAN IP55 | 106
3481 | 2557390000 | FILTER FAN IP54 GREY | 99
3482 | 2557400000 | FILTER FAN IP54 | 105
3483 | 2557410000 | FILTER FAN IP55 GREY | 123
3484 | 2557420000 | FILTER FAN IP55 | 106
3485 | 2557430000 | FILTER FAN IP54 GREY | 99
3486 | 2557440000 | FILTER FAN IP54 | 105
3487 | 2557450000 | FILTER FAN IP55 GREY | 123
3488 | 2557460000 | FILTER FAN IP55 | 106
3489 | 2557470000 | FILTER FAN IP54 GREY | 99
3490 | 2557480000 | FILTER FAN IP54 | 105
3491 | 2557490000 | FILTER FAN IP55 GREY | 123
3492 | 2557500000 | FILTER FAN IP55 | 106
3493 | 2557510000 | FILTER FAN IP54 GREY | 99
3494 | 2557520000 | FILTER FAN IP54 | 105
3495 | 2557530000 | FILTER FAN IP55 GREY | 123
3496 | 2557540000 | FILTER FAN IP55 | 106
3497 | 2557550000 | EXHAUST FILTER IP54 GREY | 92
3498 | 2557560000 | EXHAUST FILTER IP54 | 155
3499 | 2557570000 | EXHAUST FILTER IP54 GREY | 92
3500 | 2557580000 | EXHAUST FILTER IP54 | 155
3501 | 2557590000 | EXHAUST FILTER IP55 GREY | 92
3502 | 2557600000 | EXHAUST FILTER IP55 | 179
3503 | 2557610000 | EXHAUST FILTER IP54 GREY | 92
3504 | 2557620000 | EXHAUST FILTER IP54 | 155
3505 | 2557630000 | EXHAUST FILTER IP55 GREY | 92
3506 | 2557640000 | EXHAUST FILTER IP55 | 179
3507 | 2557650000 | EXHAUST FILTER IP54 GREY | 92
3508 | 2557660000 | EXHAUST FILTER IP54 | 155
3509 | 2557670000 | EXHAUST FILTER IP55 GREY | 92
3510 | 2557680000 | EXHAUST FILTER IP55 | 179
3511 | 2557690000 | EXHAUST FILTER IP54 GREY | 92
3512 | 2557700000 | EXHAUST FILTER IP54 | 155
3513 | 2557710000 | EXHAUST FILTER IP55 GREY | 92
3514 | 2557720000 | EXHAUST FILTER IP55 | 179
3515 | 2558120000 | HEATING PANEL FAN IP20 | 100
3516 | 2558130000 | HEATING PANEL FAN IP20 | 100
3517 | 2558140000 | HEATING PANEL FAN IP20 | 100
3518 | 2558330000 | ESG DEVICE MARKERS X 26 MM PA 66 COLOUR: | 196
3519 | 2582520000 | TEST-DISCONNECT TERMINAL PUSH IN 4 MM² 250 V 20 A | 68
3520 | 7760054120 | SIGNAL CONVERTER/ISOLATOR OUTPUT CURRENT LOOP POWE INPUT : 0-5 V OUTPUT : 4-20 MA (LOOP POWE) | 140
3521 | 7760056354 | RELAY SOCKET N OF CONTACTS: 2 CO CONTACT | 402
3522 | 7760056364 | D-SERIES DRI RELAY SOCKET N OF CONTACTS: 1 CO CONTACT CONTINUOUS CURRENT: 12 A PUSH IN | 3
3523 | 7760056365 | D-SERIES DRI RELAY SOCKET N OF CONTACTS: 2 CO CONTACT CONTINUOUS CURRENT: 8 A PUSH IN | 3
3524 | 7760056389 | D-SERIES DRI RETAINING CLIP | 197
3525 | 7760056390 | D-SERIES DRI RETAINING CLIP | 197
3526 | 7789066090 | PRE-ASSEMBLED CABLE PAC CABLE LIYY 0.25 MM² | 2
3527 | 7789106035 | PRE-ASSEMBLED CABLE PAC CABLE LIYY 0.25 MM² | 2
3528 | 7789134025 | PRE-ASSEMBLED CABLE PAC CABLE LIYCY 0.25 MM² | 2
3529 | 7789771015 | PRE-ASSEMBLED CABLE PAC CABLE LIYY 0.25 MM² | 2
3530 | 7789772050 | PRE-ASSEMBLED CABLE PAC CABLE LIYY 0.25 MM² | 2
3531 | 7789790020 | PRE-ASSEMBLED CABLE PAC CABLE LIYY 0.25 MM² | 2
3532 | 7789794010 | PRE-ASSEMBLED CABLE PAC CABLE LIYY 0.25 MM² | 2
3533 | 7789794050 | PRE-ASSEMBLED CABLE PAC CABLE LIYY 0.25 MM² | 2
3534 | 7789831020 | PRE-ASSEMBLED CABLE PAC CABLE LIYY 0.25 MM² | 2
3535 | 9456100750 | SENSOR/ACTUATOR LINE ONE END WITHOUT CONNECTOR M12 N OF POLES : 4 7.5 M SHIELDED: NO LED: NO SHEATH MATERIAL: PUR HALOGEN: NO | 0
3536 | 9456143000 | SENSOR/ACTUATOR LINE ONE END WITHOUT CONNECTOR M12 N OF POLES : 5 30 M SHIELDED: YES LED: NO SHEATH MATERIAL: PUR HALOGEN: NO | 0
3537 | 9456146000 | SENSOR/ACTUATOR LINE ONE END WITHOUT CONNECTOR M12 N OF POLES : 5 60 M SHIELDED: YES LED: NO SHEATH MATERIAL: PUR HALOGEN: NO | 0
3538 | 9457311200 | SENSOR/ACTUATOR LINE CONNECTING LINE M12 / M12 N OF POLES : 4 12 M PIN STRAIGHT - SOCKET 90° SHIELDED: NO LED: NO SHEATH MATERIAL: PUR HALOGEN: NO | 0
3539 | 9457320750 | SENSOR/ACTUATOR LINE ONE END WITHOUT CONNECTOR M12 N OF POLES : 3 10 M SOCKET ANGLED SHIELDED: NO LED: NO SHEATH MATERIAL: PUR HALOGEN: NO | 0
3540 | 9457323500 | SENSOR/ACTUATOR LINE ONE END WITHOUT CONNECTOR M12 N OF POLES : 3 35 M SOCKET ANGLED SHIELDED: NO LED: NO SHEATH MATERIAL: PUR HALOGEN: NO | 0
3541 | 9457324000 | SENSOR/ACTUATOR LINE ONE END WITHOUT CONNECTOR M12 N OF POLES : 3 40 M SOCKET ANGLED SHIELDED: NO LED: NO SHEATH MATERIAL: PUR HALOGEN: NO | 0
3542 | 9457325000 | SENSOR/ACTUATOR LINE ONE END WITHOUT CONNECTOR M12 N OF POLES : 3 50 M SOCKET ANGLED SHIELDED: NO LED: NO SHEATH MATERIAL: PUR HALOGEN: NO | 0
3543 | 9457340750 | SENSOR/ACTUATOR LINE CONNECTING LINE M12 / M12 N OF POLES : 5 7.5 M PIN STRAIGHT - SOCKET STRAIGHT SHIELDED: NO LED: NO SHEATH MATERIAL: PUR HALOGEN: NO | 0
3544 | 9457340860 | SENSOR/ACTUATOR LINE CONNECTING LINE M12 / M12 N OF POLES : 5 8.6 M SHIELDED: NO LED: NO SHEATH MATERIAL: PUR HALOGEN: NO | 0
3545 | 9457616000 | SENSOR/ACTUATOR LINE ONE END WITHOUT CONNECTOR M12 N OF POLES : 5 60 M PIN STRAIGHT SHIELDED: NO LED: NO SHEATH MATERIAL: PUR HALOGEN: NO | 0
3546 | 9457617000 | SENSOR/ACTUATOR LINE ONE END WITHOUT CONNECTOR M12 N OF POLES : 5 70 M PIN STRAIGHT SHIELDED: NO LED: NO SHEATH MATERIAL: PUR HALOGEN: NO | 0
3547 | 9457749999 | SENSOR/ACTUATOR LINE ONE END WITHOUT CONNECTOR M12 N OF POLES : 4 100 M SHIELDED: NO LED: NO SHEATH MATERIAL: PUR HALOGEN: NO | 0
3548 | 2576210000 | D-SERIES DRI RELAY MODULE N OF CONTACTS: 1 CO CONTACT AGSNO RATED CONTROL VOLTAGE: 24 V DC CONTINUOUS CURRENT: 10 A PUSH IN TEST BUTTON AVAILABLE: YES | 3
3549 | 2576200000 | D-SERIES DRI RELAY MODULE N OF CONTACTS: 2 CO CONTACT AGSNO RATED CONTROL VOLTAGE: 24 V DC CONTINUOUS CURRENT: 5 A PUSH IN TEST BUTTON AVAILABLE: NO | 3
3550 | 2576190000 | D-SERIES DRI RELAY MODULE N OF CONTACTS: 2 CO CONTACT AGSNO RATED CONTROL VOLTAGE: 24 V DC CONTINUOUS CURRENT: 5 A PUSH IN TEST BUTTON AVAILABLE: YES | 3
3551 | 2576170000 | D-SERIES DRI RELAY MODULE N OF CONTACTS: 2 CO CONTACT AGSNO RATED CONTROL VOLTAGE: 115 V AC CONTINUOUS CURRENT: 5 A PUSH IN TEST BUTTON AVAILABLE: YES | 3
3552 | 2576140000 | D-SERIES DRM RELAY MODULE N OF CONTACTS: 4 CO CONTACT AGNI FLASH GOLD-PLATED RATED CONTROL VOLTAGE: 24 V DC CONTINUOUS CURRENT: 5 A PUSH IN TEST BUTTON AVAILABLE: YES | 3
3553 | 1334990000 | CONTROLLER IP20 IOT CONTROLLER U-CONTROL 2000 WEB WEB-BASED INTEGRATED ENGINEERING TOOL: U-CREATE WEB FOR IIOT APPLICATIONS | 474
3554 | 1025940020 | DRAGLINE CABLE PROFINET M12 D-CODE ? IP 67 STRAIGHT PIN OPEN CAT.5 (ISO/IEC 11801) / CAT.5E (TIA T568-B) PUR 2 M | 8
3555 | 2542310000 | HDC ENCLOSURES SIZE: 4 PROTECTION DEGREE: IP65 (IN PLUGGED CONDITION) BULKHEAD HOUSING SIDE-LOCKING CLAMP ON LOWER SIDE SIDE-LOCKING CLAMP REPLACEABLE | 4
3556 | 2542320000 | HDC ENCLOSURES SIZE: 6 PROTECTION DEGREE: IP65 (IN PLUGGED CONDITION) BULKHEAD HOUSING SIDE-LOCKING CLAMP ON LOWER SIDE SIDE-LOCKING CLAMP REPLACEABLE | 4
3557 | 2544020000 | HDC ENCLOSURES SIZE: 4 PROTECTION DEGREE: IP65 (IN PLUGGED CONDITION) CABLE ENTRY FROM TOP PLUG HOUSING SIDE-LOCKING CLAMP ON LOWER SIDE HIGH SIZE OF CABLE ENTRIES: M 32 | 4
3558 | 2542230000 | HDC ENCLOSURES SIZE: 3 PROTECTION DEGREE: IP65 (IN PLUGGED CONDITION) BULKHEAD HOUSING END-LOCKING CLAMP LOWER SIDE END-LOCKING CLAMP REPLACEABLE | 4
3559 | 2602130000 | TOOLS ACCESSORIES | 64
3560 | 2602110000 | TOOLS ACCESSORIES | 64
3561 | 2602170000 | TOOLS ACCESSORIES | 64
3562 | 2619780000 | DEKAFIX TERMINAL MARKER 5 X 6 MM WEIDMUELLER | 166
3563 | 2619770000 | DEKAFIX TERMINAL MARKER 5 X 5 MM WEIDMUELLER | 166
3564 | 2619850000 | WS TERMINAL MARKER 12 X 5 MM WEIDMUELLER | 93
3565 | 2556450000 | TERMSERIES CROSS-CONNECTOR | 81
3566 | 2556430000 | TERMSERIES CROSS-CONNECTOR | 81
3567 | 2556360000 | TERMSERIES CROSS-CONNECTOR | 81
3568 | 2540000000 | A-SERIES END PLATE | 40
3569 | 2539980000 | DOUBLE-TIER TERMINAL PUSH IN 4 MM² 800 V 32 A DARK | 122
3570 | 2570240000 | A-SERIES END BRACKET | 171
3571 | 7789617050 | PRE-ASSEMBLED CABLE PAC CABLE LIYCY 0.34 MM² | 2
3572 | 2635590000 | TERMINAL MARKER 14 X 12 MM | 531
3573 | 2635570000 | TERMINAL MARKER 13 X 8.1 MM PITCH IN MM (P): 8.00 | 375
3574 | 2635550000 | TERMINAL MARKER 8 X 5.1 MM PITCH IN MM (P): 5.00 | 375
3575 | 2591700000 | SURGE VOLTAGE ARRESTER LOW VOLTAGE SURGE PROTECTION WITH REMOTE CONTACT TN-C | 11
3576 | 2591660000 | SURGE VOLTAGE ARRESTER LOW VOLTAGE SURGE PROTECTION WITH REMOTE CONTACT SINGLE-PHASE | 11
3577 | 2591260000 | SURGE VOLTAGE ARRESTER LOW VOLTAGE SURGE PROTECTION WITH REMOTE CONTACT TN-C | 11
3578 | 2591270000 | SURGE VOLTAGE ARRESTER LOW VOLTAGE SURGE PROTECTION TN-C-S TN-S | 11
3579 | 2591030000 | SURGE VOLTAGE ARRESTER LOW VOLTAGE SURGE PROTECTION WITH REMOTE CONTACT SINGLE-PHASE | 11
3580 | 2591160000 | SURGE VOLTAGE ARRESTER LOW VOLTAGE SURGE PROTECTION TN-C | 11
3581 | 2591150000 | SURGE VOLTAGE ARRESTER LOW VOLTAGE SURGE PROTECTION WITH REMOTE CONTACT TN-C-S TN-S | 11
3582 | 2591050000 | SURGE VOLTAGE ARRESTER LOW VOLTAGE SURGE PROTECTION WITH REMOTE CONTACT SINGLE-PHASE TN | 11
3583 | 2591320000 | SURGE VOLTAGE ARRESTER LOW VOLTAGE SURGE PROTECTION WITH REMOTE CONTACT TN-C | 11
3584 | 2591010000 | SPARE ARRESTER SURGE PROTECTION UP(L/N-PE) ? 1.5 KV | 119
3585 | 2591190000 | SPARE ARRESTER SURGE PROTECTION TT NUR FÜR N-PE | 374
3586 | 2591130000 | SURGE VOLTAGE ARRESTER LOW VOLTAGE SURGE PROTECTION WITH REMOTE CONTACT TN-C-S TN-S | 11
3587 | 2637060000 | SURGE VOLTAGE ARRESTER LOW VOLTAGE SURGE PROTECTION WITH REMOTE CONTACT TN-C-S TN-S TT IT WITH N IT WITHOUT N | 44
3588 | 2621120000 | SWITCHMARK DEVICE MARKERS 18 X 27 MM | 53
3589 | 2621250000 | CLIPCARD DEVICE MARKERS 54 X 85 MM | 65
3590 | 2621220000 | SWITCHMARK DEVICE MARKERS 12.5 X 27 MM | 53
3591 | 2621340000 | CLIPCARD DEVICE MARKERS 15 X 45 MM | 65
3592 | 2599440000 | MARKING SYSTEMS THERMOTRANSFER PRINTER THERMOTRANSFER 300 DPI MULTIMARK SHRINK-FIT SLEEVES LABEL REEL | 520
3593 | 2621280000 | CLIPCARD DEVICE MARKERS 30 X 60 MM | 587
3594 | 2621300000 | CLIPCARD DEVICE MARKERS 30 X 60 MM | 587
3595 | 2621290000 | CLIPCARD DEVICE MARKERS 30 X 60 MM | 587
3596 | 2638920000 | CONTROLLER IP20 U-CONTROL 2000 STUDIO OPENLINUX AUTOMATION CONTROLLER WITH ETHERCAT INTERFACE | 278
3597 | 2624980000 | ELECTRONIC LOAD MONITORING | 342
3598 | 2625000000 | SUPPLY MODULE | 849
3599 | 2603850000 | W-SERIES DISTRIBUTION BLOCK RATED CROSS-SECTION: 16 MM² SCREW CONNECTION WEMID TERMINAL RAIL / MOUNTING PLATE | 9
3600 | 2682120000 | PRINTED CIRCUIT BOARD TERMINALS 5.00 MM N OF POLES: 6 CLAMPING RANGE MAX. : 2.5 MM² | 71
3601 | 2639340000 | SURGE VOLTAGE ARRESTER LOW VOLTAGE SURGE PROTECTION WITH REMOTE CONTACT SINGLE-PHASE TN TN-S TT IT WITH N IT WITHOUT N | 44
3602 | 2639320000 | SURGE VOLTAGE ARRESTER LOW VOLTAGE SURGE PROTECTION WITH REMOTE CONTACT TN-C-S TN-S TT IT WITH N IT WITHOUT N | 44
3603 | 2592210000 | RJ45 MODULE PLUG INSERT RJ45 TOOL-FREE TIA-568A EIA/TIA T568 B PROFINET | 385
3604 | 2592030000 | RJ45 MODULE RJ45 GENDER CHANGER | 781
3605 | 2697270000 | TFI-SERIES STAR-DELTA TIMER N OF CONTACTS: 2 NO CONTACT AGNI RATED CONTROL VOLTAGE: 12...240 V UC -10 % / +10 % CONTINUOUS CURRENT: 3 A SCREW CONNECTION | 3
3606 | 2697260000 | TFI-SERIES CLOCK GENERATOR N OF CONTACTS: 1 CO CONTACT AGNI RATED CONTROL VOLTAGE: 12...240 V UC -10 % / +10 % CONTINUOUS CURRENT: 8 A SCREW CONNECTION | 3
3607 | 2697290000 | TFI-SERIES OFF-DELAY TIMING RELAY WITH SEPARATE CONTROL INPUT N OF CONTACTS: 1 CO CONTACT AGNI RATED CONTROL VOLTAGE: 24...240 V UC -15 % / +10 % CONTINUOUS CURRENT: 8 A SCREW CONNECTION | 3
3608 | 2697250000 | TFI-SERIES MULTIFUNCTION TIMING RELAY WITH SEPARATE CONTROL INPUT N OF CONTACTS: 1 CO CONTACT AGNI RATED CONTROL VOLTAGE: 12...240 V UC -10 % / +10 % CONTINUOUS CURRENT: 8 A SCREW CONNECTION | 3
3609 | 2697280000 | TFI-SERIES ON-DELAY TIMING RELAY N OF CONTACTS: 1 CO CONTACT AGNI RATED CONTROL VOLTAGE: 24...240 V UC -15 % / +10 % CONTINUOUS CURRENT: 8 A SCREW CONNECTION | 3
3610 | 2676340000 | INDUSTRIAL PC IP20 | 136
3611 | 2665820000 | INDUSTRIAL PC IP20 | 136
3612 | 2676670000 | INDUSTRIAL MONITOR DISPLAY SIZE 12.1" MULTITOUCH CAPACITIVE TOUCH FRONT PROTECTION IP66 | 76
3613 | 2676690000 | INDUSTRIAL MONITOR DISPLAY SIZE 18.5" MULTITOUCH CAPACITIVE TOUCH FRONT PROTECTION IP66 | 76
3614 | 2676700000 | INDUSTRIAL MONITOR DISPLAY SIZE 21.5" MULTITOUCH CAPACITIVE TOUCH FRONT PROTECTION IP66 | 76
3615 | 2676680000 | INDUSTRIAL MONITOR DISPLAY SIZE 15.6" MULTITOUCH CAPACITIVE TOUCH FRONT PROTECTION IP66 | 76
3616 | 2636180000 | SIGNAL MODULE | 104
3617 | 2636190000 | SIGNAL MODULE | 104
3618 | 2701550020 | PATCH CABLE RJ45 IP 20 RJ45 IP 20 CAT.6A / CLASS EA (ISO/IEC 11801 2010) LSZH 2 M | 10
3619 | 2701550010 | PATCH CABLE RJ45 IP 20 RJ45 IP 20 CAT.6A / CLASS EA (ISO/IEC 11801 2010) LSZH 1 M | 10
3620 | 2701550030 | PATCH CABLE RJ45 IP 20 RJ45 IP 20 CAT.6A / CLASS EA (ISO/IEC 11801 2010) LSZH 3 M | 10
3621 | 2701550015 | PATCH CABLE RJ45 IP 20 RJ45 IP 20 CAT.6A / CLASS EA (ISO/IEC 11801 2010) LSZH 1.5 M | 10
3622 | 2716000000 | STAINLESS STEEL 1.4404 (316L) UNTREATED | 883
3623 | 2618400000 | TERMSERIES RELAY MODULE N OF CONTACTS: 2 CO CONTACT AGNI RATED CONTROL VOLTAGE: 24 V DC ±20 % CONTINUOUS CURRENT: 8 A PUSH IN TEST BUTTON AVAILABLE: NO | 3
3624 | 2618220000 | TERMSERIES RELAY MODULE N OF CONTACTS: 1 CO CONTACT AGNI RATED CONTROL VOLTAGE: 24 V UC ±10 % CONTINUOUS CURRENT: 6 A PUSH IN TEST BUTTON AVAILABLE: NO | 3
3625 | 2618200000 | TERMSERIES RELAY MODULE N OF CONTACTS: 1 CO CONTACT AGNI RATED CONTROL VOLTAGE: 230 V AC ±10 % CONTINUOUS CURRENT: 6 A PUSH IN TEST BUTTON AVAILABLE: NO | 3
3626 | 2618720000 | TERMSERIES SOLID-STATE RELAY 1 NO CONTACT (MOS-FET) RATED CONTROL VOLTAGE: 24 V DC ±20 % RATED SWITCHING VOLTAGE: 3...33 V DC CONTINUOUS CURRENT: 2 A PUSH IN | 3
3627 | 2617880000 | TERMSERIES RELAY MODULE N OF CONTACTS: 1 CO CONTACT AGSNO RATED CONTROL VOLTAGE: 24 V UC ±10 % CONTINUOUS CURRENT: 6 A PUSH IN TEST BUTTON AVAILABLE: NO | 3
3628 | 2618440000 | TERMSERIES RELAY MODULE N OF CONTACTS: 2 CO CONTACT AGNI RATED CONTROL VOLTAGE: 230 V UC ±5 % CONTINUOUS CURRENT: 8 A PUSH IN TEST BUTTON AVAILABLE: NO | 3
3629 | 2635980000 | SIGNAL MODULE | 104
3630 | 2712060000 | SWITCHMARK DEVICE MARKERS 22 X 22 MM | 244
3631 | 2703390000 | RJ45 PLUG WITH PIERCING CONTACTS STRAIGHT CABLE GLAND CAT.6A / CLASS EA (ISO/IEC 11801 2010) EIA/TIA T568 A | 88
3632 | 2682140000 | NETWORK SWITCH UNMANAGED FAST ETHERNET N OF PORTS: 8X RJ45 IP30 -40 °C...75 °C | 36
3633 | 2639730000 | TERMSERIES MULTIFUNCTION TIMING RELAY N OF CONTACTS: 1 CO CONTACT AGSNO RATED CONTROL VOLTAGE: 24 V DC ±20 % CONTINUOUS CURRENT: 6 A PUSH IN | 3
3634 | 2682190000 | NETWORK SWITCH UNMANAGED FAST ETHERNET N OF PORTS: 24X RJ45 IP30 -40 °C...75 °C | 36
3635 | 2682400000 | NETWORK SWITCH UNMANAGED POE GIGABIT ETHERNET N OF PORTS: 8X RJ45 10/100/1000 BASET(X) POE+ IP30 -40 °C...75 °C | 69
3636 | 2716780000 | HDC ENCLOSURES SIZE: 8 PROTECTION DEGREE: IP66 (IN PLUGGED CONDITION) IP67 PLUGGED CABLE ENTRY FROM SIDE SCREW SIZE OF CABLE ENTRIES: M 40 | 4
3637 | 2716800000 | HDC ENCLOSURES SIZE: PROTECTION DEGREE: | 430
3638 | 2740900000 | AUTOMATIC STRIPPER AND CRIMPER | 444
3639 | 2748690000 | MALE | 950
3640 | 2748580000 | DATA USE | 28
3641 | 2748570000 | DATA MODULE | 206
3642 | 2748560000 | DATA MODULE | 206
3643 | 2748420000 | SIGNAL MODULE | 104
3644 | 2748410000 | SIGNAL MODULE | 104
3645 | 2748400000 | SIGNAL MODULE | 104
3646 | 2748390000 | HIGH VOLTAGE MODULE | 513
3647 | 2748360000 | POWER MODULE | 63
3648 | 2748370000 | POWER MODULE | 63
3649 | 2748380000 | HIGH VOLTAGE MODULE | 513
3650 | 2748350000 | POWER MODULE | 63
3651 | 2748250000 | POWER MODULE | 63
3652 | 2736520000 | SPARE ARRESTER SURGE PROTECTION TT NUR FÜR N-PE | 374
3653 | 2748100000 | DEKAFIX TERMINAL MARKER 5 X 8 MM PITCH IN MM (P): 8.00 WEIDMUELLER | 18
3654 | 2748020000 | DEKAFIX TERMINAL MARKER 5 X 8 MM PITCH IN MM (P): 8.00 WEIDMUELLER | 18
3655 | 2747960000 | DEKAFIX TERMINAL MARKER 5 X 8 MM PITCH IN MM (P): 8.00 WEIDMUELLER | 18
3656 | 2748080000 | DEKAFIX TERMINAL MARKER 5 X 8 MM PITCH IN MM (P): 8.00 WEIDMUELLER | 18
3657 | 2706290000 | TERMSERIES RELAY MODULE WITH POSITIVELY DRIVEN CONTACTS N OF CONTACTS: 2 CO CONTACTS FORCIBILY GUIDED (EN 61810-3 TYPE B) AGNI RATED CONTROL VOLTAGE: 24 V UC ±10 % CONTINUOUS CURRENT: 6 A SCREW CONNECTION TEST BUTTON AVAILABLE: NO | 3
3658 | 2674900000 | FEED-THROUGH TERMINAL PUSH IN 6 MM² 800 V 41 A | 12
3659 | 2747580000 | PCB PLUG-IN CONNECTOR FEMALE PLUG PITCH IN MM (P): 1.27 MM N OF POLES: 50 TRAY (MANUAL ASSEMBLY) | 160
3660 | 2747590000 | PCB PLUG-IN CONNECTOR FEMALE PLUG PITCH IN MM (P): 1.27 MM N OF POLES: 68 TRAY (MANUAL ASSEMBLY) | 160
3661 | 2747600000 | PCB PLUG-IN CONNECTOR FEMALE PLUG PITCH IN MM (P): 1.27 MM N OF POLES: 80 TRAY (MANUAL ASSEMBLY) | 160
3662 | 2747550000 | PCB PLUG-IN CONNECTOR FEMALE PLUG PITCH IN MM (P): 1.27 MM N OF POLES: 26 TRAY (MANUAL ASSEMBLY) | 160
3663 | 2747570000 | PCB PLUG-IN CONNECTOR FEMALE PLUG PITCH IN MM (P): 1.27 MM N OF POLES: 40 TRAY (MANUAL ASSEMBLY) | 160
3664 | 2747500000 | PCB PLUG-IN CONNECTOR FEMALE HEADER SMD SOLDER CONNECTION PITCH IN MM (P): 1.27 MM N OF POLES: 68 90° TAPE | 0
3665 | 2747560000 | PCB PLUG-IN CONNECTOR FEMALE PLUG PITCH IN MM (P): 1.27 MM N OF POLES: 32 TRAY (MANUAL ASSEMBLY) | 160
3666 | 2747510000 | PCB PLUG-IN CONNECTOR FEMALE HEADER SMD SOLDER CONNECTION PITCH IN MM (P): 1.27 MM N OF POLES: 80 90° TAPE | 0
3667 | 2747530000 | PCB PLUG-IN CONNECTOR FEMALE PLUG PITCH IN MM (P): 1.27 MM N OF POLES: 16 TRAY (MANUAL ASSEMBLY) | 160
3668 | 2747520000 | PCB PLUG-IN CONNECTOR FEMALE PLUG PITCH IN MM (P): 1.27 MM N OF POLES: 12 TRAY (MANUAL ASSEMBLY) | 160
3669 | 2747540000 | PCB PLUG-IN CONNECTOR FEMALE PLUG PITCH IN MM (P): 1.27 MM N OF POLES: 20 TRAY (MANUAL ASSEMBLY) | 160
3670 | 2747140000 | PCB PLUG-IN CONNECTOR MALE HEADER SMD SOLDER CONNECTION PITCH IN MM (P): 1.27 MM N OF POLES: 68 180° TAPE | 1
3671 | 2747110000 | PCB PLUG-IN CONNECTOR MALE HEADER SMD SOLDER CONNECTION PITCH IN MM (P): 1.27 MM N OF POLES: 32 180° TAPE | 1
3672 | 2747040000 | PCB PLUG-IN CONNECTOR MALE HEADER SMD SOLDER CONNECTION PITCH IN MM (P): 1.27 MM N OF POLES: 50 180° TAPE | 1
3673 | 2747090000 | PCB PLUG-IN CONNECTOR MALE HEADER SMD SOLDER CONNECTION PITCH IN MM (P): 1.27 MM N OF POLES: 20 180° TAPE | 1
3674 | 2747120000 | PCB PLUG-IN CONNECTOR MALE HEADER SMD SOLDER CONNECTION PITCH IN MM (P): 1.27 MM N OF POLES: 40 180° TAPE | 1
3675 | 2747060000 | PCB PLUG-IN CONNECTOR MALE HEADER SMD SOLDER CONNECTION PITCH IN MM (P): 1.27 MM N OF POLES: 80 180° TAPE | 1
3676 | 2747050000 | PCB PLUG-IN CONNECTOR MALE HEADER SMD SOLDER CONNECTION PITCH IN MM (P): 1.27 MM N OF POLES: 68 180° TAPE | 1
3677 | 2747100000 | PCB PLUG-IN CONNECTOR MALE HEADER SMD SOLDER CONNECTION PITCH IN MM (P): 1.27 MM N OF POLES: 26 180° TAPE | 1
3678 | 2747150000 | PCB PLUG-IN CONNECTOR MALE HEADER SMD SOLDER CONNECTION PITCH IN MM (P): 1.27 MM N OF POLES: 80 180° TAPE | 1
3679 | 2747130000 | PCB PLUG-IN CONNECTOR MALE HEADER SMD SOLDER CONNECTION PITCH IN MM (P): 1.27 MM N OF POLES: 50 180° TAPE | 1
3680 | 2747080000 | PCB PLUG-IN CONNECTOR MALE HEADER SMD SOLDER CONNECTION PITCH IN MM (P): 1.27 MM N OF POLES: 16 180° TAPE | 1
3681 | 2747070000 | PCB PLUG-IN CONNECTOR MALE HEADER SMD SOLDER CONNECTION PITCH IN MM (P): 1.27 MM N OF POLES: 12 180° TAPE | 1
3682 | 2747020000 | PCB PLUG-IN CONNECTOR MALE HEADER SMD SOLDER CONNECTION PITCH IN MM (P): 1.27 MM N OF POLES: 32 180° TAPE | 1
3683 | 2746980000 | PCB PLUG-IN CONNECTOR MALE HEADER SMD SOLDER CONNECTION PITCH IN MM (P): 1.27 MM N OF POLES: 12 180° TAPE | 1
3684 | 2747010000 | PCB PLUG-IN CONNECTOR MALE HEADER SMD SOLDER CONNECTION PITCH IN MM (P): 1.27 MM N OF POLES: 26 180° TAPE | 1
3685 | 2747030000 | PCB PLUG-IN CONNECTOR MALE HEADER SMD SOLDER CONNECTION PITCH IN MM (P): 1.27 MM N OF POLES: 40 180° TAPE | 1
3686 | 2746990000 | PCB PLUG-IN CONNECTOR MALE HEADER SMD SOLDER CONNECTION PITCH IN MM (P): 1.27 MM N OF POLES: 16 180° TAPE | 1
3687 | 2747000000 | PCB PLUG-IN CONNECTOR MALE HEADER SMD SOLDER CONNECTION PITCH IN MM (P): 1.27 MM N OF POLES: 20 180° TAPE | 1
3688 | 2751270000 | SECURITY/NAT/VPN/U-LINK ROUTER FAST ETHERNET 4X RJ45 10/100BASET(X) IP30 -30 °C...70 °C | 163
3689 | 2736310000 | SURGE VOLTAGE ARRESTER LOW VOLTAGE SURGE PROTECTION WITH REMOTE CONTACT SINGLE-PHASE | 11
3690 | 2736330000 | SURGE VOLTAGE ARRESTER LOW VOLTAGE SURGE PROTECTION WITH REMOTE CONTACT SINGLE-PHASE | 11
3691 | 2736320000 | SURGE VOLTAGE ARRESTER LOW VOLTAGE SURGE PROTECTION SINGLE-PHASE | 11
3692 | 2736280000 | SURGE VOLTAGE ARRESTER LOW VOLTAGE SURGE PROTECTION SINGLE-PHASE | 11
3693 | 2736270000 | SURGE VOLTAGE ARRESTER LOW VOLTAGE SURGE PROTECTION WITH REMOTE CONTACT SINGLE-PHASE | 11
3694 | 2736300000 | SURGE VOLTAGE ARRESTER LOW VOLTAGE SURGE PROTECTION SINGLE-PHASE UP(L/N-PE) ? 1.5 KV | 254
3695 | 2735510000 | 2.5 MM² 24 A DARK | 538
3696 | 1349840050 | PRE-ASSEMBLED CABLE PAC | 37
3697 | 7789041070 | PRE-ASSEMBLED CABLE PAC CABLE LIYY 0.25 MM² | 2
3698 | 7789059025 | PRE-ASSEMBLED CABLE PAC CABLE LIYY 0.25 MM² | 2
3699 | 7789617030 | PRE-ASSEMBLED CABLE PAC CABLE LIYCY 0.34 MM² | 2
3700 | 7789657020 | PRE-ASSEMBLED CABLE PAC CABLE LIYCY 0.25 MM² | 2
3701 | 7789056050 | PRE-ASSEMBLED CABLE PAC CABLE LIYY 0.25 MM² | 2
3702 | 2740420000 | NETWORK SWITCH MANAGED FAST/GIGABIT ETHERNET N OF PORTS: 8X RJ45 10/100BASET(X) 2X COMBO-PORTS (10/100/1000BASET(X) OR 100/1000BASESFP) IP30 -40 °C...75 °C | 69
3703 | 8000050567 | PHOTOVOLTAICS ASSEMBLED ENCLOSURE COMBINER BOX WITH FUSE HOLDER SURGE PROTECTION II CABLE GLAND FOR WALL MOUNTING SWITCH DISCONNECTOR | 50
3704 | 8000050575 | PHOTOVOLTAICS ASSEMBLED ENCLOSURE COMBINER BOX WITH FUSE HOLDER SURGE PROTECTION II FOR WALL MOUNTING SWITCH DISCONNECTOR WM4C | 50
3705 | 2763560000 | SYSTEM CABLE CAT.7 (ISO/IEC 11801) PVC 500 M | 336
3706 | 2737580000 | PHOTOVOLTAICS COMBINER BOX 1000 V 2 MPPT'S 2 INPUTS / 1 OUTPUT PER MPPT SURGE PROTECTION I / II WM4C | 30
3707 | 2707220000 | OMNIMATE DATA - D-SUB CONNECTOR FEMALE HEADER D-SUB CONNECTORS MALE/FIMALE THREAD-BOLT UNC 4-40 THT SOLDER CONNECTION PITCH IN MM (P): 2.77 MM N OF POLES: 25 ? 50 Μ" NI / 100 Μ" SN 500 PBT GLASS FIBRE REINFORCED UL 94 V-0 PBT GF TRAY | 41
3708 | 2749870000 | SCREWDRIVER BLADE WIDTH (B): 8 MM BLADE LENGTH: 175 MM BLADE THICKNESS (A): 1.6 MM | 48
3709 | 2749780000 | SCREWDRIVER BLADE WIDTH (B): 2 MM BLADE LENGTH: 60 MM BLADE THICKNESS (A): 0.4 MM | 48
3710 | 2749810000 | SCREWDRIVER BLADE WIDTH (B): 3.5 MM BLADE LENGTH: 100 MM BLADE THICKNESS (A): 0.6 MM | 48
3711 | 2749800000 | SCREWDRIVER BLADE WIDTH (B): 3 MM BLADE LENGTH: 100 MM BLADE THICKNESS (A): 0.5 MM | 48
3712 | 2749620000 | MOUNTING TOOL BLADE WIDTH (B): 4 MM BLADE LENGTH: 100 MM BLADE THICKNESS (A): 0.8 MM | 303
3713 | 2749610000 | MOUNTING TOOL BLADE WIDTH (B): 3.5 MM BLADE LENGTH: 100 MM BLADE THICKNESS (A): 0.6 MM | 303
3714 | 2749790000 | SCREWDRIVER BLADE WIDTH (B): 2.5 MM BLADE LENGTH: 75 MM BLADE THICKNESS (A): 0.4 MM | 48
3715 | 2749380000 | SCREWDRIVER BLADE WIDTH (B): 5.5 MM BLADE LENGTH: 150 MM BLADE THICKNESS (A): 1 MM | 48
3716 | 2749340000 | SCREWDRIVER BLADE WIDTH (B): 3.5 MM BLADE LENGTH: 100 MM BLADE THICKNESS (A): 0.6 MM | 48
3717 | 2719200000 | SLIMFIX CONDUCTOR AND CABLE MARKERS 2.5 - 3.3 MM 24 X 5.4 MM | 22
3718 | 2719160000 | SLIMFIX CONDUCTOR AND CABLE MARKERS 2.5 - 3.3 MM 18 X 5.4 MM | 22
3719 | 2719170000 | SLIMFIX CONDUCTOR AND CABLE MARKERS 2.5 - 3.3 MM 24 X 5.4 MM | 22
3720 | 2719150000 | SLIMFIX CONDUCTOR AND CABLE MARKERS 2.5 - 3.3 MM 12 X 5.4 MM | 22
3721 | 2719180000 | SLIMFIX CONDUCTOR AND CABLE MARKERS 2.5 - 3.3 MM 12 X 5.4 MM | 22
3722 | 2719190000 | SLIMFIX CONDUCTOR AND CABLE MARKERS 2.5 - 3.3 MM 18 X 5.4 MM | 22
3723 | 2710150000 | A-SERIES END BRACKET | 171
3724 | 2467170000 | POWER SUPPLY SWITCH-MODE POWER SUPPLY UNIT 48 V | 34
3725 | 1025950700 | DRAGLINE CABLE PROFINET M12 D-CODE ? IP 67 STRAIGHT PIN M12 D-CODE ? IP 67 STRAIGHT PIN CAT.5 (ISO/IEC 11801) / CAT.5E (TIA T568-B) PUR 70 M | 8
3726 | 1025950900 | DRAGLINE CABLE PROFINET M12 D-CODE ? IP 67 STRAIGHT PIN M12 D-CODE ? IP 67 STRAIGHT PIN CAT.5 (ISO/IEC 11801) / CAT.5E (TIA T568-B) PUR 90 M | 8
3727 | 1059330150 | DRAGLINE CABLE PROFINET M12 D-CODE ? IP 67 STRAIGHT SOCKET M12 D-CODE ? IP 67 STRAIGHT PIN CAT.5 (ISO/IEC 11801) / CAT.5E (TIA T568-B) PUR 15 M | 8
3728 | 1059330250 | DRAGLINE CABLE PROFINET M12 D-CODE ? IP 67 STRAIGHT SOCKET M12 D-CODE ? IP 67 STRAIGHT PIN CAT.5 (ISO/IEC 11801) / CAT.5E (TIA T568-B) PUR 25 M | 8
3729 | 1062150750 | BUS LINE CONNECTING LINE M12 / M12 N OF POLES: 5 7.5 M SHIELDED: YES LED: NO SHEATH MATERIAL: PUR HALOGEN: NO | 0
3730 | 1062150800 | BUS LINE CONNECTING LINE M12 / M12 N OF POLES: 5 8 M SHIELDED: YES LED: NO SHEATH MATERIAL: PUR HALOGEN: NO | 0
3731 | 1062151200 | BUS LINE CONNECTING LINE M12 / M12 N OF POLES: 5 12 M SHIELDED: YES LED: NO SHEATH MATERIAL: PUR HALOGEN: NO | 0
3732 | 1062152200 | BUS LINE CONNECTING LINE M12 / M12 N OF POLES: 5 22 M SHIELDED: YES LED: NO SHEATH MATERIAL: PUR HALOGEN: NO | 0
3733 | 1062153000 | BUS LINE CONNECTING LINE M12 / M12 N OF POLES: 4 30 M SHIELDED: YES LED: NO SHEATH MATERIAL: PUR HALOGEN: NO | 0
3734 | 1062190100 | BUS LINE CONNECTING LINE M12 / M12 N OF POLES: 5 1 M SHIELDED: YES LED: NO SHEATH MATERIAL: PVC HALOGEN: YES | 0
3735 | 1062190200 | BUS LINE CONNECTING LINE M12 / M12 N OF POLES: 5 2 M SHIELDED: YES LED: NO SHEATH MATERIAL: PVC HALOGEN: YES | 0
3736 | 1062330050 | BUS LINE CONNECTING LINE M12 / M12 N OF POLES: 2 0.5 M SHIELDED: YES LED: NO SHEATH MATERIAL: PUR HALOGEN: NO | 0
3737 | 1108851500 | SENSOR/ACTUATOR LINE CONNECTING LINE M12 / M12 N OF POLES : 5 SHIELDED: NO LED: NO SHEATH MATERIAL: PUR HALOGEN: NO | 0
3738 | 1166000003 | SYSTEM CABLE RJ45 IP 20 RJ45 IP 20 CAT.5 (ISO/IEC 11801) PUR 0.3 M | 10
3739 | 1173030450 | DRAGLINE CABLE PROFINET RJ45 IP 20 RJ45 IP 20 CAT.5 (ISO/IEC 11801) / CAT.5E (TIA T568-B) PUR 45 M | 8
3740 | 1201210050 | BUS LINE N OF POLES: 4 PIN STRAIGHT RJ45 SHIELDED: YES SHEATH MATERIAL: PUR HALOGEN: NONE NO | 0
3741 | 1251580300 | PATCH CABLE RJ45 IP 20 RJ45 IP 20 CAT.6A / CLASS EA (ISO/IEC 11801 2010) LSZH 30 M | 10
3742 | 1269740010 | SYSTEM CABLE M12 D-CODE ? IP 67 STRAIGHT PIN CAT.5 (ISO/IEC 11801) RADOX GKW S 1 M | 8
3743 | 1273430200 | CONNECTING LINE PROFINET SCRJ IP 20 SCRJ IP 20 980 ΜM 20 M | 242
3744 | 1279431500 | SENSOR/ACTUATOR LINE ONE END WITHOUT CONNECTOR M12 N OF POLES : 8 15 M SHIELDED: YES LED: NO SHEATH MATERIAL: PUR HALOGEN: NO | 0
3745 | 1279432000 | SENSOR/ACTUATOR LINE ONE END WITHOUT CONNECTOR M12 N OF POLES : 8 20 M SHIELDED: YES LED: NO SHEATH MATERIAL: PUR HALOGEN: NO | 0
3746 | 1279433000 | SENSOR/ACTUATOR LINE ONE END WITHOUT CONNECTOR M12 N OF POLES : 8 30 M SHIELDED: YES LED: NO SHEATH MATERIAL: PUR HALOGEN: NO | 0
3747 | 1279434000 | SENSOR/ACTUATOR LINE ONE END WITHOUT CONNECTOR M12 N OF POLES : 8 40 M SHIELDED: YES LED: NO SHEATH MATERIAL: PUR HALOGEN: NO | 0
3748 | 1279440020 | SENSOR/ACTUATOR LINE CONNECTING LINE N OF POLES : 8 0.2 M SHIELDED: NO LED: NO SHEATH MATERIAL: PUR HALOGEN: NO | 0
3749 | 1279440100 | SENSOR/ACTUATOR LINE CONNECTING LINE N OF POLES : 8 1 M SHIELDED: NO LED: NO SHEATH MATERIAL: PUR HALOGEN: NO | 0
3750 | 1329240010 | PRE-ASSEMBLED CABLE PAC CABLE LIYY 0.25 MM² | 2
3751 | 1346520000 | REPLACEMENT PART | 29
3752 | 1346540000 | REPLACEMENT PART | 29
3753 | 1346550000 | REPLACEMENT PART | 29
3754 | 1346680000 | REPLACEMENT PART | 29
3755 | 1349790025 | PRE-ASSEMBLED CABLE PAC | 37
3756 | 1417920000 | PROTECTED COMPONENT ASSEMBLIES PROTECTIVE CAP | 102
3757 | 1421710040 | SYSTEM CABLE RJ45 IP 20 RJ45 IP 20 CAT.5 (ISO/IEC 11801) RADOX GKW S 4 M | 10
3758 | 1475700000 | HDC ENCLOSURES 1500 V SCREW CONNECTION | 550
3759 | 1479130000 | HDC ENCLOSURES | 546
3760 | 1488230000 | HDC ENCLOSURES N OF POLES: 3 | 434
3761 | 1488280000 | HDC ENCLOSURES N OF POLES: 4 | 434
3762 | 1506850000 | HDC KITS 1500 V 550 A N OF POLES: 3 CRIMP CONNECTION | 625
3763 | 1506860000 | ROCKSTAR® HDC KITS-HEAVY-DUTY CONNECTORS PLUG-IN CONNECTOR HIGHPOWER 1500 V 550 A DIECAST ALUMINIUM PLUG HOUSING | 665
3764 | 1506870005 | SYSTEM CABLE RJ45 IP 20 RJ45 IP 20 CAT.6A / CLASS EA (ISO/IEC 11801 2010) PUR 0.5 M | 10
3765 | 1506870015 | SYSTEM CABLE RJ45 IP 20 RJ45 IP 20 CAT.6A / CLASS EA (ISO/IEC 11801 2010) PUR 1.5 M | 10
3766 | 1506870020 | SYSTEM CABLE RJ45 IP 20 RJ45 IP 20 CAT.6A / CLASS EA (ISO/IEC 11801 2010) PUR 2 M | 10
3767 | 1506870030 | SYSTEM CABLE RJ45 IP 20 RJ45 IP 20 CAT.6A / CLASS EA (ISO/IEC 11801 2010) PUR 3 M | 10
3768 | 1506870040 | SYSTEM CABLE RJ45 IP 20 RJ45 IP 20 CAT.6A / CLASS EA (ISO/IEC 11801 2010) PUR 4 M | 10
3769 | 1506870050 | SYSTEM CABLE RJ45 IP 20 RJ45 IP 20 CAT.6A / CLASS EA (ISO/IEC 11801 2010) PUR 5 M | 10
3770 | 1506870060 | SYSTEM CABLE RJ45 IP 20 RJ45 IP 20 CAT.6A / CLASS EA (ISO/IEC 11801 2010) PUR 6 M | 10
3771 | 1506880000 | CONTINUITY TESTER FOR DATA CABLES | 676
3772 | 1508190000 | PLUGS PREFABRICATED TO CUSTOMER SPEC. M12 PIN 90° | 66
3773 | 1510280000 | CURRENT-MEASURING TRANSDUCER LIMIT VALUE MONITORING INPUT : 0?40/50/60 A RELAY OUTPUT | 300
3774 | 1511890010 | PRE-ASSEMBLED CABLE PAC CABLE LIYY 5.4 ± 1 MM | 13
3775 | 1511890015 | PRE-ASSEMBLED CABLE PAC CABLE LIYY 5.4 ± 1 MM | 13
3776 | 1511920010 | PRE-ASSEMBLED CABLE PAC CABLE LIYY 5.4 ± 1 MM | 13
3777 | 1511920015 | PRE-ASSEMBLED CABLE PAC CABLE LIYY 5.4 ± 1 MM | 13
3778 | 1512010010 | PRE-ASSEMBLED CABLE PAC CABLE LIYY 5.4 ± 1 MM | 13
3779 | 1512010015 | PRE-ASSEMBLED CABLE PAC CABLE LIYY 5.4 ± 1 MM | 13
3780 | 1512020010 | PRE-ASSEMBLED CABLE PAC CABLE LIYY 5.4 ± 1 MM | 13
3781 | 1512020025 | PRE-ASSEMBLED CABLE PAC CABLE LIYY 5.4 ± 1 MM | 13
3782 | 1512190060 | PRE-ASSEMBLED CABLE PAC CABLE LIYY 5.4 ± 1 MM | 13
3783 | 1512220010 | PRE-ASSEMBLED CABLE PAC CABLE LIYY 5.4 ± 1 MM | 13
3784 | 1512220060 | PRE-ASSEMBLED CABLE PAC CABLE LIYY 5.4 ± 1 MM | 13
3785 | 1512270010 | PRE-ASSEMBLED CABLE PAC CABLE LIYY 0.25 MM² | 2
3786 | 1512470020 | PRE-ASSEMBLED CABLE PAC CABLE LIYY 5.4 ± 1 MM | 13
3787 | 1512470060 | PRE-ASSEMBLED CABLE PAC CABLE LIYY 5.4 ± 1 MM | 13
3788 | 1512530010 | PRE-ASSEMBLED CABLE PAC CABLE LIYY 5.4 ± 1 MM | 13
3789 | 1512530020 | PRE-ASSEMBLED CABLE PAC CABLE LIYY 5.4 ± 1 MM | 13
3790 | 1512590040 | PRE-ASSEMBLED CABLE PAC CABLE LIYY 5.4 ± 1 MM | 13
3791 | 1512620010 | PRE-ASSEMBLED CABLE PAC CABLE LIYY 5.4 ± 1 MM | 13
3792 | 1512620015 | PRE-ASSEMBLED CABLE PAC CABLE LIYY 5.4 ± 1 MM | 13
3793 | 1512640015 | PRE-ASSEMBLED CABLE PAC CABLE LIYY 5.4 ± 1 MM | 13
3794 | 1512680010 | PRE-ASSEMBLED CABLE PAC CABLE LIYY 5.4 ± 1 MM | 13
3795 | 1512680080 | PRE-ASSEMBLED CABLE PAC CABLE LIYY 5.4 ± 1 MM | 13
3796 | 1513040000 | BUILT-IN PLUGS M12 FEMALE SOCKET STRAIGHT M 16 N OF POLES: 4 1 M FRONT MOUNTING | 90
3797 | 1522100002 | SYSTEM CABLE RJ45 IP 20 RJ45 IP 20 CAT.5 (ISO/IEC 11801) / CAT.5E (TIA T568-B) PVC 0.2 M | 10
3798 | 1522100070 | SYSTEM CABLE RJ45 IP 20 RJ45 IP 20 CAT.5 (ISO/IEC 11801) / CAT.5E (TIA T568-B) PVC 7 M | 10
3799 | 1522100250 | SYSTEM CABLE RJ45 IP 20 RJ45 IP 20 CAT.5 (ISO/IEC 11801) / CAT.5E (TIA T568-B) PVC 25 M | 10
3800 | 1522100350 | SYSTEM CABLE RJ45 IP 20 RJ45 IP 20 CAT.5 (ISO/IEC 11801) / CAT.5E (TIA T568-B) PVC 35 M | 10
3801 | 1522100400 | SYSTEM CABLE RJ45 IP 20 RJ45 IP 20 CAT.5 (ISO/IEC 11801) / CAT.5E (TIA T568-B) PVC 40 M | 10
3802 | 1522100450 | SYSTEM CABLE RJ45 IP 20 RJ45 IP 20 CAT.5 (ISO/IEC 11801) / CAT.5E (TIA T568-B) PVC 45 M | 10
3803 | 1522100500 | SYSTEM CABLE RJ45 IP 20 RJ45 IP 20 CAT.5 (ISO/IEC 11801) / CAT.5E (TIA T568-B) PVC 50 M | 10
3804 | 1522100550 | SYSTEM CABLE RJ45 IP 20 RJ45 IP 20 CAT.5 (ISO/IEC 11801) / CAT.5E (TIA T568-B) PVC 55 M | 10
3805 | 1522100600 | SYSTEM CABLE RJ45 IP 20 RJ45 IP 20 CAT.5 (ISO/IEC 11801) / CAT.5E (TIA T568-B) PVC 60 M | 10
3806 | 1522100650 | SYSTEM CABLE RJ45 IP 20 RJ45 IP 20 CAT.5 (ISO/IEC 11801) / CAT.5E (TIA T568-B) PVC 65 M | 10
3807 | 1522100700 | SYSTEM CABLE RJ45 IP 20 RJ45 IP 20 CAT.5 (ISO/IEC 11801) / CAT.5E (TIA T568-B) PVC 70 M | 10
3808 | 1522100750 | SYSTEM CABLE RJ45 IP 20 RJ45 IP 20 CAT.5 (ISO/IEC 11801) / CAT.5E (TIA T568-B) PVC 75 M | 10
3809 | 1522100800 | SYSTEM CABLE RJ45 IP 20 RJ45 IP 20 CAT.5 (ISO/IEC 11801) / CAT.5E (TIA T568-B) PVC 80 M | 10
3810 | 1522100900 | SYSTEM CABLE RJ45 IP 20 RJ45 IP 20 CAT.5 (ISO/IEC 11801) / CAT.5E (TIA T568-B) PVC 90 M | 10
3811 | 1522101000 | SYSTEM CABLE RJ45 IP 20 RJ45 IP 20 CAT.5 (ISO/IEC 11801) / CAT.5E (TIA T568-B) PVC 100 M | 10
3812 | 1534330000 | KLIPPON POK (POLYESTER EMPTY ENCLOSURE) MOUNTING PLATE HEIGHT: 219 MM WIDTH: 34 MM DEPTH: 1.5 MM MATERIAL: SHEET STEEL GALVANIZED GALVANIZED | 5
3813 | 1534370000 | KLIPPON POK (POLYESTER EMPTY ENCLOSURE) MOUNTING PLATE HEIGHT: 113 MM WIDTH: 243.5 MM DEPTH: 1.5 MM MATERIAL: SHEET STEEL GALVANIZED GALVANIZED | 5
3814 | 1534970000 | BUILT-IN PLUGS 7/8" 7/8" N OF POLES: 5 2 M | 307
3815 | 1535420000 | HDC ENCLOSURES 1500 V 550 A N OF POLES: 1 | 717
3816 | 1548810000 | PLUGS PREFABRICATED TO CUSTOMER SPEC. M16 PIN STRAIGHT | 46
3817 | 1548820000 | PLUGS PREFABRICATED TO CUSTOMER SPEC. M16 PIN STRAIGHT | 46
3818 | 1548830000 | SOCKETS PREFABRICATED TO CUSTOMER SPEC. M16 FEMALE SOCKET STRAIGHT | 26
3819 | 1548840000 | SOCKETS PREFABRICATED TO CUSTOMER SPEC. M16 FEMALE SOCKET STRAIGHT | 26
3820 | 1548850000 | PLUGS PREFABRICATED TO CUSTOMER SPEC. M16 PIN 90° | 66
3821 | 1548860000 | SOCKETS PREFABRICATED TO CUSTOMER SPEC. M16 SOCKET ANGLED | 26
3822 | 1555270000 | SUB-D | 98
3823 | 1555290000 | SUB-D | 98
3824 | 1555300000 | SUB-D | 98
3825 | 1555330300 | SENSOR/ACTUATOR LINE ONE END WITHOUT CONNECTOR M8 N OF POLES : 8 3 M PIN STRAIGHT SHIELDED: NO LED: NO SHEATH MATERIAL: PUR HALOGEN: NO | 0
3826 | 1555331000 | SENSOR/ACTUATOR LINE ONE END WITHOUT CONNECTOR M8 N OF POLES : 8 10 M PIN STRAIGHT SHIELDED: NO LED: NO SHEATH MATERIAL: PUR HALOGEN: NO | 0
3827 | 1555340300 | SENSOR/ACTUATOR LINE ONE END WITHOUT CONNECTOR M8 N OF POLES : 8 3 M PIN 90° SHIELDED: NO LED: NO SHEATH MATERIAL: PUR HALOGEN: NO | 0
3828 | 1555340500 | SENSOR/ACTUATOR LINE ONE END WITHOUT CONNECTOR M8 N OF POLES : 8 5 M PIN 90° SHIELDED: NO LED: NO SHEATH MATERIAL: PUR HALOGEN: NO | 0
3829 | 1555341000 | SENSOR/ACTUATOR LINE ONE END WITHOUT CONNECTOR M8 N OF POLES : 8 10 M PIN 90° SHIELDED: NO LED: NO SHEATH MATERIAL: PUR HALOGEN: NO | 0
3830 | 1555370150 | SENSOR/ACTUATOR LINE ONE END WITHOUT CONNECTOR M8 N OF POLES : 8 1.5 M FEMALE SOCKET STRAIGHT SHIELDED: NO LED: NO SHEATH MATERIAL: PUR HALOGEN: NO | 0
3831 | 1555370300 | SENSOR/ACTUATOR LINE ONE END WITHOUT CONNECTOR M8 N OF POLES : 8 3 M FEMALE SOCKET STRAIGHT SHIELDED: NO LED: NO SHEATH MATERIAL: PUR HALOGEN: NO | 0
3832 | 1555370500 | SENSOR/ACTUATOR LINE ONE END WITHOUT CONNECTOR M8 N OF POLES : 8 5 M FEMALE SOCKET STRAIGHT SHIELDED: NO LED: NO SHEATH MATERIAL: PUR HALOGEN: NO | 0
3833 | 1555380300 | SENSOR/ACTUATOR LINE ONE END WITHOUT CONNECTOR M8 N OF POLES : 8 3 M SOCKET ANGLED SHIELDED: NO LED: NO SHEATH MATERIAL: PUR HALOGEN: NO | 0
3834 | 1555380500 | SENSOR/ACTUATOR LINE ONE END WITHOUT CONNECTOR M8 N OF POLES : 8 5 M SOCKET ANGLED SHIELDED: NO LED: NO SHEATH MATERIAL: PUR HALOGEN: NO | 0
3835 | 1555381000 | SENSOR/ACTUATOR LINE ONE END WITHOUT CONNECTOR M8 N OF POLES : 8 10 M SOCKET ANGLED SHIELDED: NO LED: NO SHEATH MATERIAL: PUR HALOGEN: NO | 0
3836 | 1559800000 | REPLACEMENT PART | 29
3837 | 1808975000 | SENSOR/ACTUATOR LINE ONE END WITHOUT CONNECTOR M12 N OF POLES : 4 50 M SHIELDED: YES LED: NO SHEATH MATERIAL: PUR HALOGEN: NO | 0
3838 | 1812550250 | SENSOR/ACTUATOR LINE CONNECTING LINE M12 / M12 N OF POLES : 3 2.5 M TWIN CABLING PIN STRAIGHT 2X SOCKET STRAIGHT SHIELDED: NO LED: NO SHEATH MATERIAL: PUR HALOGEN: NO | 0
3839 | 1815702000 | VALVE PLUG ONE END WITHOUT CONNECTOR - VALVE PLUG | 49
3840 | 1818144000 | SENSOR/ACTUATOR LINE ONE END WITHOUT CONNECTOR M23 N OF POLES: 19 40 M SOCKET ANGLED SHIELDED: NO LED: NO SHEATH MATERIAL: PUR HALOGEN: NO | 0
3841 | 1818188000 | SENSOR/ACTUATOR LINE ONE END WITHOUT CONNECTOR M23 N OF POLES: 19 80 M FEMALE SOCKET STRAIGHT SHIELDED: NO LED: NO SHEATH MATERIAL: PUR HALOGEN: NO | 0
3842 | 1818189000 | SENSOR/ACTUATOR LINE ONE END WITHOUT CONNECTOR M23 N OF POLES: 19 90 M FEMALE SOCKET STRAIGHT SHIELDED: NO LED: NO SHEATH MATERIAL: PUR HALOGEN: NO | 0
3843 | 1824570080 | SENSOR/ACTUATOR LINE CONNECTING LINE M8 / M8 N OF POLES : 3 0.8 M PIN STRAIGHT - SOCKET STRAIGHT SHIELDED: NO LED: NO SHEATH MATERIAL: PUR HALOGEN: NO | 0
3844 | 1824570900 | SENSOR/ACTUATOR LINE CONNECTING LINE M8 / M8 N OF POLES : 3 9 M PIN STRAIGHT - SOCKET STRAIGHT SHIELDED: NO LED: NO SHEATH MATERIAL: PUR HALOGEN: NO | 0
3845 | 1824571500 | SENSOR/ACTUATOR LINE CONNECTING LINE M8 / M8 N OF POLES : 3 15 M PIN STRAIGHT - SOCKET STRAIGHT SHIELDED: NO LED: NO SHEATH MATERIAL: PUR HALOGEN: NO | 0
3846 | 1845121500 | VALVE PLUG ONE END WITHOUT CONNECTOR - VALVE PLUG | 49
3847 | 1845122000 | VALVE PLUG ONE END WITHOUT CONNECTOR - VALVE PLUG | 49
3848 | 1857670050 | SENSOR/ACTUATOR LINE CONNECTING LINE N OF POLES : 3 0.5 M SHIELDED: NO LED: NO SHEATH MATERIAL: PUR HALOGEN: NO | 0
3849 | 1857670100 | SENSOR/ACTUATOR LINE CONNECTING LINE N OF POLES : 3 1 M SHIELDED: NO LED: NO SHEATH MATERIAL: PUR HALOGEN: NO | 0
3850 | 1857671200 | SENSOR/ACTUATOR LINE CONNECTING LINE N OF POLES : 3 12 M SHIELDED: NO LED: NO SHEATH MATERIAL: PUR HALOGEN: NO | 0
3851 | 1857672200 | SENSOR/ACTUATOR LINE CONNECTING LINE N OF POLES : 3 22 M SHIELDED: NO LED: NO SHEATH MATERIAL: PUR HALOGEN: NO | 0
3852 | 1857680030 | SENSOR/ACTUATOR LINE CONNECTING LINE M8 N OF POLES : 4 0.3 M PIN 90° - SOCKET 90° SHIELDED: NO LED: NO SHEATH MATERIAL: PUR HALOGEN: NO | 0
3853 | 1867412000 | SENSOR/ACTUATOR LINE ONE END WITHOUT CONNECTOR M12 N OF POLES : 3 20 M FEMALE SOCKET STRAIGHT SHIELDED: YES LED: NO SHEATH MATERIAL: PUR HALOGEN: NO | 0
3854 | 1873303000 | BUS LINE ONE END WITHOUT CONNECTOR M12 N OF POLES: 2 30 M SHIELDED: YES LED: NO SHEATH MATERIAL: PUR HALOGEN: NO | 0
3855 | 1873310750 | BUS LINE CONNECTING LINE M12 / M12 N OF POLES: 2 7.5 M SHIELDED: YES LED: NO SHEATH MATERIAL: PUR HALOGEN: NO | 0
3856 | 1873320400 | BUS LINE ONE END WITHOUT CONNECTOR M12 N OF POLES: 2 4 M SHIELDED: YES LED: NO SHEATH MATERIAL: PUR HALOGEN: NO | 0
3857 | 1879713000 | SENSOR/ACTUATOR LINE ONE END WITHOUT CONNECTOR M12 N OF POLES : 12 30 M FEMALE SOCKET STRAIGHT SHIELDED: NO LED: NO SHEATH MATERIAL: PUR HALOGEN: NO | 0
3858 | 1880470020 | SENSOR/ACTUATOR LINE CONNECTING LINE M8 N OF POLES : 4 0.2 M PIN STRAIGHT - SOCKET STRAIGHT SHIELDED: NO LED: NO SHEATH MATERIAL: PUR HALOGEN: NO | 0
3859 | 1880471300 | SENSOR/ACTUATOR LINE CONNECTING LINE M8 N OF POLES : 4 13 M PIN STRAIGHT - SOCKET STRAIGHT SHIELDED: NO LED: NO SHEATH MATERIAL: PUR HALOGEN: NO | 0
3860 | 1880472000 | SENSOR/ACTUATOR LINE CONNECTING LINE M8 N OF POLES : 4 20 M PIN STRAIGHT - SOCKET STRAIGHT SHIELDED: NO LED: NO SHEATH MATERIAL: PUR HALOGEN: NO | 0
3861 | 1883463000 | SENSOR/ACTUATOR LINE ONE END WITHOUT CONNECTOR N OF POLES : 8 30 M SHIELDED: NO LED: NO SHEATH MATERIAL: PUR HALOGEN: NO | 0
3862 | 1883464000 | SENSOR/ACTUATOR LINE ONE END WITHOUT CONNECTOR N OF POLES : 8 40 M SHIELDED: NO LED: NO SHEATH MATERIAL: PUR HALOGEN: NO | 0
3863 | 1883465000 | SENSOR/ACTUATOR LINE ONE END WITHOUT CONNECTOR N OF POLES : 8 50 M SHIELDED: NO LED: NO SHEATH MATERIAL: PUR HALOGEN: NO | 0
3864 | 1890520250 | SENSOR/ACTUATOR LINE ONE END WITHOUT CONNECTOR M12 N OF POLES : 8 2.5 M FEMALE SOCKET STRAIGHT SHIELDED: YES LED: NO SHEATH MATERIAL: PUR HALOGEN: NO | 0
3865 | 1890523000 | SENSOR/ACTUATOR LINE ONE END WITHOUT CONNECTOR M12 N OF POLES : 8 30 M FEMALE SOCKET STRAIGHT SHIELDED: YES LED: NO SHEATH MATERIAL: PUR HALOGEN: NO | 0
3866 | 1890525000 | SENSOR/ACTUATOR LINE ONE END WITHOUT CONNECTOR M12 N OF POLES : 8 50 M SHIELDED: YES LED: NO SHEATH MATERIAL: PUR HALOGEN: NO | 0
3867 | 1906262000 | SENSOR/ACTUATOR LINE ONE END WITHOUT CONNECTOR M12 N OF POLES : 4 20 M PIN 90° SHIELDED: NO LED: NO SHEATH MATERIAL: PUR HALOGEN: NO | 0
3868 | 1906300700 | SENSOR/ACTUATOR LINE CONNECTING LINE M12 / M12 N OF POLES : 4 7 M PIN STRAIGHT - SOCKET STRAIGHT SHIELDED: NO LED: NO SHEATH MATERIAL: PUR HALOGEN: NO | 0
3869 | 1906303000 | SENSOR/ACTUATOR LINE CONNECTING LINE M12 / M12 N OF POLES : 4 30 M PIN STRAIGHT - SOCKET STRAIGHT SHIELDED: NO LED: NO SHEATH MATERIAL: PUR HALOGEN: NO | 0
3870 | 1906304000 | SENSOR/ACTUATOR LINE CONNECTING LINE M12 / M12 N OF POLES : 4 40 M PIN STRAIGHT - SOCKET STRAIGHT SHIELDED: NO LED: NO SHEATH MATERIAL: PUR HALOGEN: NO | 0
3871 | 1906410030 | SENSOR/ACTUATOR LINE CONNECTING LINE M12 / M12 N OF POLES : 4 0.3 M SHIELDED: NO LED: YES SHEATH MATERIAL: PUR HALOGEN: NO | 0
3872 | 1906410100 | SENSOR/ACTUATOR LINE CONNECTING LINE M12 / M12 N OF POLES : 4 1 M PIN STRAIGHT - SOCKET 90° SHIELDED: NO LED: YES SHEATH MATERIAL: PUR HALOGEN: NO | 0
3873 | 1906482000 | SENSOR/ACTUATOR LINE ONE END WITHOUT CONNECTOR M12 N OF POLES : 4 20 M PIN STRAIGHT SHIELDED: YES LED: NO SHEATH MATERIAL: PUR HALOGEN: NO | 0
3874 | 1906545000 | SENSOR/ACTUATOR LINE ONE END WITHOUT CONNECTOR M12 N OF POLES : 5 50 M SOCKET ANGLED SHIELDED: YES LED: NO SHEATH MATERIAL: PUR HALOGEN: NO | 0
3875 | 1925300200 | SENSOR/ACTUATOR LINE CONNECTING LINE M12 / M12 N OF POLES : 3 2 M PIN STRAIGHT - SOCKET STRAIGHT SHIELDED: NO LED: NO SHEATH MATERIAL: PVC HALOGEN: YES | 0
3876 | 1925300600 | SENSOR/ACTUATOR LINE CONNECTING LINE M12 / M12 N OF POLES : 3 6 M PIN STRAIGHT - SOCKET STRAIGHT SHIELDED: NO LED: NO SHEATH MATERIAL: PVC HALOGEN: YES | 0
3877 | 1925300800 | SENSOR/ACTUATOR LINE CONNECTING LINE M12 / M12 N OF POLES : 3 8 M PIN STRAIGHT - SOCKET STRAIGHT SHIELDED: NO LED: NO SHEATH MATERIAL: PVC HALOGEN: YES | 0
3878 | 1925310030 | SENSOR/ACTUATOR LINE CONNECTING LINE M12 / M12 N OF POLES : 4 0.3 M PIN STRAIGHT - SOCKET STRAIGHT SHIELDED: NO LED: NO SHEATH MATERIAL: PVC HALOGEN: YES | 0
3879 | 1925320060 | SENSOR/ACTUATOR LINE CONNECTING LINE M12 / M12 N OF POLES : 5 0.6 M PIN STRAIGHT - SOCKET STRAIGHT SHIELDED: NO LED: NO SHEATH MATERIAL: PVC HALOGEN: YES | 0
3880 | 1925340400 | SENSOR/ACTUATOR LINE CONNECTING LINE M12 / M12 N OF POLES : 3 4 M PIN STRAIGHT - SOCKET 90° SHIELDED: NO LED: NO SHEATH MATERIAL: PVC HALOGEN: YES | 0
3881 | 1925340600 | SENSOR/ACTUATOR LINE CONNECTING LINE M12 / M12 N OF POLES : 3 6 M PIN STRAIGHT - SOCKET 90° SHIELDED: NO LED: NO SHEATH MATERIAL: PVC HALOGEN: YES | 0
3882 | 1925340800 | SENSOR/ACTUATOR LINE CONNECTING LINE M12 / M12 N OF POLES : 3 8 M PIN STRAIGHT - SOCKET 90° SHIELDED: NO LED: NO SHEATH MATERIAL: PVC HALOGEN: YES | 0
3883 | 1925390050 | SENSOR/ACTUATOR LINE CONNECTING LINE M12 / M12 N OF POLES : 4 0.5 M PIN 90° - SOCKET 90° SHIELDED: NO LED: NO SHEATH MATERIAL: PVC HALOGEN: YES | 0
3884 | 1925440400 | SENSOR/ACTUATOR LINE ONE END WITHOUT CONNECTOR M12 N OF POLES : 4 4 M PIN STRAIGHT SHIELDED: NO LED: NO SHEATH MATERIAL: PVC HALOGEN: YES | 0
3885 | 1925443500 | SENSOR/ACTUATOR LINE ONE END WITHOUT CONNECTOR M12 N OF POLES : 4 35 M PIN STRAIGHT SHIELDED: NO LED: NO SHEATH MATERIAL: PVC HALOGEN: YES | 0
3886 | 1925445000 | SENSOR/ACTUATOR LINE ONE END WITHOUT CONNECTOR M12 N OF POLES : 4 50 M PIN STRAIGHT SHIELDED: NO LED: NO SHEATH MATERIAL: PVC HALOGEN: YES | 0
3887 | 1925450200 | SENSOR/ACTUATOR LINE ONE END WITHOUT CONNECTOR M12 N OF POLES : 5 2 M PIN STRAIGHT SHIELDED: NO LED: NO SHEATH MATERIAL: PVC HALOGEN: YES | 0
3888 | 1925453000 | SENSOR/ACTUATOR LINE ONE END WITHOUT CONNECTOR M12 N OF POLES : 5 30 M PIN STRAIGHT SHIELDED: NO LED: NO SHEATH MATERIAL: PVC HALOGEN: YES | 0
3889 | 1925472000 | SENSOR/ACTUATOR LINE ONE END WITHOUT CONNECTOR M12 N OF POLES : 4 20 M SHIELDED: NO LED: YES SHEATH MATERIAL: PVC HALOGEN: YES | 0
3890 | 1925584000 | SENSOR/ACTUATOR LINE ONE END WITHOUT CONNECTOR M12 N OF POLES : 4 40 M SHIELDED: NO LED: NO SHEATH MATERIAL: PVC HALOGEN: YES | 0
3891 | 1925585000 | SENSOR/ACTUATOR LINE ONE END WITHOUT CONNECTOR M12 N OF POLES : 4 50 M SHIELDED: NO LED: NO SHEATH MATERIAL: PVC HALOGEN: YES | 0
3892 | 1925594000 | SENSOR/ACTUATOR LINE ONE END WITHOUT CONNECTOR M12 N OF POLES : 5 40 M FEMALE SOCKET STRAIGHT SHIELDED: NO LED: NO SHEATH MATERIAL: PVC HALOGEN: YES | 0
3893 | 1925640060 | SENSOR/ACTUATOR LINE ONE END WITHOUT CONNECTOR M12 N OF POLES : 4 0.6 M SOCKET ANGLED SHIELDED: NO LED: NO SHEATH MATERIAL: PVC HALOGEN: YES | 0
3894 | 1925642500 | SENSOR/ACTUATOR LINE ONE END WITHOUT CONNECTOR M12 N OF POLES : 4 25 M SOCKET ANGLED SHIELDED: NO LED: NO SHEATH MATERIAL: PVC HALOGEN: YES | 0
3895 | 1926690040 | SENSOR/ACTUATOR LINE ONE END WITHOUT CONNECTOR M12 N OF POLES : 5 0.4 M SHIELDED: YES LED: NO SHEATH MATERIAL: PUR HALOGEN: NO | 0
3896 | 1926690700 | SENSOR/ACTUATOR LINE ONE END WITHOUT CONNECTOR M12 N OF POLES : 5 7 M SHIELDED: YES LED: NO SHEATH MATERIAL: PUR HALOGEN: NO | 0
3897 | 1927150030 | SENSOR/ACTUATOR LINE CONNECTING LINE N OF POLES : 3 0.3 M SHIELDED: NO LED: NO SHEATH MATERIAL: PVC HALOGEN: YES | 0
3898 | 1927160100 | SENSOR/ACTUATOR LINE CONNECTING LINE M8 N OF POLES : 4 1 M PIN STRAIGHT - SOCKET STRAIGHT SHIELDED: NO LED: NO SHEATH MATERIAL: PVC HALOGEN: YES | 0
3899 | 1927160650 | SENSOR/ACTUATOR LINE CONNECTING LINE M8 N OF POLES : 4 6.5 M PIN STRAIGHT - SOCKET STRAIGHT SHIELDED: NO LED: NO SHEATH MATERIAL: PVC HALOGEN: YES | 0
3900 | 1927230035 | SENSOR/ACTUATOR LINE ONE END WITHOUT CONNECTOR M12 / M8 N OF POLES : 3 0.35 M SHIELDED: NO LED: NO SHEATH MATERIAL: PVC HALOGEN: YES | 0
3901 | 1927241700 | SENSOR/ACTUATOR LINE ONE END WITHOUT CONNECTOR M12 / M8 N OF POLES : 3 17 M FEMALE SOCKET STRAIGHT SHIELDED: NO LED: NO SHEATH MATERIAL: PVC HALOGEN: YES | 0
3902 | 1927263000 | SENSOR/ACTUATOR LINE ONE END WITHOUT CONNECTOR M8 N OF POLES : 4 30 M FEMALE SOCKET STRAIGHT SHIELDED: NO LED: NO SHEATH MATERIAL: PVC HALOGEN: YES | 0
3903 | 1927323000 | SENSOR/ACTUATOR LINE ONE END WITHOUT CONNECTOR M12 / M8 N OF POLES : 4 30 M SHIELDED: NO LED: NO SHEATH MATERIAL: PVC HALOGEN: YES | 0
3904 | 1927351500 | SENSOR/ACTUATOR LINE ONE END WITHOUT CONNECTOR M12 / M8 N OF POLES : 3 15 M SHIELDED: NO LED: YES SHEATH MATERIAL: PVC HALOGEN: YES | 0
3905 | 1927352000 | SENSOR/ACTUATOR LINE ONE END WITHOUT CONNECTOR M12 / M8 N OF POLES : 3 20 M SHIELDED: NO LED: YES SHEATH MATERIAL: PVC HALOGEN: YES | 0
3906 | 1927355000 | SENSOR/ACTUATOR LINE ONE END WITHOUT CONNECTOR M12 / M8 N OF POLES : 3 50 M SOCKET ANGLED SHIELDED: NO LED: YES SHEATH MATERIAL: PVC HALOGEN: YES | 0
3907 | 1927361500 | SENSOR/ACTUATOR LINE ONE END WITHOUT CONNECTOR M8 N OF POLES : 4 15 M SHIELDED: NO LED: YES SHEATH MATERIAL: PVC HALOGEN: YES | 0
3908 | 1937950250 | SENSOR/ACTUATOR LINE CONNECTING LINE M12 / M8 N OF POLES : 3 2.5 M PIN STRAIGHT - SOCKET STRAIGHT SHIELDED: NO LED: NO SHEATH MATERIAL: PUR HALOGEN: NO | 0
3909 | 1937950450 | SENSOR/ACTUATOR LINE CONNECTING LINE M12 / M8 N OF POLES : 3 4.5 M PIN STRAIGHT - SOCKET STRAIGHT SHIELDED: NO LED: NO SHEATH MATERIAL: PUR HALOGEN: NO | 0
3910 | 1937950650 | SENSOR/ACTUATOR LINE CONNECTING LINE M12 / M8 N OF POLES : 3 6.5 M PIN STRAIGHT - SOCKET STRAIGHT SHIELDED: NO LED: NO SHEATH MATERIAL: PUR HALOGEN: NO | 0
3911 | 1937980030 | SENSOR/ACTUATOR LINE CONNECTING LINE M12 / M8 N OF POLES : 4 0.3 M PIN STRAIGHT - SOCKET STRAIGHT SHIELDED: NO LED: NO SHEATH MATERIAL: PUR HALOGEN: NO | 0
3912 | 1937980100 | SENSOR/ACTUATOR LINE CONNECTING LINE M12 / M8 N OF POLES : 4 1 M PIN STRAIGHT - SOCKET STRAIGHT SHIELDED: NO LED: NO SHEATH MATERIAL: PUR HALOGEN: NO | 0
3913 | 1938230250 | SENSOR/ACTUATOR LINE CONNECTING LINE M12 / M8 N OF POLES : 3 2.5 M PIN STRAIGHT - SOCKET STRAIGHT SHIELDED: NO LED: NO SHEATH MATERIAL: PVC HALOGEN: YES | 0
3914 | 1963942000 | SENSOR/ACTUATOR LINE ONE END WITHOUT CONNECTOR M12 N OF POLES : 4 20 M SOCKET ANGLED SHIELDED: NO LED: YES SHEATH MATERIAL: PUR HALOGEN: NO | 0
3915 | 1985400000 | BUILT-IN PLUGS M8 THREAD FEMALE SOCKET STRAIGHT M 8 N OF POLES: 4 2.5 M | 90
3916 | 1985860000 | BUILT-IN PLUGS M12 PIN STRAIGHT M 16 N OF POLES: 3 2.5 M FRONT MOUNTING | 31
3917 | 2018050000 | PROTECTED COMPONENT ASSEMBLIES SAI ACTIVE ACCESSORIES SENSOR/ACTUATOR PLUG-IN CONNECTOR | 423
3918 | 2020870000 | BUILT-IN PLUGS M8 THREAD FEMALE SOCKET STRAIGHT M 8 N OF POLES: 3 1.5 M | 90
3919 | 2124860000 | PROTECTED COMPONENT ASSEMBLIES PROTECTIVE CAP | 102
3920 | 2125220000 | PROTECTED COMPONENT ASSEMBLIES PROTECTIVE CAP | 102
3921 | 2125950000 | PROTECTED COMPONENT ASSEMBLIES PROTECTIVE CAP | 102
3922 | 2152650500 | VALVE PLUG ONE END WITHOUT CONNECTOR - VALVE PLUG | 49
3923 | 2433950000 | PHOTOVOLTAICS | 270
3924 | 2434700000 | BUILT-IN PLUGS M12 FEMALE SOCKET STRAIGHT M 16 N OF POLES: 5 FRONT MOUNTING | 90
3925 | 2435140000 | VG EMV GEN 4 (EMC CABLE GLAND WITH CLAMPING CAGE) CABLE GLANDS M 16 6 OD MIN. 5 - OD MAX. 10 MM IP54 IP66 IP67 IP68 - 5 BAR (30 MIN.) IP69K NICKEL-PLATED | 7
3926 | 2435160000 | VG EMV GEN 4 (EMC CABLE GLAND WITH CLAMPING CAGE) CABLE GLANDS M 20 8 OD MIN. 7.5 - OD MAX. 14 MM IP54 IP66 IP67 IP68 - 5 BAR (30 MIN.) IP69K NICKEL-PLATED | 7
3927 | 2448930000 | WS TERMINAL MARKER 8 X 8.1 MM WEIDMUELLER | 93
3928 | 2450440050 | DATA USE | 28
3929 | 2450440150 | DATA USE | 28
3930 | 2450440400 | DATA USE | 28
3931 | 2450440600 | DATA USE | 28
3932 | 2450440800 | DATA USE | 28
3933 | 2450441500 | DATA USE | 28
3934 | 2450441800 | DATA USE | 28
3935 | 2450450500 | DATA USE | 28
3936 | 2450450700 | DATA USE | 28
3937 | 2450451000 | DATA USE | 28
3938 | 2450451800 | DATA USE | 28
3939 | 2450454000 | DATA USE | 28
3940 | 2453540800 | DATA USE | 28
3941 | 2453541000 | DATA USE | 28
3942 | 2453541500 | DATA USE | 28
3943 | 2453542000 | DATA USE | 28
3944 | 2453547000 | DATA USE | 28
3945 | 2453550400 | DATA USE | 28
3946 | 2453550700 | DATA USE | 28
3947 | 2453550800 | DATA USE | 28
3948 | 2453551000 | DATA USE | 28
3949 | 2453551500 | DATA USE | 28
3950 | 2455040150 | SENSOR/ACTUATOR LINE M8 N OF POLES : 5 1.5 M PIN STRAIGHT SHIELDED: NO LED: NO SHEATH MATERIAL: PUR HALOGEN: NO | 0
3951 | 2455040300 | SENSOR/ACTUATOR LINE M8 N OF POLES : 5 3 M PIN STRAIGHT SHIELDED: NO LED: NO SHEATH MATERIAL: PUR HALOGEN: NO | 0
3952 | 2455040500 | SENSOR/ACTUATOR LINE M8 N OF POLES : 5 5 M PIN STRAIGHT SHIELDED: NO LED: NO SHEATH MATERIAL: PUR HALOGEN: NO | 0
3953 | 2455041000 | SENSOR/ACTUATOR LINE M8 N OF POLES : 5 10 M PIN STRAIGHT SHIELDED: NO LED: NO SHEATH MATERIAL: PUR HALOGEN: NO | 0
3954 | 2455130015 | SYSTEM CABLE OPEN M12 X-TYPE IP67 MALE ANGLED CAT.6A / CLASS EA (ISO/IEC 11801 2010) PUR 1.5 M | 17
3955 | 2455130030 | SYSTEM CABLE OPEN M12 X-TYPE IP67 MALE ANGLED CAT.6A / CLASS EA (ISO/IEC 11801 2010) PUR 3 M | 17
3956 | 2455130050 | SYSTEM CABLE OPEN M12 X-TYPE IP67 MALE ANGLED CAT.6A / CLASS EA (ISO/IEC 11801 2010) PUR 5 M | 17
3957 | 2455130100 | SYSTEM CABLE OPEN M12 X-TYPE IP67 MALE ANGLED CAT.6A / CLASS EA (ISO/IEC 11801 2010) PUR 10 M | 17
3958 | 2455150150 | POWER CABLE ONE END WITHOUT CONNECTOR M12 N OF POLES : 5 (4 + PE) 1.5 M FEMALE SOCKET STRAIGHT SHIELDED: NO LED: NO SHEATH MATERIAL: PUR HALOGEN: NO | 0
3959 | 2455150300 | POWER CABLE ONE END WITHOUT CONNECTOR M12 N OF POLES : 5 (4 + PE) 3 M FEMALE SOCKET STRAIGHT SHIELDED: NO LED: NO SHEATH MATERIAL: PUR HALOGEN: NO | 0
3960 | 2455150500 | POWER CABLE ONE END WITHOUT CONNECTOR M12 N OF POLES : 5 (4 + PE) 5 M FEMALE SOCKET STRAIGHT SHIELDED: NO LED: NO SHEATH MATERIAL: PUR HALOGEN: NO | 0
3961 | 2455151000 | POWER CABLE ONE END WITHOUT CONNECTOR M12 N OF POLES : 5 (4 + PE) 10 M FEMALE SOCKET STRAIGHT SHIELDED: NO LED: NO SHEATH MATERIAL: PUR HALOGEN: NO | 0
3962 | 2455190150 | POWER CABLE ONE END WITHOUT CONNECTOR M12 N OF POLES : 5 (4 + PE) 1.5 M SOCKET ANGLED SHIELDED: NO LED: NO SHEATH MATERIAL: PUR HALOGEN: NO | 0
3963 | 2455190300 | POWER CABLE ONE END WITHOUT CONNECTOR M12 N OF POLES : 5 (4 + PE) 3 M SOCKET ANGLED SHIELDED: NO LED: NO SHEATH MATERIAL: PUR HALOGEN: NO | 0
3964 | 2455190500 | POWER CABLE ONE END WITHOUT CONNECTOR M12 N OF POLES : 5 (4 + PE) 5 M SOCKET ANGLED SHIELDED: NO LED: NO SHEATH MATERIAL: PUR HALOGEN: NO | 0
3965 | 2455191000 | POWER CABLE ONE END WITHOUT CONNECTOR M12 N OF POLES : 5 (4 + PE) 10 M SOCKET ANGLED SHIELDED: NO LED: NO SHEATH MATERIAL: PUR HALOGEN: NO | 0
3966 | 2455210150 | POWER CABLE ONE END WITHOUT CONNECTOR M12 N OF POLES : 5 (4 + PE) 1.5 M PIN STRAIGHT SHIELDED: NO LED: NO SHEATH MATERIAL: PUR HALOGEN: NO | 0
3967 | 2455210300 | POWER CABLE ONE END WITHOUT CONNECTOR M12 N OF POLES : 5 (4 + PE) 3 M PIN STRAIGHT SHIELDED: NO LED: NO SHEATH MATERIAL: PUR HALOGEN: NO | 0
3968 | 2455210500 | POWER CABLE ONE END WITHOUT CONNECTOR M12 N OF POLES : 5 (4 + PE) 5 M PIN STRAIGHT SHIELDED: NO LED: NO SHEATH MATERIAL: PUR HALOGEN: NO | 0
3969 | 2455230150 | POWER CABLE ONE END WITHOUT CONNECTOR M12 N OF POLES : 5 (4 + PE) 1.5 M PIN 90° SHIELDED: NO LED: NO SHEATH MATERIAL: PUR HALOGEN: NO | 0
3970 | 2455230300 | POWER CABLE ONE END WITHOUT CONNECTOR M12 N OF POLES : 5 (4 + PE) 3 M PIN 90° SHIELDED: NO LED: NO SHEATH MATERIAL: PUR HALOGEN: NO | 0
3971 | 2455230500 | POWER CABLE ONE END WITHOUT CONNECTOR M12 N OF POLES : 5 (4 + PE) 5 M PIN 90° SHIELDED: NO LED: NO SHEATH MATERIAL: PUR HALOGEN: NO | 0
3972 | 2455231000 | POWER CABLE ONE END WITHOUT CONNECTOR M12 N OF POLES : 5 (4 + PE) 10 M PIN 90° SHIELDED: NO LED: NO SHEATH MATERIAL: PUR HALOGEN: NO | 0
3973 | 2455250150 | POWER CABLE CONNECTING LINE M12 / M12 N OF POLES : 5 (4 + PE) 1.5 M PIN STRAIGHT - SOCKET STRAIGHT SHIELDED: NO LED: NO SHEATH MATERIAL: PUR HALOGEN: NO | 0
3974 | 2455250300 | POWER CABLE CONNECTING LINE M12 / M12 N OF POLES : 5 (4 + PE) 3 M PIN STRAIGHT - SOCKET STRAIGHT SHIELDED: NO LED: NO SHEATH MATERIAL: PUR HALOGEN: NO | 0
3975 | 2455250500 | POWER CABLE CONNECTING LINE M12 / M12 N OF POLES : 5 (4 + PE) 5 M PIN STRAIGHT - SOCKET STRAIGHT SHIELDED: NO LED: NO SHEATH MATERIAL: PUR HALOGEN: NO | 0
3976 | 2455251000 | POWER CABLE CONNECTING LINE M12 / M12 N OF POLES : 5 (4 + PE) 10 M PIN STRAIGHT - SOCKET STRAIGHT SHIELDED: NO LED: NO SHEATH MATERIAL: PUR HALOGEN: NO | 0
3977 | 2455260030 | SENSOR/ACTUATOR LINE CONNECTING LINE M12 / M12 N OF POLES : 5 0.3 M PIN STRAIGHT - SOCKET STRAIGHT SHIELDED: NO LED: NO SHEATH MATERIAL: PUR HALOGEN: NO | 0
3978 | 2455270150 | POWER CABLE CONNECTING LINE M12 / M12 N OF POLES : 5 (4 + PE) 1.5 M PIN STRAIGHT - SOCKET 90° SHIELDED: NO LED: NO SHEATH MATERIAL: PUR HALOGEN: NO | 0
3979 | 2455270300 | POWER CABLE CONNECTING LINE M12 / M12 N OF POLES : 5 (4 + PE) 3 M PIN STRAIGHT - SOCKET 90° SHIELDED: NO LED: NO SHEATH MATERIAL: PUR HALOGEN: NO | 0
3980 | 2455270500 | POWER CABLE CONNECTING LINE M12 / M12 N OF POLES : 5 (4 + PE) 5 M PIN STRAIGHT - SOCKET 90° SHIELDED: NO LED: NO SHEATH MATERIAL: PUR HALOGEN: NO | 0
3981 | 2455271000 | POWER CABLE CONNECTING LINE M12 / M12 N OF POLES : 5 (4 + PE) 10 M PIN STRAIGHT - SOCKET 90° SHIELDED: NO LED: NO SHEATH MATERIAL: PUR HALOGEN: NO | 0
3982 | 2455290150 | POWER CABLE CONNECTING LINE M12 / M12 N OF POLES : 5 (4 + PE) 1.5 M PIN 90° - SOCKET 90° SHIELDED: NO LED: NO SHEATH MATERIAL: PUR HALOGEN: NO | 0
3983 | 2455290300 | POWER CABLE CONNECTING LINE M12 / M12 N OF POLES : 5 (4 + PE) 3 M PIN 90° - SOCKET 90° SHIELDED: NO LED: NO SHEATH MATERIAL: PUR HALOGEN: NO | 0
3984 | 2455290500 | POWER CABLE CONNECTING LINE M12 / M12 N OF POLES : 5 (4 + PE) 5 M PIN 90° - SOCKET 90° SHIELDED: NO LED: NO SHEATH MATERIAL: PUR HALOGEN: NO | 0
3985 | 2455291000 | POWER CABLE CONNECTING LINE M12 / M12 N OF POLES : 5 (4 + PE) 10 M PIN 90° - SOCKET 90° SHIELDED: NO LED: NO SHEATH MATERIAL: PUR HALOGEN: NO | 0
3986 | 2455310150 | POWER CABLE CONNECTING LINE M12 / M12 N OF POLES : 5 (4 + PE) 1.5 M PIN ANGLED - BUSH STRAIGHT SHIELDED: NO LED: NO SHEATH MATERIAL: PUR HALOGEN: NO | 0
3987 | 2455310300 | POWER CABLE CONNECTING LINE M12 / M12 N OF POLES : 5 (4 + PE) 3 M PIN ANGLED - BUSH STRAIGHT SHIELDED: NO LED: NO SHEATH MATERIAL: PUR HALOGEN: NO | 0
3988 | 2455310500 | POWER CABLE CONNECTING LINE M12 / M12 N OF POLES : 5 (4 + PE) 5 M PIN ANGLED - BUSH STRAIGHT SHIELDED: NO LED: NO SHEATH MATERIAL: PUR HALOGEN: NO | 0
3989 | 2455311000 | POWER CABLE CONNECTING LINE M12 / M12 N OF POLES : 5 (4 + PE) 10 M PIN ANGLED - BUSH STRAIGHT SHIELDED: NO LED: NO SHEATH MATERIAL: PUR HALOGEN: NO | 0
3990 | 2455990030 | BUS LINE CONNECTING LINE M12 / M12 N OF POLES: 5 0.3 M SHIELDED: YES LED: NO SHEATH MATERIAL: PUR HALOGEN: NO | 0
3991 | 2455990050 | BUS LINE CONNECTING LINE M12 / M12 N OF POLES: 5 0.5 M SHIELDED: YES LED: NO SHEATH MATERIAL: PUR HALOGEN: NO | 0
3992 | 2455990100 | BUS LINE CONNECTING LINE M12 / M12 N OF POLES: 5 1 M SHIELDED: YES LED: NO SHEATH MATERIAL: PUR HALOGEN: NO | 0
3993 | 2455990250 | BUS LINE CONNECTING LINE M12 / M12 N OF POLES: 5 2.5 M SHIELDED: YES LED: NO SHEATH MATERIAL: PUR HALOGEN: NO | 0
3994 | 2455990500 | BUS LINE CONNECTING LINE M12 / M12 N OF POLES: 5 5 M SHIELDED: YES LED: NO SHEATH MATERIAL: PUR HALOGEN: NO | 0
3995 | 2457240000 | REMOTE I/O MODULE IP20 DIGITAL SIGNALS INPUT 8-CHANNEL | 85
3996 | 2458910050 | SYSTEM CABLE RJ45 IP 20 OPEN CAT.5 (ISO/IEC 11801) / CAT.5E (TIA T568-B) PVC 5 M | 8
3997 | 2458910075 | SYSTEM CABLE RJ45 IP 20 OPEN CAT.5 (ISO/IEC 11801) / CAT.5E (TIA T568-B) PVC 7.5 M | 8
3998 | 2458910150 | SYSTEM CABLE RJ45 IP 20 OPEN CAT.5 (ISO/IEC 11801) / CAT.5E (TIA T568-B) PVC 15 M | 8
3999 | 2460640000 | FRONTCOM SET | 337
4000 | 2492380000 | W-SERIES TEST-DISCONNECT TERMINAL RATED CROSS-SECTION: 2.5 MM² SCREW CONNECTION | 9
4001 | 2503570150 | SENSOR/ACTUATOR LINE CONNECTING LINE M12 / M12 N OF POLES : 5 1.5 M SHIELDED: NO LED: NO SHEATH MATERIAL: PVC HALOGEN: YES | 0
4002 | 2503570300 | SENSOR/ACTUATOR LINE CONNECTING LINE M12 / M12 N OF POLES : 5 3 M SHIELDED: NO LED: NO SHEATH MATERIAL: PVC HALOGEN: YES | 0
4003 | 2503570500 | SENSOR/ACTUATOR LINE CONNECTING LINE M12 / M12 N OF POLES : 5 5 M SHIELDED: NO LED: NO SHEATH MATERIAL: PVC HALOGEN: YES | 0
4004 | 2503571000 | SENSOR/ACTUATOR LINE CONNECTING LINE M12 / M12 N OF POLES : 5 10 M SHIELDED: NO LED: NO SHEATH MATERIAL: PVC HALOGEN: YES | 0
4005 | 2503571500 | SENSOR/ACTUATOR LINE CONNECTING LINE M12 / M12 N OF POLES : 5 15 M SHIELDED: NO LED: NO SHEATH MATERIAL: PVC HALOGEN: YES | 0
4006 | 2530620000 | SURGE VOLTAGE ARRESTER LOW VOLTAGE WITH REMOTE CONTACT | 11
4007 | 2530770000 | BUILT-IN PLUGS M12 PIN STRAIGHT N OF POLES: 5 0.3 M FRONT MOUNTING | 31
4008 | 2530780000 | BUILT-IN PLUGS M12 FEMALE SOCKET STRAIGHT N OF POLES: 5 0.3 M FRONT MOUNTING | 90
4009 | 2530790000 | BUILT-IN PLUGS M12 PIN STRAIGHT N OF POLES: 5 0.3 M FRONT MOUNTING | 31
4010 | 2530800000 | BUILT-IN PLUGS M12 FEMALE SOCKET STRAIGHT N OF POLES: 5 0.3 M FRONT MOUNTING | 90
4011 | 2530880000 | BUILT-IN PLUGS M12 M 16 N OF POLES: 5 FRONTPANEL MOUNTING | 31
4012 | 2530910000 | BUILT-IN PLUGS M12 M 16 N OF POLES: 5 BACKPANEL MOUTING | 31
4013 | 2531290000 | FEED-THROUGH TERMINAL PUSH IN 2.5 MM² 800 V 22 A DARK | 12
4014 | 2531310000 | FEED-THROUGH TERMINAL PUSH IN 2.5 MM² 800 V 22 A DARK | 12
4015 | 2532690000 | A-SERIES END PLATE | 40
4016 | 2535930000 | SECURITY/NAT/VPN/U-LINK ROUTER WITH INTEGRATED MULTI-BAND MODEM (4G/3G/2G) EU-MODEL GIGABIT ETHERNET 2X RJ45 10/100/1000BASET(X) IP20 -20 °C...70 °C | 163
4017 | 2535940000 | SECURITY/NAT/VPN/U-LINK ROUTER GIGABIT ETHERNET 6 * RJ45 10/100/1000BASET(X) IP20 -20 °C...70 °C | 163
4018 | 2535950000 | SECURITY/NAT/VPN/U-LINK ROUTER WITH INTEGRATED MULTI-BAND MODEM (4G/3G/2G) US-MODEL GIGABIT ETHERNET 6 * RJ45 10/100/1000BASET(X) IP20 -20 °C...70 °C | 163
4019 | 2535960000 | SECURITY/NAT/VPN/U-LINK ROUTER WITH INTEGRATED MULTI-BAND MODEM (4G/3G/2G) EU-MODEL GIGABIT ETHERNET 6 * RJ45 10/100/1000BASET(X) IP20 -20 °C...70 °C | 163
4020 | 2535980000 | SECURITY/NAT/VPN/U-LINK ROUTER GIGABIT ETHERNET 2 * RJ45 10/100/1000BASET(X) DNV-GL IP20 -20 °C...70 °C | 163
4021 | 2540830000 | SUPPLY VOLTAGE : | 866
4022 | 2540850000 | SUPPLY VOLTAGE : 230 V | 180
4023 | 2540920000 | SUPPLY VOLTAGE : 24 V | 231
4024 | 2544060000 | HDC ENCLOSURES SIZE: 8 PROTECTION DEGREE: IP65 (IN PLUGGED CONDITION) CABLE ENTRY FROM TOP PLUG HOUSING SIDE-LOCKING CLAMP ON LOWER SIDE HIGH SIZE OF CABLE ENTRIES: M 40 | 4
4025 | 2548060000 | FRONTCOM INSERT PLATE UNSHIELDED 1X POWER | 301
4026 | 2548180000 | TOOLS ACCESSORIES | 64
4027 | 2555650000 | W-SERIES COMPONENT TERMINAL RATED CROSS-SECTION: 2.5 MM² SCREW CONNECTION | 9
4028 | 2556590000 | FILTER FAN IP54 | 105
4029 | 2556620000 | FILTER FAN IP54 GREY | 99
4030 | 2556630000 | FILTER FAN IP54 | 105
4031 | 2556640000 | FILTER FAN IP55 GREY | 123
4032 | 2556650000 | FILTER FAN IP55 | 106
4033 | 2556680000 | FILTER FAN IP54 GREY | 99
4034 | 2556690000 | FILTER FAN IP54 | 105
4035 | 2556710000 | FILTER FAN IP55 | 106
4036 | 2556850000 | FILTER FAN IP55 | 106
4037 | 2556870000 | FILTER FAN IP54 GREY | 99
4038 | 2557730000 | FILTER FAN IP54 GREY | 99
4039 | 2557740000 | FILTER FAN IP33 GREY | 395
4040 | 2557750000 | FILTER MAT IP54 | 316
4041 | 2557770000 | FILTER FAN IP54 GREY | 99
4042 | 2557780000 | FILTER FAN IP33 GREY | 395
4043 | 2557810000 | FILTER FAN IP54 GREY | 99
4044 | 2557820000 | FILTER FAN IP33 GREY | 395
4045 | 2557840000 | EXHAUST FILTER IP54 GREY | 92
4046 | 2557850000 | EXHAUST FILTER IP33 GREY | 876
4047 | 2557860000 | RADIANT HEATING PANEL 110 V 250 V IP54 | 132
4048 | 2557870000 | RADIANT HEATING PANEL 110 V 250 V IP54 | 132
4049 | 2557880000 | RADIANT HEATING PANEL 110 V 250 V IP54 | 132
4050 | 2557900000 | RADIANT HEATING PANEL 110 V 250 V IP44 | 132
4051 | 2557910000 | RADIANT HEATING PANEL 110 V 250 V IP20 | 132
4052 | 2557920000 | RADIANT HEATING PANEL 110 V 250 V IP20 | 132
4053 | 2557930000 | RADIANT HEATING PANEL 110 V 250 V IP44 | 132
4054 | 2557940000 | RADIANT HEATING PANEL 110 V 250 V IP44 | 132
4055 | 2557950000 | RADIANT HEATING PANEL 110 V 250 V IP44 | 132
4056 | 2557960000 | RADIANT HEATING PANEL 110 V 250 V IP20 | 132
4057 | 2557970000 | RADIANT HEATING PANEL 110 V 250 V IP20 | 132
4058 | 2557980000 | RADIANT HEATING PANEL 110 V 250 V IP20 | 132
4059 | 2558000000 | HEATING PANEL FAN IP20 | 100
4060 | 2558010000 | HEATING PANEL FAN IP20 | 100
4061 | 2558020000 | HEATING PANEL FAN IP20 | 100
4062 | 2558030000 | HEATING PANEL FAN IP20 | 100
4063 | 2558040000 | HEATING PANEL FAN IP20 | 100
4064 | 2558050000 | HEATING PANEL FAN IP20 | 100
4065 | 2558060000 | HEATING PANEL FAN IP20 | 100
4066 | 2558070000 | HEATING PANEL FAN IP20 | 100
4067 | 2558080000 | HEATING PANEL FAN IP20 | 100
4068 | 2558090000 | HEATING PANEL FAN IP20 | 100
4069 | 2558100000 | HEATING PANEL FAN IP20 | 100
4070 | 2558110000 | HEATING PANEL FAN IP20 | 100
4071 | 2558160000 | HEATING PANEL FAN IP20 | 100
4072 | 2558170000 | TEMPERATURE SWITCH GREY | 226
4073 | 2558180000 | TEMPERATURE SWITCH GREY | 226
4074 | 2558190000 | TEMPERATURE SWITCH GREY | 226
4075 | 2558200000 | TEMPERATURE SWITCH GREY | 226
4076 | 2558250000 | TEMPERATURE SWITCH GREY | 226
4077 | 2579430000 | TOOLS ACCESSORIES | 64
4078 | 2579440000 | TOOLS ACCESSORIES | 64
4079 | 2579450000 | TOOLS ACCESSORIES | 64
4080 | 2579460000 | TOOLS ACCESSORIES | 64
4081 | 2579470000 | TOOLS ACCESSORIES | 64
4082 | 2579480000 | TOOLS ACCESSORIES | 64
4083 | 7760054124 | SIGNAL CONVERTER/ISOLATOR DUAL CHANNEL INPUT CURRENT LOOP FEED INPUT : 2 X 0(4) - 20 MA (LOOP POWE) OUTPUT : 2 X 0(4) - 20 MA | 493
4084 | 7760056353 | RELAY SOCKET N OF CONTACTS: 1 CO CONTACT | 402
4085 | 7760056367 | D-SERIES DRM RETAINING CLIP | 197
4086 | 7760056368 | D-SERIES DRI RETAINING CLIP | 197
4087 | 7789028020 | PRE-ASSEMBLED CABLE PAC CABLE LIYCY 0.25 MM² | 2
4088 | 7789030060 | PRE-ASSEMBLED CABLE PAC CABLE LIYY 0.25 MM² | 2
4089 | 7789044020 | PRE-ASSEMBLED CABLE PAC CABLE LIYCY 0.25 MM² | 2
4090 | 7789650050 | PRE-ASSEMBLED CABLE PAC CABLE LIYY 0.25 MM² | 2
4091 | 7789765100 | PRE-ASSEMBLED CABLE PAC PRE-ASSEMBLED CABLE CABLE LIYCY 0.25 MM² | 2
4092 | 7789767020 | PRE-ASSEMBLED CABLE PAC CABLE LIYY 0.25 MM² | 2
4093 | 7789778030 | PRE-ASSEMBLED CABLE PAC CABLE LIYY 8.6 ± 1 MM | 13
4094 | 7789800030 | PRE-ASSEMBLED CABLE PAC CABLE LIYCY 0.25 MM² | 2
4095 | 7789801100 | PRE-ASSEMBLED CABLE PAC CABLE LIYCY 8.6 ± 1 MM | 13
4096 | 7789806025 | PRE-ASSEMBLED CABLE PAC CABLE LIYY 0.25 MM² | 2
4097 | 7789808025 | PRE-ASSEMBLED CABLE PAC CABLE LIYY 0.25 MM² | 2
4098 | 9457232000 | SENSOR/ACTUATOR LINE CONNECTING LINE M12 / M12 N OF POLES : 3 20 M SHIELDED: NO LED: NO SHEATH MATERIAL: PUR HALOGEN: NO | 0
4099 | 9457270070 | SENSOR/ACTUATOR LINE CONNECTING LINE M12 / M12 N OF POLES : 5 0.7 M SHIELDED: NO LED: NO SHEATH MATERIAL: PUR HALOGEN: NO | 0
4100 | 9457272000 | SENSOR/ACTUATOR LINE CONNECTING LINE M12 / M12 N OF POLES : 5 20 M PIN STRAIGHT - SOCKET 90° SHIELDED: NO LED: NO SHEATH MATERIAL: PUR HALOGEN: NO | 0
4101 | 9457343000 | SENSOR/ACTUATOR LINE CONNECTING LINE M12 / M12 N OF POLES : 5 30 M PIN STRAIGHT - SOCKET STRAIGHT SHIELDED: NO LED: NO SHEATH MATERIAL: PUR HALOGEN: NO | 0
4102 | 9457343500 | SENSOR/ACTUATOR LINE CONNECTING LINE M12 / M12 N OF POLES : 3 35 M PIN STRAIGHT - SOCKET STRAIGHT SHIELDED: NO LED: NO SHEATH MATERIAL: PUR HALOGEN: NO | 0
4103 | 9457382000 | SENSOR/ACTUATOR LINE ONE END WITHOUT CONNECTOR M8 N OF POLES : 3 20 M SOCKET ANGLED SHIELDED: NO LED: NO SHEATH MATERIAL: PUR HALOGEN: NO | 0
4104 | 9457383000 | SENSOR/ACTUATOR LINE ONE END WITHOUT CONNECTOR M8 N OF POLES : 3 30 M SOCKET ANGLED SHIELDED: NO LED: NO SHEATH MATERIAL: PUR HALOGEN: NO | 0
4105 | 9457383500 | SENSOR/ACTUATOR LINE ONE END WITHOUT CONNECTOR M8 N OF POLES : 3 35 M SHIELDED: NO LED: NO SHEATH MATERIAL: PUR HALOGEN: NO | 0
4106 | 9457384000 | SENSOR/ACTUATOR LINE ONE END WITHOUT CONNECTOR M8 N OF POLES : 3 40 M SHIELDED: NO LED: NO SHEATH MATERIAL: PUR HALOGEN: NO | 0
4107 | 9457612500 | SENSOR/ACTUATOR LINE ONE END WITHOUT CONNECTOR M12 N OF POLES : 5 25 M PIN STRAIGHT SHIELDED: NO LED: NO SHEATH MATERIAL: PUR HALOGEN: NO | 0
4108 | 9457614500 | SENSOR/ACTUATOR LINE ONE END WITHOUT CONNECTOR M12 N OF POLES : 5 45 M PIN STRAIGHT SHIELDED: NO LED: NO SHEATH MATERIAL: PUR HALOGEN: NO | 0
4109 | 9457615500 | SENSOR/ACTUATOR LINE ONE END WITHOUT CONNECTOR M12 N OF POLES : 5 55 M PIN STRAIGHT SHIELDED: NO LED: NO SHEATH MATERIAL: PUR HALOGEN: NO | 0
4110 | 9457933000 | VALVE PLUG ONE END WITHOUT CONNECTOR - VALVE PLUG | 49
4111 | 2602720000 | CONDUCTOR AND CABLE MARKERS 7 - 40 MM 24 X 15 MM | 6
4112 | 2602730000 | CONDUCTOR AND CABLE MARKERS 7 - 40 MM 60 X 11 MM | 38
4113 | 2602740000 | CONDUCTOR AND CABLE MARKERS 7 - 40 MM 60 X 10 MM | 22
4114 | 2544030000 | HDC ENCLOSURES SIZE: 6 PROTECTION DEGREE: IP65 (IN PLUGGED CONDITION) CABLE ENTRY FROM SIDE PLUG HOUSING SIDE-LOCKING CLAMP ON LOWER SIDE HIGH SIZE OF CABLE ENTRIES: M 40 | 4
4115 | 2543960000 | HDC ENCLOSURES SIZE: 3 PROTECTION DEGREE: IP65 (IN PLUGGED CONDITION) CABLE ENTRY FROM SIDE PLUG HOUSING END-LOCKING CLAMP LOWER SIDE HIGH SIZE OF CABLE ENTRIES: M 32 | 4
4116 | 2544010000 | HDC ENCLOSURES SIZE: 4 PROTECTION DEGREE: IP65 (IN PLUGGED CONDITION) CABLE ENTRY FROM SIDE PLUG HOUSING SIDE-LOCKING CLAMP ON LOWER SIDE HIGH SIZE OF CABLE ENTRIES: M 32 | 4
4117 | 2556370000 | TERMSERIES CROSS-CONNECTOR | 81
4118 | 2591440000 | SURGE VOLTAGE ARRESTER LOW VOLTAGE SURGE PROTECTION TN-C (U0? 230/400 V) | 478
4119 | 2591430000 | SURGE VOLTAGE ARRESTER LOW VOLTAGE SURGE PROTECTION WITH REMOTE CONTACT TN-C-S TN-S | 11
4120 | 2591470000 | SURGE VOLTAGE ARRESTER LOW VOLTAGE SURGE PROTECTION WITH REMOTE CONTACT TN-C-S TN-S TT IT WITH N IT WITHOUT N | 44
4121 | 2551510000 | FEED-THROUGH TERMINAL PUSH IN 35 MM² 1000 V 125 A DARK | 12
4122 | 2552090000 | FEED-THROUGH TERMINAL PUSH IN 35 MM² 1000 V 125 A | 12
4123 | 2618000000 | TERMSERIES RELAY MODULE N OF CONTACTS: 1 CO CONTACT AGNI RATED CONTROL VOLTAGE: 24 V DC ±20 % CONTINUOUS CURRENT: 6 A PUSH IN TEST BUTTON AVAILABLE: NO | 3
4124 | 7760054121 | SIGNAL CONVERTER/ISOLATOR OUTPUT CURRENT LOOP POWE INPUT : 0-10 V OUTPUT : 4-20 MA (LOOP POWE) | 140
4125 | 1010850085 | SYSTEM CABLE M12 D-CODE ? IP 67 STRAIGHT PIN M12 D-CODE ? IP 67 STRAIGHT PIN CAT.5 (ISO/IEC 11801) / CAT.5E (TIA T568-B) RADOX GKW S 8.5 M | 8
4126 | 1010850090 | SYSTEM CABLE M12 D-CODE ? IP 67 STRAIGHT PIN M12 D-CODE ? IP 67 STRAIGHT PIN CAT.5 (ISO/IEC 11801) / CAT.5E (TIA T568-B) RADOX GKW S 9 M | 8
4127 | 1094190200 | SENSOR/ACTUATOR LINE ONE END WITHOUT CONNECTOR M12 N OF POLES : 4 2 M FEMALE SOCKET STRAIGHT SHIELDED: NO LED: YES SHEATH MATERIAL: PUR HALOGEN: NO | 0
4128 | 1094191000 | SENSOR/ACTUATOR LINE ONE END WITHOUT CONNECTOR M12 N OF POLES : 4 10 M FEMALE SOCKET STRAIGHT SHIELDED: NO LED: YES SHEATH MATERIAL: PUR HALOGEN: NO | 0
4129 | 1111440050 | DRAGLINE CABLE PROFINET M12 D-CODE ? IP 67 STRAIGHT SOCKET OPEN CAT.5 (ISO/IEC 11801) / CAT.5E (TIA T568-B) PUR 5 M | 8
4130 | 1111440100 | DRAGLINE CABLE PROFINET M12 D-CODE ? IP 67 STRAIGHT SOCKET OPEN CAT.5 (ISO/IEC 11801) / CAT.5E (TIA T568-B) PUR 10 M | 8
4131 | 1111440150 | DRAGLINE CABLE PROFINET M12 D-CODE ? IP 67 STRAIGHT SOCKET OPEN CAT.5 (ISO/IEC 11801) / CAT.5E (TIA T568-B) PUR 15 M | 8
4132 | 1111440200 | DRAGLINE CABLE PROFINET M12 D-CODE ? IP 67 STRAIGHT SOCKET OPEN CAT.5 (ISO/IEC 11801) / CAT.5E (TIA T568-B) PUR 20 M | 8
4133 | 1220310003 | SYSTEM CABLE M12 D-CODE ? IP 67 STRAIGHT PIN RJ45 IP 20 CAT.5 (ISO/IEC 11801) RADOX GKW S 0.3 M | 8
4134 | 1220310015 | SYSTEM CABLE M12 D-CODE ? IP 67 STRAIGHT PIN RJ45 IP 20 CAT.5 (ISO/IEC 11801) RADOX GKW S 1.5 M | 8
4135 | 1220310025 | SYSTEM CABLE M12 D-CODE ? IP 67 STRAIGHT PIN RJ45 IP 20 CAT.5 (ISO/IEC 11801) RADOX GKW S 2.5 M | 8
4136 | 1220310065 | SYSTEM CABLE M12 D-CODE ? IP 67 STRAIGHT PIN RJ45 IP 20 CAT.5 (ISO/IEC 11801) RADOX GKW S 6.5 M | 8
4137 | 1220310085 | SYSTEM CABLE M12 D-CODE ? IP 67 STRAIGHT PIN RJ45 IP 20 CAT.5 (ISO/IEC 11801) RADOX GKW S 8.5 M | 8
4138 | 1220620500 | SENSOR/ACTUATOR LINE CONNECTING LINE M12 / M8 N OF POLES : 3 5 M PIN STRAIGHT SOCKET ANGLED SHIELDED: NO LED: NO SHEATH MATERIAL: PUR HALOGEN: NO | 0
4139 | 1220621000 | SENSOR/ACTUATOR LINE CONNECTING LINE M12 / M8 N OF POLES : 3 10 M PIN STRAIGHT SOCKET ANGLED SHIELDED: NO LED: NO SHEATH MATERIAL: PUR HALOGEN: NO | 0
4140 | 1273430002 | CONNECTING LINE PROFINET SCRJ IP 20 SCRJ IP 20 980 ΜM 0.2 M | 242
4141 | 1273430003 | CONNECTING LINE PROFINET SCRJ IP 20 SCRJ IP 20 980 ΜM 0.3 M | 242
4142 | 1273430005 | CONNECTING LINE PROFINET SCRJ IP 20 SCRJ IP 20 980 ΜM 0.5 M | 242
4143 | 1312160060 | PATCH CABLE CROSSOVER RJ45 IP 20 RJ45 IP 20 CAT.6A / CLASS EA (ISO/IEC 11801 2010) LSZH 6 M | 10
4144 | 1318011500 | DRAGLINE CABLE SC IP 67 BAYONET V01 METAL SC IP 67 BAYONET V01 METAL 62.5 ΜM PUR 150 M | 199
4145 | 1318013650 | DRAGLINE CABLE SC IP 67 BAYONET V01 METAL SC IP 67 BAYONET V01 METAL 62.5 ΜM PUR 365 M | 199
4146 | 1318016000 | DRAGLINE CABLE SC IP 67 BAYONET V01 METAL SC IP 67 BAYONET V01 METAL 62.5 ΜM PUR 600 M | 199
4147 | 1373950020 | PRE-ASSEMBLED CABLE PAC CABLE LIYCY 0.50 MM² | 2
4148 | 1382970150 | SENSOR/ACTUATOR LINE ONE END WITHOUT CONNECTOR M8 N OF POLES : 3 1.5 M FEMALE SOCKET STRAIGHT SHIELDED: NO LED: NO SHEATH MATERIAL: PUR HALOGEN: NO | 0
4149 | 1382970500 | SENSOR/ACTUATOR LINE ONE END WITHOUT CONNECTOR M8 N OF POLES : 3 5 M FEMALE SOCKET STRAIGHT SHIELDED: NO LED: NO SHEATH MATERIAL: PUR HALOGEN: NO | 0
4150 | 1393020000 | W-SERIES CROSS-CONNECTOR FOR THE TERMINALS N OF POLES: 3 | 51
4151 | 1403680075 | SYSTEM CABLE PUSHPULL POWER PUSHPULL POWER PUR 7.5 M | 174
4152 | 1405060015 | PRE-ASSEMBLED CABLE PAC | 37
4153 | 1413930000 | Y CONNECTOR 7/8" | 406
4154 | 1414680000 | FO CONNECTOR ST PLUG SINGLEMODE IP20 | 691
4155 | 1415410000 | HDC INSERT PIN CRIMP CONNECTION | 554
4156 | 1415420000 | HDC INSERT FEMALE CRIMP CONNECTION | 565
4157 | 1423040000 | PLUGS PREFABRICATED TO CUSTOMER SPEC. M12 PIN 90° | 66
4158 | 1424270150 | SENSOR/ACTUATOR LINE ONE END WITHOUT CONNECTOR M12 N OF POLES : 12 1.5 M FEMALE SOCKET STRAIGHT SHIELDED: YES LED: NO SHEATH MATERIAL: PUR HALOGEN: NO | 0
4159 | 1424270750 | SENSOR/ACTUATOR LINE ONE END WITHOUT CONNECTOR M12 N OF POLES : 12 7.5 M FEMALE SOCKET STRAIGHT SHIELDED: YES LED: NO SHEATH MATERIAL: PUR HALOGEN: NO | 0
4160 | 1424271000 | SENSOR/ACTUATOR LINE ONE END WITHOUT CONNECTOR M12 N OF POLES : 12 10 M FEMALE SOCKET STRAIGHT SHIELDED: YES LED: NO SHEATH MATERIAL: PUR HALOGEN: NO | 0
4161 | 1424280200 | SENSOR/ACTUATOR LINE M12 N OF POLES : 12 2 M SHIELDED: YES LED: NO SHEATH MATERIAL: PUR HALOGEN: NO | 0
4162 | 1449420050 | DRAGLINE CABLE SC IP 67 PUSHPULL V14 METAL SC IP 67 PUSHPULL V14 METAL 9 ΜM PUR 5 M | 248
4163 | 1449420100 | DRAGLINE CABLE SC IP 67 PUSHPULL V14 METAL SC IP 67 PUSHPULL V14 METAL 9 ΜM PUR 10 M | 248
4164 | 1449420200 | DRAGLINE CABLE SC IP 67 PUSHPULL V14 METAL SC IP 67 PUSHPULL V14 METAL 9 ΜM PUR 20 M | 248
4165 | 1449420250 | DRAGLINE CABLE SC IP 67 PUSHPULL V14 METAL SC IP 67 PUSHPULL V14 METAL 9 ΜM PUR 25 M | 248
4166 | 1449420400 | DRAGLINE CABLE SC IP 67 PUSHPULL V14 METAL SC IP 67 PUSHPULL V14 METAL 9 ΜM PUR 40 M | 248
4167 | 1449470005 | CONNECTING LINE M12 X-TYPE IP 67 STRAIGHT MALE OPEN CAT.6A / CLASS EA (ISO/IEC 11801 2010) PVC 0.5 M | 17
4168 | 1449470015 | CONNECTING LINE M12 X-TYPE IP 67 STRAIGHT MALE OPEN CAT.6A / CLASS EA (ISO/IEC 11801 2010) PVC 1.5 M | 17
4169 | 1449470030 | CONNECTING LINE M12 X-TYPE IP 67 STRAIGHT MALE OPEN CAT.6A / CLASS EA (ISO/IEC 11801 2010) PVC 3 M | 17
4170 | 1449470050 | CONNECTING LINE M12 X-TYPE IP 67 STRAIGHT MALE OPEN CAT.6A / CLASS EA (ISO/IEC 11801 2010) PVC 5 M | 17
4171 | 1449470100 | CONNECTING LINE M12 X-TYPE IP 67 STRAIGHT MALE OPEN CAT.6A / CLASS EA (ISO/IEC 11801 2010) PVC 10 M | 17
4172 | 1452440000 | SENSOR/ACTUATOR PLUG-IN CONNECTOR EMPTY ENCLOSURE | 125
4173 | 1452450000 | SENSOR/ACTUATOR PLUG-IN CONNECTOR BUILT-IN PLUGS EMPTY ENCLOSURE | 192
4174 | 1454710000 | PROTECTED COMPONENT ASSEMBLIES SAI ACTIVE ACCESSORIES SENSOR/ACTUATOR PLUG-IN CONNECTOR | 423
4175 | 1457580075 | SYSTEM CABLE RJ45 IP 20 M12 X-TYPE IP 67 STRAIGHT MALE CAT.6A / CLASS EA (ISO/IEC 11801 2010) PUR 7.5 M | 17
4176 | 1457580300 | SYSTEM CABLE RJ45 IP 20 M12 X-TYPE IP 67 STRAIGHT MALE CAT.6A / CLASS EA (ISO/IEC 11801 2010) PUR 30 M | 17
4177 | 1457580400 | SYSTEM CABLE RJ45 IP 20 M12 X-TYPE IP 67 STRAIGHT MALE CAT.6A / CLASS EA (ISO/IEC 11801 2010) PUR 40 M | 17
4178 | 1465850010 | SYSTEM CABLE V14 HYBRID (SHIELDED) V14 HYBRID (SHIELDED) PVC 1 M HYBRID | 202
4179 | 1465850015 | SYSTEM CABLE V14 HYBRID (SHIELDED) V14 HYBRID (SHIELDED) PVC 1.5 M HYBRID | 202
4180 | 1465850020 | SYSTEM CABLE V14 HYBRID (SHIELDED) V14 HYBRID (SHIELDED) PVC 2 M HYBRID | 202
4181 | 1465850050 | SYSTEM CABLE V14 HYBRID (SHIELDED) V14 HYBRID (SHIELDED) PVC 5 M HYBRID | 202
4182 | 1465850080 | SYSTEM CABLE V14 HYBRID (SHIELDED) V14 HYBRID (SHIELDED) PVC 8 M HYBRID | 202
4183 | 1465850160 | SYSTEM CABLE V14 HYBRID (SHIELDED) V14 HYBRID (SHIELDED) PVC 16 M HYBRID | 202
4184 | 1465880150 | SENSOR/ACTUATOR LINE ONE END WITHOUT CONNECTOR M8 N OF POLES : 4 1.5 M FEMALE SOCKET STRAIGHT SHIELDED: NO LED: NO SHEATH MATERIAL: PVC HALOGEN: YES | 0
4185 | 1465880500 | SENSOR/ACTUATOR LINE ONE END WITHOUT CONNECTOR M8 N OF POLES : 4 5 M FEMALE SOCKET STRAIGHT SHIELDED: NO LED: NO SHEATH MATERIAL: PVC HALOGEN: YES | 0
4186 | 1465881000 | SENSOR/ACTUATOR LINE ONE END WITHOUT CONNECTOR M8 N OF POLES : 4 10 M FEMALE SOCKET STRAIGHT SHIELDED: NO LED: NO SHEATH MATERIAL: PVC HALOGEN: YES | 0
4187 | 1465890150 | SENSOR/ACTUATOR LINE ONE END WITHOUT CONNECTOR M12 / M8 N OF POLES : 3 1.5 M SOCKET ANGLED SHIELDED: NO LED: NO SHEATH MATERIAL: PVC HALOGEN: YES | 0
4188 | 1465890500 | SENSOR/ACTUATOR LINE ONE END WITHOUT CONNECTOR M12 / M8 N OF POLES : 3 5 M SOCKET ANGLED SHIELDED: NO LED: NO SHEATH MATERIAL: PVC HALOGEN: YES | 0
4189 | 1465891000 | SENSOR/ACTUATOR LINE ONE END WITHOUT CONNECTOR M12 / M8 N OF POLES : 3 10 M SOCKET ANGLED SHIELDED: NO LED: NO SHEATH MATERIAL: PVC HALOGEN: YES | 0
4190 | 1465910150 | SENSOR/ACTUATOR LINE ONE END WITHOUT CONNECTOR M8 N OF POLES : 4 1.5 M SOCKET ANGLED SHIELDED: NO LED: NO SHEATH MATERIAL: PVC HALOGEN: YES | 0
4191 | 1465910500 | SENSOR/ACTUATOR LINE ONE END WITHOUT CONNECTOR M8 N OF POLES : 4 5 M SOCKET ANGLED SHIELDED: NO LED: NO SHEATH MATERIAL: PVC HALOGEN: YES | 0
4192 | 1465911000 | SENSOR/ACTUATOR LINE ONE END WITHOUT CONNECTOR M8 N OF POLES : 4 10 M SOCKET ANGLED SHIELDED: NO LED: NO SHEATH MATERIAL: PVC HALOGEN: YES | 0
4193 | 1465950150 | SENSOR/ACTUATOR LINE ONE END WITHOUT CONNECTOR M12 N OF POLES : 3 1.5 M FEMALE SOCKET STRAIGHT SHIELDED: NO LED: NO SHEATH MATERIAL: PVC HALOGEN: YES | 0
4194 | 1465950500 | SENSOR/ACTUATOR LINE ONE END WITHOUT CONNECTOR M12 N OF POLES : 3 5 M FEMALE SOCKET STRAIGHT SHIELDED: NO LED: NO SHEATH MATERIAL: PVC HALOGEN: YES | 0
4195 | 1465951000 | SENSOR/ACTUATOR LINE ONE END WITHOUT CONNECTOR M12 N OF POLES : 3 10 M FEMALE SOCKET STRAIGHT SHIELDED: NO LED: NO SHEATH MATERIAL: PVC HALOGEN: YES | 0
4196 | 1465960150 | SENSOR/ACTUATOR LINE ONE END WITHOUT CONNECTOR M12 N OF POLES : 4 1.5 M FEMALE SOCKET STRAIGHT SHIELDED: NO LED: NO SHEATH MATERIAL: PVC HALOGEN: YES | 0
4197 | 1465961000 | SENSOR/ACTUATOR LINE ONE END WITHOUT CONNECTOR M12 N OF POLES : 4 10 M FEMALE SOCKET STRAIGHT SHIELDED: NO LED: NO SHEATH MATERIAL: PVC HALOGEN: YES | 0
4198 | 1465971000 | SENSOR/ACTUATOR LINE ONE END WITHOUT CONNECTOR M12 N OF POLES : 5 10 M FEMALE SOCKET STRAIGHT SHIELDED: NO LED: NO SHEATH MATERIAL: PVC HALOGEN: YES | 0
4199 | 1465980150 | SENSOR/ACTUATOR LINE ONE END WITHOUT CONNECTOR M12 N OF POLES : 3 1.5 M SOCKET ANGLED SHIELDED: NO LED: NO SHEATH MATERIAL: PVC HALOGEN: YES | 0
4200 | 1465980500 | SENSOR/ACTUATOR LINE ONE END WITHOUT CONNECTOR M12 N OF POLES : 3 5 M SOCKET ANGLED SHIELDED: NO LED: NO SHEATH MATERIAL: PVC HALOGEN: YES | 0
4201 | 1465981000 | SENSOR/ACTUATOR LINE ONE END WITHOUT CONNECTOR M12 N OF POLES : 3 10 M SOCKET ANGLED SHIELDED: NO LED: NO SHEATH MATERIAL: PVC HALOGEN: YES | 0
4202 | 1465990150 | SENSOR/ACTUATOR LINE ONE END WITHOUT CONNECTOR M12 N OF POLES : 4 1.5 M SOCKET ANGLED SHIELDED: NO LED: NO SHEATH MATERIAL: PVC HALOGEN: YES | 0
4203 | 1465990500 | SENSOR/ACTUATOR LINE ONE END WITHOUT CONNECTOR M12 N OF POLES : 4 5 M SOCKET ANGLED SHIELDED: NO LED: NO SHEATH MATERIAL: PVC HALOGEN: YES | 0
4204 | 1465991000 | SENSOR/ACTUATOR LINE ONE END WITHOUT CONNECTOR M12 N OF POLES : 4 10 M SOCKET ANGLED SHIELDED: NO LED: NO SHEATH MATERIAL: PVC HALOGEN: YES | 0
4205 | 1466010150 | SENSOR/ACTUATOR LINE ONE END WITHOUT CONNECTOR M12 N OF POLES : 5 1.5 M SOCKET ANGLED SHIELDED: NO LED: NO SHEATH MATERIAL: PVC HALOGEN: YES | 0
4206 | 1466010500 | SENSOR/ACTUATOR LINE ONE END WITHOUT CONNECTOR M12 N OF POLES : 5 5 M SOCKET ANGLED SHIELDED: NO LED: NO SHEATH MATERIAL: PVC HALOGEN: YES | 0
4207 | 1466011000 | SENSOR/ACTUATOR LINE ONE END WITHOUT CONNECTOR M12 N OF POLES : 5 10 M SOCKET ANGLED SHIELDED: NO LED: NO SHEATH MATERIAL: PVC HALOGEN: YES | 0
4208 | 1990540000 | Y CONNECTOR M12 / M8 | 327
4209 | 1990550000 | Y CONNECTOR M12 / M8 | 327
4210 | 1990560000 | Y CONNECTOR M12 / M8 | 327
4211 | 1990570000 | Y CONNECTOR M8 / M8 | 325
4212 | 1990620000 | ACCESSORIES FREECON | 400
4213 | 1990640000 | ACCESSORIES FREECON | 400
4214 | 2008210000 | HDC INSERT N OF POLES: 3 SIZE: 8 | 175
4215 | 2008220000 | HDC INSERT N OF POLES: 3 SIZE: 8 | 175
4216 | 2009390000 | SENSOR/ACTUATOR PLUG-IN CONNECTOR EMPTY ENCLOSURE | 125
4217 | 2010680000 | GRAPHICALLY PROGRAMMABLE LOGIC MODULE CAN INTERFACE MOUNTING FOOT | 675
4218 | 2028150150 | SENSOR/ACTUATOR LINE CONNECTING LINE M12 / M12 N OF POLES : 5 1.5 M SHIELDED: NO LED: NO SHEATH MATERIAL: PUR HALOGEN: NO | 0
4219 | 2028150300 | SENSOR/ACTUATOR LINE CONNECTING LINE M12 / M12 N OF POLES : 5 3 M SHIELDED: NO LED: NO SHEATH MATERIAL: PUR HALOGEN: NO | 0
4220 | 2028150500 | SENSOR/ACTUATOR LINE CONNECTING LINE M12 / M12 N OF POLES : 5 5 M SHIELDED: NO LED: NO SHEATH MATERIAL: PUR HALOGEN: NO | 0
4221 | 2028151000 | SENSOR/ACTUATOR LINE CONNECTING LINE M12 / M12 N OF POLES : 5 10 M SHIELDED: NO LED: NO SHEATH MATERIAL: PUR HALOGEN: NO | 0
4222 | 2047310010 | DRAGLINE CABLE PROFINET RJ45 IP 20 RJ45 IP 20 CAT.5 (ISO/IEC 11801) / CAT.5E (TIA T568-B) PUR 1 M | 8
4223 | 2047310025 | DRAGLINE CABLE PROFINET RJ45 IP 20 RJ45 IP 20 CAT.5 (ISO/IEC 11801) / CAT.5E (TIA T568-B) PUR 2.5 M | 8
4224 | 2050010150 | POWER CABLE ONE END WITHOUT CONNECTOR M12 N OF POLES : 3 (2 + PE) 1.5 M SOCKET ANGLED SHIELDED: NO LED: NO SHEATH MATERIAL: PUR HALOGEN: NO | 0
4225 | 2050010300 | POWER CABLE ONE END WITHOUT CONNECTOR M12 N OF POLES : 3 (2 + PE) 3 M SOCKET ANGLED SHIELDED: NO LED: NO SHEATH MATERIAL: PUR HALOGEN: NO | 0
4226 | 2050010500 | POWER CABLE ONE END WITHOUT CONNECTOR M12 N OF POLES : 3 (2 + PE) 5 M SOCKET ANGLED SHIELDED: NO LED: NO SHEATH MATERIAL: PUR HALOGEN: NO | 0
4227 | 2050011000 | POWER CABLE ONE END WITHOUT CONNECTOR M12 N OF POLES : 3 (2 + PE) 10 M SOCKET ANGLED SHIELDED: NO LED: NO SHEATH MATERIAL: PUR HALOGEN: NO | 0
4228 | 2050020300 | POWER CABLE ONE END WITHOUT CONNECTOR M12 N OF POLES : 3 (2 + PE) 3 M PIN STRAIGHT SHIELDED: NO LED: NO SHEATH MATERIAL: PUR HALOGEN: NO | 0
4229 | 2050020500 | POWER CABLE ONE END WITHOUT CONNECTOR M12 N OF POLES : 3 (2 + PE) 5 M PIN STRAIGHT SHIELDED: NO LED: NO SHEATH MATERIAL: PUR HALOGEN: NO | 0
4230 | 2050021000 | POWER CABLE ONE END WITHOUT CONNECTOR M12 N OF POLES : 3 (2 + PE) 10 M PIN STRAIGHT SHIELDED: NO LED: NO SHEATH MATERIAL: PUR HALOGEN: NO | 0
4231 | 2050050300 | POWER CABLE ONE END WITHOUT CONNECTOR M12 N OF POLES : 3 (2 + PE) 3 M PIN 90° SHIELDED: NO LED: NO SHEATH MATERIAL: PUR HALOGEN: NO | 0
4232 | 2050050500 | POWER CABLE ONE END WITHOUT CONNECTOR M12 N OF POLES : 3 (2 + PE) 5 M PIN 90° SHIELDED: NO LED: NO SHEATH MATERIAL: PUR HALOGEN: NO | 0
4233 | 2050051000 | POWER CABLE ONE END WITHOUT CONNECTOR M12 N OF POLES : 3 (2 + PE) 10 M PIN 90° SHIELDED: NO LED: NO SHEATH MATERIAL: PUR HALOGEN: NO | 0
4234 | 2050060030 | POWER CABLE CONNECTING LINE N OF POLES : 3 (2 + PE) 0.3 M SHIELDED: NO LED: NO SHEATH MATERIAL: PUR HALOGEN: NO | 0
4235 | 2050060150 | POWER CABLE CONNECTING LINE N OF POLES : 3 (2 + PE) 1.5 M PIN STRAIGHT - SOCKET STRAIGHT SHIELDED: NO LED: NO SHEATH MATERIAL: PUR HALOGEN: NO | 0
4236 | 2050060300 | POWER CABLE CONNECTING LINE N OF POLES : 3 (2 + PE) 3 M PIN STRAIGHT - SOCKET STRAIGHT SHIELDED: NO LED: NO SHEATH MATERIAL: PUR HALOGEN: NO | 0
4237 | 2050060500 | POWER CABLE CONNECTING LINE N OF POLES : 3 (2 + PE) 5 M PIN STRAIGHT - SOCKET STRAIGHT SHIELDED: NO LED: NO SHEATH MATERIAL: PUR HALOGEN: NO | 0
4238 | 2050061000 | POWER CABLE CONNECTING LINE N OF POLES : 3 (2 + PE) 10 M PIN STRAIGHT - SOCKET STRAIGHT SHIELDED: NO LED: NO SHEATH MATERIAL: PUR HALOGEN: NO | 0
4239 | 2050080150 | POWER CABLE CONNECTING LINE N OF POLES : 3 (2 + PE) 1.5 M PIN ANGLED - BUSH STRAIGHT SHIELDED: NO LED: NO SHEATH MATERIAL: PUR HALOGEN: NO | 0
4240 | 2050080300 | POWER CABLE CONNECTING LINE N OF POLES : 3 (2 + PE) 3 M PIN ANGLED - BUSH STRAIGHT SHIELDED: NO LED: NO SHEATH MATERIAL: PUR HALOGEN: NO | 0
4241 | 2050080500 | POWER CABLE CONNECTING LINE N OF POLES : 3 (2 + PE) 5 M PIN ANGLED - BUSH STRAIGHT SHIELDED: NO LED: NO SHEATH MATERIAL: PUR HALOGEN: NO | 0
4242 | 2050081000 | POWER CABLE CONNECTING LINE N OF POLES : 3 (2 + PE) 10 M PIN ANGLED - BUSH STRAIGHT SHIELDED: NO LED: NO SHEATH MATERIAL: PUR HALOGEN: NO | 0
4243 | 2050100150 | POWER CABLE CONNECTING LINE N OF POLES : 3 (2 + PE) 1.5 M PIN STRAIGHT - SOCKET 90° SHIELDED: NO LED: NO SHEATH MATERIAL: PUR HALOGEN: NO | 0
4244 | 2050100300 | POWER CABLE CONNECTING LINE N OF POLES : 3 (2 + PE) 3 M PIN STRAIGHT - SOCKET 90° SHIELDED: NO LED: NO SHEATH MATERIAL: PUR HALOGEN: NO | 0
4245 | 2050100500 | POWER CABLE CONNECTING LINE N OF POLES : 3 (2 + PE) 5 M PIN STRAIGHT - SOCKET 90° SHIELDED: NO LED: NO SHEATH MATERIAL: PUR HALOGEN: NO | 0
4246 | 2050150150 | POWER CABLE CONNECTING LINE N OF POLES : 3 (2 + PE) 1.5 M PIN 90° - SOCKET 90° SHIELDED: NO LED: NO SHEATH MATERIAL: PUR HALOGEN: NO | 0
4247 | 2050150300 | POWER CABLE CONNECTING LINE N OF POLES : 3 (2 + PE) 3 M PIN 90° - SOCKET 90° SHIELDED: NO LED: NO SHEATH MATERIAL: PUR HALOGEN: NO | 0
4248 | 2050150500 | POWER CABLE CONNECTING LINE N OF POLES : 3 (2 + PE) 5 M PIN 90° - SOCKET 90° SHIELDED: NO LED: NO SHEATH MATERIAL: PUR HALOGEN: NO | 0
4249 | 2050151000 | POWER CABLE CONNECTING LINE N OF POLES : 3 (2 + PE) 10 M PIN 90° - SOCKET 90° SHIELDED: NO LED: NO SHEATH MATERIAL: PUR HALOGEN: NO | 0
4250 | 2050210150 | POWER CABLE ONE END WITHOUT CONNECTOR M12 N OF POLES : 4 (3 + PE) 1.5 M SOCKET ANGLED SHIELDED: NO LED: NO SHEATH MATERIAL: PUR HALOGEN: NO | 0
4251 | 2050211000 | POWER CABLE ONE END WITHOUT CONNECTOR M12 N OF POLES : 4 (3 + PE) 10 M SOCKET ANGLED SHIELDED: NO LED: NO SHEATH MATERIAL: PUR HALOGEN: NO | 0
4252 | 2050230150 | POWER CABLE ONE END WITHOUT CONNECTOR M12 N OF POLES : 4 (3 + PE) 1.5 M PIN STRAIGHT SHIELDED: NO LED: NO SHEATH MATERIAL: PUR HALOGEN: NO | 0
4253 | 2050230200 | POWER CABLE ONE END WITHOUT CONNECTOR M12 N OF POLES : 4 (3 + PE) 2 M SHIELDED: NO LED: NO SHEATH MATERIAL: PUR HALOGEN: NO | 0
4254 | 2050230500 | POWER CABLE ONE END WITHOUT CONNECTOR M12 N OF POLES : 4 (3 + PE) 5 M PIN STRAIGHT SHIELDED: NO LED: NO SHEATH MATERIAL: PUR HALOGEN: NO | 0
4255 | 2050231000 | POWER CABLE ONE END WITHOUT CONNECTOR M12 N OF POLES : 4 (3 + PE) 10 M PIN STRAIGHT SHIELDED: NO LED: NO SHEATH MATERIAL: PUR HALOGEN: NO | 0
4256 | 2050350300 | POWER CABLE CONNECTING LINE M12 / M12 N OF POLES : 4 (3 + PE) 3 M PIN ANGLED - BUSH STRAIGHT SHIELDED: NO LED: NO SHEATH MATERIAL: PUR HALOGEN: NO | 0
4257 | 2050350500 | POWER CABLE CONNECTING LINE M12 / M12 N OF POLES : 4 (3 + PE) 5 M PIN ANGLED - BUSH STRAIGHT SHIELDED: NO LED: NO SHEATH MATERIAL: PUR HALOGEN: NO | 0
4258 | 2050351000 | POWER CABLE CONNECTING LINE M12 / M12 N OF POLES : 4 (3 + PE) 10 M PIN ANGLED - BUSH STRAIGHT SHIELDED: NO LED: NO SHEATH MATERIAL: PUR HALOGEN: NO | 0
4259 | 2050460150 | POWER CABLE CONNECTING LINE M12 / M12 N OF POLES : 4 (3 + PE) 1.5 M PIN STRAIGHT - SOCKET 90° SHIELDED: NO LED: NO SHEATH MATERIAL: PUR HALOGEN: NO | 0
4260 | 2050460300 | POWER CABLE CONNECTING LINE M12 / M12 N OF POLES : 4 (3 + PE) 3 M PIN STRAIGHT - SOCKET 90° SHIELDED: NO LED: NO SHEATH MATERIAL: PUR HALOGEN: NO | 0
4261 | 2050460500 | POWER CABLE CONNECTING LINE M12 / M12 N OF POLES : 4 (3 + PE) 5 M PIN STRAIGHT - SOCKET 90° SHIELDED: NO LED: NO SHEATH MATERIAL: PUR HALOGEN: NO | 0
4262 | 2050461000 | POWER CABLE CONNECTING LINE M12 / M12 N OF POLES : 4 (3 + PE) 10 M PIN STRAIGHT - SOCKET 90° SHIELDED: NO LED: NO SHEATH MATERIAL: PUR HALOGEN: NO | 0
4263 | 2050470030 | POWER CABLE CONNECTING LINE M12 / M12 N OF POLES : 4 (3 + PE) 0.3 M SHIELDED: NO LED: NO SHEATH MATERIAL: PUR HALOGEN: NO | 0
4264 | 2050470150 | POWER CABLE CONNECTING LINE M12 / M12 N OF POLES : 4 (3 + PE) 1.5 M PIN 90° - SOCKET 90° SHIELDED: NO LED: NO SHEATH MATERIAL: PUR HALOGEN: NO | 0
4265 | 2050470300 | POWER CABLE CONNECTING LINE M12 / M12 N OF POLES : 4 (3 + PE) 3 M PIN 90° - SOCKET 90° SHIELDED: NO LED: NO SHEATH MATERIAL: PUR HALOGEN: NO | 0
4266 | 2050470500 | POWER CABLE CONNECTING LINE M12 / M12 N OF POLES : 4 (3 + PE) 5 M PIN 90° - SOCKET 90° SHIELDED: NO LED: NO SHEATH MATERIAL: PUR HALOGEN: NO | 0
4267 | 2050471000 | POWER CABLE CONNECTING LINE M12 / M12 N OF POLES : 4 (3 + PE) 10 M PIN 90° - SOCKET 90° SHIELDED: NO LED: NO SHEATH MATERIAL: PUR HALOGEN: NO | 0
4268 | 2050490150 | POWER CABLE ONE END WITHOUT CONNECTOR M12 N OF POLES : 4 1.5 M FEMALE SOCKET STRAIGHT SHIELDED: NO SHEATH MATERIAL: PUR HALOGEN: NO | 0
4269 | 2050490300 | POWER CABLE ONE END WITHOUT CONNECTOR M12 N OF POLES : 4 3 M FEMALE SOCKET STRAIGHT SHIELDED: NO SHEATH MATERIAL: PUR HALOGEN: NO | 0
4270 | 2050491000 | POWER CABLE ONE END WITHOUT CONNECTOR M12 N OF POLES : 4 10 M FEMALE SOCKET STRAIGHT SHIELDED: NO SHEATH MATERIAL: PUR HALOGEN: NO | 0
4271 | 2050560150 | POWER CABLE ONE END WITHOUT CONNECTOR M12 N OF POLES : 4 1.5 M SOCKET ANGLED SHIELDED: NO SHEATH MATERIAL: PUR HALOGEN: NO | 0
4272 | 2050560500 | POWER CABLE ONE END WITHOUT CONNECTOR M12 N OF POLES : 4 5 M SOCKET ANGLED SHIELDED: NO SHEATH MATERIAL: PUR HALOGEN: NO | 0
4273 | 2050561000 | POWER CABLE ONE END WITHOUT CONNECTOR M12 N OF POLES : 4 10 M SOCKET ANGLED SHIELDED: NO SHEATH MATERIAL: PUR HALOGEN: NO | 0
4274 | 2050640150 | POWER CABLE ONE END WITHOUT CONNECTOR M12 N OF POLES : 4 1.5 M PIN STRAIGHT SHIELDED: NO SHEATH MATERIAL: PUR HALOGEN: NO | 0
4275 | 2050640300 | POWER CABLE ONE END WITHOUT CONNECTOR M12 N OF POLES : 4 3 M PIN STRAIGHT SHIELDED: NO SHEATH MATERIAL: PUR HALOGEN: NO | 0
4276 | 2050640500 | POWER CABLE ONE END WITHOUT CONNECTOR M12 N OF POLES : 4 5 M PIN STRAIGHT SHIELDED: NO SHEATH MATERIAL: PUR HALOGEN: NO | 0
4277 | 2050650150 | POWER CABLE ONE END WITHOUT CONNECTOR M12 N OF POLES : 4 1.5 M PIN 90° SHIELDED: NO SHEATH MATERIAL: PUR HALOGEN: NO | 0
4278 | 2050650300 | POWER CABLE ONE END WITHOUT CONNECTOR M12 N OF POLES : 4 3 M PIN 90° SHIELDED: NO SHEATH MATERIAL: PUR HALOGEN: NO | 0
4279 | 2050650500 | POWER CABLE ONE END WITHOUT CONNECTOR M12 N OF POLES : 4 5 M PIN 90° SHIELDED: NO SHEATH MATERIAL: PUR HALOGEN: NO | 0
4280 | 2050651000 | POWER CABLE ONE END WITHOUT CONNECTOR M12 N OF POLES : 4 10 M PIN 90° SHIELDED: NO SHEATH MATERIAL: PUR HALOGEN: NO | 0
4281 | 2050680150 | POWER CABLE ONE END WITHOUT CONNECTOR M12 N OF POLES : 4 1.5 M FEMALE SOCKET STRAIGHT SHIELDED: NO SHEATH MATERIAL: PUR HALOGEN: NO | 0
4282 | 2050680300 | POWER CABLE ONE END WITHOUT CONNECTOR M12 N OF POLES : 4 3 M FEMALE SOCKET STRAIGHT SHIELDED: NO SHEATH MATERIAL: PUR HALOGEN: NO | 0
4283 | 2050680500 | POWER CABLE ONE END WITHOUT CONNECTOR M12 N OF POLES : 4 5 M FEMALE SOCKET STRAIGHT SHIELDED: NO SHEATH MATERIAL: PUR HALOGEN: NO | 0
4284 | 2050681000 | POWER CABLE ONE END WITHOUT CONNECTOR M12 N OF POLES : 4 10 M FEMALE SOCKET STRAIGHT SHIELDED: NO SHEATH MATERIAL: PUR HALOGEN: NO | 0
4285 | 2050690150 | POWER CABLE ONE END WITHOUT CONNECTOR M12 N OF POLES : 4 1.5 M SOCKET ANGLED SHIELDED: NO SHEATH MATERIAL: PUR HALOGEN: NO | 0
4286 | 2050690300 | POWER CABLE ONE END WITHOUT CONNECTOR M12 N OF POLES : 4 3 M SOCKET ANGLED SHIELDED: NO SHEATH MATERIAL: PUR HALOGEN: NO | 0
4287 | 2050690500 | POWER CABLE ONE END WITHOUT CONNECTOR M12 N OF POLES : 4 5 M SOCKET ANGLED SHIELDED: NO SHEATH MATERIAL: PUR HALOGEN: NO | 0
4288 | 2050691000 | POWER CABLE ONE END WITHOUT CONNECTOR M12 N OF POLES : 4 10 M SOCKET ANGLED SHIELDED: NO SHEATH MATERIAL: PUR HALOGEN: NO | 0
4289 | 2050700150 | POWER CABLE ONE END WITHOUT CONNECTOR M12 N OF POLES : 4 1.5 M PIN STRAIGHT SHIELDED: NO SHEATH MATERIAL: PUR HALOGEN: NO | 0
4290 | 2050700300 | POWER CABLE ONE END WITHOUT CONNECTOR M12 N OF POLES : 4 3 M PIN STRAIGHT SHIELDED: NO SHEATH MATERIAL: PUR HALOGEN: NO | 0
4291 | 2050700500 | POWER CABLE ONE END WITHOUT CONNECTOR M12 N OF POLES : 4 5 M PIN STRAIGHT SHIELDED: NO SHEATH MATERIAL: PUR HALOGEN: NO | 0
4292 | 2050701000 | POWER CABLE ONE END WITHOUT CONNECTOR M12 N OF POLES : 4 10 M PIN STRAIGHT SHIELDED: NO SHEATH MATERIAL: PUR HALOGEN: NO | 0
4293 | 2050710300 | POWER CABLE ONE END WITHOUT CONNECTOR M12 N OF POLES : 4 3 M PIN 90° SHIELDED: NO SHEATH MATERIAL: PUR HALOGEN: NO | 0
4294 | 2050710500 | POWER CABLE ONE END WITHOUT CONNECTOR M12 N OF POLES : 4 5 M PIN 90° SHIELDED: NO SHEATH MATERIAL: PUR HALOGEN: NO | 0
4295 | 2050711000 | POWER CABLE ONE END WITHOUT CONNECTOR M12 N OF POLES : 4 10 M PIN 90° SHIELDED: NO SHEATH MATERIAL: PUR HALOGEN: NO | 0
4296 | 2050760300 | POWER CABLE CONNECTING LINE M12 / M12 N OF POLES : 4 3 M PIN STRAIGHT - SOCKET STRAIGHT SHIELDED: NO SHEATH MATERIAL: PUR HALOGEN: NO | 0
4297 | 2050760500 | POWER CABLE CONNECTING LINE M12 / M12 N OF POLES : 4 5 M PIN STRAIGHT - SOCKET STRAIGHT SHIELDED: NO SHEATH MATERIAL: PUR HALOGEN: NO | 0
4298 | 2050761000 | POWER CABLE CONNECTING LINE M12 / M12 N OF POLES : 4 10 M PIN STRAIGHT - SOCKET STRAIGHT SHIELDED: NO SHEATH MATERIAL: PUR HALOGEN: NO | 0
4299 | 2050820150 | POWER CABLE CONNECTING LINE M12 / M12 N OF POLES : 4 1.5 M PIN ANGLED - BUSH STRAIGHT SHIELDED: NO SHEATH MATERIAL: PUR HALOGEN: NO | 0
4300 | 2050820300 | POWER CABLE CONNECTING LINE M12 / M12 N OF POLES : 4 3 M PIN ANGLED - BUSH STRAIGHT SHIELDED: NO SHEATH MATERIAL: PUR HALOGEN: NO | 0
4301 | 2050820500 | POWER CABLE CONNECTING LINE M12 / M12 N OF POLES : 4 5 M PIN ANGLED - BUSH STRAIGHT SHIELDED: NO SHEATH MATERIAL: PUR HALOGEN: NO | 0
4302 | 2050821000 | POWER CABLE CONNECTING LINE M12 / M12 N OF POLES : 4 10 M PIN ANGLED - BUSH STRAIGHT SHIELDED: NO SHEATH MATERIAL: PUR HALOGEN: NO | 0
4303 | 2050830150 | POWER CABLE CONNECTING LINE M12 / M12 N OF POLES : 4 1.5 M PIN STRAIGHT - SOCKET 90° SHIELDED: NO SHEATH MATERIAL: PUR HALOGEN: NO | 0
4304 | 2050830300 | POWER CABLE CONNECTING LINE M12 / M12 N OF POLES : 4 3 M PIN STRAIGHT - SOCKET 90° SHIELDED: NO SHEATH MATERIAL: PUR HALOGEN: NO | 0
4305 | 2050830500 | POWER CABLE CONNECTING LINE M12 / M12 N OF POLES : 4 5 M PIN STRAIGHT - SOCKET 90° SHIELDED: NO SHEATH MATERIAL: PUR HALOGEN: NO | 0
4306 | 2050831000 | POWER CABLE CONNECTING LINE M12 / M12 N OF POLES : 4 10 M PIN STRAIGHT - SOCKET 90° SHIELDED: NO SHEATH MATERIAL: PUR HALOGEN: NO | 0
4307 | 2050860150 | POWER CABLE CONNECTING LINE M12 / M12 N OF POLES : 4 1.5 M PIN 90° - SOCKET 90° SHIELDED: NO SHEATH MATERIAL: PUR HALOGEN: NO | 0
4308 | 2050860300 | POWER CABLE CONNECTING LINE M12 / M12 N OF POLES : 4 3 M PIN 90° - SOCKET 90° SHIELDED: NO SHEATH MATERIAL: PUR HALOGEN: NO | 0
4309 | 2050860500 | POWER CABLE CONNECTING LINE M12 / M12 N OF POLES : 4 5 M PIN 90° - SOCKET 90° SHIELDED: NO SHEATH MATERIAL: PUR HALOGEN: NO | 0
4310 | 2050861000 | POWER CABLE CONNECTING LINE M12 / M12 N OF POLES : 4 10 M PIN 90° - SOCKET 90° SHIELDED: NO SHEATH MATERIAL: PUR HALOGEN: NO | 0
4311 | 2050870150 | POWER CABLE CONNECTING LINE M12 / M12 N OF POLES : 4 1.5 M PIN STRAIGHT - SOCKET STRAIGHT SHIELDED: NO SHEATH MATERIAL: PUR HALOGEN: NO | 0
4312 | 2050870300 | POWER CABLE CONNECTING LINE M12 / M12 N OF POLES : 4 3 M PIN STRAIGHT - SOCKET STRAIGHT SHIELDED: NO SHEATH MATERIAL: PUR HALOGEN: NO | 0
4313 | 2050870500 | POWER CABLE CONNECTING LINE M12 / M12 N OF POLES : 4 5 M PIN STRAIGHT - SOCKET STRAIGHT SHIELDED: NO SHEATH MATERIAL: PUR HALOGEN: NO | 0
4314 | 2050871000 | POWER CABLE CONNECTING LINE M12 / M12 N OF POLES : 4 10 M PIN STRAIGHT - SOCKET STRAIGHT SHIELDED: NO SHEATH MATERIAL: PUR HALOGEN: NO | 0
4315 | 2050890150 | POWER CABLE CONNECTING LINE M12 / M12 N OF POLES : 4 1.5 M PIN ANGLED - BUSH STRAIGHT SHIELDED: NO SHEATH MATERIAL: PUR HALOGEN: NO | 0
4316 | 2050890300 | POWER CABLE CONNECTING LINE M12 / M12 N OF POLES : 4 3 M PIN ANGLED - BUSH STRAIGHT SHIELDED: NO SHEATH MATERIAL: PUR HALOGEN: NO | 0
4317 | 2050890500 | POWER CABLE CONNECTING LINE M12 / M12 N OF POLES : 4 5 M PIN ANGLED - BUSH STRAIGHT SHIELDED: NO SHEATH MATERIAL: PUR HALOGEN: NO | 0
4318 | 2050891000 | POWER CABLE CONNECTING LINE M12 / M12 N OF POLES : 4 10 M PIN ANGLED - BUSH STRAIGHT SHIELDED: NO SHEATH MATERIAL: PUR HALOGEN: NO | 0
4319 | 2050910150 | POWER CABLE CONNECTING LINE M12 / M12 N OF POLES : 4 1.5 M PIN STRAIGHT - SOCKET 90° SHIELDED: NO SHEATH MATERIAL: PUR HALOGEN: NO | 0
4320 | 2050910300 | POWER CABLE CONNECTING LINE M12 / M12 N OF POLES : 4 3 M PIN STRAIGHT - SOCKET 90° SHIELDED: NO SHEATH MATERIAL: PUR HALOGEN: NO | 0
4321 | 2050910500 | POWER CABLE CONNECTING LINE M12 / M12 N OF POLES : 4 5 M PIN STRAIGHT - SOCKET 90° SHIELDED: NO SHEATH MATERIAL: PUR HALOGEN: NO | 0
4322 | 2050911000 | POWER CABLE CONNECTING LINE M12 / M12 N OF POLES : 4 10 M PIN STRAIGHT - SOCKET 90° SHIELDED: NO SHEATH MATERIAL: PUR HALOGEN: NO | 0
4323 | 2050920150 | POWER CABLE CONNECTING LINE M12 / M12 N OF POLES : 4 1.5 M PIN 90° - SOCKET 90° SHIELDED: NO SHEATH MATERIAL: PUR HALOGEN: NO | 0
4324 | 2050920300 | POWER CABLE CONNECTING LINE M12 / M12 N OF POLES : 4 3 M PIN 90° - SOCKET 90° SHIELDED: NO SHEATH MATERIAL: PUR HALOGEN: NO | 0
4325 | 2050920500 | POWER CABLE CONNECTING LINE M12 / M12 N OF POLES : 4 5 M PIN 90° - SOCKET 90° SHIELDED: NO SHEATH MATERIAL: PUR HALOGEN: NO | 0
4326 | 2050921000 | POWER CABLE CONNECTING LINE M12 / M12 N OF POLES : 4 10 M PIN 90° - SOCKET 90° SHIELDED: NO SHEATH MATERIAL: PUR HALOGEN: NO | 0
4327 | 2059750200 | SENSOR/ACTUATOR LINE CONNECTING LINE M12 / M12 N OF POLES : 4 2 M PIN STRAIGHT - SOCKET STRAIGHT SHIELDED: NO LED: NO SHEATH MATERIAL: PVC HALOGEN: YES | 0
4328 | 2059750400 | SENSOR/ACTUATOR LINE CONNECTING LINE M12 / M12 N OF POLES : 4 4 M PIN STRAIGHT - SOCKET STRAIGHT SHIELDED: NO LED: NO SHEATH MATERIAL: PVC HALOGEN: YES | 0
4329 | 2059750600 | SENSOR/ACTUATOR LINE CONNECTING LINE M12 / M12 N OF POLES : 4 6 M PIN STRAIGHT - SOCKET STRAIGHT SHIELDED: NO LED: NO SHEATH MATERIAL: PVC HALOGEN: YES | 0
4330 | 2089530020 | DRAGLINE CABLE LC-DUPLEX IP 20 SC DUPLEX IP 20 9 ΜM PUR 2 M | 247
4331 | 2119770000 | SUB-D | 98
4332 | 2124020010 | SYSTEM CABLE RJ45 IP 20 M12 X-TYPE FLANGE SOCKET BACK PANEL MOUNTING CAT.6A / CLASS EA (ISO/IEC 11801 2010) PUR 1 M | 17
4333 | 2124020100 | SYSTEM CABLE RJ45 IP 20 M12 X-TYPE FLANGE SOCKET BACK PANEL MOUNTING CAT.6A / CLASS EA (ISO/IEC 11801 2010) PUR 10 M | 17
4334 | 2124610000 | PROTECTED COMPONENT ASSEMBLIES PROTECTIVE CAP | 102
4335 | 2433230000 | SCREWDRIVER INSERT | 147
4336 | 2433510000 | SUB-D | 98
4337 | 2435210000 | VG EMV GEN 4 (EMC CABLE GLAND WITH CLAMPING CAGE) CABLE GLANDS M 63 14 OD MIN. 34 - OD MAX. 44 MM IP54 IP66 IP67 IP68 - 5 BAR (30 MIN.) IP69K NICKEL-PLATED | 7
4338 | 2436230000 | 2 X AKB (50P) | 539
4339 | 2443150400 | SENSOR/ACTUATOR LINE M8 N OF POLES : 4 4 M SHIELDED: YES LED: NO SHEATH MATERIAL: PUR HALOGEN: NO | 0
4340 | 2467320000 | COMMUNICATION MODULE | 326
4341 | 2467720000 | SENSOR/ACTUATOR PLUG-IN CONNECTOR EMPTY ENCLOSURE | 125
4342 | 2467730000 | SENSOR/ACTUATOR PLUG-IN CONNECTOR EMPTY ENCLOSURE | 125
4343 | 2467740000 | SENSOR/ACTUATOR PLUG-IN CONNECTOR EMPTY ENCLOSURE | 125
4344 | 2467750000 | SENSOR/ACTUATOR PLUG-IN CONNECTOR EMPTY ENCLOSURE | 125
4345 | 2467760000 | SENSOR/ACTUATOR PLUG-IN CONNECTOR EMPTY ENCLOSURE | 125
4346 | 2467770000 | SENSOR/ACTUATOR PLUG-IN CONNECTOR EMPTY ENCLOSURE | 125
4347 | 2469370000 | DOUBLE-TIER TERMINAL PUSH IN 1.5 MM² 500 V 16 A DARK | 181
4348 | 2469400000 | DOUBLE-TIER TERMINAL PUSH IN 1.5 MM² 500 V 16 A DARK | 181
4349 | 2475210150 | SENSOR/ACTUATOR LINE M8 / M8 N OF POLES : 5 1.5 M PIN STRAIGHT - SOCKET STRAIGHT SHIELDED: NO LED: NO SHEATH MATERIAL: PUR HALOGEN: NO | 0
4350 | 2475210300 | SENSOR/ACTUATOR LINE M8 / M8 N OF POLES : 5 3 M PIN STRAIGHT - SOCKET STRAIGHT SHIELDED: NO LED: NO SHEATH MATERIAL: PUR HALOGEN: NO | 0
4351 | 2475210500 | SENSOR/ACTUATOR LINE M8 / M8 N OF POLES : 5 5 M PIN STRAIGHT - SOCKET STRAIGHT SHIELDED: NO LED: NO SHEATH MATERIAL: PUR HALOGEN: NO | 0
4352 | 2475211000 | SENSOR/ACTUATOR LINE M8 / M8 N OF POLES : 5 10 M PIN STRAIGHT - SOCKET STRAIGHT SHIELDED: NO LED: NO SHEATH MATERIAL: PUR HALOGEN: NO | 0
4353 | 2475230150 | SENSOR/ACTUATOR LINE M8 / M8 N OF POLES : 5 1.5 M PIN ANGLED - BUSH STRAIGHT SHIELDED: NO LED: NO SHEATH MATERIAL: PUR HALOGEN: NO | 0
4354 | 2475230300 | SENSOR/ACTUATOR LINE M8 / M8 N OF POLES : 5 3 M PIN ANGLED - BUSH STRAIGHT SHIELDED: NO LED: NO SHEATH MATERIAL: PUR HALOGEN: NO | 0
4355 | 2475230500 | SENSOR/ACTUATOR LINE M8 / M8 N OF POLES : 5 5 M PIN ANGLED - BUSH STRAIGHT SHIELDED: NO LED: NO SHEATH MATERIAL: PUR HALOGEN: NO | 0
4356 | 2475231000 | SENSOR/ACTUATOR LINE M8 / M8 N OF POLES : 5 10 M PIN ANGLED - BUSH STRAIGHT SHIELDED: NO LED: NO SHEATH MATERIAL: PUR HALOGEN: NO | 0
4357 | 2475240150 | SENSOR/ACTUATOR LINE M8 / M8 N OF POLES : 5 1.5 M PIN STRAIGHT - SOCKET 90° SHIELDED: NO LED: NO SHEATH MATERIAL: PUR HALOGEN: NO | 0
4358 | 2475240300 | SENSOR/ACTUATOR LINE M8 / M8 N OF POLES : 5 3 M PIN STRAIGHT - SOCKET 90° SHIELDED: NO LED: NO SHEATH MATERIAL: PUR HALOGEN: NO | 0
4359 | 2475240500 | SENSOR/ACTUATOR LINE M8 / M8 N OF POLES : 5 5 M PIN STRAIGHT - SOCKET 90° SHIELDED: NO LED: NO SHEATH MATERIAL: PUR HALOGEN: NO | 0
4360 | 2475241000 | SENSOR/ACTUATOR LINE M8 / M8 N OF POLES : 5 10 M PIN STRAIGHT - SOCKET 90° SHIELDED: NO LED: NO SHEATH MATERIAL: PUR HALOGEN: NO | 0
4361 | 2475250150 | SENSOR/ACTUATOR LINE M8 / M8 N OF POLES : 5 1.5 M PIN 90° - SOCKET 90° SHIELDED: NO LED: NO SHEATH MATERIAL: PUR HALOGEN: NO | 0
4362 | 2475250300 | SENSOR/ACTUATOR LINE M8 / M8 N OF POLES : 5 3 M PIN 90° - SOCKET 90° SHIELDED: NO LED: NO SHEATH MATERIAL: PUR HALOGEN: NO | 0
4363 | 2475250500 | SENSOR/ACTUATOR LINE M8 / M8 N OF POLES : 5 5 M PIN 90° - SOCKET 90° SHIELDED: NO LED: NO SHEATH MATERIAL: PUR HALOGEN: NO | 0
4364 | 2475251000 | SENSOR/ACTUATOR LINE M8 / M8 N OF POLES : 5 10 M PIN 90° - SOCKET 90° SHIELDED: NO LED: NO SHEATH MATERIAL: PUR HALOGEN: NO | 0
4365 | 2482160000 | FEED-THROUGH TERMINAL PUSH IN 1.5 MM² 500 V 17.5 A DARK | 12
4366 | 2482250000 | PLUG 1.5 MM² 500 17.5 A DARK | 131
4367 | 2482270000 | PLUG 1.5 MM² 500 17.5 A GREEN | 386
4368 | 2482280000 | PLUG 1.5 MM² 500 17.5 A DARK | 131
4369 | 2482310000 | PLUG 1.5 MM² 500 17.5 A DARK | 131
4370 | 2482330000 | PLUG 1.5 MM² 500 17.5 A GREEN | 386
4371 | 2482340000 | PLUG 1.5 MM² 500 17.5 A DARK | 131
4372 | 2482360000 | PLUG 1.5 MM² 500 17.5 A DARK | 131
4373 | 2482370000 | PLUG 1.5 MM² 500 17.5 A DARK | 131
4374 | 2482460000 | PLUG 1.5 MM² 500 17.5 A DARK GREEN | 390
4375 | 2484420200 | BUILT-IN PLUGS M12 N OF POLES: 5 2 M | 58
4376 | 2485140400 | SENSOR/ACTUATOR LINE CONNECTING LINE M12 / M12 N OF POLES : 5 4 M SHIELDED: YES LED: NO SHEATH MATERIAL: PUR HALOGEN: NO | 0
4377 | 2485140850 | SENSOR/ACTUATOR LINE CONNECTING LINE M12 / M12 N OF POLES : 5 8.5 M SHIELDED: YES LED: NO SHEATH MATERIAL: PUR HALOGEN: NO | 0
4378 | 2485580030 | SYSTEM CABLE M12 X-TYPE IP 67 STRAIGHT MALE M12 X-TYPE IP67 MALE ANGLED CAT.6A / CLASS EA (ISO/IEC 11801 2010) PUR 3 M | 17
4379 | 2485580050 | SYSTEM CABLE M12 X-TYPE IP 67 STRAIGHT MALE M12 X-TYPE IP67 MALE ANGLED CAT.6A / CLASS EA (ISO/IEC 11801 2010) PUR 5 M | 17
4380 | 2485590030 | SYSTEM CABLE M12 X-TYPE IP67 MALE ANGLED M12 X-TYPE IP67 MALE ANGLED CAT.6A / CLASS EA (ISO/IEC 11801 2010) PUR 3 M | 17
4381 | 2485590050 | SYSTEM CABLE M12 X-TYPE IP67 MALE ANGLED M12 X-TYPE IP67 MALE ANGLED CAT.6A / CLASS EA (ISO/IEC 11801 2010) PUR 5 M | 17
4382 | 2485590100 | SYSTEM CABLE M12 X-TYPE IP67 MALE ANGLED M12 X-TYPE IP67 MALE ANGLED CAT.6A / CLASS EA (ISO/IEC 11801 2010) PUR 10 M | 17
4383 | 2485600015 | SYSTEM CABLE RJ45 IP 20 M12 X-TYPE IP67 MALE ANGLED 0° CAT.6A / CLASS EA (ISO/IEC 11801 2010) PUR 1.5 M | 17
4384 | 2485600030 | SYSTEM CABLE RJ45 IP 20 M12 X-TYPE IP67 MALE ANGLED 0° CAT.6A / CLASS EA (ISO/IEC 11801 2010) PUR 3 M | 17
4385 | 2485600050 | SYSTEM CABLE RJ45 IP 20 M12 X-TYPE IP67 MALE ANGLED 0° CAT.6A / CLASS EA (ISO/IEC 11801 2010) PUR 5 M | 17
4386 | 2485840000 | FEED-THROUGH TERMINAL PUSH IN 1.5 MM² 500 V 17.5 A DARK | 12
4387 | 2488200000 | USB CABLE USB A MINI SERVICE INTERFACE USB A MINI 0.3 M | 692
4388 | 2489680000 | SIGNAL CONVERTER/ISOLATOR HART® INPUT : 0(4)-20 MA OUTPUT : 0(4)-20 MA | 154
4389 | 2489730000 | SIGNAL CONVERTER/ISOLATOR HART® INPUT : 2 X 0(4) - 20 MA OUTPUT : 2 X 4-20 MA | 842
4390 | 2490360000 | FEED-THROUGH TERMINAL PUSH IN 10 MM² 1000 V 57 A DARK | 12
4391 | 2490370000 | FEED-THROUGH TERMINAL PUSH IN 10 MM² 1000 V 57 A | 12
4392 | 2490440000 | PE TERMINAL PUSH IN 10 MM² GREEN/ | 75
4393 | 2490510000 | FEED-THROUGH TERMINAL PUSH IN 10 MM² 1000 V 57 A | 12
4394 | 2490520000 | FEED-THROUGH TERMINAL PUSH IN 10 MM² 1000 V 57 A DARK | 12
4395 | 2490590000 | PE TERMINAL PUSH IN 10 MM² 1000 V GREEN/ | 884
4396 | 2493490000 | POWER CONNECTOR DEVICE FLANGE PROFINET | 616
4397 | 2494090000 | FEED-THROUGH TERMINAL PUSH IN 16 MM² 1000 V 76 A DARK | 12
4398 | 2494100000 | FEED-THROUGH TERMINAL PUSH IN 16 MM² 1000 V 76 A | 12
4399 | 2494270000 | RELAY N OF CONTACTS: 2 CO CONTACT AGNI CONTINUOUS CURRENT: 8 A | 415
4400 | 2494300000 | RELAY N OF CONTACTS: 2 CO CONTACT AGNI RATED CONTROL VOLTAGE: 115 V AC CONTINUOUS CURRENT: 8 A | 415
4401 | 2497120000 | RIDERSERIES RCM RELAY MODULE N OF CONTACTS: 4 CO CONTACT WITH TEST BUTTON AGNI GOLD-PLATED RATED CONTROL VOLTAGE: 230 V AC CONTINUOUS CURRENT: 6 A SCREW CONNECTION TEST BUTTON AVAILABLE: YES | 3
4402 | 2500890000 | SUPPLY VOLTAGE : 230 V | 180
4403 | 2500950000 | W-SERIES FEED-THROUGH TERMINAL RATED CROSS-SECTION: 10 MM² SCREW CONNECTION | 9
4404 | 2502280000 | SUPPLY TERMINAL PUSH IN 16 MM² 800 V 76 A DARK | 379
4405 | 2502320000 | SUPPLY TERMINAL PUSH IN 16 MM² 800 V 76 A | 379
4406 | 2505280000 | CRIMPING TOOL INSERT INDENT CRIMP | 158
4407 | 2505290000 | CRIMPING TOOL INSERT INDENT CRIMP | 158
4408 | 2505300000 | CRIMPING TOOL INSERT INDENT CRIMP | 158
4409 | 2505310000 | CRIMPING TOOL INSERT INDENT CRIMP | 158
4410 | 2505320000 | CRIMPING TOOL INSERT INDENT CRIMP | 158
4411 | 2505330000 | CRIMPING TOOL INSERT INDENT CRIMP | 158
4412 | 2505340000 | CRIMPING TOOL INSERT INDENT CRIMP | 158
4413 | 2505350000 | CRIMPING TOOL INSERT INDENT CRIMP | 158
4414 | 2505360000 | CRIMPING TOOL INSERT INDENT CRIMP | 158
4415 | 2511690000 | PRIMARY CURRENT: 50 A SECONDARY CURRENT MAX.: 1 A LOAD: 1 VA TOLERANCE CLASS: 3 DETACHABLE CURRENT TRANSFORMER | 21
4416 | 2512390000 | SENSOR-ACTUATOR PASSIVE DISTRIBUTOR M8 WITH M12 OUTLET YES | 229
4417 | 2512800000 | SENSOR-ACTUATOR PASSIVE DISTRIBUTOR M8 WITH M12 OUTLET YES | 229
4418 | 2512810000 | SENSOR-ACTUATOR PASSIVE DISTRIBUTOR M8 WITH M12 OUTLET YES | 229
4419 | 2512820000 | SENSOR-ACTUATOR PASSIVE DISTRIBUTOR M8 WITH M12 OUTLET YES | 229
4420 | 2519450030 | SENSOR/ACTUATOR LINE 7/8" N OF POLES : 5 (4 + PE) 0.3 M PIN STRAIGHT - SOCKET STRAIGHT SHIELDED: NO LED: NO SHEATH MATERIAL: PUR HALOGEN: NO | 0
4421 | 2519450050 | SENSOR/ACTUATOR LINE 7/8" N OF POLES : 5 (4 + PE) 0.5 M PIN STRAIGHT - SOCKET STRAIGHT SHIELDED: NO LED: NO SHEATH MATERIAL: PUR HALOGEN: NO | 0
4422 | 2519450100 | SENSOR/ACTUATOR LINE 7/8" N OF POLES : 5 (4 + PE) 1 M PIN STRAIGHT - SOCKET STRAIGHT SHIELDED: NO LED: NO SHEATH MATERIAL: PUR HALOGEN: NO | 0
4423 | 2519450150 | SENSOR/ACTUATOR LINE 7/8" N OF POLES : 5 (4 + PE) 1.5 M PIN STRAIGHT - SOCKET STRAIGHT SHIELDED: NO LED: NO SHEATH MATERIAL: PUR HALOGEN: NO | 0
4424 | 2519450300 | SENSOR/ACTUATOR LINE 7/8" N OF POLES : 5 (4 + PE) 3 M PIN STRAIGHT - SOCKET STRAIGHT SHIELDED: NO LED: NO SHEATH MATERIAL: PUR HALOGEN: NO | 0
4425 | 2519450500 | SENSOR/ACTUATOR LINE 7/8" N OF POLES : 5 (4 + PE) 5 M PIN STRAIGHT - SOCKET STRAIGHT SHIELDED: NO LED: NO SHEATH MATERIAL: PUR HALOGEN: NO | 0
4426 | 2519451000 | SENSOR/ACTUATOR LINE 7/8" N OF POLES : 5 (4 + PE) 10 M PIN STRAIGHT - SOCKET STRAIGHT SHIELDED: NO LED: NO SHEATH MATERIAL: PUR HALOGEN: NO | 0
4427 | 2519460030 | SENSOR/ACTUATOR LINE 7/8" N OF POLES : 5 (4 + PE) 0.3 M PIN 90° - SOCKET 90° SHIELDED: NO LED: NO SHEATH MATERIAL: PUR HALOGEN: NO | 0
4428 | 2519460050 | SENSOR/ACTUATOR LINE 7/8" N OF POLES : 5 (4 + PE) 0.5 M PIN 90° - SOCKET 90° SHIELDED: NO LED: NO SHEATH MATERIAL: PUR HALOGEN: NO | 0
4429 | 2519460100 | SENSOR/ACTUATOR LINE 7/8" N OF POLES : 5 (4 + PE) 1 M PIN 90° - SOCKET 90° SHIELDED: NO LED: NO SHEATH MATERIAL: PUR HALOGEN: NO | 0
4430 | 2519460150 | SENSOR/ACTUATOR LINE 7/8" N OF POLES : 5 (4 + PE) 1.5 M PIN 90° - SOCKET 90° SHIELDED: NO LED: NO SHEATH MATERIAL: PUR HALOGEN: NO | 0
4431 | 2519460300 | SENSOR/ACTUATOR LINE 7/8" N OF POLES : 5 (4 + PE) 3 M PIN 90° - SOCKET 90° SHIELDED: NO LED: NO SHEATH MATERIAL: PUR HALOGEN: NO | 0
4432 | 2519460500 | SENSOR/ACTUATOR LINE 7/8" N OF POLES : 5 (4 + PE) 5 M PIN 90° - SOCKET 90° SHIELDED: NO LED: NO SHEATH MATERIAL: PUR HALOGEN: NO | 0
4433 | 2519461000 | SENSOR/ACTUATOR LINE 7/8" N OF POLES : 5 (4 + PE) 10 M PIN 90° - SOCKET 90° SHIELDED: NO LED: NO SHEATH MATERIAL: PUR HALOGEN: NO | 0
4434 | 2562600000 | W-SERIES FUSE TERMINAL RATED CROSS-SECTION: 6 MM² SCREW CONNECTION | 9
4435 | 2568990000 | POWER SUPPLY SWITCH-MODE POWER SUPPLY UNIT 24 V | 34
4436 | 2569880000 | ESG DEVICE MARKERS X 10 MM PA 66 COLOUR: | 196
4437 | 2571480000 | ACCESSORIES REPLACEMENT CLAMPING JAW | 412
4438 | 2576610000 | TOOLS ACCESSORIES | 64
4439 | 7789126025 | PRE-ASSEMBLED CABLE PAC CABLE LIYCY 0.25 MM² | 2
4440 | 7789159015 | PRE-ASSEMBLED CABLE PAC CABLE LIYCY 0.25 MM² | 2
4441 | 7789193020 | PRE-ASSEMBLED CABLE PAC CABLE LIYCY 0.25 MM² | 2
4442 | 7789193030 | PRE-ASSEMBLED CABLE PAC CABLE LIYCY 0.25 MM² | 2
4443 | 7789193050 | PRE-ASSEMBLED CABLE PAC CABLE LIYCY 0.25 MM² | 2
4444 | 7789222060 | PRE-ASSEMBLED CABLE PAC CABLE LIYY 8.6 ± 1 MM | 13
4445 | 7789229005 | PRE-ASSEMBLED CABLE PAC CABLE LIYCY 0.25 MM² | 2
4446 | 7789229060 | PRE-ASSEMBLED CABLE PAC CABLE LIYCY 0.25 MM² | 2
4447 | 7789284030 | PRE-ASSEMBLED CABLE PAC CABLE LIYCY 0.25 MM² | 2
4448 | 7789288025 | PRE-ASSEMBLED CABLE PAC CABLE LIYCY 0.25 MM² | 2
4449 | 7789288030 | PRE-ASSEMBLED CABLE PAC CABLE LIYCY 0.25 MM² | 2
4450 | 7789306070 | PRE-ASSEMBLED CABLE PAC CABLE LIYY 0.14 MM² | 2
4451 | 7789373020 | PRE-ASSEMBLED CABLE PAC CABLE LIYY 0.25 MM² | 2
4452 | 7789380005 | PRE-ASSEMBLED CABLE PAC CABLE LIYY 0.25 MM² | 2
4453 | 7789380060 | PRE-ASSEMBLED CABLE PAC CABLE LIYY 0.25 MM² | 2
4454 | 7789382025 | PRE-ASSEMBLED CABLE PAC CABLE LIYY 0.25 MM² | 2
4455 | 7789387005 | PRE-ASSEMBLED CABLE PAC CABLE LIYY 0.25 MM² | 2
4456 | 7789388005 | PRE-ASSEMBLED CABLE PAC CABLE LIYY 0.14 MM² | 2
4457 | 7789604040 | PRE-ASSEMBLED CABLE PAC CABLE LIYCY 0.25 MM² | 2
4458 | 7789604050 | PRE-ASSEMBLED CABLE PAC CABLE LIYCY 0.25 MM² | 2
4459 | 7789604060 | PRE-ASSEMBLED CABLE PAC CABLE LIYCY 0.25 MM² | 2
4460 | 7789604070 | PRE-ASSEMBLED CABLE PAC CABLE LIYCY 0.25 MM² | 2
4461 | 7789604080 | PRE-ASSEMBLED CABLE PAC CABLE LIYCY 0.25 MM² | 2
4462 | 7789606090 | PRE-ASSEMBLED CABLE PAC CABLE LIYY 0.25 MM² | 2
4463 | 7789606100 | PRE-ASSEMBLED CABLE PAC CABLE LIYY 0.25 MM² | 2
4464 | 7789608025 | PRE-ASSEMBLED CABLE PAC CABLE LIYY 0.25 MM² | 2
4465 | 7789617200 | PRE-ASSEMBLED CABLE PAC CABLE LIYCY 0.34 MM² | 2
4466 | 7789631035 | PRE-ASSEMBLED CABLE PAC CABLE LIYY 0.25 MM² | 2
4467 | 7789641080 | PRE-ASSEMBLED CABLE PAC CABLE LIYY 0.25 MM² | 2
4468 | 7789645015 | PRE-ASSEMBLED CABLE PAC CABLE LIYY 0.25 MM² | 2
4469 | 7789645050 | PRE-ASSEMBLED CABLE PAC CABLE LIYY 0.25 MM² | 2
4470 | 7789682015 | PRE-ASSEMBLED CABLE PAC CABLE LIYY 0.25 MM² | 2
4471 | 7789682020 | PRE-ASSEMBLED CABLE PAC CABLE LIYY 0.25 MM² | 2
4472 | 7789845040 | PRE-ASSEMBLED CABLE PAC CABLE LIYCY 0.25 MM² | 2
4473 | 7789845050 | PRE-ASSEMBLED CABLE PAC CABLE LIYCY 0.25 MM² | 2
4474 | 7789845060 | PRE-ASSEMBLED CABLE PAC CABLE LIYCY 0.25 MM² | 2
4475 | 7789845070 | PRE-ASSEMBLED CABLE PAC CABLE LIYCY 0.25 MM² | 2
4476 | 7789845080 | PRE-ASSEMBLED CABLE PAC CABLE LIYCY 0.25 MM² | 2
4477 | 7789846070 | PRE-ASSEMBLED CABLE PAC CABLE LIYCY 0.25 MM² | 2
4478 | 7789891250 | PRE-ASSEMBLED CABLE PAC CABLE LIYCY 0.34 MM² | 2
4479 | 7789892010 | PRE-ASSEMBLED CABLE PAC CABLE LIYCY 0.50 MM² | 2
4480 | 7789895150 | PRE-ASSEMBLED CABLE PAC CABLE LIYCY 0.50 MM² | 2
4481 | 8909650025 | SYSTEM CABLE RJ45 IP 20 RJ45 IP 20 CAT.6A / CLASS EA (ISO/IEC 11801 2010) PUR 2.5 M | 10
4482 | 8909650030 | SYSTEM CABLE RJ45 IP 20 RJ45 IP 20 CAT.6A / CLASS EA (ISO/IEC 11801 2010) PUR 3 M | 10
4483 | 8909650045 | SYSTEM CABLE RJ45 IP 20 RJ45 IP 20 CAT.6A / CLASS EA (ISO/IEC 11801 2010) PUR 4.5 M | 10
4484 | 8909650060 | SYSTEM CABLE RJ45 IP 20 RJ45 IP 20 CAT.6A / CLASS EA (ISO/IEC 11801 2010) PUR 6 M | 10
4485 | 8909650065 | SYSTEM CABLE RJ45 IP 20 RJ45 IP 20 CAT.6A / CLASS EA (ISO/IEC 11801 2010) PUR 6.5 M | 10
4486 | 8909650550 | SYSTEM CABLE RJ45 IP 20 RJ45 IP 20 CAT.6A / CLASS EA (ISO/IEC 11801 2010) PUR 55 M | 10
4487 | 8909650800 | SYSTEM CABLE RJ45 IP 20 RJ45 IP 20 CAT.6A / CLASS EA (ISO/IEC 11801 2010) PUR 80 M | 10
4488 | 8941350080 | SYSTEM CABLE RJ45 IP 20 RJ45 IP 20 CAT.6A / CLASS EA (ISO/IEC 11801 2010) PUR 8 M | 10
4489 | 9456102500 | SENSOR/ACTUATOR LINE ONE END WITHOUT CONNECTOR M12 N OF POLES : 4 25 M PIN STRAIGHT SHIELDED: NO LED: NO SHEATH MATERIAL: PUR HALOGEN: NO | 0
4490 | 9456140400 | SENSOR/ACTUATOR LINE ONE END WITHOUT CONNECTOR M12 N OF POLES : 5 4 M SHIELDED: YES LED: NO SHEATH MATERIAL: PUR HALOGEN: NO | 0
4491 | 9456153000 | SENSOR/ACTUATOR LINE ONE END WITHOUT CONNECTOR M8 N OF POLES : 4 30 M SOCKET ANGLED SHIELDED: NO LED: NO SHEATH MATERIAL: PUR HALOGEN: NO | 0
4492 | 9456670200 | SENSOR/ACTUATOR LINE CONNECTING LINE N OF POLES : 4 2 M SHIELDED: NO LED: NO SHEATH MATERIAL: PUR HALOGEN: NO | 0
4493 | 9457711100 | VALVE PLUG ONE END WITHOUT CONNECTOR - VALVE PLUG | 49
4494 | 9457850400 | SENSOR/ACTUATOR LINE ONE END WITHOUT CONNECTOR M8 N OF POLES : 4 4 M FEMALE SOCKET STRAIGHT SHIELDED: NO LED: NO SHEATH MATERIAL: PUR HALOGEN: NO | 0
4495 | 9457850600 | SENSOR/ACTUATOR LINE ONE END WITHOUT CONNECTOR M8 N OF POLES : 4 6 M FEMALE SOCKET STRAIGHT SHIELDED: NO LED: NO SHEATH MATERIAL: PUR HALOGEN: NO | 0
4496 | 9457850700 | SENSOR/ACTUATOR LINE ONE END WITHOUT CONNECTOR M8 N OF POLES : 4 7 M FEMALE SOCKET STRAIGHT SHIELDED: NO LED: NO SHEATH MATERIAL: PUR HALOGEN: NO | 0
4497 | 9457853500 | SENSOR/ACTUATOR LINE ONE END WITHOUT CONNECTOR M8 N OF POLES : 4 35 M FEMALE SOCKET STRAIGHT SHIELDED: NO LED: NO SHEATH MATERIAL: PUR HALOGEN: NO | 0
4498 | 9457900070 | SENSOR/ACTUATOR LINE CONNECTING LINE M12 / M12 N OF POLES : 5 0.7 M PIN 90° - SOCKET 90° SHIELDED: NO LED: NO SHEATH MATERIAL: PUR HALOGEN: NO | 0
4499 | 9457900080 | SENSOR/ACTUATOR LINE CONNECTING LINE M12 / M12 N OF POLES : 5 0.8 M PIN 90° - SOCKET 90° SHIELDED: NO LED: NO SHEATH MATERIAL: PUR HALOGEN: NO | 0
4500 | 9457900085 | SENSOR/ACTUATOR LINE CONNECTING LINE M12 / M12 N OF POLES : 5 0.85 M SHIELDED: NO LED: NO SHEATH MATERIAL: PUR HALOGEN: NO | 0
4501 | 9457900100 | SENSOR/ACTUATOR LINE CONNECTING LINE M12 / M12 N OF POLES : 5 1 M PIN 90° - SOCKET 90° SHIELDED: NO LED: NO SHEATH MATERIAL: PUR HALOGEN: NO | 0
4502 | 9457912500 | SENSOR/ACTUATOR LINE ONE END WITHOUT CONNECTOR M12 N OF POLES : 5 25 M FEMALE SOCKET STRAIGHT SHIELDED: NO LED: NO SHEATH MATERIAL: PUR HALOGEN: NO | 0
4503 | 9457952500 | SENSOR/ACTUATOR LINE ONE END WITHOUT CONNECTOR M12 N OF POLES : 4 25 M SHIELDED: NO LED: NO SHEATH MATERIAL: PUR HALOGEN: NO | 0
4504 | 2512840000 | AUTOMATION PRODUCTS - U-REMOTE IP67 PROFINET V2.3 ETHERNET/IP ETHERCAT MULTIPROTOCOL | 198
4505 | 2621400000 | THM DEVICE MARKERS 6 X | 161
4506 | 2621490000 | SLIMFIX CONDUCTOR AND CABLE MARKERS 7 - 26 X 15 MM | 22
4507 | 2621480000 | SLIMFIX CONDUCTOR AND CABLE MARKERS 7 - 60 X 13 MM | 22
4508 | 2621440000 | SLIMFIX CONDUCTOR AND CABLE MARKERS 7 - 60 X 13 MM | 22
4509 | 2591070000 | SURGE VOLTAGE ARRESTER LOW VOLTAGE SURGE PROTECTION WITH REMOTE CONTACT SINGLE-PHASE TN TN-S TT IT WITH N IT WITHOUT N | 44
4510 | 2591140000 | SURGE VOLTAGE ARRESTER LOW VOLTAGE SURGE PROTECTION TN-C-S TN-S | 11
4511 | 2591080000 | SURGE VOLTAGE ARRESTER LOW VOLTAGE SURGE PROTECTION TN-C-S TN-S TT IT WITH N IT WITHOUT N | 44
4512 | 2591560000 | SURGE VOLTAGE ARRESTER LOW VOLTAGE SURGE PROTECTION WITH REMOTE CONTACT TN-C-S TN-S | 11
4513 | 2599430000 | MARKING SYSTEMS THERMOTRANSFER PRINTER THERMOTRANSFER 300 DPI MULTIMARK SHRINK-FIT SLEEVES LABEL REEL | 520
4514 | 2635990000 | SIGNAL MODULE | 104
4515 | 2726790000 | SURGE VOLTAGE ARRESTER LOW VOLTAGE SURGE PROTECTION LEAKAGE-CURRENT-FREE WITH REMOTE CONTACT TN-C-S TN-S | 11
4516 | 2682080000 | GROUP MARKERS TERMINAL MARKER 26 X 3.5 MM PITCH IN MM (P): 3.50 WEIDMUELLER | 840
4517 | 7789683050 | PRE-ASSEMBLED CABLE PAC CABLE LIYY 0.25 MM² | 2
4518 | 2674920000 | FEED-THROUGH TERMINAL PUSH IN 6 MM² 800 V 41 A | 12
4519 | 2682250000 | NETWORK SWITCH MANAGED FAST ETHERNET N OF PORTS: 5X RJ45 IP30 -40 °C...75 °C | 36
4520 | 2682280000 | NETWORK SWITCH MANAGED FAST ETHERNET N OF PORTS: 8X RJ45 IP30 -40 °C...75 °C | 36
4521 | 2715590000 | MARKING SYSTEMS INK JET TECHNOLOGY MULTICARD METALLICARD | 699
4522 | 2710090000 | TEST-DISCONNECT TERMINAL SCREW CONNECTION 6 MM² 500 V 30 A DARK | 43
4523 | 1010840020 | SYSTEM CABLE M12 D-CODE ? IP 67 STRAIGHT PIN OPEN CAT.5 (ISO/IEC 11801) / CAT.5E (TIA T568-B) RADOX GKW S 2 M | 8
4524 | 1010840085 | SYSTEM CABLE M12 D-CODE ? IP 67 STRAIGHT PIN OPEN CAT.5 (ISO/IEC 11801) / CAT.5E (TIA T568-B) RADOX GKW S 8.5 M | 8
4525 | 1010850003 | SYSTEM CABLE M12 D-CODE ? IP 67 STRAIGHT PIN M12 D-CODE ? IP 67 STRAIGHT PIN CAT.5 (ISO/IEC 11801) / CAT.5E (TIA T568-B) RADOX GKW S 0.3 M | 8
4526 | 1010850025 | SYSTEM CABLE M12 D-CODE ? IP 67 STRAIGHT PIN M12 D-CODE ? IP 67 STRAIGHT PIN CAT.5 (ISO/IEC 11801) / CAT.5E (TIA T568-B) RADOX GKW S 2.5 M | 8
4527 | 1010850065 | SYSTEM CABLE M12 D-CODE ? IP 67 STRAIGHT PIN M12 D-CODE ? IP 67 STRAIGHT PIN CAT.5 (ISO/IEC 11801) / CAT.5E (TIA T568-B) RADOX GKW S 6.5 M | 8
4528 | 1010851000 | SYSTEM CABLE M12 D-CODE ? IP 67 STRAIGHT PIN M12 D-CODE ? IP 67 STRAIGHT PIN CAT.5 (ISO/IEC 11801) / CAT.5E (TIA T568-B) RADOX GKW S 100 M | 8
4529 | 1092921500 | SENSOR/ACTUATOR LINE ONE END WITHOUT CONNECTOR N OF POLES : 4 15 M SHIELDED: NO LED: NO SHEATH MATERIAL: PUR HALOGEN: NO | 0
4530 | 1217040010 | BUS LINE CONNECTING LINE M12 / M12 N OF POLES: 5 0.1 M SHIELDED: YES LED: NO SHEATH MATERIAL: PUR HALOGEN: NO | 0
4531 | 1217040050 | BUS LINE CONNECTING LINE M12 / M12 N OF POLES: 5 0.5 M SHIELDED: YES LED: NO SHEATH MATERIAL: PUR HALOGEN: NO | 0
4532 | 1217040100 | BUS LINE CONNECTING LINE M12 / M12 N OF POLES: 5 1 M SHIELDED: YES LED: NO SHEATH MATERIAL: PUR HALOGEN: NO | 0
4533 | 1217040250 | BUS LINE CONNECTING LINE M12 / M12 N OF POLES: 5 2.5 M SHIELDED: YES LED: NO SHEATH MATERIAL: PUR HALOGEN: NO | 0
4534 | 1292192000 | SENSOR/ACTUATOR LINE 7/8" N OF POLES : 5 (4 + PE) 20 M SHIELDED: NO LED: NO SHEATH MATERIAL: PUR HALOGEN: NO | 0
4535 | 1292621500 | SENSOR/ACTUATOR LINE ONE END WITHOUT CONNECTOR M12 N OF POLES : 3 15 M SHIELDED: NO LED: YES SHEATH MATERIAL: PUR HALOGEN: NO | 0
4536 | 1292623000 | SENSOR/ACTUATOR LINE ONE END WITHOUT CONNECTOR M12 N OF POLES : 3 30 M SHIELDED: NO LED: YES SHEATH MATERIAL: PUR HALOGEN: NO | 0
4537 | 1315350000 | REMOTE I/O MODULE IP20 DIGITAL SIGNALS INPUT 4-CHANNEL | 85
4538 | 1315400000 | REMOTE I/O MODULE IP20 DIGITAL SIGNALS INPUT PLC | 819
4539 | 1315410000 | REMOTE I/O MODULE IP20 DIGITAL SIGNALS OUTPUT 4-CHANNEL | 85
4540 | 1315420000 | REMOTE I/O MODULE IP20 DIGITAL SIGNALS OUTPUT 4-CHANNEL 2 A PER CHANNEL | 85
4541 | 1315450000 | REMOTE I/O MODULE IP20 DIGITAL SIGNALS OUTPUT PLC | 819
4542 | 1329200020 | PRE-ASSEMBLED CABLE PAC CABLE LIYY 0.25 MM² | 2
4543 | 1336600000 | HDC ENCLOSURES SIZE: 4 PROTECTION DEGREE: IP65 IP65 (IN PLUGGED CONDITION) CABLE ENTRY FROM TOP PLUG HOUSING SIDE-LOCKING CLAMP ON LOWER SIDE HIGH SIZE OF CABLE ENTRIES: M 20 | 4
4544 | 1350950000 | REPLACEMENT PART FLANGE-MOUNTED HOUSING | 492
4545 | 1373780060 | PRE-ASSEMBLED CABLE PAC CABLE LIYCY 0.34 MM² | 2
4546 | 1412080000 | NETWORK SWITCH UNMANAGED FAST ETHERNET N OF PORTS: 7X RJ45 1 * SC MULTI-MODE IP30 -40 °C...75 °C | 36
4547 | 1412100000 | NETWORK SWITCH UNMANAGED FAST ETHERNET N OF PORTS: 7X RJ45 1 * ST MULTI-MODE IP30 -40 °C...75 °C | 36
4548 | 1413920000 | Y CONNECTOR 7/8" | 406
4549 | 1416410000 | PROTECTED COMPONENT ASSEMBLIES PROTECTIVE CAP | 102
4550 | 1418050000 | BUILT-IN PLUGS 7/8" M 20 N OF POLES: 4 0.2 M | 308
4551 | 1421710010 | SYSTEM CABLE RJ45 IP 20 RJ45 IP 20 CAT.5 (ISO/IEC 11801) RADOX GKW S 1 M | 10
4552 | 1421710020 | SYSTEM CABLE RJ45 IP 20 RJ45 IP 20 CAT.5 (ISO/IEC 11801) RADOX GKW S 2 M | 10
4553 | 1421710030 | SYSTEM CABLE RJ45 IP 20 RJ45 IP 20 CAT.5 (ISO/IEC 11801) RADOX GKW S 3 M | 10
4554 | 1421710050 | SYSTEM CABLE RJ45 IP 20 RJ45 IP 20 CAT.5 (ISO/IEC 11801) RADOX GKW S 5 M | 10
4555 | 1421710100 | SYSTEM CABLE RJ45 IP 20 RJ45 IP 20 CAT.5 (ISO/IEC 11801) RADOX GKW S 10 M | 10
4556 | 1421710200 | SYSTEM CABLE RJ45 IP 20 RJ45 IP 20 CAT.5 (ISO/IEC 11801) RADOX GKW S 20 M | 10
4557 | 1422760000 | PROTECTED COMPONENT ASSEMBLIES PROTECTIVE CAP | 102
4558 | 1424270300 | SENSOR/ACTUATOR LINE ONE END WITHOUT CONNECTOR M12 N OF POLES : 12 3 M FEMALE SOCKET STRAIGHT SHIELDED: YES LED: NO SHEATH MATERIAL: PUR HALOGEN: NO | 0
4559 | 1424270500 | SENSOR/ACTUATOR LINE ONE END WITHOUT CONNECTOR M12 N OF POLES : 12 5 M FEMALE SOCKET STRAIGHT SHIELDED: YES LED: NO SHEATH MATERIAL: PUR HALOGEN: NO | 0
4560 | 1424280150 | SENSOR/ACTUATOR LINE ONE END WITHOUT CONNECTOR M12 N OF POLES : 12 1.5 M SOCKET ANGLED SHIELDED: YES LED: NO SHEATH MATERIAL: PUR HALOGEN: NO | 0
4561 | 1424280300 | SENSOR/ACTUATOR LINE ONE END WITHOUT CONNECTOR M12 N OF POLES : 12 3 M SOCKET ANGLED SHIELDED: YES LED: NO SHEATH MATERIAL: PUR HALOGEN: NO | 0
4562 | 1424280500 | SENSOR/ACTUATOR LINE ONE END WITHOUT CONNECTOR M12 N OF POLES : 12 5 M SOCKET ANGLED SHIELDED: YES LED: NO SHEATH MATERIAL: PUR HALOGEN: NO | 0
4563 | 1424280750 | SENSOR/ACTUATOR LINE ONE END WITHOUT CONNECTOR M12 N OF POLES : 12 7.5 M SOCKET ANGLED SHIELDED: YES LED: NO SHEATH MATERIAL: PUR HALOGEN: NO | 0
4564 | 1424281000 | SENSOR/ACTUATOR LINE ONE END WITHOUT CONNECTOR M12 N OF POLES : 12 10 M SOCKET ANGLED SHIELDED: YES LED: NO SHEATH MATERIAL: PUR HALOGEN: NO | 0
4565 | 1433930005 | PATCH CABLE DUPLEX CLIP INCLUDED LC-DUPLEX IP 20 LC-DUPLEX IP 20 62.5 ΜM LSZH 0.5 M | 70
4566 | 1433930010 | PATCH CABLE DUPLEX CLIP INCLUDED LC-DUPLEX IP 20 LC-DUPLEX IP 20 62.5 ΜM LSZH 1 M | 70
4567 | 1433930020 | PATCH CABLE DUPLEX CLIP INCLUDED LC-DUPLEX IP 20 LC-DUPLEX IP 20 62.5 ΜM LSZH 2 M | 70
4568 | 1433930030 | PATCH CABLE DUPLEX CLIP INCLUDED LC-DUPLEX IP 20 LC-DUPLEX IP 20 62.5 ΜM LSZH 3 M | 70
4569 | 1433930050 | PATCH CABLE DUPLEX CLIP INCLUDED LC-DUPLEX IP 20 LC-DUPLEX IP 20 62.5 ΜM LSZH 5 M | 70
4570 | 1433930100 | PATCH CABLE DUPLEX CLIP INCLUDED LC-DUPLEX IP 20 LC-DUPLEX IP 20 62.5 ΜM LSZH 10 M | 70
4571 | 1433940005 | PATCH CABLE DUPLEX CLIP INCLUDED LC-DUPLEX IP 20 LC-DUPLEX IP 20 50 ΜM LSZH 0.5 M | 70
4572 | 1433940030 | PATCH CABLE DUPLEX CLIP INCLUDED LC-DUPLEX IP 20 LC-DUPLEX IP 20 50 ΜM LSZH 3 M | 70
4573 | 1433940100 | PATCH CABLE DUPLEX CLIP INCLUDED LC-DUPLEX IP 20 LC-DUPLEX IP 20 50 ΜM LSZH 10 M | 70
4574 | 1433950005 | PATCH CABLE DUPLEX CLIP INCLUDED LC-DUPLEX IP 20 LC-DUPLEX IP 20 9 ΜM LSZH 0.5 M | 70
4575 | 1433950010 | PATCH CABLE DUPLEX CLIP INCLUDED LC-DUPLEX IP 20 LC-DUPLEX IP 20 9 ΜM LSZH 1 M | 70
4576 | 1433950020 | PATCH CABLE DUPLEX CLIP INCLUDED LC-DUPLEX IP 20 LC-DUPLEX IP 20 9 ΜM LSZH 2 M | 70
4577 | 1433950030 | PATCH CABLE DUPLEX CLIP INCLUDED LC-DUPLEX IP 20 LC-DUPLEX IP 20 9 ΜM LSZH 3 M | 70
4578 | 1433950050 | PATCH CABLE DUPLEX CLIP INCLUDED LC-DUPLEX IP 20 LC-DUPLEX IP 20 9 ΜM LSZH 5 M | 70
4579 | 1433950100 | PATCH CABLE DUPLEX CLIP INCLUDED LC-DUPLEX IP 20 LC-DUPLEX IP 20 9 ΜM LSZH 10 M | 70
4580 | 1433960030 | PATCH CABLE DUPLEX CLIP INCLUDED SC DUPLEX IP 20 SC DUPLEX IP 20 62.5 ΜM LSZH 3 M | 70
4581 | 1433970030 | PATCH CABLE DUPLEX CLIP INCLUDED SC DUPLEX IP 20 SC DUPLEX IP 20 50 ΜM LSZH 3 M | 70
4582 | 1433970050 | PATCH CABLE DUPLEX CLIP INCLUDED SC DUPLEX IP 20 SC DUPLEX IP 20 50 ΜM LSZH 5 M | 70
4583 | 1433970100 | PATCH CABLE DUPLEX CLIP INCLUDED SC DUPLEX IP 20 SC DUPLEX IP 20 50 ΜM LSZH 10 M | 70
4584 | 1433980005 | PATCH CABLE ST IP 20 ST IP 20 62.5 ΜM LSZH 0.5 M | 151
4585 | 1433980010 | PATCH CABLE ST IP 20 ST IP 20 62.5 ΜM LSZH 1 M | 151
4586 | 1433980020 | PATCH CABLE ST IP 20 ST IP 20 62.5 ΜM LSZH 2 M | 151
4587 | 1433980030 | PATCH CABLE ST IP 20 ST IP 20 62.5 ΜM LSZH 3 M | 151
4588 | 1433980100 | PATCH CABLE ST IP 20 ST IP 20 62.5 ΜM LSZH 10 M | 151
4589 | 1433990005 | PATCH CABLE ST IP 20 ST IP 20 50 ΜM LSZH 0.5 M | 151
4590 | 1433990010 | PATCH CABLE ST IP 20 ST IP 20 50 ΜM LSZH 1 M | 151
4591 | 1433990020 | PATCH CABLE ST IP 20 ST IP 20 50 ΜM LSZH 2 M | 151
4592 | 1433990050 | PATCH CABLE ST IP 20 ST IP 20 50 ΜM LSZH 5 M | 151
4593 | 1433990100 | PATCH CABLE ST IP 20 ST IP 20 50 ΜM LSZH 10 M | 151
4594 | 1435410000 | SHIELD CLAMP | 268
4595 | 1435430000 | SHIELD CLAMP | 268
4596 | 1435440000 | SHIELD CLAMP | 268
4597 | 1436710100 | BUILT-IN PLUGS M12 PG 9 N OF POLES: 5 1 M | 58
4598 | 1438000000 | SURGE VOLTAGE ARRESTER LOW VOLTAGE WITH REMOTE CONTACT TN-C-S TN-S | 11
4599 | 1438010000 | SURGE VOLTAGE ARRESTER LOW VOLTAGE WITHOUT TELECOMM. CONTACT TN-C-S TN-S | 11
4600 | 1444180150 | SENSOR/ACTUATOR LINE ONE END WITHOUT CONNECTOR M8 N OF POLES : 3 1.5 M FEMALE SOCKET STRAIGHT SHIELDED: NO LED: YES SHEATH MATERIAL: PUR HALOGEN: NO | 0
4601 | 1444180300 | SENSOR/ACTUATOR LINE ONE END WITHOUT CONNECTOR M8 N OF POLES : 3 3 M FEMALE SOCKET STRAIGHT SHIELDED: NO LED: YES SHEATH MATERIAL: PUR HALOGEN: NO | 0
4602 | 1444180500 | SENSOR/ACTUATOR LINE ONE END WITHOUT CONNECTOR M8 N OF POLES : 3 5 M FEMALE SOCKET STRAIGHT SHIELDED: NO LED: YES SHEATH MATERIAL: PUR HALOGEN: NO | 0
4603 | 1444181000 | SENSOR/ACTUATOR LINE ONE END WITHOUT CONNECTOR M8 N OF POLES : 3 10 M FEMALE SOCKET STRAIGHT SHIELDED: NO LED: YES SHEATH MATERIAL: PUR HALOGEN: NO | 0
4604 | 1444210000 | W-SERIES FUSE TERMINAL RATED CROSS-SECTION: 25 MM² SCREW CONNECTION | 9
4605 | 1444220000 | W-SERIES FUSE TERMINAL RATED CROSS-SECTION: 25 MM² SCREW CONNECTION | 9
4606 | 1444680000 | HEAVY-DUTY CONNECTORS ACCESSORIES GRIP PANEL | 187
4607 | 1444710000 | HEAVY-DUTY CONNECTORS ACCESSORIES GRIP PANEL | 187
4608 | 1444720000 | HEAVY-DUTY CONNECTORS ACCESSORIES GRIP PANEL | 187
4609 | 1444730000 | HEAVY-DUTY CONNECTORS ACCESSORIES GRIP PANEL | 187
4610 | 1462090050 | PRE-ASSEMBLED CABLE PAC CABLE LIYY 0.25 MM² | 2
4611 | 1462110010 | PRE-ASSEMBLED CABLE PAC CABLE LIYY 0.25 MM² | 2
4612 | 1462110020 | PRE-ASSEMBLED CABLE PAC CABLE LIYY 0.25 MM² | 2
4613 | 1462110030 | PRE-ASSEMBLED CABLE PAC CABLE LIYY 0.25 MM² | 2
4614 | 1462150030 | PRE-ASSEMBLED CABLE PAC CABLE LIYCY 0.25 MM² | 2
4615 | 1462160010 | PRE-ASSEMBLED CABLE PAC CABLE LIYCY 0.25 MM² | 2
4616 | 1462160015 | PRE-ASSEMBLED CABLE PAC CABLE LIYCY 0.25 MM² | 2
4617 | 1463640200 | SYSTEM CABLE M12 X-TYPE IP 67 STRAIGHT MALE M12 X-TYPE IP 67 STRAIGHT MALE CAT.6A / CLASS EA (ISO/IEC 11801 2010) PUR 20 M | 17
4618 | 1463650010 | SYSTEM CABLE OPEN M12 X-TYPE IP 67 STRAIGHT MALE CAT.6A / CLASS EA (ISO/IEC 11801 2010) PUR 1 M | 17
4619 | 1463650030 | SYSTEM CABLE OPEN M12 X-TYPE IP 67 STRAIGHT MALE CAT.6A / CLASS EA (ISO/IEC 11801 2010) PUR 3 M | 17
4620 | 1463650050 | SYSTEM CABLE OPEN M12 X-TYPE IP 67 STRAIGHT MALE CAT.6A / CLASS EA (ISO/IEC 11801 2010) PUR 5 M | 17
4621 | 1463650100 | SYSTEM CABLE OPEN M12 X-TYPE IP 67 STRAIGHT MALE CAT.6A / CLASS EA (ISO/IEC 11801 2010) PUR 10 M | 17
4622 | 1465850260 | SYSTEM CABLE V14 HYBRID (SHIELDED) V14 HYBRID (SHIELDED) PVC 26 M HYBRID | 202
4623 | 1465870150 | SENSOR/ACTUATOR LINE ONE END WITHOUT CONNECTOR M12 / M8 N OF POLES : 3 1.5 M FEMALE SOCKET STRAIGHT SHIELDED: NO LED: NO SHEATH MATERIAL: PVC HALOGEN: YES | 0
4624 | 1465870500 | SENSOR/ACTUATOR LINE ONE END WITHOUT CONNECTOR M12 / M8 N OF POLES : 3 5 M FEMALE SOCKET STRAIGHT SHIELDED: NO LED: NO SHEATH MATERIAL: PVC HALOGEN: YES | 0
4625 | 1465871000 | SENSOR/ACTUATOR LINE ONE END WITHOUT CONNECTOR M12 / M8 N OF POLES : 3 10 M FEMALE SOCKET STRAIGHT SHIELDED: NO LED: NO SHEATH MATERIAL: PVC HALOGEN: YES | 0
4626 | 1466130150 | SENSOR/ACTUATOR LINE CONNECTING LINE M12 / M12 N OF POLES : 3 1.5 M TWIN CABLING SHIELDED: NO LED: NO SHEATH MATERIAL: PVC HALOGEN: YES | 0
4627 | 1466130500 | SENSOR/ACTUATOR LINE CONNECTING LINE M12 / M12 N OF POLES : 3 5 M TWIN CABLING SHIELDED: NO LED: NO SHEATH MATERIAL: PVC HALOGEN: YES | 0
4628 | 1466210150 | SENSOR/ACTUATOR LINE CONNECTING LINE M12 / M12 N OF POLES : 3 1.5 M TWIN CABLING SHIELDED: NO LED: YES SHEATH MATERIAL: PVC HALOGEN: YES | 0
4629 | 1466210500 | SENSOR/ACTUATOR LINE CONNECTING LINE M12 / M12 N OF POLES : 3 5 M TWIN CABLING SHIELDED: NO LED: YES SHEATH MATERIAL: PVC HALOGEN: YES | 0
4630 | 1466211000 | SENSOR/ACTUATOR LINE CONNECTING LINE M12 / M12 N OF POLES : 3 10 M TWIN CABLING SHIELDED: NO LED: YES SHEATH MATERIAL: PVC HALOGEN: YES | 0
4631 | 1466350150 | SENSOR/ACTUATOR LINE CONNECTING LINE M12 / M8 N OF POLES : 3 1.5 M TWIN CABLING SOCKET STRAIGHT SHIELDED: NO LED: NO SHEATH MATERIAL: PVC HALOGEN: YES | 0
4632 | 1466350500 | SENSOR/ACTUATOR LINE CONNECTING LINE M12 / M8 N OF POLES : 3 5 M TWIN CABLING SOCKET STRAIGHT SHIELDED: NO LED: NO SHEATH MATERIAL: PVC HALOGEN: YES | 0
4633 | 1466351000 | SENSOR/ACTUATOR LINE CONNECTING LINE M12 / M8 N OF POLES : 3 10 M TWIN CABLING SOCKET STRAIGHT SHIELDED: NO LED: NO SHEATH MATERIAL: PVC HALOGEN: YES | 0
4634 | 1466360150 | SENSOR/ACTUATOR LINE CONNECTING LINE M12 / M8 N OF POLES : 3 1.5 M TWIN CABLING SHIELDED: NO LED: NO SHEATH MATERIAL: PVC HALOGEN: YES | 0
4635 | 1466360500 | SENSOR/ACTUATOR LINE CONNECTING LINE M12 / M8 N OF POLES : 3 5 M TWIN CABLING SHIELDED: NO LED: NO SHEATH MATERIAL: PVC HALOGEN: YES | 0
4636 | 1466361000 | SENSOR/ACTUATOR LINE CONNECTING LINE M12 / M8 N OF POLES : 3 10 M TWIN CABLING SHIELDED: NO LED: NO SHEATH MATERIAL: PVC HALOGEN: YES | 0
4637 | 1467560000 | SOCKETS PREFABRICATED TO CUSTOMER SPEC. M8 FEMALE SOCKET STRAIGHT | 26
4638 | 1467590000 | BUILT-IN PLUGS M8 THREAD PIN STRAIGHT M 8 N OF POLES: 8 0.2 M | 207
4639 | 1467620000 | BUILT-IN PLUGS M8 THREAD PIN STRAIGHT M 8 N OF POLES: 8 0.2 M | 207
4640 | 1467640000 | BUILT-IN PLUGS M8 THREAD FEMALE SOCKET STRAIGHT M 8 N OF POLES: 8 0.2 M | 90
4641 | 1543680000 | FRONTCOM SET | 337
4642 | 1543710000 | FRONTCOM INSERT PLATE UNSHIELDED 1X POWER US 1X DATA 1 X FUSE | 834
4643 | 1545720000 | SIGNAL CONVERTER/ISOLATOR 90?264 V AC POWER SUPPLY INPUT : I/U UNIVERSAL OUTPUT : I/U UNIVERSAL | 204
4644 | 1546590000 | FRONTCOM INSERT POWER LARGE TYPE I SOCKET CONNECTOR AU 10 A | 648
4645 | 1549700000 | SURGE VOLTAGE ARRESTER LOW VOLTAGE ACCESSORIES SPARE ARRESTER | 139
4646 | 1550600000 | SUB-D | 98
4647 | 1550610000 | SUB-D | 98
4648 | 1555280000 | SUB-D | 98
4649 | 1555330150 | SENSOR/ACTUATOR LINE ONE END WITHOUT CONNECTOR M8 N OF POLES : 8 1.5 M PIN STRAIGHT SHIELDED: NO LED: NO SHEATH MATERIAL: PUR HALOGEN: NO | 0
4650 | 1555330500 | SENSOR/ACTUATOR LINE ONE END WITHOUT CONNECTOR M8 N OF POLES : 8 5 M PIN STRAIGHT SHIELDED: NO LED: NO SHEATH MATERIAL: PUR HALOGEN: NO | 0
4651 | 1555340150 | SENSOR/ACTUATOR LINE ONE END WITHOUT CONNECTOR M8 N OF POLES : 8 1.5 M PIN 90° SHIELDED: NO LED: NO SHEATH MATERIAL: PUR HALOGEN: NO | 0
4652 | 1555371000 | SENSOR/ACTUATOR LINE ONE END WITHOUT CONNECTOR M8 N OF POLES : 8 10 M FEMALE SOCKET STRAIGHT SHIELDED: NO LED: NO SHEATH MATERIAL: PUR HALOGEN: NO | 0
4653 | 1555380150 | SENSOR/ACTUATOR LINE ONE END WITHOUT CONNECTOR M8 N OF POLES : 8 1.5 M SOCKET ANGLED SHIELDED: NO LED: NO SHEATH MATERIAL: PUR HALOGEN: NO | 0
4654 | 1818142500 | SENSOR/ACTUATOR LINE ONE END WITHOUT CONNECTOR M23 N OF POLES: 19 25 M SOCKET ANGLED SHIELDED: NO LED: NO SHEATH MATERIAL: PUR HALOGEN: NO | 0
4655 | 1818144500 | SENSOR/ACTUATOR LINE ONE END WITHOUT CONNECTOR M23 N OF POLES: 19 45 M SOCKET ANGLED SHIELDED: NO LED: NO SHEATH MATERIAL: PUR HALOGEN: NO | 0
4656 | 1873300060 | BUS LINE ONE END WITHOUT CONNECTOR M12 N OF POLES: 2 0.6 M SHIELDED: YES LED: NO SHEATH MATERIAL: PUR HALOGEN: NO | 0
4657 | 1925320200 | SENSOR/ACTUATOR LINE CONNECTING LINE M12 / M12 N OF POLES : 5 2 M SHIELDED: NO LED: NO SHEATH MATERIAL: PVC HALOGEN: YES | 0
4658 | 1925441500 | SENSOR/ACTUATOR LINE ONE END WITHOUT CONNECTOR M12 N OF POLES : 4 15 M PIN STRAIGHT SHIELDED: NO LED: NO SHEATH MATERIAL: PVC HALOGEN: YES | 0
4659 | 1925442500 | SENSOR/ACTUATOR LINE ONE END WITHOUT CONNECTOR M12 N OF POLES : 4 25 M PIN STRAIGHT SHIELDED: NO LED: NO SHEATH MATERIAL: PVC HALOGEN: YES | 0
4660 | 1925643000 | SENSOR/ACTUATOR LINE ONE END WITHOUT CONNECTOR M12 N OF POLES : 4 30 M SOCKET ANGLED SHIELDED: NO LED: NO SHEATH MATERIAL: PVC HALOGEN: YES | 0
4661 | 1925644000 | SENSOR/ACTUATOR LINE ONE END WITHOUT CONNECTOR M12 N OF POLES : 4 40 M SHIELDED: NO LED: NO SHEATH MATERIAL: PVC HALOGEN: YES | 0
4662 | 1925645000 | SENSOR/ACTUATOR LINE ONE END WITHOUT CONNECTOR M12 N OF POLES : 4 50 M SHIELDED: NO LED: NO SHEATH MATERIAL: PVC HALOGEN: YES | 0
4663 | 1926692500 | SENSOR/ACTUATOR LINE ONE END WITHOUT CONNECTOR M12 N OF POLES : 5 25 M PIN STRAIGHT SHIELDED: YES LED: NO SHEATH MATERIAL: PUR HALOGEN: NO | 0
4664 | 1989040000 | TERMSERIES RELAY N OF CONTACTS: 2 CO CONTACT AGNI RATED CONTROL VOLTAGE: 24 V DC CONTINUOUS CURRENT: 8 A PLUG-IN CONNECTION TEST BUTTON AVAILABLE: NO | 3
4665 | 1989060000 | TERMSERIES RELAY N OF CONTACTS: 2 CO CONTACT AGNI RATED CONTROL VOLTAGE: 12 V DC CONTINUOUS CURRENT: 8 A PLUG-IN CONNECTION TEST BUTTON AVAILABLE: NO | 3
4666 | 1989070000 | RIDERSERIES RCL RELAY N OF CONTACTS: 1 CO CONTACT AGNI RATED CONTROL VOLTAGE: 24 V DC CONTINUOUS CURRENT: 12 A PLUG-IN CONNECTION TEST BUTTON AVAILABLE: NO | 3
4667 | 1989080000 | TERMSERIES RELAY N OF CONTACTS: 2 CO CONTACT AGNI RATED CONTROL VOLTAGE: 48 V DC CONTINUOUS CURRENT: 8 A PLUG-IN CONNECTION TEST BUTTON AVAILABLE: NO | 3
4668 | 1989340000 | POWER DISTRIBUTOR M12 HOOD VERSION YES | 392
4669 | 1990630000 | JUNCTION BOX FREECON SUPPLY MODULE IP65 | 463
4670 | 1992910000 | SUBSTITUTE WIRE MANAGER CAT.5 (ISO/IEC 11801) PROFINET | 766
4671 | 1992920000 | SUBSTITUTE WIRE MANAGER CAT.6A / CLASS EA (ISO/IEC 11801 2010) EIA/TIA T568 A | 362
4672 | 1992930000 | SUBSTITUTE WIRE MANAGER CAT.6A / CLASS EA (ISO/IEC 11801 2010) EIA/TIA T568 B | 362
4673 | 1993540000 | SPARE INSERT HOLDER VARIANT 5 TO IEC 61076-3-106 | 823
4674 | 1993550030 | USB CABLE USB A USB A PVC 3 M | 440
4675 | 1993620000 | BUILT-IN PLUGS M12 FEMALE SOCKET STRAIGHT M 16 N OF POLES: 4 0.3 M FRONT MOUNTING | 90
4676 | 1993880000 | REMOTE I/O MODULE IP20 4-CHANNEL ANALOG SIGNALS INPUT CURRENT/VOLTAGE 16 BIT | 85
4677 | 2001810000 | DC/DC CONVERTER 24 V | 401
4678 | 2003150000 | FRONTCOM DOUBLE FRAME METAL COVER LOCKABLE WITH CABINET KEY (DAIMLER LOCK) | 216
4679 | 2003340000 | FRONTCOM STRIP (FOR MOUNTING SINGLE INSERT PLATES) | 825
4680 | 2003820100 | DATA USE | 28
4681 | 2003850100 | DATA USE | 28
4682 | 2003890100 | DATA USE | 28
4683 | 2003920100 | DATA USE | 28
4684 | 2004310000 | SUB-D | 98
4685 | 2004810000 | FRONTCOM INSERT PLATE SHIELDED 1 X GFCI 1 X FUSE 2X DATA 1X SIGNAL | 793
4686 | 2004890000 | FRONTCOM INSERT PLATE UNSHIELDED | 480
4687 | 2005070000 | INK RIBBON | 533
4688 | 2007230000 | FRONTCOM INSERT POWER LARGE TYPE E SOCKET CONNECTOR FR ORANGE | 439
4689 | 2007270000 | PROTECTED COMPONENT ASSEMBLIES PROTECTIVE CAP | 102
4690 | 2009620000 | POWER DISTRIBUTOR M12 HOOD VERSION YES | 392
4691 | 2022050000 | KLIPPON TB (TERMINAL BOX) MOUNTING PLATE PREPUNCHED HEIGHT: 174 MM WIDTH: 91 MM DEPTH: 1.5 MM MATERIAL: SHEET STEEL GALVANIZED | 5
4692 | 2022590000 | KLIPPON TB (TERMINAL BOX) MOUNTING PLATE PREPUNCHED HEIGHT: 403 MM WIDTH: 321 MM DEPTH: 1.5 MM MATERIAL: SHEET STEEL GALVANIZED | 5
4693 | 2022610000 | KLIPPON TB (TERMINAL BOX) MOUNTING PLATE PREPUNCHED HEIGHT: 425 MM WIDTH: 419 MM DEPTH: 1.5 MM MATERIAL: SHEET STEEL GALVANIZED | 5
4694 | 2022650000 | KLIPPON TB (TERMINAL BOX) MOUNTING PLATE PREPUNCHED HEIGHT: 495 MM WIDTH: 289 MM DEPTH: 1.5 MM MATERIAL: SHEET STEEL GALVANIZED | 5
4695 | 2022670000 | KLIPPON TB (TERMINAL BOX) MOUNTING PLATE PREPUNCHED HEIGHT: 565 MM WIDTH: 389 MM DEPTH: 12 MM MATERIAL: SHEET STEEL GALVANIZED | 5
4696 | 2022740000 | KLIPPON TB (TERMINAL BOX) MOUNTING PLATE PREPUNCHED HEIGHT: 859 MM WIDTH: 549 MM DEPTH: 12 MM MATERIAL: SHEET STEEL GALVANIZED | 5
4697 | 2022760000 | KLIPPON TB (TERMINAL BOX) MOUNTING PLATE PREPUNCHED HEIGHT: 926 MM WIDTH: 680 MM DEPTH: 12 MM MATERIAL: SHEET STEEL GALVANIZED | 5
4698 | 2022770000 | KLIPPON TB (TERMINAL BOX) FLANGE PLATE HEIGHT: 146 MM WIDTH: 100 MM DEPTH: 3 MM GLAND PLATES: TOP BOTTOM MATERIAL: STAINLESS STEEL 1.4404 ELECTROPOLISHED | 5
4699 | 2022900000 | KLIPPON TB (TERMINAL BOX) FLANGE PLATE HEIGHT: 177 MM WIDTH: 100 MM DEPTH: 3 MM GLAND PLATES: LEFT RIGHT MATERIAL: STAINLESS STEEL 1.4404 ELECTROPOLISHED | 5
4700 | 2023090000 | KLIPPON TB (TERMINAL BOX) FLANGE PLATE HEIGHT: 208 MM WIDTH: 117 MM DEPTH: 3 MM GLAND PLATES: LEFT RIGHT MATERIAL: STAINLESS STEEL 1.4404 ELECTROPOLISHED | 5
4701 | 2023100000 | KLIPPON TB (TERMINAL BOX) FLANGE PLATE HEIGHT: 250 MM WIDTH: 167 MM DEPTH: 3 MM GLAND PLATES: TOP BOTTOM MATERIAL: STAINLESS STEEL 1.4404 ELECTROPOLISHED | 5
4702 | 2023110000 | KLIPPON TB (TERMINAL BOX) FLANGE PLATE HEIGHT: 204 MM WIDTH: 167 MM DEPTH: 3 MM GLAND PLATES: LEFT RIGHT MATERIAL: STAINLESS STEEL 1.4404 ELECTROPOLISHED | 5
4703 | 2023120000 | KLIPPON TB (TERMINAL BOX) FLANGE PLATE HEIGHT: 300 MM WIDTH: 117 MM DEPTH: 3 MM GLAND PLATES: TOP BOTTOM MATERIAL: STAINLESS STEEL 1.4404 ELECTROPOLISHED | 5
4704 | 2023130000 | KLIPPON TB (TERMINAL BOX) FLANGE PLATE HEIGHT: 254 MM WIDTH: 117 MM DEPTH: 3 MM GLAND PLATES: LEFT RIGHT MATERIAL: STAINLESS STEEL 1.4404 ELECTROPOLISHED | 5
4705 | 2023140000 | KLIPPON TB (TERMINAL BOX) FLANGE PLATE HEIGHT: 296 MM WIDTH: 167 MM DEPTH: 3 MM GLAND PLATES: TOP BOTTOM MATERIAL: STAINLESS STEEL 1.4404 ELECTROPOLISHED | 5
4706 | 2023150000 | KLIPPON TB (TERMINAL BOX) FLANGE PLATE HEIGHT: 250 MM WIDTH: 167 MM DEPTH: 3 MM GLAND PLATES: LEFT RIGHT MATERIAL: STAINLESS STEEL 1.4404 ELECTROPOLISHED | 5
4707 | 2023160000 | KLIPPON TB (TERMINAL BOX) FLANGE PLATE HEIGHT: 254 MM WIDTH: 117 MM DEPTH: 3 MM GLAND PLATES: TOP BOTTOM MATERIAL: STAINLESS STEEL 1.4404 ELECTROPOLISHED | 5
4708 | 2023210000 | KLIPPON TB (TERMINAL BOX) FLANGE PLATE HEIGHT: 298 MM WIDTH: 117 MM DEPTH: 3 MM GLAND PLATES: LEFT RIGHT MATERIAL: STAINLESS STEEL 1.4404 ELECTROPOLISHED | 5
4709 | 2023280000 | KLIPPON TB (TERMINAL BOX) FLANGE PLATE HEIGHT: 294 MM WIDTH: 167 MM DEPTH: 3 MM GLAND PLATES: LEFT RIGHT MATERIAL: STAINLESS STEEL 1.4404 ELECTROPOLISHED | 5
4710 | 2023320000 | KLIPPON TB (TERMINAL BOX) FLANGE PLATE HEIGHT: 294 MM WIDTH: 117 MM DEPTH: 3 MM GLAND PLATES: TOP BOTTOM MATERIAL: STAINLESS STEEL 1.4404 ELECTROPOLISHED | 5
4711 | 2023330000 | KLIPPON TB (TERMINAL BOX) FLANGE PLATE HEIGHT: 348 MM WIDTH: 117 MM DEPTH: 3 MM GLAND PLATES: LEFT RIGHT MATERIAL: STAINLESS STEEL 1.4404 ELECTROPOLISHED | 5
4712 | 2023450000 | KLIPPON TB (TERMINAL BOX) FLANGE PLATE HEIGHT: 290 MM WIDTH: 167 MM DEPTH: 3 MM GLAND PLATES: TOP BOTTOM MATERIAL: STAINLESS STEEL 1.4404 ELECTROPOLISHED | 5
4713 | 2023480000 | KLIPPON TB (TERMINAL BOX) FLANGE PLATE HEIGHT: 344 MM WIDTH: 167 MM DEPTH: 3 MM GLAND PLATES: LEFT RIGHT MATERIAL: STAINLESS STEEL 1.4404 ELECTROPOLISHED | 5
4714 | 2023490000 | KLIPPON TB (TERMINAL BOX) FLANGE PLATE HEIGHT: 376 MM WIDTH: 117 MM DEPTH: 3 MM GLAND PLATES: TOP BOTTOM MATERIAL: STAINLESS STEEL 1.4404 ELECTROPOLISHED | 5
4715 | 2023530000 | KLIPPON TB (TERMINAL BOX) FLANGE PLATE HEIGHT: 474 MM WIDTH: 117 MM DEPTH: 3 MM GLAND PLATES: TOP BOTTOM MATERIAL: STAINLESS STEEL 1.4404 ELECTROPOLISHED | 5
4716 | 2024100000 | KLIPPON TB (TERMINAL BOX) FLANGE PLATE HEIGHT: 498 MM WIDTH: 167 MM DEPTH: 3 MM GLAND PLATES: TOP BOTTOM MATERIAL: STAINLESS STEEL 1.4404 ELECTROPOLISHED | 5
4717 | 2050210500 | POWER CABLE ONE END WITHOUT CONNECTOR M12 N OF POLES : 4 (3 + PE) 5 M SOCKET ANGLED SHIELDED: NO LED: NO SHEATH MATERIAL: PUR HALOGEN: NO | 0
4718 | 2050260150 | POWER CABLE ONE END WITHOUT CONNECTOR M12 N OF POLES : 4 (3 + PE) 1.5 M PIN 90° SHIELDED: NO LED: NO SHEATH MATERIAL: PUR HALOGEN: NO | 0
4719 | 2050260300 | POWER CABLE ONE END WITHOUT CONNECTOR M12 N OF POLES : 4 (3 + PE) 3 M PIN 90° SHIELDED: NO LED: NO SHEATH MATERIAL: PUR HALOGEN: NO | 0
4720 | 2050260500 | POWER CABLE ONE END WITHOUT CONNECTOR M12 N OF POLES : 4 (3 + PE) 5 M PIN 90° SHIELDED: NO LED: NO SHEATH MATERIAL: PUR HALOGEN: NO | 0
4721 | 2050261000 | POWER CABLE ONE END WITHOUT CONNECTOR M12 N OF POLES : 4 (3 + PE) 10 M PIN 90° SHIELDED: NO LED: NO SHEATH MATERIAL: PUR HALOGEN: NO | 0
4722 | 2050490500 | POWER CABLE ONE END WITHOUT CONNECTOR M12 N OF POLES : 4 5 M FEMALE SOCKET STRAIGHT SHIELDED: NO SHEATH MATERIAL: PUR HALOGEN: NO | 0
4723 | 2062910000 | SURGE VOLTAGE ARRESTER LOW VOLTAGE WITH REMOTE CONTACT TN-C | 11
4724 | 2082010000 | ELECTRONIC LOAD MONITORING 12 A 24 V DC | 189
4725 | 2083360000 | CONTROL MODULE 24 V DC | 591
4726 | 2124020050 | SYSTEM CABLE RJ45 IP 20 M12 X-TYPE FLANGE SOCKET BACK PANEL MOUNTING CAT.6A / CLASS EA (ISO/IEC 11801 2010) PUR 5 M | 17
4727 | 2420780000 | PRIMARY CURRENT: 75 A SECONDARY CURRENT MAX.: 1 A LOAD: 1 VA TOLERANCE CLASS: 3 DETACHABLE CURRENT TRANSFORMER | 21
4728 | 2421030000 | PRIMARY CURRENT: 150 A SECONDARY CURRENT MAX.: 5 A LOAD: 2.5 VA TOLERANCE CLASS: 05 CLOSED CURRENT TRANSFORMER | 21
4729 | 2426280000 | AUTOMATION PRODUCTS - U-REMOTE IP67 SENSOR-ACTUATOR ACTIVE DISTRIBUTOR PROFINET V2.3 ETHERNET/IP ETHERCAT MULTIPROTOCOL | 198
4730 | 2426370000 | AUTOMATION PRODUCTS - U-REMOTE IP67 PROFIBUS-DP | 817
4731 | 2433170000 | SCREWDRIVER INSERT | 147
4732 | 2433180000 | SCREWDRIVER INSERT | 147
4733 | 2438510000 | MARKING SYSTEMS LABELLING DEVICE PLOTTER PRINTING WITH INDIA INK MULTICARD LABELS | 813
4734 | 2443150500 | SENSOR/ACTUATOR LINE M8 N OF POLES : 4 5 M SHIELDED: YES LED: NO SHEATH MATERIAL: PUR HALOGEN: NO | 0
4735 | 2443150550 | SENSOR/ACTUATOR LINE M8 N OF POLES : 4 5.5 M SHIELDED: YES LED: NO SHEATH MATERIAL: PUR HALOGEN: NO | 0
4736 | 2443150650 | SENSOR/ACTUATOR LINE M8 N OF POLES : 4 SHIELDED: YES LED: NO SHEATH MATERIAL: PUR HALOGEN: NO | 0
4737 | 2466631000 | SENSOR/ACTUATOR LINE M8 N OF POLES : 5 10 M PIN 90° SHIELDED: NO LED: NO SHEATH MATERIAL: PUR HALOGEN: NO | 0
4738 | 2466640150 | SENSOR/ACTUATOR LINE M8 N OF POLES : 5 1.5 M SOCKET ANGLED SHIELDED: NO LED: NO SHEATH MATERIAL: PUR HALOGEN: NO | 0
4739 | 2466640500 | SENSOR/ACTUATOR LINE M8 N OF POLES : 5 5 M SOCKET ANGLED SHIELDED: NO LED: NO SHEATH MATERIAL: PUR HALOGEN: NO | 0
4740 | 2470810000 | KLIPPON EBI QL (ESSENTIAL BOX INDUSTRIAL - QUARTER LOCK) EMPTY ENCLOSURE STAINLESS STEEL ENCLOSURE HEIGHT: 300 MM WIDTH: 300 MM DEPTH: 150 MM GLAND PLATES: BOTTOM MATERIAL: STAINLESS STEEL 1.4301 (304) BRUSHED | 5
4741 | 2506060000 | SCREWDRIVER INSERT | 147
4742 | 2515020000 | USB 2.0 | 850
4743 | 2519550000 | KLIPPON BDX (COMPENSATING ELEMENTS) COMPENSATING ELEMENT M 20 10 MM IP66 STAINLESS STEEL 1.4404 (316L) | 505
4744 | 2530600000 | SURGE VOLTAGE ARRESTER LOW VOLTAGE ACCESSORIES SPARE ARRESTER | 139
4745 | 2530760000 | POWER CONNECTOR M12 SOCKET | 569
4746 | 2534140000 | HDC INSERT PIN 500 V 16 A N OF POLES: 6 SNAP IN SIZE: 3 | 78
4747 | 7760056362 | D-SERIES DRM RELAY SOCKET N OF CONTACTS: 2 CO CONTACT CONTINUOUS CURRENT: 12 A PUSH IN | 3
4748 | 7789057100 | PRE-ASSEMBLED CABLE PAC CABLE LIYY 0.25 MM² | 2
4749 | 7789133040 | PRE-ASSEMBLED CABLE PAC CABLE LIYY 0.25 MM² | 2
4750 | 7789158015 | PRE-ASSEMBLED CABLE PAC CABLE LIYCY 0.25 MM² | 2
4751 | 7789384015 | PRE-ASSEMBLED CABLE PAC CABLE LIYY 0.25 MM² | 2
4752 | 7789732010 | PRE-ASSEMBLED CABLE PAC CABLE LIYCY 0.25 MM² | 2
4753 | 7789732025 | PRE-ASSEMBLED CABLE PAC CABLE LIYCY 0.25 MM² | 2
4754 | 8909650020 | SYSTEM CABLE RJ45 IP 20 RJ45 IP 20 CAT.6A / CLASS EA (ISO/IEC 11801 2010) PUR 2 M | 10
4755 | 8909650150 | SYSTEM CABLE RJ45 IP 20 RJ45 IP 20 CAT.6A / CLASS EA (ISO/IEC 11801 2010) PUR 15 M | 10
4756 | 9456670100 | SENSOR/ACTUATOR LINE CONNECTING LINE M12 / M8 N OF POLES : 4 1 M PIN STRAIGHT - SOCKET 90° SHIELDED: NO LED: NO SHEATH MATERIAL: PUR HALOGEN: NO | 0
4757 | 9457803000 | SENSOR/ACTUATOR LINE ONE END WITHOUT CONNECTOR M12 N OF POLES : 3 30 M SOCKET ANGLED SHIELDED: NO LED: YES SHEATH MATERIAL: PUR HALOGEN: NO | 0
4758 | 9457803500 | SENSOR/ACTUATOR LINE ONE END WITHOUT CONNECTOR M12 N OF POLES : 3 35 M SHIELDED: NO LED: YES SHEATH MATERIAL: PUR HALOGEN: NO | 0
4759 | 2591090000 | SURGE VOLTAGE ARRESTER LOW VOLTAGE SURGE PROTECTION WITH REMOTE CONTACT TN-C-S TN-S TT IT WITH N IT WITHOUT N | 44
4760 | 1194620002 | KLIPPON TB MH (TERMINAL BOX - MULTI HINGE) EMPTY ENCLOSURE STAINLESS STEEL ENCLOSURE HEIGHT: 260 MM WIDTH: 260 MM DEPTH: 150 MM GLAND PLATES: BOTTOM TOP MATERIAL: STAINLESS STEEL 1.4404 (316L) UNTREATED | 5
4761 | 1194640001 | KLIPPON TB MH (TERMINAL BOX - MULTI HINGE) EMPTY ENCLOSURE STAINLESS STEEL ENCLOSURE HEIGHT: 260 MM WIDTH: 260 MM DEPTH: 150 MM GLAND PLATES: BOTTOM TOP LEFT RIGHT MATERIAL: STAINLESS STEEL 1.4301 (304) ELECTROPOLISHED | 5
4762 | 1194670003 | KLIPPON TB MH (TERMINAL BOX - MULTI HINGE) EMPTY ENCLOSURE STAINLESS STEEL ENCLOSURE HEIGHT: 260 MM WIDTH: 260 MM DEPTH: 200 MM GLAND PLATES: BOTTOM TOP MATERIAL: STAINLESS STEEL 1.4301 (304) UNTREATED | 5
4763 | 1194680001 | KLIPPON TB MH (TERMINAL BOX - MULTI HINGE) EMPTY ENCLOSURE STAINLESS STEEL ENCLOSURE HEIGHT: 260 MM WIDTH: 260 MM DEPTH: 200 MM GLAND PLATES: BOTTOM LEFT RIGHT MATERIAL: STAINLESS STEEL 1.4301 (304) ELECTROPOLISHED | 5
4764 | 1194680003 | KLIPPON TB MH (TERMINAL BOX - MULTI HINGE) EMPTY ENCLOSURE STAINLESS STEEL ENCLOSURE HEIGHT: 260 MM WIDTH: 260 MM DEPTH: 200 MM GLAND PLATES: BOTTOM LEFT RIGHT MATERIAL: STAINLESS STEEL 1.4301 (304) UNTREATED | 5
4765 | 1194690002 | KLIPPON TB MH (TERMINAL BOX - MULTI HINGE) EMPTY ENCLOSURE STAINLESS STEEL ENCLOSURE HEIGHT: 260 MM WIDTH: 260 MM DEPTH: 200 MM GLAND PLATES: BOTTOM TOP LEFT RIGHT MATERIAL: STAINLESS STEEL 1.4404 (316L) UNTREATED | 5
4766 | 1194710001 | KLIPPON TB MH (TERMINAL BOX - MULTI HINGE) EMPTY ENCLOSURE STAINLESS STEEL ENCLOSURE HEIGHT: 306 MM WIDTH: 306 MM DEPTH: 150 MM GLAND PLATES: BOTTOM MATERIAL: STAINLESS STEEL 1.4301 (304) ELECTROPOLISHED | 5
4767 | 1194720001 | KLIPPON TB MH (TERMINAL BOX - MULTI HINGE) EMPTY ENCLOSURE STAINLESS STEEL ENCLOSURE HEIGHT: 306 MM WIDTH: 306 MM DEPTH: 150 MM GLAND PLATES: BOTTOM TOP MATERIAL: STAINLESS STEEL 1.4301 (304) ELECTROPOLISHED | 5
4768 | 1194720003 | KLIPPON TB MH (TERMINAL BOX - MULTI HINGE) EMPTY ENCLOSURE STAINLESS STEEL ENCLOSURE HEIGHT: 306 MM WIDTH: 306 MM DEPTH: 150 MM GLAND PLATES: BOTTOM TOP MATERIAL: STAINLESS STEEL 1.4301 (304) UNTREATED | 5
4769 | 1194730001 | KLIPPON TB MH (TERMINAL BOX - MULTI HINGE) EMPTY ENCLOSURE STAINLESS STEEL ENCLOSURE HEIGHT: 306 MM WIDTH: 306 MM DEPTH: 150 MM GLAND PLATES: BOTTOM LEFT RIGHT MATERIAL: STAINLESS STEEL 1.4301 (304) ELECTROPOLISHED | 5
4770 | 1194730002 | KLIPPON TB MH (TERMINAL BOX - MULTI HINGE) EMPTY ENCLOSURE STAINLESS STEEL ENCLOSURE HEIGHT: 306 MM WIDTH: 306 MM DEPTH: 150 MM GLAND PLATES: BOTTOM LEFT RIGHT MATERIAL: STAINLESS STEEL 1.4404 (316L) UNTREATED | 5
4771 | 1194740002 | KLIPPON TB MH (TERMINAL BOX - MULTI HINGE) EMPTY ENCLOSURE STAINLESS STEEL ENCLOSURE HEIGHT: 306 MM WIDTH: 306 MM DEPTH: 150 MM GLAND PLATES: BOTTOM TOP LEFT RIGHT MATERIAL: STAINLESS STEEL 1.4404 (316L) UNTREATED | 5
4772 | 1194760003 | KLIPPON TB MH (TERMINAL BOX - MULTI HINGE) EMPTY ENCLOSURE STAINLESS STEEL ENCLOSURE HEIGHT: 306 MM WIDTH: 306 MM DEPTH: 200 MM GLAND PLATES: BOTTOM MATERIAL: STAINLESS STEEL 1.4301 (304) UNTREATED | 5
4773 | 1194780001 | KLIPPON TB MH (TERMINAL BOX - MULTI HINGE) EMPTY ENCLOSURE STAINLESS STEEL ENCLOSURE HEIGHT: 306 MM WIDTH: 306 MM DEPTH: 200 MM GLAND PLATES: BOTTOM LEFT RIGHT MATERIAL: STAINLESS STEEL 1.4301 (304) ELECTROPOLISHED | 5
4774 | 1194790001 | KLIPPON TB MH (TERMINAL BOX - MULTI HINGE) EMPTY ENCLOSURE STAINLESS STEEL ENCLOSURE HEIGHT: 306 MM WIDTH: 306 MM DEPTH: 200 MM GLAND PLATES: BOTTOM TOP LEFT RIGHT MATERIAL: STAINLESS STEEL 1.4301 (304) ELECTROPOLISHED | 5
4775 | 1194820003 | KLIPPON TB MH (TERMINAL BOX - MULTI HINGE) EMPTY ENCLOSURE STAINLESS STEEL ENCLOSURE HEIGHT: 350 MM WIDTH: 260 MM DEPTH: 150 MM GLAND PLATES: BOTTOM TOP MATERIAL: STAINLESS STEEL 1.4301 (304) UNTREATED | 5
4776 | 1194830001 | KLIPPON TB MH (TERMINAL BOX - MULTI HINGE) EMPTY ENCLOSURE STAINLESS STEEL ENCLOSURE HEIGHT: 350 MM WIDTH: 260 MM DEPTH: 150 MM GLAND PLATES: BOTTOM LEFT RIGHT MATERIAL: STAINLESS STEEL 1.4301 (304) ELECTROPOLISHED | 5
4777 | 1194870003 | KLIPPON TB MH (TERMINAL BOX - MULTI HINGE) EMPTY ENCLOSURE STAINLESS STEEL ENCLOSURE HEIGHT: 350 MM WIDTH: 260 MM DEPTH: 200 MM GLAND PLATES: BOTTOM TOP MATERIAL: STAINLESS STEEL 1.4301 (304) UNTREATED | 5
4778 | 1194880001 | KLIPPON TB MH (TERMINAL BOX - MULTI HINGE) EMPTY ENCLOSURE STAINLESS STEEL ENCLOSURE HEIGHT: 350 MM WIDTH: 260 MM DEPTH: 200 MM GLAND PLATES: BOTTOM LEFT RIGHT MATERIAL: STAINLESS STEEL 1.4301 (304) ELECTROPOLISHED | 5
4779 | 1194880003 | KLIPPON TB MH (TERMINAL BOX - MULTI HINGE) EMPTY ENCLOSURE STAINLESS STEEL ENCLOSURE HEIGHT: 350 MM WIDTH: 260 MM DEPTH: 200 MM GLAND PLATES: BOTTOM LEFT RIGHT MATERIAL: STAINLESS STEEL 1.4301 (304) UNTREATED | 5
4780 | 1194910002 | KLIPPON TB MH (TERMINAL BOX - MULTI HINGE) EMPTY ENCLOSURE STAINLESS STEEL ENCLOSURE HEIGHT: 400 MM WIDTH: 300 MM DEPTH: 150 MM GLAND PLATES: BOTTOM MATERIAL: STAINLESS STEEL 1.4404 (316L) UNTREATED | 5
4781 | 1194910003 | KLIPPON TB MH (TERMINAL BOX - MULTI HINGE) EMPTY ENCLOSURE STAINLESS STEEL ENCLOSURE HEIGHT: 400 MM WIDTH: 300 MM DEPTH: 150 MM GLAND PLATES: BOTTOM MATERIAL: STAINLESS STEEL 1.4301 (304) UNTREATED | 5
4782 | 1194940002 | KLIPPON TB MH (TERMINAL BOX - MULTI HINGE) EMPTY ENCLOSURE STAINLESS STEEL ENCLOSURE HEIGHT: 400 MM WIDTH: 300 MM DEPTH: 150 MM GLAND PLATES: BOTTOM TOP LEFT RIGHT MATERIAL: STAINLESS STEEL 1.4404 (316L) UNTREATED | 5
4783 | 1194960001 | KLIPPON TB MH (TERMINAL BOX - MULTI HINGE) EMPTY ENCLOSURE STAINLESS STEEL ENCLOSURE HEIGHT: 400 MM WIDTH: 300 MM DEPTH: 200 MM GLAND PLATES: BOTTOM MATERIAL: STAINLESS STEEL 1.4301 (304) ELECTROPOLISHED | 5
4784 | 1194960002 | KLIPPON TB MH (TERMINAL BOX - MULTI HINGE) EMPTY ENCLOSURE STAINLESS STEEL ENCLOSURE HEIGHT: 400 MM WIDTH: 300 MM DEPTH: 200 MM GLAND PLATES: BOTTOM MATERIAL: STAINLESS STEEL 1.4404 (316L) UNTREATED | 5
4785 | 1194980003 | KLIPPON TB MH (TERMINAL BOX - MULTI HINGE) EMPTY ENCLOSURE STAINLESS STEEL ENCLOSURE HEIGHT: 400 MM WIDTH: 300 MM DEPTH: 200 MM GLAND PLATES: BOTTOM LEFT RIGHT MATERIAL: STAINLESS STEEL 1.4301 (304) UNTREATED | 5
4786 | 1194990002 | KLIPPON TB MH (TERMINAL BOX - MULTI HINGE) EMPTY ENCLOSURE STAINLESS STEEL ENCLOSURE HEIGHT: 400 MM WIDTH: 300 MM DEPTH: 200 MM GLAND PLATES: BOTTOM TOP LEFT RIGHT MATERIAL: STAINLESS STEEL 1.4404 (316L) UNTREATED | 5
4787 | 1194990003 | KLIPPON TB MH (TERMINAL BOX - MULTI HINGE) EMPTY ENCLOSURE STAINLESS STEEL ENCLOSURE HEIGHT: 400 MM WIDTH: 300 MM DEPTH: 200 MM GLAND PLATES: BOTTOM TOP LEFT RIGHT MATERIAL: STAINLESS STEEL 1.4301 (304) UNTREATED | 5
4788 | 1195010001 | KLIPPON TB MH (TERMINAL BOX - MULTI HINGE) EMPTY ENCLOSURE STAINLESS STEEL ENCLOSURE HEIGHT: 458 MM WIDTH: 382 MM DEPTH: 150 MM GLAND PLATES: BOTTOM MATERIAL: STAINLESS STEEL 1.4301 (304) ELECTROPOLISHED | 5
4789 | 1195020001 | KLIPPON TB MH (TERMINAL BOX - MULTI HINGE) EMPTY ENCLOSURE STAINLESS STEEL ENCLOSURE HEIGHT: 458 MM WIDTH: 382 MM DEPTH: 150 MM GLAND PLATES: BOTTOM TOP MATERIAL: STAINLESS STEEL 1.4301 (304) ELECTROPOLISHED | 5
4790 | 1195030001 | KLIPPON TB MH (TERMINAL BOX - MULTI HINGE) EMPTY ENCLOSURE STAINLESS STEEL ENCLOSURE HEIGHT: 458 MM WIDTH: 382 MM DEPTH: 150 MM GLAND PLATES: BOTTOM LEFT RIGHT MATERIAL: STAINLESS STEEL 1.4301 (304) ELECTROPOLISHED | 5
4791 | 1195040001 | KLIPPON TB MH (TERMINAL BOX - MULTI HINGE) EMPTY ENCLOSURE STAINLESS STEEL ENCLOSURE HEIGHT: 458 MM WIDTH: 382 MM DEPTH: 150 MM GLAND PLATES: BOTTOM TOP LEFT RIGHT MATERIAL: STAINLESS STEEL 1.4301 (304) ELECTROPOLISHED | 5
4792 | 1195090001 | KLIPPON TB MH (TERMINAL BOX - MULTI HINGE) EMPTY ENCLOSURE STAINLESS STEEL ENCLOSURE HEIGHT: 458 MM WIDTH: 382 MM DEPTH: 200 MM GLAND PLATES: BOTTOM TOP LEFT RIGHT MATERIAL: STAINLESS STEEL 1.4301 (304) ELECTROPOLISHED | 5
4793 | 1195090002 | KLIPPON TB MH (TERMINAL BOX - MULTI HINGE) EMPTY ENCLOSURE STAINLESS STEEL ENCLOSURE HEIGHT: 458 MM WIDTH: 382 MM DEPTH: 200 MM GLAND PLATES: BOTTOM TOP LEFT RIGHT MATERIAL: STAINLESS STEEL 1.4404 (316L) UNTREATED | 5
4794 | 1195120001 | KLIPPON TB MH (TERMINAL BOX - MULTI HINGE) EMPTY ENCLOSURE STAINLESS STEEL ENCLOSURE HEIGHT: 480 MM WIDTH: 480 MM DEPTH: 150 MM GLAND PLATES: BOTTOM TOP MATERIAL: STAINLESS STEEL 1.4301 (304) ELECTROPOLISHED | 5
4795 | 1195180002 | KLIPPON TB MH (TERMINAL BOX - MULTI HINGE) EMPTY ENCLOSURE STAINLESS STEEL ENCLOSURE HEIGHT: 480 MM WIDTH: 480 MM DEPTH: 200 MM GLAND PLATES: BOTTOM LEFT RIGHT MATERIAL: STAINLESS STEEL 1.4404 (316L) UNTREATED | 5
4796 | 1195190001 | KLIPPON TB MH (TERMINAL BOX - MULTI HINGE) EMPTY ENCLOSURE STAINLESS STEEL ENCLOSURE HEIGHT: 480 MM WIDTH: 480 MM DEPTH: 200 MM GLAND PLATES: BOTTOM TOP LEFT RIGHT MATERIAL: STAINLESS STEEL 1.4301 (304) ELECTROPOLISHED | 5
4797 | 1195190003 | KLIPPON TB MH (TERMINAL BOX - MULTI HINGE) EMPTY ENCLOSURE STAINLESS STEEL ENCLOSURE HEIGHT: 480 MM WIDTH: 480 MM DEPTH: 200 MM GLAND PLATES: BOTTOM TOP LEFT RIGHT MATERIAL: STAINLESS STEEL 1.4301 (304) UNTREATED | 5
4798 | 1195220003 | KLIPPON TB MH (TERMINAL BOX - MULTI HINGE) EMPTY ENCLOSURE STAINLESS STEEL ENCLOSURE HEIGHT: 550 MM WIDTH: 350 MM DEPTH: 150 MM GLAND PLATES: BOTTOM TOP MATERIAL: STAINLESS STEEL 1.4301 (304) UNTREATED | 5
4799 | 1195230002 | KLIPPON TB MH (TERMINAL BOX - MULTI HINGE) EMPTY ENCLOSURE STAINLESS STEEL ENCLOSURE HEIGHT: 550 MM WIDTH: 350 MM DEPTH: 150 MM GLAND PLATES: BOTTOM LEFT RIGHT MATERIAL: STAINLESS STEEL 1.4404 (316L) UNTREATED | 5
4800 | 1195260002 | KLIPPON TB MH (TERMINAL BOX - MULTI HINGE) EMPTY ENCLOSURE STAINLESS STEEL ENCLOSURE HEIGHT: 550 MM WIDTH: 350 MM DEPTH: 200 MM GLAND PLATES: BOTTOM MATERIAL: STAINLESS STEEL 1.4404 (316L) UNTREATED | 5
4801 | 1195260003 | KLIPPON TB MH (TERMINAL BOX - MULTI HINGE) EMPTY ENCLOSURE STAINLESS STEEL ENCLOSURE HEIGHT: 550 MM WIDTH: 350 MM DEPTH: 200 MM GLAND PLATES: BOTTOM MATERIAL: STAINLESS STEEL 1.4301 (304) UNTREATED | 5
4802 | 1195280003 | KLIPPON TB MH (TERMINAL BOX - MULTI HINGE) EMPTY ENCLOSURE STAINLESS STEEL ENCLOSURE HEIGHT: 550 MM WIDTH: 350 MM DEPTH: 200 MM GLAND PLATES: BOTTOM LEFT RIGHT MATERIAL: STAINLESS STEEL 1.4301 (304) UNTREATED | 5
4803 | 1195360002 | KLIPPON TB MH (TERMINAL BOX - MULTI HINGE) EMPTY ENCLOSURE STAINLESS STEEL ENCLOSURE HEIGHT: 620 MM WIDTH: 450 MM DEPTH: 200 MM GLAND PLATES: BOTTOM MATERIAL: STAINLESS STEEL 1.4404 (316L) UNTREATED | 5
4804 | 1195370003 | KLIPPON TB MH (TERMINAL BOX - MULTI HINGE) EMPTY ENCLOSURE STAINLESS STEEL ENCLOSURE HEIGHT: 620 MM WIDTH: 450 MM DEPTH: 200 MM GLAND PLATES: BOTTOM TOP MATERIAL: STAINLESS STEEL 1.4301 (304) UNTREATED | 5
4805 | 1195390003 | KLIPPON TB MH (TERMINAL BOX - MULTI HINGE) EMPTY ENCLOSURE STAINLESS STEEL ENCLOSURE HEIGHT: 620 MM WIDTH: 450 MM DEPTH: 200 MM GLAND PLATES: BOTTOM TOP LEFT RIGHT MATERIAL: STAINLESS STEEL 1.4301 (304) UNTREATED | 5
4806 | 1195410003 | KLIPPON TB MH (TERMINAL BOX - MULTI HINGE) EMPTY ENCLOSURE STAINLESS STEEL ENCLOSURE HEIGHT: 762 MM WIDTH: 508 MM DEPTH: 150 MM GLAND PLATES: BOTTOM MATERIAL: STAINLESS STEEL 1.4301 (304) UNTREATED | 5
4807 | 1195460002 | KLIPPON TB MH (TERMINAL BOX - MULTI HINGE) EMPTY ENCLOSURE STAINLESS STEEL ENCLOSURE HEIGHT: 762 MM WIDTH: 508 MM DEPTH: 200 MM GLAND PLATES: BOTTOM MATERIAL: STAINLESS STEEL 1.4404 (316L) UNTREATED | 5
4808 | 1195490001 | KLIPPON TB MH (TERMINAL BOX - MULTI HINGE) EMPTY ENCLOSURE STAINLESS STEEL ENCLOSURE HEIGHT: 762 MM WIDTH: 508 MM DEPTH: 200 MM GLAND PLATES: BOTTOM TOP LEFT RIGHT MATERIAL: STAINLESS STEEL 1.4301 (304) ELECTROPOLISHED | 5
4809 | 1195520001 | KLIPPON TB MH (TERMINAL BOX - MULTI HINGE) EMPTY ENCLOSURE STAINLESS STEEL ENCLOSURE HEIGHT: 914 MM WIDTH: 610 MM DEPTH: 150 MM GLAND PLATES: BOTTOM TOP MATERIAL: STAINLESS STEEL 1.4301 (304) ELECTROPOLISHED | 5
4810 | 1195570001 | KLIPPON TB MH (TERMINAL BOX - MULTI HINGE) EMPTY ENCLOSURE STAINLESS STEEL ENCLOSURE HEIGHT: 914 MM WIDTH: 610 MM DEPTH: 200 MM GLAND PLATES: BOTTOM TOP MATERIAL: STAINLESS STEEL 1.4301 (304) ELECTROPOLISHED | 5
4811 | 1195570003 | KLIPPON TB MH (TERMINAL BOX - MULTI HINGE) EMPTY ENCLOSURE STAINLESS STEEL ENCLOSURE HEIGHT: 914 MM WIDTH: 610 MM DEPTH: 200 MM GLAND PLATES: BOTTOM TOP MATERIAL: STAINLESS STEEL 1.4301 (304) UNTREATED | 5
4812 | 1195590002 | KLIPPON TB MH (TERMINAL BOX - MULTI HINGE) EMPTY ENCLOSURE STAINLESS STEEL ENCLOSURE HEIGHT: 914 MM WIDTH: 610 MM DEPTH: 200 MM GLAND PLATES: BOTTOM TOP LEFT RIGHT MATERIAL: STAINLESS STEEL 1.4404 (316L) UNTREATED | 5
4813 | 1195620003 | KLIPPON TB MH (TERMINAL BOX - MULTI HINGE) EMPTY ENCLOSURE STAINLESS STEEL ENCLOSURE HEIGHT: 980 MM WIDTH: 740 MM DEPTH: 200 MM GLAND PLATES: BOTTOM TOP MATERIAL: STAINLESS STEEL 1.4301 (304) UNTREATED | 5
4814 | 1195630003 | KLIPPON TB MH (TERMINAL BOX - MULTI HINGE) EMPTY ENCLOSURE STAINLESS STEEL ENCLOSURE HEIGHT: 980 MM WIDTH: 740 MM DEPTH: 200 MM GLAND PLATES: BOTTOM LEFT RIGHT MATERIAL: STAINLESS STEEL 1.4301 (304) UNTREATED | 5
4815 | 1195640002 | KLIPPON TB MH (TERMINAL BOX - MULTI HINGE) EMPTY ENCLOSURE STAINLESS STEEL ENCLOSURE HEIGHT: 980 MM WIDTH: 740 MM DEPTH: 200 MM GLAND PLATES: BOTTOM TOP LEFT RIGHT MATERIAL: STAINLESS STEEL 1.4404 (316L) UNTREATED | 5
4816 | 1289180000 | KLIPPON EBI (ESSENTIAL BOX INDUSTRIAL) MOUNTING FOOT HEIGHT: 70 MM WIDTH: 36 MM DEPTH: 10 MM MATERIAL: STAINLESS STEEL 1.4301 (304) UNTREATED | 5
4817 | 1349350010 | PRE-ASSEMBLED CABLE PAC CABLE LIYCY 0.25 MM² | 2
4818 | 1363380010 | PRE-ASSEMBLED CABLE PAC CABLE LIYY 7 ± 1 MM | 13
4819 | 1373690010 | PRE-ASSEMBLED CABLE PAC CABLE LIYCY 0.25 MM² | 2
4820 | 1382970300 | SENSOR/ACTUATOR LINE ONE END WITHOUT CONNECTOR M8 N OF POLES : 3 3 M FEMALE SOCKET STRAIGHT SHIELDED: NO LED: NO SHEATH MATERIAL: PUR HALOGEN: NO | 0
4821 | 1428940000 | FRAME | 260
4822 | 1428990000 | DATA MODULE | 206
4823 | 2453540300 | DATA USE | 28
4824 | 2456820000 | MEASURING BRIDGE CONVERTER INPUT : RESISCE MEASURING BRIDGE OUTPUT : 0(4)-20 MA 0-10 V | 815
4825 | 2456850000 | SIGNAL CONVERTER/INSULATOR LIMIT VALUE MONITORING INPUT : UNIVERSAL U I R? OUTPUT : 4-20 MA (LOOP POWE) TRANSISTOR (ALARM) | 848
4826 | 2476690000 | D-SERIES DRI RELAY MODULE N OF CONTACTS: 1 CO CONTACT AGSNO RATED CONTROL VOLTAGE: 48 V DC CONTINUOUS CURRENT: 10 A SCREW CONNECTION TEST BUTTON AVAILABLE: NO | 3
4827 | 2495070000 | POTENTIAL DISTRIBUTOR | 378
4828 | 2555810000 | WEB-COMPATIBLE TOUCH PANEL DISPLAY SIZE 7" RESISTIVE FRONT PROTECTION IP66 | 162
4829 | 2555820000 | WEB-COMPATIBLE TOUCH PANEL DISPLAY SIZE 10.1" RESISTIVE FRONT PROTECTION IP66 | 162
4830 | 2556750000 | FILTER FAN IP54 GREY | 99
4831 | 2556830000 | FILTER FAN IP54 | 105
4832 | 2751280000 | SECURITY/NAT/VPN/U-LINK ROUTER WITH INTEGRATED MULTI-BAND MODEM (4G/3G/2G) EU-MODEL FAST ETHERNET 4X RJ45 10/100BASET(X) IP30 -30 °C...70 °C | 163
4833 | 2489910000 | CURRENT-MEASURING TRANSDUCER LIMIT VALUE MONITORING INPUT : 0?1/5/10 A ANALOGUE OUTPUT RELAY OUTPUT | 300
4834 | 1099770300 | VALVE PLUG STRAIGHT PLUG - VALVE PLUG | 144
4835 | 1165940045 | PATCH CABLE RJ45 IP 20 RJ45 IP 20 CAT.6A / CLASS EA (ISO/IEC 11801 2010) LSZH 4.5 M | 10
4836 | 1194560003 | KLIPPON TB MH (TERMINAL BOX - MULTI HINGE) EMPTY ENCLOSURE STAINLESS STEEL ENCLOSURE HEIGHT: 229 MM WIDTH: 152 MM DEPTH: 133 MM GLAND PLATES: BOTTOM MATERIAL: STAINLESS STEEL 1.4301 (304) UNTREATED | 5
4837 | 1194570001 | KLIPPON TB MH (TERMINAL BOX - MULTI HINGE) EMPTY ENCLOSURE STAINLESS STEEL ENCLOSURE HEIGHT: 229 MM WIDTH: 152 MM DEPTH: 133 MM GLAND PLATES: BOTTOM TOP MATERIAL: STAINLESS STEEL 1.4301 (304) ELECTROPOLISHED | 5
4838 | 1194570003 | KLIPPON TB MH (TERMINAL BOX - MULTI HINGE) EMPTY ENCLOSURE STAINLESS STEEL ENCLOSURE HEIGHT: 229 MM WIDTH: 152 MM DEPTH: 133 MM GLAND PLATES: BOTTOM TOP MATERIAL: STAINLESS STEEL 1.4301 (304) UNTREATED | 5
4839 | 1194580001 | KLIPPON TB MH (TERMINAL BOX - MULTI HINGE) EMPTY ENCLOSURE STAINLESS STEEL ENCLOSURE HEIGHT: 229 MM WIDTH: 152 MM DEPTH: 133 MM GLAND PLATES: BOTTOM LEFT RIGHT MATERIAL: STAINLESS STEEL 1.4301 (304) ELECTROPOLISHED | 5
4840 | 1194590002 | KLIPPON TB MH (TERMINAL BOX - MULTI HINGE) EMPTY ENCLOSURE STAINLESS STEEL ENCLOSURE HEIGHT: 229 MM WIDTH: 152 MM DEPTH: 133 MM GLAND PLATES: BOTTOM TOP LEFT RIGHT MATERIAL: STAINLESS STEEL 1.4404 (316L) UNTREATED | 5
4841 | 1194610003 | KLIPPON TB MH (TERMINAL BOX - MULTI HINGE) EMPTY ENCLOSURE STAINLESS STEEL ENCLOSURE HEIGHT: 260 MM WIDTH: 260 MM DEPTH: 150 MM GLAND PLATES: BOTTOM MATERIAL: STAINLESS STEEL 1.4301 (304) UNTREATED | 5
4842 | 1283430000 | KLIPPON POK (POLYESTER EMPTY ENCLOSURE) EARTHING STUD MISCELLANEOUS MATERIAL: STAINLESS STEEL 1.4404 (316L) | 302
4843 | 1283440000 | KLIPPON POK (POLYESTER EMPTY ENCLOSURE) EARTHING STUD MISCELLANEOUS MATERIAL: STAINLESS STEEL 1.4404 (316L) | 302
4844 | 1349330010 | PRE-ASSEMBLED CABLE PAC CABLE LIYCY 0.25 MM² | 2
4845 | 1349630035 | PRE-ASSEMBLED CABLE PAC | 37
4846 | 1349630040 | PRE-ASSEMBLED CABLE PAC | 37
4847 | 1349650010 | PRE-ASSEMBLED CABLE PAC | 37
4848 | 1349700040 | PRE-ASSEMBLED CABLE PAC | 37
4849 | 1349720030 | PRE-ASSEMBLED CABLE PAC | 37
4850 | 1349880050 | PRE-ASSEMBLED CABLE PAC | 37
4851 | 1371250000 | INTERFACE RS 2 X KS (40P) LM3NZF 5.08MM | 152
4852 | 1371410000 | INTERFACE RS 2 X AKB (50P) LM2NZF 5.08MM | 152
4853 | 1373780100 | PRE-ASSEMBLED CABLE PAC CABLE LIYCY 0.34 MM² | 2
4854 | 1373950010 | PRE-ASSEMBLED CABLE PAC CABLE LIYCY 0.50 MM² | 2
4855 | 1390920000 | KLIPPON POK (POLYESTER EMPTY ENCLOSURE) EARTHING PLATE HEIGHT: 33.5 MM WIDTH: 131 MM MATERIAL: POLISHED UNTREATED | 5
4856 | 1390970000 | KLIPPON POK (POLYESTER EMPTY ENCLOSURE) EARTHING PLATE HEIGHT: 57.5 MM WIDTH: 177 MM MATERIAL: POLISHED UNTREATED | 5
4857 | 1391030000 | KLIPPON POK (POLYESTER EMPTY ENCLOSURE) EARTHING PLATE HEIGHT: 85.5 MM WIDTH: 424 MM MATERIAL: POLISHED UNTREATED | 5
4858 | 1391040000 | KLIPPON POK (POLYESTER EMPTY ENCLOSURE) EARTHING PLATE HEIGHT: 85.5 MM WIDTH: 567 MM MATERIAL: POLISHED UNTREATED | 5
4859 | 1449400000 | SAI PASSIVE SENSOR-ACTUATOR PASSIVE DISTRIBUTOR M8 WITH M12 OUTLET A-CODED 12-POLE YES | 19
4860 | 1450600000 | FRONTCOM INSERT PLATE SHIELDED 1X POWER 2X DATA 1X SIGNAL | 301
4861 | 1450710000 | FRONTCOM INSERT PLATE UNSHIELDED | 480
4862 | 1456650000 | INTERFACE RSM SCREW CONNECTION | 61
4863 | 1456670000 | INTERFACE RSM SCREW CONNECTION | 61
4864 | 1456840000 | INTERFACE RSM SCREW CONNECTION | 61
4865 | 1456980000 | INTERFACE RSM SCREW CONNECTION | 61
4866 | 1457070000 | INTERFACE RSM TENSION-CLAMP CONNECTION | 124
4867 | 1457310000 | INTERFACE RSM SCREW CONNECTION | 61
4868 | 1457320000 | INTERFACE RSM TENSION-CLAMP CONNECTION | 124
4869 | 1457380000 | INTERFACE RSM PUSH IN | 149
4870 | 1457430000 | INTERFACE RSM SCREW CONNECTION | 61
4871 | 1459510000 | PHOTOVOLTAICS PLUG-IN CONNECTOR FOR CRIMPING TOOL | 606
4872 | 1460040000 | VG EX MS (EX CABLE GLAND) CABLE GLANDS M 16 16 MM OD MIN. 3 - OD MAX. 12 MM IP66 IP68 NICKEL-PLATED | 7
4873 | 1460080000 | VG EX MS (EX CABLE GLAND) CABLE GLANDS M 32 16 MM OD MIN. 14 - OD MAX. 24 MM IP66 IP68 NICKEL-PLATED | 7
4874 | 1460110000 | VG EX MS (EX CABLE GLAND) CABLE GLANDS M 63 18 MM OD MIN. 46 - OD MAX. 56 MM IP66 IP68 NICKEL-PLATED | 7
4875 | 1460290000 | PANEL FEED-THROUGH N OF POLES: 4 CODING: S M12 630 V | 153
4876 | 1460320000 | BUILT-IN PLUGS M12 PIN STRAIGHT M 16 N OF POLES: 4 0.5 M FRONT MOUNTING | 31
4877 | 1461070000 | VG EXI 4J (EX PLASTIC CABLE GLAND 4J EXI) CABLE GLANDS M 25 10 MM OD MIN. 13 - OD MAX. 18 MM IP54 IP66 IP67 IP68 - 5 BAR (30 MIN.) POLYAMIDE 6 | 7
4878 | 1461100000 | VG EXI 4J (EX PLASTIC CABLE GLAND 4J EXI) CABLE GLANDS M 50 18 MM OD MIN. 30 - OD MAX. 38 MM IP54 IP66 IP67 IP68 - 5 BAR (30 MIN.) POLYAMIDE 6 | 7
4879 | 1461170000 | VG EXE 4J (EX PLASTIC CABLE GLAND 4J EXE) CABLE GLANDS M 32 15 MM OD MIN. 18 - OD MAX. 25 MM IP54 IP66 IP67 IP68 - 5 BAR (30 MIN.) POLYAMIDE 6 | 7
4880 | 1462040005 | PRE-ASSEMBLED CABLE PAC CABLE LIYY 0.25 MM² | 2
4881 | 1462040040 | PRE-ASSEMBLED CABLE PAC CABLE LIYY 0.25 MM² | 2
4882 | 1462040100 | PRE-ASSEMBLED CABLE PAC CABLE LIYY 0.25 MM² | 2
4883 | 1462090010 | PRE-ASSEMBLED CABLE PAC CABLE LIYY 0.25 MM² | 2
4884 | 1462090020 | PRE-ASSEMBLED CABLE PAC CABLE LIYY 0.25 MM² | 2
4885 | 1462130020 | PRE-ASSEMBLED CABLE PAC CABLE LIYY 0.25 MM² | 2
4886 | 1462150020 | PRE-ASSEMBLED CABLE PAC CABLE LIYCY 0.25 MM² | 2
4887 | 1463640050 | SYSTEM CABLE M12 X-TYPE IP 67 STRAIGHT MALE M12 X-TYPE IP 67 STRAIGHT MALE CAT.6A / CLASS EA (ISO/IEC 11801 2010) PUR 5 M | 17
4888 | 1463650020 | SYSTEM CABLE OPEN M12 X-TYPE IP 67 STRAIGHT MALE CAT.6A / CLASS EA (ISO/IEC 11801 2010) PUR 2 M | 17
4889 | 1463650200 | SYSTEM CABLE OPEN M12 X-TYPE IP 67 STRAIGHT MALE CAT.6A / CLASS EA (ISO/IEC 11801 2010) PUR 20 M | 17
4890 | 1464810000 | INTERFACE RSM PUSH IN | 149
4891 | 1465890300 | SENSOR/ACTUATOR LINE ONE END WITHOUT CONNECTOR M12 / M8 N OF POLES : 3 3 M SOCKET ANGLED SHIELDED: NO LED: NO SHEATH MATERIAL: PVC HALOGEN: YES | 0
4892 | 1465960300 | SENSOR/ACTUATOR LINE ONE END WITHOUT CONNECTOR M12 N OF POLES : 4 3 M FEMALE SOCKET STRAIGHT SHIELDED: NO LED: NO SHEATH MATERIAL: PVC HALOGEN: YES | 0
4893 | 1465960500 | SENSOR/ACTUATOR LINE ONE END WITHOUT CONNECTOR M12 N OF POLES : 4 5 M FEMALE SOCKET STRAIGHT SHIELDED: NO LED: NO SHEATH MATERIAL: PVC HALOGEN: YES | 0
4894 | 1465970150 | SENSOR/ACTUATOR LINE ONE END WITHOUT CONNECTOR M12 N OF POLES : 5 1.5 M FEMALE SOCKET STRAIGHT SHIELDED: NO LED: NO SHEATH MATERIAL: PVC HALOGEN: YES | 0
4895 | 1466010300 | SENSOR/ACTUATOR LINE ONE END WITHOUT CONNECTOR M12 N OF POLES : 5 3 M SOCKET ANGLED SHIELDED: NO LED: NO SHEATH MATERIAL: PVC HALOGEN: YES | 0
4896 | 1466130300 | SENSOR/ACTUATOR LINE CONNECTING LINE M12 / M12 N OF POLES : 3 3 M TWIN CABLING SHIELDED: NO LED: NO SHEATH MATERIAL: PVC HALOGEN: YES | 0
4897 | 1466131000 | SENSOR/ACTUATOR LINE CONNECTING LINE M12 / M12 N OF POLES : 3 10 M TWIN CABLING SHIELDED: NO LED: NO SHEATH MATERIAL: PVC HALOGEN: YES | 0
4898 | 1466350300 | SENSOR/ACTUATOR LINE CONNECTING LINE M12 / M8 N OF POLES : 3 3 M TWIN CABLING SOCKET STRAIGHT SHIELDED: NO LED: NO SHEATH MATERIAL: PVC HALOGEN: YES | 0
4899 | 1467580000 | SOCKETS PREFABRICATED TO CUSTOMER SPEC. M8 FEMALE SOCKET STRAIGHT | 26
4900 | 1467840000 | PLUGS PREFABRICATED TO CUSTOMER SPEC. M12 PIN STRAIGHT | 46
4901 | 1477670000 | KSPA (KLIPPON BLANKING PLUG TYPE A) BLANKING PLUG M 20 17 MM NICKEL-PLATED | 142
4902 | 1477680000 | KSPA (KLIPPON BLANKING PLUG TYPE A) BLANKING PLUG M 25 17 MM NICKEL-PLATED | 142
4903 | 1477710000 | KSPA (KLIPPON BLANKING PLUG TYPE A) BLANKING PLUG M 50 17 MM NICKEL-PLATED | 142
4904 | 1477730000 | KSPA (KLIPPON BLANKING PLUG TYPE A) BLANKING PLUG M 75 17 MM NICKEL-PLATED | 142
4905 | 1477740000 | KSPMH (KLIPPON BLANKING PLUG TYPE MH) BLANKING PLUG M 16 16 MM | 388
4906 | 1477790000 | KSPMH (KLIPPON BLANKING PLUG TYPE MH) BLANKING PLUG M 40 16 MM | 388
4907 | 1477800000 | KSPMH (KLIPPON BLANKING PLUG TYPE MH) BLANKING PLUG M 50 16 MM | 388
4908 | 1477870000 | KSPMH (KLIPPON BLANKING PLUG TYPE MH) BLANKING PLUG M 25 16 MM STAINLESS STEEL 1.4404 (316L) | 205
4909 | 1477980000 | KSPMH (KLIPPON BLANKING PLUG TYPE MH) BLANKING PLUG M 75 16 MM STAINLESS STEEL 1.4404 (316L) | 205
4910 | 1481610010 | CABLE LIYCY 0.25 MM² | 157
4911 | 1481630010 | CABLE LIYCY 0.50 MM² | 583
4912 | 1481660010 | CABLE LIYCY 0.34 MM² | 582
4913 | 1481690010 | PRE-ASSEMBLED CABLE PAC CABLE LIYCY 0.25 MM² | 2
4914 | 1481710010 | PRE-ASSEMBLED CABLE PAC CABLE LIYCY 0.34 MM² | 2
4915 | 1481720010 | PRE-ASSEMBLED CABLE PAC CABLE LIYCY 0.50 MM² | 2
4916 | 1481720100 | PRE-ASSEMBLED CABLE PAC CABLE LIYCY 0.50 MM² | 2
4917 | 1481720200 | PRE-ASSEMBLED CABLE PAC CABLE LIYCY 0.50 MM² | 2
4918 | 1481740010 | PRE-ASSEMBLED CABLE PAC CABLE LIYCY 0.25 MM² | 2
4919 | 1481740100 | PRE-ASSEMBLED CABLE PAC CABLE LIYCY 0.25 MM² | 2
4920 | 1481760050 | PRE-ASSEMBLED CABLE PAC CABLE LIYCY 0.50 MM² | 2
4921 | 1504270000 | NETWORK SWITCH UNMANAGED POE FAST ETHERNET N OF PORTS: 1 * RJ45 10/100BASET(X) 4X RJ45 10/100 BASET(X) POE+ 1 * ST MULTI-MODE IP30 0 °C...60 °C | 69
4922 | 1511330010 | PRE-ASSEMBLED CABLE PAC CABLE LIYY 5.4 ± 1 MM | 13
4923 | 1512170010 | PRE-ASSEMBLED CABLE PAC CABLE LIYY 5.4 ± 1 MM | 13
4924 | 1522100100 | SYSTEM CABLE RJ45 IP 20 RJ45 IP 20 CAT.5 (ISO/IEC 11801) / CAT.5E (TIA T568-B) PVC 10 M | 10
4925 | 1522100150 | SYSTEM CABLE RJ45 IP 20 RJ45 IP 20 CAT.5 (ISO/IEC 11801) / CAT.5E (TIA T568-B) PVC 15 M | 10
4926 | 1525820000 | PRESSING TOOLS | 903
4927 | 2436670000 | TESTING TOOLS CABLE DETECTOR | 435
4928 | 2443360000 | ACCESSORIES REPLACEMENT PART | 265
4929 | 2453830000 | CUTTING TOOLS CUTTING TOOL | 619
4930 | 2455220150 | SENSOR/ACTUATOR LINE ONE END WITHOUT CONNECTOR M12 N OF POLES : 5 1.5 M PIN STRAIGHT SHIELDED: NO LED: NO SHEATH MATERIAL: PUR HALOGEN: NO | 0
4931 | 2455221000 | SENSOR/ACTUATOR LINE ONE END WITHOUT CONNECTOR M12 N OF POLES : 5 10 M PIN STRAIGHT SHIELDED: NO LED: NO SHEATH MATERIAL: PUR HALOGEN: NO | 0
4932 | 2455260050 | SENSOR/ACTUATOR LINE CONNECTING LINE M12 / M12 N OF POLES : 5 0.5 M PIN STRAIGHT - SOCKET STRAIGHT SHIELDED: NO LED: NO SHEATH MATERIAL: PUR HALOGEN: NO | 0
4933 | 2455260300 | SENSOR/ACTUATOR LINE CONNECTING LINE M12 / M12 N OF POLES : 5 3 M PIN STRAIGHT - SOCKET STRAIGHT SHIELDED: NO LED: NO SHEATH MATERIAL: PUR HALOGEN: NO | 0
4934 | 2455280300 | SENSOR/ACTUATOR LINE CONNECTING LINE M12 / M12 N OF POLES : 5 3 M PIN STRAIGHT - SOCKET 90° SHIELDED: NO LED: NO SHEATH MATERIAL: PUR HALOGEN: NO | 0
4935 | 2455300300 | SENSOR/ACTUATOR LINE CONNECTING LINE M12 / M12 N OF POLES : 5 3 M PIN 90° - SOCKET 90° SHIELDED: NO LED: NO SHEATH MATERIAL: PUR HALOGEN: NO | 0
4936 | 2455320500 | SENSOR/ACTUATOR LINE CONNECTING LINE M12 / M12 N OF POLES : 5 5 M PIN ANGLED - BUSH STRAIGHT SHIELDED: NO LED: NO SHEATH MATERIAL: PUR HALOGEN: NO | 0
4937 | 2455321000 | SENSOR/ACTUATOR LINE CONNECTING LINE M12 / M12 N OF POLES : 5 10 M PIN ANGLED - BUSH STRAIGHT SHIELDED: NO LED: NO SHEATH MATERIAL: PUR HALOGEN: NO | 0
4938 | 2455330300 | SENSOR/ACTUATOR LINE ONE END WITHOUT CONNECTOR M12 N OF POLES : 5 3 M FEMALE SOCKET STRAIGHT SHIELDED: NO LED: NO SHEATH MATERIAL: PUR HALOGEN: NO | 0
4939 | 2456020000 | TEST-DISCONNECT TERMINAL SCREW CONNECTION 2.5 MM² 500 V 17 A PIVOTING DARK | 43
4940 | 2457760000 | EMPTY BOX / CASE | 669
4941 | 2465440000 | POWER CONNECTOR PLUG PROFINET SET OF CONNECTORS | 599
4942 | 2469560000 | CRIMPING TOOL INSERT WM CRIMP | 346
4943 | 2469610000 | CRIMPING TOOL INSERT WM CRIMP | 346
4944 | 2469650000 | CRIMPING TOOL INSERT WM CRIMP | 346
4945 | 2501110000 | SIGNAL CONVERTER/INSULATOR OUTPUT CURRENT LOOP POWE INPUT : 4-20 MA OUTPUT : 4-20 MA | 140
4946 | 2503090000 | W-SERIES DISTRIBUTION BLOCK RATED CROSS-SECTION: 95 MM² TERMINAL RAIL / MOUNTING PLATE | 786
4947 | 2536680000 | WIRELESS ACCESS POINT/BRIDGE/CLIENT IEEE 802.11 A/B/G/N EU-MODEL IP30 -25 °C...60 °C | 170
4948 | 2539470000 | CABLE SPLITTER MODULE CAT.3 IP20 | 666
4949 | 2557180000 | EXHAUST FILTER IP54 | 155
4950 | 2558210000 | TEMPERATURE SWITCH GREY | 226
4951 | 2558340000 | ESG DEVICE MARKERS X 15 MM PA 66 COLOUR: | 196
4952 | 7789695050 | PRE-ASSEMBLED CABLE PAC CABLE LIYY 0.25 MM² | 2
4953 | 7789697005 | PRE-ASSEMBLED CABLE PAC CABLE LIYY 0.25 MM² | 2
4954 | 7789697050 | PRE-ASSEMBLED CABLE PAC CABLE LIYY 0.25 MM² | 2
4955 | 7789708080 | PRE-ASSEMBLED CABLE PAC CABLE LIYY 0.25 MM² | 2
4956 | 7789759030 | PRE-ASSEMBLED CABLE PAC CABLE LIYY 12.4 ± 1 MM | 13
4957 | 7789762020 | PRE-ASSEMBLED CABLE PAC PRE-ASSEMBLED CABLE CABLE LIYCY 0.25 MM² | 2
4958 | 7789762070 | PRE-ASSEMBLED CABLE PAC PRE-ASSEMBLED CABLE CABLE LIYCY 0.25 MM² | 2
4959 | 7789762090 | PRE-ASSEMBLED CABLE PAC PRE-ASSEMBLED CABLE CABLE LIYCY 0.25 MM² | 2
4960 | 7789779030 | PRE-ASSEMBLED CABLE PAC CABLE LIYY 8.6 ± 1 MM | 13
4961 | 7789780005 | PRE-ASSEMBLED CABLE PAC CABLE LIYY 8.6 ± 1 MM | 13
4962 | 7789793020 | PRE-ASSEMBLED CABLE PAC CABLE LIYY 0.25 MM² | 2
4963 | 7789800020 | PRE-ASSEMBLED CABLE PAC CABLE LIYCY 0.25 MM² | 2
4964 | 7789801050 | PRE-ASSEMBLED CABLE PAC CABLE LIYCY 8.6 ± 1 MM | 13
4965 | 7789802025 | PRE-ASSEMBLED CABLE PAC CABLE LIYCY 0.25 MM² | 2
4966 | 7789806010 | PRE-ASSEMBLED CABLE PAC CABLE LIYY 0.25 MM² | 2
4967 | 7789806060 | PRE-ASSEMBLED CABLE PAC CABLE LIYY 0.25 MM² | 2
4968 | 7789807030 | PRE-ASSEMBLED CABLE PAC CABLE LIYCY 0.25 MM² | 2
4969 | 7789808050 | PRE-ASSEMBLED CABLE PAC CABLE LIYY 0.25 MM² | 2
4970 | 7789810025 | PRE-ASSEMBLED CABLE PAC CABLE LIYY 0.25 MM² | 2
4971 | 7789828100 | PRE-ASSEMBLED CABLE PAC CABLE LIYCY 0.25 MM² | 2
4972 | 7789828500 | PRE-ASSEMBLED CABLE PAC CABLE LIYCY 0.25 MM² | 2
4973 | 7789831010 | PRE-ASSEMBLED CABLE PAC CABLE LIYY 0.25 MM² | 2
4974 | 7789845015 | PRE-ASSEMBLED CABLE PAC CABLE LIYCY 0.25 MM² | 2
4975 | 7789850030 | CABLE LIYY 0.25 MM² | 157
4976 | 7789860040 | PRE-ASSEMBLED CABLE PAC CABLE LIYY 8.6 ± 1 MM | 13
4977 | 7789865020 | PRE-ASSEMBLED CABLE PAC CABLE LIYY 0.25 MM² | 2
4978 | 7789880010 | PRE-ASSEMBLED CABLE PAC CABLE LIYCY 0.25 MM² | 2
4979 | 7789884100 | PRE-ASSEMBLED CABLE PAC CABLE LIYCY 0.25 MM² | 2
4980 | 7789885010 | PRE-ASSEMBLED CABLE PAC CABLE LIYCY 0.34 MM² | 2
4981 | 7789886010 | PRE-ASSEMBLED CABLE PAC CABLE LIYCY 0.34 MM² | 2
4982 | 7789891010 | PRE-ASSEMBLED CABLE PAC CABLE LIYCY 0.34 MM² | 2
4983 | 7789892100 | PRE-ASSEMBLED CABLE PAC CABLE LIYCY 0.50 MM² | 2
4984 | 7789892150 | PRE-ASSEMBLED CABLE PAC CABLE LIYCY 0.50 MM² | 2
4985 | 1125550000 | SOCKETS PREFABRICATED TO CUSTOMER SPEC. M12 SOCKET ANGLED | 26
4986 | 1279470010 | SENSOR/ACTUATOR LINE CONNECTING LINE M12 / M12 N OF POLES : 8 0.1 M PIN STRAIGHT - SOCKET 90° SHIELDED: YES LED: NO SHEATH MATERIAL: PUR HALOGEN: NO | 0
4987 | 1296790200 | BUS LINE CONNECTING LINE M12 / M8 N OF POLES: 4 2 M MALE STRAIGHT - MALE STRAIGHT SHIELDED: YES LED: NO SHEATH MATERIAL: PUR HALOGEN: NO | 0
4988 | 1306000000 | KLIPPON POK (POLYESTER EMPTY ENCLOSURE) EMPTY ENCLOSURE HEIGHT: 75 MM WIDTH: 80 MM DEPTH: 55 MM MATERIAL: GLASS FIBRE-REINFORCED POLYESTER UNTREATED POLISHED | 5
4989 | 1306090000 | KLIPPON POK (POLYESTER EMPTY ENCLOSURE) EMPTY ENCLOSURE HEIGHT: 160 MM WIDTH: 260 MM DEPTH: 90 MM MATERIAL: GLASS FIBRE-REINFORCED POLYESTER UNTREATED POLISHED | 5
4990 | 1306110000 | KLIPPON POK (POLYESTER EMPTY ENCLOSURE) EMPTY ENCLOSURE HEIGHT: 160 MM WIDTH: 560 MM DEPTH: 90 MM MATERIAL: GLASS FIBRE-REINFORCED POLYESTER UNTREATED POLISHED | 5
4991 | 1306140000 | KLIPPON POK (POLYESTER EMPTY ENCLOSURE) EMPTY ENCLOSURE HEIGHT: 250 MM WIDTH: 600 MM DEPTH: 120 MM MATERIAL: GLASS FIBRE-REINFORCED POLYESTER UNTREATED POLISHED | 5
4992 | 1306150000 | KLIPPON POK (POLYESTER EMPTY ENCLOSURE) EMPTY ENCLOSURE HEIGHT: 405 MM WIDTH: 400 MM DEPTH: 120 MM MATERIAL: GLASS FIBRE-REINFORCED POLYESTER UNTREATED POLISHED | 5
4993 | 1306170000 | KLIPPON POK (POLYESTER EMPTY ENCLOSURE) EMPTY ENCLOSURE HEIGHT: 250 MM WIDTH: 255 MM DEPTH: 160.5 MM MATERIAL: GLASS FIBRE-REINFORCED POLYESTER UNTREATED POLISHED | 5
4994 | 1306180000 | KLIPPON POK (POLYESTER EMPTY ENCLOSURE) EMPTY ENCLOSURE HEIGHT: 250 MM WIDTH: 400 MM DEPTH: 160.5 MM MATERIAL: GLASS FIBRE-REINFORCED POLYESTER UNTREATED POLISHED | 5
4995 | 1309830030 | SYSTEM CABLE M12 D-CODE ? IP 67 STRAIGHT PIN OPEN CAT.5 / CLASS D CROSS-LINKED PREMIUM FRNC 3 M | 82
4996 | 1309840015 | SYSTEM CABLE M12 D-CODE ? IP 67 ANGLED PIN OPEN CAT.5 / CLASS D CROSS-LINKED PREMIUM FRNC 1.5 M | 82
4997 | 1309840050 | SYSTEM CABLE M12 D-CODE ? IP 67 ANGLED PIN OPEN CAT.5 / CLASS D CROSS-LINKED PREMIUM FRNC 5 M | 82
4998 | 1309850030 | SYSTEM CABLE M12 D-CODE ? IP 67 STRAIGHT SOCKET OPEN CAT.5 / CLASS D CROSS-LINKED PREMIUM FRNC 3 M | 82
4999 | 1309860030 | SYSTEM CABLE M12 D-CODE ? IP 67 ANGLED SOCKET OPEN CAT.5 / CLASS D CROSS-LINKED PREMIUM FRNC 3 M | 82
5000 | 1309870030 | SYSTEM CABLE M12 D-CODE ? IP 67 STRAIGHT PIN M12 D-CODE ? IP 67 STRAIGHT PIN CAT.5 / CLASS D CROSS-LINKED PREMIUM FRNC 3 M | 82
5001 | 1309870050 | SYSTEM CABLE M12 D-CODE ? IP 67 STRAIGHT PIN M12 D-CODE ? IP 67 STRAIGHT PIN CAT.5 / CLASS D CROSS-LINKED PREMIUM FRNC 5 M | 82
5002 | 1309870100 | SYSTEM CABLE M12 D-CODE ? IP 67 STRAIGHT PIN M12 D-CODE ? IP 67 STRAIGHT PIN CAT.5 / CLASS D CROSS-LINKED PREMIUM FRNC 10 M | 82
5003 | 1309880015 | SYSTEM CABLE M12 D-CODE ? IP 67 STRAIGHT PIN M12 D-CODE ? IP 67 ANGLED PIN CAT.5 / CLASS D CROSS-LINKED PREMIUM FRNC 1.5 M | 82
5004 | 1309880050 | SYSTEM CABLE M12 D-CODE ? IP 67 STRAIGHT PIN M12 D-CODE ? IP 67 ANGLED PIN CAT.5 / CLASS D CROSS-LINKED PREMIUM FRNC 5 M | 82
5005 | 1309910100 | SYSTEM CABLE M12 D-CODE ? IP 67 STRAIGHT PIN M12 D-CODE ? IP 67 STRAIGHT SOCKET CAT.5 / CLASS D CROSS-LINKED PREMIUM FRNC 10 M | 82
5006 | 1309920030 | SYSTEM CABLE M12 D-CODE ? IP 67 STRAIGHT SOCKET M12 D-CODE ? IP 67 STRAIGHT SOCKET CAT.5 / CLASS D CROSS-LINKED PREMIUM FRNC 3 M | 82
5007 | 1309930030 | SYSTEM CABLE M12 D-CODE ? IP 67 STRAIGHT SOCKET M12 D-CODE ? IP 67 ANGLED SOCKET CAT.5 / CLASS D CROSS-LINKED PREMIUM FRNC 3 M | 82
5008 | 1309940030 | SYSTEM CABLE M12 D-CODE ? IP 67 ANGLED SOCKET M12 D-CODE ? IP 67 ANGLED SOCKET CAT.5 / CLASS D CROSS-LINKED PREMIUM FRNC 3 M | 82
5009 | 1309940050 | SYSTEM CABLE M12 D-CODE ? IP 67 ANGLED SOCKET M12 D-CODE ? IP 67 ANGLED SOCKET CAT.5 / CLASS D CROSS-LINKED PREMIUM FRNC 5 M | 82
5010 | 1309940100 | SYSTEM CABLE M12 D-CODE ? IP 67 ANGLED SOCKET M12 D-CODE ? IP 67 ANGLED SOCKET CAT.5 / CLASS D CROSS-LINKED PREMIUM FRNC 10 M | 82
5011 | 1314090000 | KLIPPON TB (TERMINAL BOX) RAIN HOOD HEIGHT: 50.9 MM WIDTH: 157 MM DEPTH: 142.8 MM MATERIAL: STAINLESS STEEL 1.4404 (316L) ELECTROPOLISHED | 5
5012 | 1314140000 | KLIPPON TB (TERMINAL BOX) RAIN HOOD HEIGHT: 53.4 MM WIDTH: 265 MM DEPTH: 160.5 MM MATERIAL: STAINLESS STEEL 1.4404 (316L) ELECTROPOLISHED | 5
5013 | 1314150000 | KLIPPON TB (TERMINAL BOX) RAIN HOOD HEIGHT: 55.9 MM WIDTH: 265 MM DEPTH: 211.2 MM MATERIAL: STAINLESS STEEL 1.4404 (316L) ELECTROPOLISHED | 5
5014 | 1314230000 | KLIPPON TB (TERMINAL BOX) RAIN HOOD HEIGHT: 55.9 MM WIDTH: 485 MM DEPTH: 211.2 MM MATERIAL: STAINLESS STEEL 1.4404 (316L) ELECTROPOLISHED | 5
5015 | 1314240000 | KLIPPON TB (TERMINAL BOX) RAIN HOOD HEIGHT: 53.4 MM WIDTH: 355 MM DEPTH: 160.5 MM MATERIAL: STAINLESS STEEL 1.4404 (316L) ELECTROPOLISHED | 5
5016 | 1314250000 | KLIPPON TB (TERMINAL BOX) RAIN HOOD HEIGHT: 55.9 MM WIDTH: 355 MM DEPTH: 211.2 MM MATERIAL: STAINLESS STEEL 1.4404 (316L) ELECTROPOLISHED | 5
5017 | 1314290000 | KLIPPON TB (TERMINAL BOX) RAIN HOOD HEIGHT: 53.9 MM WIDTH: 513 MM DEPTH: 160.5 MM MATERIAL: STAINLESS STEEL 1.4404 (316L) ELECTROPOLISHED | 5
5018 | 1314300000 | KLIPPON TB (TERMINAL BOX) RAIN HOOD HEIGHT: 55.9 MM WIDTH: 513 MM DEPTH: 211.2 MM MATERIAL: STAINLESS STEEL 1.4404 (316L) ELECTROPOLISHED | 5
5019 | 1314330000 | KLIPPON TB (TERMINAL BOX) RAIN HOOD HEIGHT: 55.9 MM WIDTH: 615 MM DEPTH: 211.2 MM MATERIAL: STAINLESS STEEL 1.4404 (316L) ELECTROPOLISHED | 5
5020 | 1315270000 | REMOTE I/O MODULE IP20 DIGITAL SIGNALS OUTPUT PLC | 819
5021 | 1315540000 | REMOTE I/O MODULE IP20 DIGITAL SIGNALS OUTPUT RELAY | 827
5022 | 1315670000 | REMOTE I/O MODULE IP20 ANALOG SIGNALS INPUT PLC | 819
5023 | 1333160000 | SYSTEM CABLE CAT.7 (ISO/IEC 11801) LSZH 305 M | 348
5024 | 1368790000 | SUB-D | 98
5025 | 1371220000 | INTERFACE RS 2 X KS (40P) LP 5.08MM | 152
5026 | 1371230000 | INTERFACE RS 2 X KS (40P) LMNZF 5.08MM | 152
5027 | 1373840060 | PRE-ASSEMBLED CABLE PAC CABLE LIYCY 0.14 MM² | 2
5028 | 1373840080 | PRE-ASSEMBLED CABLE PAC CABLE LIYCY 0.14 MM² | 2
5029 | 1373850060 | PRE-ASSEMBLED CABLE PAC CABLE LIYCY 0.14 MM² | 2
5030 | 1373850080 | PRE-ASSEMBLED CABLE PAC CABLE LIYCY 0.14 MM² | 2
5031 | 1373940010 | PRE-ASSEMBLED CABLE PAC CABLE LIYCY 0.50 MM² | 2
5032 | 1381700000 | PRESSING TOOL | 183
5033 | 1381760000 | PRESSING TOOL | 183
5034 | 1381770000 | PRESSING TOOL | 183
5035 | 1428120000 | INTERFACE RSSD HIGH-DENSITY SUB-D PLUG-IN CONNECTORS 62-POLE PLUG SCREW CONNECTION | 27
5036 | 1444230000 | W-SERIES FUSE TERMINAL RATED CROSS-SECTION: 25 MM² SCREW CONNECTION | 9
5037 | 1444240000 | W-SERIES FUSE TERMINAL RATED CROSS-SECTION: 25 MM² SCREW CONNECTION | 9
5038 | 1446530000 | INTERFACE RS USB TYPE A FEMALE CONNECTOR TYPE B FEMALE CONNECTOR MICRO B FEMALE CONNECTOR 4 LP 5.08MM | 613
5039 | 1447400000 | INTERFACE RSM SCREW CONNECTION | 61
5040 | 1447430000 | INTERFACE RSM PUSH IN | 149
5041 | 1447470000 | INTERFACE RSM PUSH IN | 149
5042 | 1447570000 | INTERFACE RSM SCREW CONNECTION | 61
5043 | 1447740000 | INTERFACE RSM SCREW CONNECTION | 61
5044 | 1447750000 | INTERFACE RSM PUSH IN | 149
5045 | 1447820000 | INTERFACE RSM SCREW CONNECTION | 61
5046 | 1447850000 | INTERFACE RSM PUSH IN | 149
5047 | 1447870000 | INTERFACE RSM SCREW CONNECTION | 61
5048 | 1447890000 | INTERFACE RSM PUSH IN | 149
5049 | 1447950000 | INTERFACE RSM SCREW CONNECTION | 61
5050 | 1447970000 | INTERFACE RSM PUSH IN | 149
5051 | 1448000000 | INTERFACE RSM SCREW CONNECTION | 61
5052 | 1448010000 | INTERFACE RSM PUSH IN | 149
5053 | 1448340000 | INTERFACE RSM PUSH IN | 149
5054 | 1448370000 | INTERFACE RSM SCREW CONNECTION | 61
5055 | 1448390000 | INTERFACE RSM SCREW CONNECTION | 61
5056 | 1448450000 | INTERFACE RSM SCREW CONNECTION | 61
5057 | 1448610000 | INTERFACE RSM SCREW CONNECTION | 61
5058 | 1448690000 | INTERFACE RSM TENSION-CLAMP CONNECTION | 124
5059 | 1448770000 | INTERFACE RSM TENSION-CLAMP CONNECTION | 124
5060 | 1448780000 | INTERFACE RSM SCREW CONNECTION | 61
5061 | 1448830000 | INTERFACE RSM TENSION-CLAMP CONNECTION | 124
5062 | 1448900000 | INTERFACE RSM SCREW CONNECTION | 61
5063 | 1448990000 | INTERFACE RSM SCREW CONNECTION | 61
5064 | 1449020000 | INTERFACE RSM TENSION-CLAMP CONNECTION | 124
5065 | 1449040000 | INTERFACE RSM TENSION-CLAMP CONNECTION | 124
5066 | 1449080000 | INTERFACE RSM SCREW CONNECTION | 61
5067 | 1449090000 | INTERFACE RSM TENSION-CLAMP CONNECTION | 124
5068 | 1449100000 | INTERFACE RSM SCREW CONNECTION | 61
5069 | 1449190000 | INTERFACE RSM TENSION-CLAMP CONNECTION | 124
5070 | 1449210000 | INTERFACE RSM SCREW CONNECTION | 61
5071 | 1449290000 | INTERFACE RSM TENSION-CLAMP CONNECTION | 124
5072 | 1449350000 | INTERFACE RSM SCREW CONNECTION | 61
5073 | 1449370000 | INTERFACE RSM TENSION-CLAMP CONNECTION | 124
5074 | 1449390000 | INTERFACE RSM TENSION-CLAMP CONNECTION | 124
5075 | 1536820010 | CABLE LIYCY 0.14 MM² | 419
5076 | 1536840010 | CABLE LIYCY 0.14 MM² | 419
5077 | 1906310200 | SENSOR/ACTUATOR LINE CONNECTING LINE M12 / M12 N OF POLES : 4 2 M PIN 90° - SOCKET 90° SHIELDED: NO LED: NO SHEATH MATERIAL: PUR HALOGEN: NO | 0
5078 | 1906480020 | SENSOR/ACTUATOR LINE ONE END WITHOUT CONNECTOR M12 N OF POLES : 4 0.2 M PIN STRAIGHT SHIELDED: YES LED: NO SHEATH MATERIAL: PUR HALOGEN: NO | 0
5079 | 2003970000 | PROTECTED COMPONENT ASSEMBLIES PROTECTIVE CAP | 102
5080 | 2022190000 | KLIPPON TB (TERMINAL BOX) MOUNTING PLATE PREPUNCHED HEIGHT: 251 MM WIDTH: 245 MM DEPTH: 1.5 MM MATERIAL: SHEET STEEL GALVANIZED | 5
5081 | 2022680000 | KLIPPON TB (TERMINAL BOX) MOUNTING PLATE PREPUNCHED HEIGHT: 707 MM WIDTH: 447 MM DEPTH: 12 MM MATERIAL: SHEET STEEL GALVANIZED | 5
5082 | 2022930000 | KLIPPON TB (TERMINAL BOX) FLANGE PLATE HEIGHT: 254 MM WIDTH: 117 MM DEPTH: 3 MM GLAND PLATES: TOP BOTTOM MATERIAL: STAINLESS STEEL 1.4404 ELECTROPOLISHED | 5
5083 | 2023510000 | KLIPPON TB (TERMINAL BOX) FLANGE PLATE HEIGHT: 372 MM WIDTH: 167 MM DEPTH: 3 MM GLAND PLATES: TOP BOTTOM MATERIAL: STAINLESS STEEL 1.4404 ELECTROPOLISHED | 5
5084 | 2023520000 | KLIPPON TB (TERMINAL BOX) FLANGE PLATE HEIGHT: 402 MM WIDTH: 167 MM DEPTH: 3 MM GLAND PLATES: LEFT RIGHT MATERIAL: STAINLESS STEEL 1.4404 ELECTROPOLISHED | 5
5085 | 2023740000 | KLIPPON TB (TERMINAL BOX) FLANGE PLATE HEIGHT: 340 MM WIDTH: 167 MM DEPTH: 3 MM GLAND PLATES: TOP BOTTOM MATERIAL: STAINLESS STEEL 1.4404 ELECTROPOLISHED | 5
5086 | 2050160300 | POWER CABLE ONE END WITHOUT CONNECTOR M12 N OF POLES : 4 (3 + PE) 3 M FEMALE SOCKET STRAIGHT SHIELDED: NO LED: NO SHEATH MATERIAL: PUR HALOGEN: NO | 0
5087 | 2050270150 | POWER CABLE CONNECTING LINE M12 / M12 N OF POLES : 4 (3 + PE) 1.5 M PIN STRAIGHT - SOCKET STRAIGHT SHIELDED: NO LED: NO SHEATH MATERIAL: PUR HALOGEN: NO | 0
5088 | 2050270200 | POWER CABLE CONNECTING LINE M12 / M12 N OF POLES : 4 (3 + PE) PIN STRAIGHT - SOCKET STRAIGHT SHIELDED: NO LED: NO SHEATH MATERIAL: PUR HALOGEN: NO | 0
5089 | 2050270600 | POWER CABLE CONNECTING LINE M12 / M12 N OF POLES : 4 (3 + PE) PIN STRAIGHT - SOCKET STRAIGHT SHIELDED: NO LED: NO SHEATH MATERIAL: PUR HALOGEN: NO | 0
5090 | 2050271000 | POWER CABLE CONNECTING LINE M12 / M12 N OF POLES : 4 (3 + PE) 10 M PIN STRAIGHT - SOCKET STRAIGHT SHIELDED: NO LED: NO SHEATH MATERIAL: PUR HALOGEN: NO | 0
5091 | 2050760150 | POWER CABLE CONNECTING LINE M12 / M12 N OF POLES : 4 1.5 M PIN STRAIGHT - SOCKET STRAIGHT SHIELDED: NO SHEATH MATERIAL: PUR HALOGEN: NO | 0
5092 | 2066750000 | VPK EX 7J (EX BLANKING PLUG PLASTIC 7J) BLANKING PLUG M 32 15 MM IP54 IP66 IP67 IP68 - 5 BAR (30 MIN.) POLYAMIDE 6 | 847
5093 | 2124020005 | SYSTEM CABLE RJ45 IP 20 M12 X-TYPE FLANGE SOCKET BACK PANEL MOUNTING CAT.6A / CLASS EA (ISO/IEC 11801 2010) PUR 0.5 M | 17
5094 | 2420910000 | PRIMARY CURRENT: 500 A SECONDARY CURRENT MAX.: 5 A LOAD: 5 VA TOLERANCE CLASS: 1 CLOSED CURRENT TRANSFORMER | 21
5095 | 2502540000 | W-SERIES DISTRIBUTION BLOCK RATED CROSS-SECTION: 50 MM² TERMINAL RAIL / MOUNTING PLATE | 786
5096 | 2502620000 | W-SERIES DISTRIBUTION BLOCK RATED CROSS-SECTION: 50 MM² TERMINAL RAIL / MOUNTING PLATE | 786
5097 | 2502650000 | W-SERIES DISTRIBUTION BLOCK RATED CROSS-SECTION: 50 MM² TERMINAL RAIL / MOUNTING PLATE | 786
5098 | 2502670000 | W-SERIES DISTRIBUTION BLOCK RATED CROSS-SECTION: 95 MM² TERMINAL RAIL / MOUNTING PLATE | 786
5099 | 2502690000 | W-SERIES DISTRIBUTION BLOCK RATED CROSS-SECTION: 95 MM² TERMINAL RAIL / MOUNTING PLATE | 786
5100 | 2502700000 | W-SERIES DISTRIBUTION BLOCK RATED CROSS-SECTION: 95 MM² TERMINAL RAIL / MOUNTING PLATE | 786
5101 | 2502740000 | W-SERIES DISTRIBUTION BLOCK RATED CROSS-SECTION: 95 MM² TERMINAL RAIL / MOUNTING PLATE | 786
5102 | 2502750000 | W-SERIES DISTRIBUTION BLOCK RATED CROSS-SECTION: 185 MM² TERMINAL RAIL / MOUNTING PLATE | 786
5103 | 2502770000 | W-SERIES DISTRIBUTION BLOCK RATED CROSS-SECTION: 185 MM² TERMINAL RAIL / MOUNTING PLATE | 786
5104 | 2502860000 | W-SERIES DISTRIBUTION BLOCK RATED CROSS-SECTION: 300 MM² TERMINAL RAIL / MOUNTING PLATE | 786
5105 | 2503370000 | W-SERIES PROTECTION COVER | 611
5106 | 2505160000 | CRIMPING TOOL INSERT HEXAGONAL CRIMP | 281
5107 | 2505180000 | CRIMPING TOOL INSERT HEXAGONAL CRIMP | 281
5108 | 2505210000 | CRIMPING TOOL INSERT HEXAGONAL CRIMP | 281
5109 | 2505220000 | CRIMPING TOOL INSERT HEXAGONAL CRIMP | 281
5110 | 2518540000 | W-SERIES DISTRIBUTION BLOCK RATED CROSS-SECTION: SCREW CONNECTION TERMINAL RAIL / MOUNTING PLATE | 630
5111 | 2519480000 | W-SERIES DISTRIBUTION BLOCK RATED CROSS-SECTION: SCREW CONNECTION TERMINAL RAIL / MOUNTING PLATE | 630
5112 | 2531020000 | POWER CONNECTOR M12 PLUG | 602
5113 | 7789026025 | PRE-ASSEMBLED CABLE PAC CABLE LIYCY 0.25 MM² | 2
5114 | 7789067035 | PRE-ASSEMBLED CABLE PAC CABLE LIYY 0.25 MM² | 2
5115 | 7789100040 | PRE-ASSEMBLED CABLE PAC CABLE LIYY 0.25 MM² | 2
5116 | 7789104005 | PRE-ASSEMBLED CABLE PAC CABLE LIYY 0.25 MM² | 2
5117 | 7789106005 | PRE-ASSEMBLED CABLE PAC CABLE LIYY 0.25 MM² | 2
5118 | 7789134050 | PRE-ASSEMBLED CABLE PAC CABLE LIYCY 0.25 MM² | 2
5119 | 7789157035 | PRE-ASSEMBLED CABLE PAC CABLE LIYCY 0.25 MM² | 2
5120 | 7789215020 | PRE-ASSEMBLED CABLE PAC CABLE LIYY 0.25 MM² | 2
5121 | 7789222025 | PRE-ASSEMBLED CABLE PAC CABLE LIYY 8.6 ± 1 MM | 13
5122 | 7789224080 | PRE-ASSEMBLED CABLE PAC CABLE LIYCY 0.25 MM² | 2
5123 | 7789246005 | PRE-ASSEMBLED CABLE PAC CABLE LIYY 8.6 ± 1 MM | 13
5124 | 7789246080 | PRE-ASSEMBLED CABLE PAC CABLE LIYY 8.6 ± 1 MM | 13
5125 | 7789261035 | PRE-ASSEMBLED CABLE PAC CABLE LIYCY 0.25 MM² | 2
5126 | 7789276035 | PRE-ASSEMBLED CABLE PAC CABLE LIYY 0.25 MM² | 2
5127 | 7789276070 | PRE-ASSEMBLED CABLE PAC CABLE LIYY 0.25 MM² | 2
5128 | 7789278020 | PRE-ASSEMBLED CABLE PAC CABLE LIYY 0.25 MM² | 2
5129 | 7789292030 | PRE-ASSEMBLED CABLE PAC CABLE LIYY 0.25 MM² | 2
5130 | 7789301050 | PRE-ASSEMBLED CABLE PAC CABLE LIYY 0.25 MM² | 2
5131 | 7789322100 | PRE-ASSEMBLED CABLE PAC CABLE LIYY 0.25 MM² | 2
5132 | 7789329005 | PRE-ASSEMBLED CABLE PAC CABLE LIYY 0.25 MM² | 2
5133 | 7789387025 | PRE-ASSEMBLED CABLE PAC CABLE LIYY 0.25 MM² | 2
5134 | 7789387100 | PRE-ASSEMBLED CABLE PAC CABLE LIYY 0.25 MM² | 2
5135 | 7789606020 | PRE-ASSEMBLED CABLE PAC CABLE LIYY 0.25 MM² | 2
5136 | 7789609030 | PRE-ASSEMBLED CABLE PAC CABLE LIYCY 0.25 MM² | 2
5137 | 7789609100 | PRE-ASSEMBLED CABLE PAC CABLE LIYCY 0.25 MM² | 2
5138 | 7789626030 | PRE-ASSEMBLED CABLE PAC CABLE LIYCY 0.25 MM² | 2
5139 | 7789631030 | PRE-ASSEMBLED CABLE PAC CABLE LIYY 0.25 MM² | 2
5140 | 7789637015 | PRE-ASSEMBLED CABLE PAC CABLE LIYCY 0.25 MM² | 2
5141 | 7789639020 | PRE-ASSEMBLED CABLE PAC CABLE LIYCY 0.25 MM² | 2
5142 | 8941350400 | SYSTEM CABLE RJ45 IP 20 RJ45 IP 20 CAT.6A / CLASS EA (ISO/IEC 11801 2010) PUR 40 M | 10
5143 | 9456140750 | SENSOR/ACTUATOR LINE ONE END WITHOUT CONNECTOR M12 N OF POLES : 5 7.5 M FEMALE SOCKET STRAIGHT SHIELDED: YES LED: NO SHEATH MATERIAL: PUR HALOGEN: NO | 0
5144 | 9457340400 | SENSOR/ACTUATOR LINE CONNECTING LINE M12 / M12 N OF POLES : 5 4 M PIN STRAIGHT - SOCKET STRAIGHT SHIELDED: NO LED: NO SHEATH MATERIAL: PUR HALOGEN: NO | 0
5145 | 9457381500 | SENSOR/ACTUATOR LINE ONE END WITHOUT CONNECTOR M8 N OF POLES : 3 15 M SOCKET ANGLED SHIELDED: NO LED: NO SHEATH MATERIAL: PUR HALOGEN: NO | 0
5146 | 9457390075 | SENSOR/ACTUATOR LINE CONNECTING LINE M12 / M12 N OF POLES : 3 0.75 M PIN STRAIGHT - SOCKET 90° SHIELDED: NO LED: NO SHEATH MATERIAL: PUR HALOGEN: NO | 0
5147 | 9457450800 | SENSOR/ACTUATOR LINE ONE END WITHOUT CONNECTOR M8 N OF POLES : 3 8 M FEMALE SOCKET STRAIGHT SHIELDED: NO LED: NO SHEATH MATERIAL: PUR HALOGEN: NO | 0
5148 | 9457770400 | SENSOR/ACTUATOR LINE CONNECTING LINE M12 / M8 N OF POLES : 3 4 M PIN STRAIGHT - SOCKET STRAIGHT SHIELDED: NO LED: NO SHEATH MATERIAL: PUR HALOGEN: NO | 0
5149 | 9457911300 | SENSOR/ACTUATOR LINE ONE END WITHOUT CONNECTOR M12 N OF POLES : 5 13 M FEMALE SOCKET STRAIGHT SHIELDED: NO LED: NO SHEATH MATERIAL: PUR HALOGEN: NO | 0
5150 | 7789040010 | PRE-ASSEMBLED CABLE PAC CABLE LIYY 0.25 MM² | 2
5151 | 7789037025 | PRE-ASSEMBLED CABLE PAC CABLE LIYCY 0.25 MM² | 2
5152 | 7789239050 | PRE-ASSEMBLED CABLE PAC CABLE LIYY 8.6 ± 1 MM | 13
5153 | 1044470002 | DRAGLINE CABLE PROFINET M12 D-CODE ? IP 67 STRAIGHT PIN RJ45 IP 20 CAT.5 (ISO/IEC 11801) / CAT.5E (TIA T568-B) PUR 0.2 M | 8
5154 | 7789292040 | PRE-ASSEMBLED CABLE PAC CABLE LIYY 0.25 MM² | 2
5155 | 1165940006 | PATCH CABLE RJ45 IP 20 RJ45 IP 20 CAT.6A / CLASS EA (ISO/IEC 11801 2010) LSZH 0.6 M | 10
5156 | 1193620000 | HEAVY-DUTY CONNECTORS ACCESSORIES CABLE GLANDS NICKEL-PLATED | 239
5157 | 1241100000 | NETWORK SWITCH MANAGED FAST ETHERNET N OF PORTS: 16X RJ45 IP30 0 °C...60 °C | 36
5158 | 1251310000 | ELECTRONICS HOUSINGS MOUNTING FLANGE | 689
5159 | 1251590002 | PATCH CABLE RJ45 IP 20 RJ45 IP 20 CAT.6A / CLASS EA (ISO/IEC 11801 2010) LSZH 0.2 M | 10
5160 | 1251590003 | PATCH CABLE RJ45 IP 20 RJ45 IP 20 CAT.6A / CLASS EA (ISO/IEC 11801 2010) LSZH 0.3 M | 10
5161 | 1251590005 | PATCH CABLE RJ45 IP 20 RJ45 IP 20 CAT.6A / CLASS EA (ISO/IEC 11801 2010) LSZH 0.5 M | 10
5162 | 1251590075 | PATCH CABLE RJ45 IP 20 RJ45 IP 20 CAT.6A / CLASS EA (ISO/IEC 11801 2010) LSZH 7.5 M | 10
5163 | 1271590015 | VALVE PLUG STRAIGHT PLUG - VALVE PLUG | 144
5164 | 1318013500 | DRAGLINE CABLE SC IP 67 BAYONET V01 METAL SC IP 67 BAYONET V01 METAL 62.5 ΜM PUR 350 M | 199
5165 | 1318220000 | ACT20X EX SIGNAL ISOLATING CONVERTER 1-CHANNEL VERSION OUTPUT-LOOP POWE | 747
5166 | 1321700000 | PLUGS PREFABRICATED TO CUSTOMER SPEC. M16 PIN STRAIGHT | 46
5167 | 1344740000 | SOCKETS PREFABRICATED TO CUSTOMER SPEC. M12 SOCKET ANGLED | 26
5168 | 1350120150 | SYSTEM CABLE PUSHPULL POWER PUSHPULL POWER PVC 15 M | 174
5169 | 1350120200 | SYSTEM CABLE PUSHPULL POWER PUSHPULL POWER PVC 20 M | 174
5170 | 1350120300 | SYSTEM CABLE PUSHPULL POWER PUSHPULL POWER PVC 30 M | 174
5171 | 1350120350 | SYSTEM CABLE PUSHPULL POWER PUSHPULL POWER PVC 35 M | 174
5172 | 1350120450 | SYSTEM CABLE PUSHPULL POWER PUSHPULL POWER PVC 45 M | 174
5173 | 1350930000 | REPLACEMENT PART FLANGE-MOUNTED HOUSING | 492
5174 | 1351480000 | SURGE VOLTAGE ARRESTER LOW VOLTAGE ACCESSORIES | 139
5175 | 1367130000 | OMNI-DIRECTIONAL ANTENNA DUAL BAND (2.4 GHZ / 5 GHZ) GAIN OF UP TO 8 DBI AT 5 GHZ / UP TO 6 DBI AT 2.4 GHZ VERTICAL 1X N-TYPE FEMALE BOTTOM IP68 IMPEDANCE: 50 ? | 829
5176 | 1376510030 | DRAGLINE CABLE PROFINET RJ45 IP 20 WITH PROTECTIVE CAP RJ45 IP 20 WITH PROTECTIVE CAP CAT.5 (ISO/IEC 11801) / CAT.5E (TIA T568-B) PUR 3 M | 8
5177 | 1380550000 | SOCKETS PREFABRICATED TO CUSTOMER SPEC. M12 FEMALE SOCKET STRAIGHT | 26
5178 | 1380580000 | PLUGS PREFABRICATED TO CUSTOMER SPEC. M12 PIN STRAIGHT | 46
5179 | 1380630000 | PANEL FEED-THROUGH N OF POLES: 4 CODING: D M12 50 V | 153
5180 | 1380640000 | PANEL FEED-THROUGH N OF POLES: 4 CODING: D M12 50 V | 153
5181 | 1380650000 | PANEL FEED-THROUGH N OF POLES: 4 CODING: D M12 50 V | 153
5182 | 1381690000 | PRESSING TOOL | 183
5183 | 1381710000 | PRESSING TOOL | 183
5184 | 1382991000 | SENSOR/ACTUATOR LINE ONE END WITHOUT CONNECTOR M8 N OF POLES : 4 10 M FEMALE SOCKET STRAIGHT SHIELDED: NO LED: NO SHEATH MATERIAL: PUR HALOGEN: NO | 0
5185 | 1383010150 | SENSOR/ACTUATOR LINE ONE END WITHOUT CONNECTOR M8 N OF POLES : 3 1.5 M SOCKET ANGLED SHIELDED: NO LED: YES SHEATH MATERIAL: PUR HALOGEN: NO | 0
5186 | 1383011000 | SENSOR/ACTUATOR LINE ONE END WITHOUT CONNECTOR M8 N OF POLES : 3 10 M SOCKET ANGLED SHIELDED: NO LED: YES SHEATH MATERIAL: PUR HALOGEN: NO | 0
5187 | 1383030000 | PANEL FEED-THROUGH N OF POLES: 5 CODING: A M12 60 V | 153
5188 | 1393420000 | FEED-THROUGH TERMINAL SCREW CONNECTION 70 MM² 1000 V 192 A DARK | 16
5189 | 1398070030 | CONNECTING LINE M12 X-TYPE IP 67 STRAIGHT MALE M12 X-TYPE IP 67 STRAIGHT MALE CAT.6A / CLASS EA (ISO/IEC 11801 2010) PVC 3 M | 17
5190 | 1398070100 | CONNECTING LINE M12 X-TYPE IP 67 STRAIGHT MALE M12 X-TYPE IP 67 STRAIGHT MALE CAT.6A / CLASS EA (ISO/IEC 11801 2010) PVC 10 M | 17
5191 | 1403680050 | SYSTEM CABLE PUSHPULL POWER PUSHPULL POWER PUR 5 M | 174
5192 | 1403680150 | SYSTEM CABLE PUSHPULL POWER PUSHPULL POWER PUR 15 M | 174
5193 | 1406210000 | POWER SOLID-STATE RELAIS SOLID STATE CONTACTOR 1 NO CONTACT (THYRISTOR (ZERO-CROSS SWITCH)) RATED CONTROL VOLTAGE: 3.5?32 V DC RATED SWITCHING VOLTAGE: 24?510 V AC CONTINUOUS CURRENT: 23 A (AC51) AT 40 °C 12 A (AC 53) | 3
5194 | 1406220000 | POWER SOLID-STATE RELAIS SOLID STATE CONTACTOR 1 NO CONTACT (TRIAC (ZERO-CROSS SWITCH)) RATED CONTROL VOLTAGE: 160...240 V AC/DC RATED SWITCHING VOLTAGE: 12...275 V AC CONTINUOUS CURRENT: 17 A (AC51) AT 40 °C 3.5 A (AC 53) | 3
5195 | 1412110000 | NETWORK SWITCH UNMANAGED FAST ETHERNET N OF PORTS: 6X RJ45 2X SC SINGLE-MODE IP30 -10 °C...60 °C | 36
5196 | 1428860000 | SIGNAL MODULE PIN MODULE | 858
5197 | 1428970000 | POWER MODULE | 63
5198 | 1428980000 | FRAME | 260
5199 | 1429070000 | FRAME | 260
5200 | 1433960005 | PATCH CABLE DUPLEX CLIP INCLUDED SC DUPLEX IP 20 SC DUPLEX IP 20 62.5 ΜM LSZH 0.5 M | 70
5201 | 1433960010 | PATCH CABLE DUPLEX CLIP INCLUDED SC DUPLEX IP 20 SC DUPLEX IP 20 62.5 ΜM LSZH 1 M | 70
5202 | 1433960100 | PATCH CABLE DUPLEX CLIP INCLUDED SC DUPLEX IP 20 SC DUPLEX IP 20 62.5 ΜM LSZH 10 M | 70
5203 | 1435420000 | SHIELD CLAMP | 268
5204 | 1457580010 | SYSTEM CABLE RJ45 IP 20 M12 X-TYPE IP 67 STRAIGHT MALE CAT.6A / CLASS EA (ISO/IEC 11801 2010) PUR 1 M | 17
5205 | 1457580050 | SYSTEM CABLE RJ45 IP 20 M12 X-TYPE IP 67 STRAIGHT MALE CAT.6A / CLASS EA (ISO/IEC 11801 2010) PUR 5 M | 17
5206 | 1460140000 | REMOTE I/O MODULE IP20 INPUT DIGITAL SIGNALS DUAL CHANNEL | 85
5207 | 1465930000 | FRONTCOM SPARE KEY SINGLE FRAME MISCELLANEOUS | 738
5208 | 1467690000 | SOCKETS PREFABRICATED TO CUSTOMER SPEC. M12 SOCKET ANGLED | 26
5209 | 1467890000 | SOCKETS PREFABRICATED TO CUSTOMER SPEC. M12 SOCKET ANGLED | 26
5210 | 1467960000 | BUILT-IN PLUGS M12 FEMALE SOCKET STRAIGHT M 16 N OF POLES: 4 0.2 M FRONT MOUNTING | 90
5211 | 1469480000 | POWER SUPPLY SWITCH-MODE POWER SUPPLY UNIT 24 V | 34
5212 | 1477420000 | SIGNAL CONVERTER/ISOLATOR 24 V DC POWER SUPPLY INPUT : I/U UNIVERSAL OUTPUT : I/U UNIVERSAL | 204
5213 | 1478100000 | POWER SUPPLY SWITCH-MODE POWER SUPPLY UNIT 24 V | 34
5214 | 1478140000 | POWER SUPPLY SWITCH-MODE POWER SUPPLY UNIT 24 V | 34
5215 | 1478190000 | POWER SUPPLY SWITCH-MODE POWER SUPPLY UNIT 24 V | 34
5216 | 1478200000 | POWER SUPPLY SWITCH-MODE POWER SUPPLY UNIT 24 V | 34
5217 | 1480380000 | MODUPLUG CONTACT REMOVAL TOOL | 640
5218 | 1482050000 | PRIMARY CURRENT: 250 A SECONDARY CURRENT MAX.: 5 A LOAD: 5 VA TOLERANCE CLASS: 05 CLOSED CURRENT TRANSFORMER | 21
5219 | 1487920000 | USB INSERT FLANGE INSERT TYPE A | 387
5220 | 1491180000 | ANTENNA CABLE CONNECTION 1: N-TYPE MALE CONNECTION 2: SMA PLUG LENGTH: 2 M | 649
5221 | 1504210000 | NETWORK SWITCH UNMANAGED POE FAST ETHERNET N OF PORTS: 4X RJ45 10/100 BASET(X) POE+ 2X SC MULTI-MODE IP30 0 °C...60 °C | 36
5222 | 1504220000 | NETWORK SWITCH UNMANAGED POE FAST ETHERNET N OF PORTS: 4X RJ45 10/100 BASET(X) POE+ 2X SC MULTI-MODE IP30 -40 °C...75 °C | 36
5223 | 1504250000 | NETWORK SWITCH UNMANAGED POE FAST ETHERNET N OF PORTS: 1 * RJ45 10/100BASET(X) 4X RJ45 10/100 BASET(X) POE+ 1 * SC MULTI-MODE IP30 -10 °C...60 °C | 69
5224 | 1504320000 | NETWORK SWITCH UNMANAGED POE GIGABIT ETHERNET N OF PORTS: 4 * RJ45 10/100/1000BASET(X) POE+ 1 * RJ45 10/100/1000BASET(X) IP30 0 °C...60 °C | 69
5225 | 1504340000 | NETWORK SWITCH UNMANAGED POE GIGABIT ETHERNET N OF PORTS: 4 * RJ45 10/100/1000BASET(X) POE+ 1 * RJ45 10/100/1000BASET(X) IP30 -40 °C...75 °C | 69
5226 | 1504350000 | NETWORK SWITCH MANAGED FAST ETHERNET N OF PORTS: 3X RJ45 2X SC MULTI-MODE IP30 -40 °C...75 °C | 36
5227 | 1504360000 | NETWORK SWITCH UNMANAGED POE GIGABIT ETHERNET N OF PORTS: 4 * RJ45 10/100/1000BASET(X) POE+ 1* SLOT 100/1000BASESFP IP30 0 °C...60 °C | 69
5228 | 1504410000 | NETWORK SWITCH UNMANAGED FAST ETHERNET N OF PORTS: 5 * M12 D CODED IP67 ENCAPSULATED -25 °C...60 °C | 708
5229 | 1510240000 | CURRENT-MEASURING TRANSDUCER INPUT : 0?5/10 A OUTPUT : 0(4)-20 MA 0-10 V RELAY | 491
5230 | 1514970000 | ADAPTER STRAIGHT RJ45 180° M12 CAT.5 (ISO/IEC 11801) IP67 | 773
5231 | 1516340000 | PLUG-IN CONNECTOR M12 INSULATION DISPLACEMENT TECHNOLOGY CAT.6A / CLASS EA (ISO/IEC 11801 2010) IP67 | 344
5232 | 1518090000 | RJ45 PLUG WITH PIERCING CONTACTS ANGLED 4X90° CAT.6A / CLASS EA (ISO/IEC 11801 2010) EIA/TIA T568 B | 88
5233 | 1522100030 | SYSTEM CABLE RJ45 IP 20 RJ45 IP 20 CAT.5 (ISO/IEC 11801) / CAT.5E (TIA T568-B) PVC 3 M | 10
5234 | 1529580000 | FRONTCOM SET | 337
5235 | 1537530000 | KLIPPON CONTROL STATION (CONTROL AND SIGNALLING DEVICE) CONTROL / SIGNALLING DEVICE KLIPPON K41 EX ALUMINIUM ALSI12 LIGHT MODULE - EMERGENCY-STOP PUSHBUTTON WITH CONTRASTING LABEL 2 NC CONTACT POSITIVE OPENING CONTACTS -55 °C...+55 °C IP54 IP66 | 137
5236 | 1542580000 | POWER DISTRIBUTOR M12 HOOD VERSION YES | 392
5237 | 1543690000 | FRONTCOM FUSE FUSE INSERT | 749
5238 | 1906311500 | SENSOR/ACTUATOR LINE CONNECTING LINE M12 / M12 N OF POLES : 4 15 M PIN 90° - SOCKET 90° SHIELDED: NO LED: NO SHEATH MATERIAL: PUR HALOGEN: NO | 0
5239 | 1964400150 | SENSOR/ACTUATOR LINE CONNECTING LINE M12 / M12 N OF POLES : 12 1.5 M PIN STRAIGHT - SOCKET STRAIGHT SHIELDED: NO LED: NO SHEATH MATERIAL: PUR HALOGEN: NO | 0
5240 | 1992820000 | RJ45 PLUG WITH PIERCING CONTACTS STRAIGHT CAT.6A / CLASS EA (ISO/IEC 11801 2010) EIA/TIA T568 A | 88
5241 | 1992850000 | RJ45 PLUG WITH PIERCING CONTACTS STRAIGHT CAT.6A / CLASS EA (ISO/IEC 11801 2010) EIA/TIA T568 A | 88
5242 | 1992870000 | RJ45 PLUG WITH PIERCING CONTACTS ANGLED 4X90° CAT.6A / CLASS EA (ISO/IEC 11801 2010) EIA/TIA T568 A | 88
5243 | 1992880000 | SUBSTITUTE WIRE MANAGER CAT.6A / CLASS EA (ISO/IEC 11801 2010) EIA/TIA T568 A | 362
5244 | 1993550010 | USB CABLE USB A USB A PVC 1 M | 440
5245 | 2001800000 | DC/DC CONVERTER 24 V | 401
5246 | 2003190000 | FRONTCOM DOUBLE FRAME METAL COVER LOCKABLE WITH CABINET KEY | 216
5247 | 2050161000 | POWER CABLE ONE END WITHOUT CONNECTOR M12 N OF POLES : 4 (3 + PE) 10 M FEMALE SOCKET STRAIGHT SHIELDED: NO LED: NO SHEATH MATERIAL: PUR HALOGEN: NO | 0
5248 | 2063070000 | SURGE VOLTAGE ARRESTER LOW VOLTAGE WITH REMOTE CONTACT TN-C-S TN-S IT WITH N IT WITHOUT N TT | 44
5249 | 2080600000 | ELECTRONIC LOAD MONITORING 8 A 24 V DC | 189
5250 | 2082440000 | ELECTRONIC LOAD MONITORING 6 A 24 V DC | 189
5251 | 2122920000 | POTENTIAL DISTRIBUTOR | 378
5252 | 2122930000 | POTENTIAL DISTRIBUTOR | 378
5253 | 2420960000 | PRIMARY CURRENT: 150 A SECONDARY CURRENT MAX.: 5 A LOAD: 5 VA TOLERANCE CLASS: 1 CLOSED CURRENT TRANSFORMER | 21
5254 | 2425420000 | SUPPLY VOLTAGE : 230 V | 180
5255 | 2425490000 | SUPPLY VOLTAGE : 230 V | 180
5256 | 2433190000 | SCREWDRIVER INSERT | 147
5257 | 2439140000 | AUTOMATIC STRIPPER AND CRIMPER 0.5MM² 2.5MM² | 731
5258 | 2447050000 | "SDARD 150? VERSION SOFTWARE LICENCE FOR U-LINK REMOTE ACCESS SERVICE. CAN BE USED TO UPGRADE AN ENTRY VERSION OR "SDARD 50" VERSION OR TO EXTEND THE PERIOD OF A ?SDARD 150? VERSION? | 365
5259 | 2456840000 | LIMIT VALUE MONITORING UNIVERSAL INPUT: TEMPERATURE R U I RELAY OUTPUT 24 V DC POWER SUPPLY 24 V (@ 4-20 MA LOOP) | 508
5260 | 2457840000 | ?SDARD 300? VERSION SOFTWARE LICENCE FOR U-LINK REMOTE ACCESS SERVICE. CAN BE USED TO UPGRADE AN ENTRY VERSION OR "SDARD 150" VERSION OR TO EXTEND THE PERIOD OF A ?SDARD 300? VERSION? | 365
5261 | 2476750000 | D-SERIES DRI RELAY MODULE N OF CONTACTS: 1 CO CONTACT AGSNO RATED CONTROL VOLTAGE: 24 V DC CONTINUOUS CURRENT: 10 A SCREW CONNECTION TEST BUTTON AVAILABLE: YES | 3
5262 | 2476810000 | D-SERIES DRI RELAY MODULE N OF CONTACTS: 2 CO CONTACT AGSNO RATED CONTROL VOLTAGE: 12 V DC CONTINUOUS CURRENT: 5 A SCREW CONNECTION TEST BUTTON AVAILABLE: NO | 3
5263 | 2476890000 | D-SERIES DRI RELAY MODULE N OF CONTACTS: 2 CO CONTACT AGSNO RATED CONTROL VOLTAGE: 24 V DC CONTINUOUS CURRENT: 5 A SCREW CONNECTION TEST BUTTON AVAILABLE: YES | 3
5264 | 2476900000 | D-SERIES DRI RELAY MODULE N OF CONTACTS: 2 CO CONTACT AGSNO RATED CONTROL VOLTAGE: 48 V DC CONTINUOUS CURRENT: 5 A SCREW CONNECTION TEST BUTTON AVAILABLE: YES | 3
5265 | 2486070000 | DIODE MODULE 24 V DC | 709
5266 | 2488560000 | HDC ENCLOSURES SIZE: 3 PROTECTION DEGREE: IP65 (IN PLUGGED CONDITION) BULKHEAD HOUSING END-LOCKING CLAMP LOWER SIDE END-LOCKING CLAMP REPLACEABLE SDARD | 4
5267 | 2488590000 | HDC ENCLOSURES SIZE: 6 PROTECTION DEGREE: IP65 (IN PLUGGED CONDITION) BULKHEAD HOUSING SIDE-LOCKING CLAMP ON LOWER SIDE SIDE-LOCKING CLAMP REPLACEABLE SDARD | 4
5268 | 2488600000 | HDC ENCLOSURES SIZE: 8 PROTECTION DEGREE: IP65 (IN PLUGGED CONDITION) BULKHEAD HOUSING SIDE-LOCKING CLAMP ON LOWER SIDE SIDE-LOCKING CLAMP REPLACEABLE SDARD | 4
5269 | 2491270000 | ELECTRONIC LOAD MONITORING 1 A 24 V DC | 189
5270 | 2491280000 | ELECTRONIC LOAD MONITORING 2 A 24 V DC | 189
5271 | 2491290000 | ELECTRONIC LOAD MONITORING 4 A 24 V DC | 189
5272 | 2493480000 | POWER CONNECTOR FLANGE PROFINET SET OF FLANGES | 741
5273 | 7789031010 | PRE-ASSEMBLED CABLE PAC CABLE LIYY 0.25 MM² | 2
5274 | 7789327060 | PRE-ASSEMBLED CABLE PAC CABLE LIYY 0.25 MM² | 2
5275 | 7789792010 | CABLE LIYY 0.25 MM² | 157
5276 | 7789793050 | PRE-ASSEMBLED CABLE PAC CABLE LIYY 0.25 MM² | 2
5277 | 7789779010 | PRE-ASSEMBLED CABLE PAC CABLE LIYY 8.6 ± 1 MM | 13
5278 | 7789668010 | PRE-ASSEMBLED CABLE PAC CABLE LIYCY 0.25 MM² | 2
5279 | 7789665010 | PRE-ASSEMBLED CABLE PAC CABLE LIYY 0.25 MM² | 2
5280 | 7789649010 | PRE-ASSEMBLED CABLE PAC CABLE LIYY 0.25 MM² | 2
5281 | 7789633010 | PRE-ASSEMBLED CABLE PAC CABLE LIYY 0.25 MM² | 2
5282 | 7789628010 | PRE-ASSEMBLED CABLE PAC CABLE LIYCY 0.25 MM² | 2
5283 | 7789610010 | PRE-ASSEMBLED CABLE PAC CABLE LIYY 0.25 MM² | 2
5284 | 7789330010 | PRE-ASSEMBLED CABLE PAC CABLE LIYY 0.25 MM² | 2
5285 | 7789219010 | PRE-ASSEMBLED CABLE PAC CABLE LIYY 0.25 MM² | 2
5286 | 7789210010 | PRE-ASSEMBLED CABLE PAC CABLE LIYY 0.25 MM² | 2
5287 | 7789195010 | PRE-ASSEMBLED CABLE PAC CABLE LIYCY 0.25 MM² | 2
5288 | 7789156010 | PRE-ASSEMBLED CABLE PAC CABLE LIYCY 0.25 MM² | 2
5289 | 7789152010 | PRE-ASSEMBLED CABLE PAC CABLE LIYY 0.25 MM² | 2
5290 | 7789151010 | PRE-ASSEMBLED CABLE PAC CABLE LIYY 0.25 MM² | 2
5291 | 7789135010 | PRE-ASSEMBLED CABLE PAC CABLE LIYCY 0.25 MM² | 2
5292 | 7789034010 | PRE-ASSEMBLED CABLE PAC CABLE LIYCY 0.25 MM² | 2
5293 | 7789026010 | PRE-ASSEMBLED CABLE PAC CABLE LIYCY 0.25 MM² | 2
5294 | 7789110015 | PRE-ASSEMBLED CABLE PAC CABLE LIYY 0.25 MM² | 2
5295 | 7789112020 | PRE-ASSEMBLED CABLE PAC CABLE LIYY 0.25 MM² | 2
5296 | 7789112025 | PRE-ASSEMBLED CABLE PAC CABLE LIYY 0.25 MM² | 2
5297 | 7789113015 | PRE-ASSEMBLED CABLE PAC CABLE LIYY 0.25 MM² | 2
5298 | 7789113025 | PRE-ASSEMBLED CABLE PAC CABLE LIYY 0.25 MM² | 2
5299 | 7789125030 | PRE-ASSEMBLED CABLE PAC CABLE LIYCY 0.25 MM² | 2
5300 | 7789125050 | PRE-ASSEMBLED CABLE PAC CABLE LIYCY 0.25 MM² | 2
5301 | 7789126040 | PRE-ASSEMBLED CABLE PAC CABLE LIYCY 0.25 MM² | 2
5302 | 7789134040 | PRE-ASSEMBLED CABLE PAC CABLE LIYCY 0.25 MM² | 2
5303 | 7789159100 | PRE-ASSEMBLED CABLE PAC CABLE LIYCY 0.25 MM² | 2
5304 | 7789211060 | PRE-ASSEMBLED CABLE PAC CABLE LIYY 0.25 MM² | 2
5305 | 7789214060 | PRE-ASSEMBLED CABLE PAC CABLE LIYY 0.25 MM² | 2
5306 | 7789219040 | PRE-ASSEMBLED CABLE PAC CABLE LIYY 0.25 MM² | 2
5307 | 7789219050 | PRE-ASSEMBLED CABLE PAC CABLE LIYY 0.25 MM² | 2
5308 | 7789382040 | PRE-ASSEMBLED CABLE PAC CABLE LIYY 0.25 MM² | 2
5309 | 7789382050 | PRE-ASSEMBLED CABLE PAC CABLE LIYY 0.25 MM² | 2
5310 | 7789383030 | PRE-ASSEMBLED CABLE PAC CABLE LIYY 0.25 MM² | 2
5311 | 7789383050 | PRE-ASSEMBLED CABLE PAC CABLE LIYY 0.25 MM² | 2
5312 | 7789384040 | PRE-ASSEMBLED CABLE PAC CABLE LIYY 0.25 MM² | 2
5313 | 7789386040 | PRE-ASSEMBLED CABLE PAC CABLE LIYCY 0.25 MM² | 2
5314 | 7789211025 | PRE-ASSEMBLED CABLE PAC CABLE LIYY 0.25 MM² | 2
5315 | 7789223030 | PRE-ASSEMBLED CABLE PAC CABLE LIYY CABLE LIYCY 0.25 MM² | 2
5316 | 7789224030 | PRE-ASSEMBLED CABLE PAC CABLE LIYCY 0.25 MM² | 2
5317 | 7789322040 | PRE-ASSEMBLED CABLE PAC CABLE LIYY 0.25 MM² | 2
5318 | 7789331015 | PRE-ASSEMBLED CABLE PAC CABLE LIYY 0.25 MM² | 2
5319 | 7789319020 | PRE-ASSEMBLED CABLE PAC CABLE LIYCY 0.25 MM² | 2
5320 | 7789319025 | PRE-ASSEMBLED CABLE PAC CABLE LIYCY 0.25 MM² | 2
5321 | 7789319040 | PRE-ASSEMBLED CABLE PAC CABLE LIYCY 0.25 MM² | 2
5322 | 7789320025 | PRE-ASSEMBLED CABLE PAC CABLE LIYCY 0.25 MM² | 2
5323 | 7789326040 | PRE-ASSEMBLED CABLE PAC CABLE LIYY 0.25 MM² | 2
5324 | 7789329030 | PRE-ASSEMBLED CABLE PAC CABLE LIYY 0.25 MM² | 2
5325 | 7789373100 | PRE-ASSEMBLED CABLE PAC CABLE LIYY 0.25 MM² | 2
5326 | 7789380040 | PRE-ASSEMBLED CABLE PAC CABLE LIYY 0.25 MM² | 2
5327 | 7789031035 | PRE-ASSEMBLED CABLE PAC CABLE LIYY 0.25 MM² | 2
5328 | 7789033030 | PRE-ASSEMBLED CABLE PAC CABLE LIYCY 0.25 MM² | 2
5329 | 7789066025 | PRE-ASSEMBLED CABLE PAC CABLE LIYY 0.25 MM² | 2
5330 | 7789066040 | PRE-ASSEMBLED CABLE PAC CABLE LIYY 0.25 MM² | 2
5331 | 7789106070 | PRE-ASSEMBLED CABLE PAC CABLE LIYY 0.25 MM² | 2
5332 | 7789108015 | PRE-ASSEMBLED CABLE PAC CABLE LIYY 0.25 MM² | 2
5333 | 7789108025 | PRE-ASSEMBLED CABLE PAC CABLE LIYY 0.25 MM² | 2
5334 | 7789108040 | PRE-ASSEMBLED CABLE PAC CABLE LIYY 0.25 MM² | 2
5335 | 7789108080 | PRE-ASSEMBLED CABLE PAC CABLE LIYY 0.25 MM² | 2
5336 | 1510540000 | CURRENT-MEASURING TRANSDUCER LIMIT VALUE MONITORING INPUT : 0?20/25/30 A ANALOGUE OUTPUT RELAY OUTPUT | 300
5337 | 1481970000 | SIGNAL CONVERTER/INSULATOR 24?230 V AC/DC POWER SUPPLY INPUT : I/U UNIVERSAL OUTPUT : I/U UNIVERSAL | 204
5338 | 1319270000 | SAFESERIES SAFETY RELAY24 V DC -15 / +20% 35 MA MAX. SWITCHING CURRENT INTERNAL FUSE : 5 A (REFER TO DERATING CURVE) SIL 3 DIN EN 61508 | 294
5339 | 1510420000 | CURRENT-MEASURING TRANSDUCER INPUT : 0?40/50/60 A OUTPUT : 0(4)-20 MA 0-10 V RELAY | 491
5340 | 1078730000 | BUILT-IN PLUGS M8 THREAD PIN STRAIGHT M 8 N OF POLES: 3 0.5 M | 207
5341 | 1079640000 | HDC INSERT N OF POLES: 3 SIZE: 8 | 175
5342 | 1079730000 | HDC INSERT FEMALE 3000 V 250 A CRIMP CONNECTION SIZE: 250 | 273
5343 | 1079770000 | HDC INSERT FEMALE 3000 V 250 A CRIMP CONNECTION SIZE: 250 | 273
5344 | 1103680000 | HDC INSERT N OF POLES: 1 SIZE: 3 | 175
5345 | 1117980000 | PLUGS PREFABRICATED TO CUSTOMER SPEC. M16 FEMALE SOCKET STRAIGHT | 26
5346 | 1132010000 | PLUG INSERT RJ45 IDC PLUG INSERT RJ45 NO TOOLS REQUI TIA-568A | 507
5347 | 1160450000 | HDC ENCLOSURES SIZE: 8 PROTECTION DEGREE: IP68 IP69K IP68 (IN PLUGGED CONDITION) COVER CLAMPING YOKE CONNECTION SDARD SIZE OF CABLE ENTRIES: M 25 | 4
5348 | 1165900003 | PATCH CABLE RJ45 IP 20 RJ45 IP 20 CAT.6A / CLASS EA (ISO/IEC 11801 2010) LSZH 0.3 M | 10
5349 | 1165940060 | PATCH CABLE RJ45 IP 20 RJ45 IP 20 CAT.6A / CLASS EA (ISO/IEC 11801 2010) LSZH 6 M | 10
5350 | 1168850000 | HEAVY-DUTY CONNECTORS ACCESSORIES MOUNTING SCREW | 236
5351 | 1172970000 | SYSTEM CABLE RJ45 IP 20 RJ45 IP 20 CAT.5 (ISO/IEC 11801) / CAT.5E (TIA T568-B) PUR 3 M | 10
5352 | 1173630000 | P-SERIES PARTITION PLATE GREY 2 MM UNPRINTED | 304
5353 | 1193570000 | HEAVY-DUTY CONNECTORS ACCESSORIES CABLE GLANDS STAINLESS STEEL 1.4305 (303) | 447
5354 | 1193590000 | HEAVY-DUTY CONNECTORS ACCESSORIES CABLE GLANDS STAINLESS STEEL 1.4305 (303) | 447
5355 | 1193600000 | HEAVY-DUTY CONNECTORS ACCESSORIES CABLE GLANDS NICKEL-PLATED | 239
5356 | 1201211000 | BUS LINE CONNECTING LINE M8 N OF POLES: 4 10 M PIN STRAIGHT RJ45 SHIELDED: YES LED: NO SHEATH MATERIAL: PUR HALOGEN: NO | 0
5357 | 1240840000 | NETWORK SWITCH UNMANAGED FAST ETHERNET N OF PORTS: 5X RJ45 IP30 -10 °C...60 °C | 36
5358 | 1240880000 | NETWORK SWITCH UNMANAGED FAST ETHERNET N OF PORTS: 4 X RJ45 1 * ST MULTI-MODE IP30 -10 °C...60 °C | 36
5359 | 1240900000 | NETWORK SWITCH UNMANAGED FAST ETHERNET N OF PORTS: 8X RJ45 IP30 -10 °C...60 °C | 36
5360 | 1240930000 | NETWORK SWITCH UNMANAGED FAST ETHERNET N OF PORTS: 6X RJ45 2 * ST MULTI-MODE IP30 -10 °C...60 °C | 36
5361 | 1240950000 | NETWORK SWITCH UNMANAGED FAST ETHERNET N OF PORTS: 7X RJ45 1 * SC SINGLE-MODE IP30 -10 °C...60 °C | 36
5362 | 1240970000 | NETWORK SWITCH MANAGED FAST ETHERNET N OF PORTS: 5X RJ45 3 * SC MULTI-MODE IP30 -40 °C...75 °C | 36
5363 | 1241020000 | NETWORK SWITCH MANAGED FAST ETHERNET N OF PORTS: 6X RJ45 2X SC SINGLE-MODE IP30 -40 °C...75 °C | 36
5364 | 1241070000 | NETWORK SWITCH MANAGED FAST ETHERNET N OF PORTS: 6X RJ45 2X SC MULTI-MODE IP30 -10 °C...60 °C | 36
5365 | 1241080000 | NETWORK SWITCH MANAGED FAST ETHERNET N OF PORTS: 6X RJ45 2 * ST MULTI-MODE IP30 0 °C...60 °C | 36
5366 | 1241090000 | NETWORK SWITCH MANAGED FAST ETHERNET N OF PORTS: 6X RJ45 2X SC SINGLE-MODE IP30 0 °C...60 °C | 36
5367 | 1241130000 | NETWORK SWITCH MANAGED FAST ETHERNET N OF PORTS: 14X RJ45 2 * ST MULTI-MODE IP30 0 °C...60 °C | 36
5368 | 1241320000 | NETWORK SWITCH MANAGED FAST/GIGABIT ETHERNET N OF PORTS: 16X RJ45 10/100BASET(X) 2 * COMBO-PORTS (10/100/1000BASET(X) OR 1000BASESFP) IP30 0 °C...60 °C | 69
5369 | 1241330000 | NETWORK SWITCH MANAGED FAST/GIGABIT ETHERNET N OF PORTS: 14 * RJ45 10/100BASET(X) 2 * SC MULTI-MODE 100FX 2 * COMBO-PORTS (10/100/1000BASET(X) OR 1000BASESFP) IP30 0 °C...60 °C | 69
5370 | 1246410000 | PRESSING TOOL REPLACEMENT PART | 291
5371 | 1246740000 | PRESSING TOOL REPLACEMENT PART | 291
5372 | 1246780000 | PRESSING TOOL REPLACEMENT PART | 291
5373 | 1248280012 | PATCH CABLE RJ45 IP 20 ANGLED 90° RJ45 IP 20 CAT.6A / CLASS EA (ISO/IEC 11801 2010) LSZH 1.2 M | 10
5374 | 1251580200 | PATCH CABLE RJ45 IP 20 RJ45 IP 20 CAT.6A / CLASS EA (ISO/IEC 11801 2010) LSZH 20 M | 10
5375 | 1251590030 | PATCH CABLE RJ45 IP 20 RJ45 IP 20 CAT.6A / CLASS EA (ISO/IEC 11801 2010) LSZH 3 M | 10
5376 | 1251660000 | HDC ENCLOSURES SIZE: HQ PROTECTION DEGREE: IP65 (IN PLUGGED CONDITION) COVER FOR LOWER PART OF HOUSING SIDE-LOCKING CLAMP ON LOWER SIDE | 4
5377 | 1251680000 | HDC ENCLOSURES SIZE: HQ PROTECTION DEGREE: IP65 (IN PLUGGED CONDITION) BULKHEAD HOUSING SIDE-LOCKING CLAMP ON LOWER SIDE SDARD | 4
5378 | 1252210000 | FIELDPOWER® FIELD POWER® PLUG-IN CONNECTOR PUSH IN 0.5 MM² - 4 MM² | 482
5379 | 1254660000 | BOLTING TOOL | 522
5380 | 1256330000 | KLIPPON TB (TERMINAL BOX) FLANGE PLATE HEIGHT: 204 MM WIDTH: 167 MM DEPTH: 6 MM GLAND PLATES: LEFT RIGHT MATERIAL: STAINLESS STEEL 1.4404 ELECTROPOLISHED | 5
5381 | 1256340000 | KLIPPON TB (TERMINAL BOX) FLANGE PLATE HEIGHT: 300 MM WIDTH: 117 MM DEPTH: 6 MM GLAND PLATES: TOP BOTTOM MATERIAL: STAINLESS STEEL 1.4404 ELECTROPOLISHED | 5
5382 | 1259010150 | SENSOR/ACTUATOR LINE ONE END WITHOUT CONNECTOR M16 N OF POLES: 12 1.5 M SOCKET ANGLED SHIELDED: NO LED: NO SHEATH MATERIAL: PUR HALOGEN: YES | 0
5383 | 1259010500 | SENSOR/ACTUATOR LINE ONE END WITHOUT CONNECTOR M16 N OF POLES: 12 5 M SOCKET ANGLED SHIELDED: NO LED: NO SHEATH MATERIAL: PUR HALOGEN: YES | 0
5384 | 1273430010 | CONNECTING LINE PROFINET SCRJ IP 20 SCRJ IP 20 980 ΜM 1 M | 242
5385 | 1274150000 | KLIPPON EBI (ESSENTIAL BOX INDUSTRIAL) MOUNTING SCREW MATERIAL: STEEL GALVANIZED | 845
5386 | 1279320000 | KLIPPON TB (TERMINAL BOX) RATINGS PLATE HOLDER RIVETED HEIGHT: 70 MM WIDTH: 70 MM DEPTH: 20 MM MATERIAL: STAINLESS STEEL 1.4301 MIRROR POLISHED | 5
5387 | 1279410150 | SENSOR/ACTUATOR LINE ONE END WITHOUT CONNECTOR M12 N OF POLES : 8 1.5 M PIN STRAIGHT SHIELDED: NO LED: NO SHEATH MATERIAL: PUR HALOGEN: NO | 0
5388 | 1279490100 | BUILT-IN PLUGS M12 PG 9 N OF POLES: 2 1 M | 58
5389 | 1279490200 | BUILT-IN PLUGS M12 PG 9 N OF POLES: 2 2 M | 58
5390 | 1281010000 | KLIPPON TB (TERMINAL BOX) FLANGE PLATE HEIGHT: 250 MM WIDTH: 167 MM DEPTH: 3 MM GLAND PLATES: TOP BOTTOM MATERIAL: STAINLESS STEEL 1.4404 ELECTROPOLISHED | 5
5391 | 1281020000 | KLIPPON TB (TERMINAL BOX) FLANGE PLATE HEIGHT: 294 MM WIDTH: 167 MM DEPTH: 3 MM GLAND PLATES: LEFT RIGHT MATERIAL: STAINLESS STEEL 1.4404 ELECTROPOLISHED | 5
5392 | 1281070000 | KLIPPON TB (TERMINAL BOX) FLANGE PLATE HEIGHT: 376 MM WIDTH: 117 MM DEPTH: 3 MM GLAND PLATES: TOP BOTTOM MATERIAL: STAINLESS STEEL 1.4404 ELECTROPOLISHED | 5
5393 | 1281190000 | KLIPPON TB (TERMINAL BOX) FLANGE PLATE HEIGHT: 444 MM WIDTH: 117 MM DEPTH: 3 MM GLAND PLATES: TOP BOTTOM MATERIAL: STAINLESS STEEL 1.4404 ELECTROPOLISHED | 5
5394 | 1281200000 | KLIPPON TB (TERMINAL BOX) FLANGE PLATE HEIGHT: 568 MM WIDTH: 117 MM DEPTH: 3 MM GLAND PLATES: LEFT RIGHT MATERIAL: STAINLESS STEEL 1.4404 ELECTROPOLISHED | 5
5395 | 1281240000 | KLIPPON TB (TERMINAL BOX) FLANGE PLATE HEIGHT: 345 MM WIDTH: 117 MM DEPTH: 3 MM GLAND PLATES: LEFT RIGHT MATERIAL: STAINLESS STEEL 1.4404 ELECTROPOLISHED | 5
5396 | 1281250000 | KLIPPON TB (TERMINAL BOX) FLANGE PLATE HEIGHT: 498 MM WIDTH: 167 MM DEPTH: 3 MM GLAND PLATES: TOP BOTTOM MATERIAL: STAINLESS STEEL 1.4404 ELECTROPOLISHED | 5
5397 | 1281260000 | KLIPPON TB (TERMINAL BOX) FLANGE PLATE HEIGHT: 341 MM WIDTH: 167 MM DEPTH: 3 MM GLAND PLATES: LEFT RIGHT MATERIAL: STAINLESS STEEL 1.4404 ELECTROPOLISHED | 5
5398 | 1281320000 | KLIPPON TB (TERMINAL BOX) FLANGE PLATE HEIGHT: 450 MM WIDTH: 167 MM DEPTH: 3 MM GLAND PLATES: LEFT RIGHT MATERIAL: STAINLESS STEEL 1.4404 ELECTROPOLISHED | 5
5399 | 1282490000 | SUPPLY MODULE DISTRIBUTES SUPPLY VOLTAGE TO RAIL BUS | 853
5400 | 1282820000 | HDC ENCLOSURES SIZE: 8 PROTECTION DEGREE: IP68 IP69K IP68 (IN PLUGGED CONDITION) CLAMPING YOKE CONNECTION SDARD | 4
5401 | 1285830000 | SERIAL / ETHERNET CONVERTER 2X RJ45 1X DB9 FOR RS-232 1X TERMINAL BLOCK FOR RS-422/485 IP30 -40 °C...75 °C | 765
5402 | 1286540000 | NETWORK SWITCH UNMANAGED FAST ETHERNET N OF PORTS: 4 X RJ45 1 * ST MULTI-MODE IP30 -40 °C...75 °C | 36
5403 | 1286560000 | NETWORK SWITCH UNMANAGED FAST ETHERNET N OF PORTS: 8X RJ45 IP30 -40 °C...75 °C | 36
5404 | 1286610000 | NETWORK SWITCH UNMANAGED FAST ETHERNET N OF PORTS: 14X RJ45 2X SC MULTI-MODE IP30 -40 °C...75 °C | 36
5405 | 1286790000 | NETWORK SWITCH MANAGED FAST ETHERNET N OF PORTS: 6X RJ45 2X SC MULTI-MODE IP30 -40 °C...75 °C | 36
5406 | 1329240020 | PRE-ASSEMBLED CABLE PAC CABLE LIYY 0.25 MM² | 2
5407 | 1334900000 | REMOTE I/O FIELDBUS COUPLER IP20 DEVICENET | 464
5408 | 1335050000 | REMOTE I/O MODULE IP20 SAFETY SIL POWER SUPPLY | 873
5409 | 1371150000 | INTERFACE RS 2 X KS (40P) LL2N 5.08 MM | 152
5410 | 1373440000 | SENSOR/ACTUATOR PLUG-IN CONNECTOR BUILT-IN PLUGS EMPTY ENCLOSURE | 192
5411 | 1373900060 | PRE-ASSEMBLED CABLE PAC CABLE LIYCY 0.34 MM² | 2
5412 | 1373910060 | PRE-ASSEMBLED CABLE PAC CABLE LIYCY 0.34 MM² | 2
5413 | 1382980300 | SENSOR/ACTUATOR LINE ONE END WITHOUT CONNECTOR M8 N OF POLES : 3 3 M SOCKET ANGLED SHIELDED: NO LED: NO SHEATH MATERIAL: PUR HALOGEN: NO | 0
5414 | 1382990300 | SENSOR/ACTUATOR LINE ONE END WITHOUT CONNECTOR M8 N OF POLES : 4 3 M FEMALE SOCKET STRAIGHT SHIELDED: NO LED: NO SHEATH MATERIAL: PUR HALOGEN: NO | 0
5415 | 1383050000 | PANEL FEED-THROUGH N OF POLES: 4 CODING: A M12 250 V | 153
5416 | 1383080000 | PANEL FEED-THROUGH N OF POLES: 8 CODING: A M12 60 V | 153
5417 | 1390990000 | KLIPPON POK (POLYESTER EMPTY ENCLOSURE) EARTHING PLATE HEIGHT: 60.5 MM WIDTH: 239 MM MATERIAL: POLISHED UNTREATED | 5
5418 | 1391000000 | KLIPPON POK (POLYESTER EMPTY ENCLOSURE) EARTHING PLATE HEIGHT: 60.5 MM WIDTH: 339 MM MATERIAL: POLISHED UNTREATED | 5
5419 | 1391970000 | PLUGS PREFABRICATED TO CUSTOMER SPEC. M12 PIN STRAIGHT | 46
5420 | 1391990000 | PLUGS PREFABRICATED TO CUSTOMER SPEC. M12 PIN STRAIGHT | 46
5421 | 1392000000 | SOCKETS PREFABRICATED TO CUSTOMER SPEC. M12 FEMALE SOCKET STRAIGHT | 26
5422 | 1392710000 | PANEL FEED-THROUGH N OF POLES: 4 CODING: T M12 60 V | 153
5423 | 1392720000 | PANEL FEED-THROUGH N OF POLES: 4 CODING: T M12 60 V | 153
5424 | 1393050000 | SURGE VOLTAGE ARRESTER LOW VOLTAGE WITH REMOTE CONTACT TN-C TN-S TN-C-S UP(L/N-PE) < 1000 V | 739
5425 | 1411350000 | P-SERIES END PLATE FIXING PLATE 3 MM | 320
5426 | 1466230100 | PRE-ASSEMBLED CABLE PAC CABLE LIYY 0.25 MM² | 2
5427 | 1469470000 | POWER SUPPLY SWITCH-MODE POWER SUPPLY UNIT 24 V | 34
5428 | 1512470010 | PRE-ASSEMBLED CABLE PAC CABLE LIYY 5.4 ± 1 MM | 13
5429 | 1530670000 | PHOTOVOLTAICS PLUG-IN CONNECTOR SOCKET CONNECTOR | 324
5430 | 1530680000 | PHOTOVOLTAICS PLUG-IN CONNECTOR PIN | 266
5431 | 1530690000 | PHOTOVOLTAICS PLUG-IN CONNECTOR SOCKET CONNECTOR | 324
5432 | 1530700000 | PHOTOVOLTAICS PLUG-IN CONNECTOR PIN | 266
5433 | 1530780000 | PHOTOVOLTAICS PLUG-IN CONNECTOR PIN | 266
5434 | 1556290000 | FRONTCOM VGA COUPLING SIGNAL INSERT VGA/HD15 SOCKET / SOCKET | 654
5435 | 1818182500 | SENSOR/ACTUATOR LINE ONE END WITHOUT CONNECTOR M23 N OF POLES: 19 25 M FEMALE SOCKET STRAIGHT SHIELDED: NO LED: NO SHEATH MATERIAL: PUR HALOGEN: NO | 0
5436 | 1818185000 | SENSOR/ACTUATOR LINE ONE END WITHOUT CONNECTOR M23 N OF POLES: 19 50 M FEMALE SOCKET STRAIGHT SHIELDED: NO LED: NO SHEATH MATERIAL: PUR HALOGEN: NO | 0
5437 | 1818185500 | SENSOR/ACTUATOR LINE ONE END WITHOUT CONNECTOR M23 N OF POLES: 19 55 M FEMALE SOCKET STRAIGHT SHIELDED: NO LED: NO SHEATH MATERIAL: PUR HALOGEN: NO | 0
5438 | 1818187500 | SENSOR/ACTUATOR LINE ONE END WITHOUT CONNECTOR M23 N OF POLES: 19 75 M FEMALE SOCKET STRAIGHT SHIELDED: NO LED: NO SHEATH MATERIAL: PUR HALOGEN: NO | 0
5439 | 1824570850 | SENSOR/ACTUATOR LINE CONNECTING LINE M8 / M8 N OF POLES : 3 8.5 M PIN STRAIGHT - SOCKET STRAIGHT SHIELDED: NO LED: NO SHEATH MATERIAL: PUR HALOGEN: NO | 0
5440 | 1824590015 | SENSOR/ACTUATOR LINE ONE END WITHOUT CONNECTOR M8 N OF POLES : 3 0.15 M PIN STRAIGHT SHIELDED: NO LED: NO SHEATH MATERIAL: PUR HALOGEN: NO | 0
5441 | 1824592000 | SENSOR/ACTUATOR LINE ONE END WITHOUT CONNECTOR M8 N OF POLES : 3 20 M PIN STRAIGHT SHIELDED: NO LED: NO SHEATH MATERIAL: PUR HALOGEN: NO | 0
5442 | 1845202000 | VALVE PLUG WITH INTEGRAL SEAL ONE END WITHOUT CONNECTOR - VALVE PLUG | 49
5443 | 1873300600 | BUS LINE ONE END WITHOUT CONNECTOR M12 N OF POLES: 2 6 M PIN STRAIGHT SHIELDED: YES LED: NO SHEATH MATERIAL: PUR HALOGEN: NO | 0
5444 | 1873304000 | BUS LINE ONE END WITHOUT CONNECTOR M12 N OF POLES: 2 40 M PIN STRAIGHT SHIELDED: YES LED: NO SHEATH MATERIAL: PUR HALOGEN: NO | 0
5445 | 1873310025 | BUS LINE CONNECTING LINE M12 / M12 N OF POLES: 2 0.25 M PIN STRAIGHT - SOCKET STRAIGHT SHIELDED: YES LED: NO SHEATH MATERIAL: PUR HALOGEN: NO | 0
5446 | 1873310090 | BUS LINE CONNECTING LINE M12 / M12 N OF POLES: 2 0.9 M PIN STRAIGHT - SOCKET STRAIGHT SHIELDED: YES LED: NO SHEATH MATERIAL: PUR HALOGEN: NO | 0
5447 | 1883460300 | SENSOR/ACTUATOR LINE ONE END WITHOUT CONNECTOR M12 N OF POLES : 8 3 M SOCKET ANGLED SHIELDED: NO LED: NO SHEATH MATERIAL: PUR HALOGEN: NO | 0
5448 | 1890522000 | SENSOR/ACTUATOR LINE ONE END WITHOUT CONNECTOR M12 N OF POLES : 8 20 M FEMALE SOCKET STRAIGHT SHIELDED: YES LED: NO SHEATH MATERIAL: PUR HALOGEN: NO | 0
5449 | 1890522500 | SENSOR/ACTUATOR LINE ONE END WITHOUT CONNECTOR M12 N OF POLES : 8 25 M FEMALE SOCKET STRAIGHT SHIELDED: YES LED: NO SHEATH MATERIAL: PUR HALOGEN: NO | 0
5450 | 1896990500 | VALVE PLUG ONE END WITHOUT CONNECTOR - VALVE PLUG | 49
5451 | 1898240150 | SENSOR/ACTUATOR LINE ONE END WITHOUT CONNECTOR M12 N OF POLES : 12 1.5 M SOCKET ANGLED SHIELDED: NO LED: NO SHEATH MATERIAL: PUR HALOGEN: NO | 0
5452 | 1898240300 | SENSOR/ACTUATOR LINE ONE END WITHOUT CONNECTOR M12 N OF POLES : 12 3 M SOCKET ANGLED SHIELDED: NO LED: NO SHEATH MATERIAL: PUR HALOGEN: NO | 0
5453 | 1906300050 | SENSOR/ACTUATOR LINE CONNECTING LINE M12 / M12 N OF POLES : 4 0.5 M PIN STRAIGHT - SOCKET STRAIGHT SHIELDED: NO LED: NO SHEATH MATERIAL: PUR HALOGEN: NO | 0
5454 | 1927322000 | SENSOR/ACTUATOR LINE ONE END WITHOUT CONNECTOR M12 / M8 N OF POLES : 3 20 M SOCKET ANGLED SHIELDED: NO LED: NO SHEATH MATERIAL: PVC HALOGEN: YES | 0
5455 | 1927362000 | SENSOR/ACTUATOR LINE ONE END WITHOUT CONNECTOR M8 N OF POLES : 4 20 M SOCKET ANGLED SHIELDED: NO LED: YES SHEATH MATERIAL: PVC HALOGEN: YES | 0
5456 | 1964700050 | BUS LINE ONE END WITHOUT CONNECTOR M12 N OF POLES: 5 0.5 M PIN STRAIGHT SHIELDED: YES LED: NO SHEATH MATERIAL: PUR HALOGEN: NO | 0
5457 | 7789157010 | PRE-ASSEMBLED CABLE PAC CABLE LIYCY 0.25 MM² | 2
5458 | 7789226030 | PRE-ASSEMBLED CABLE PAC CABLE LIYCY 0.25 MM² | 2
5459 | 7789276015 | PRE-ASSEMBLED CABLE PAC CABLE LIYY 0.25 MM² | 2
5460 | 7789276025 | PRE-ASSEMBLED CABLE PAC CABLE LIYY 0.25 MM² | 2
5461 | 7789276040 | PRE-ASSEMBLED CABLE PAC CABLE LIYY 0.25 MM² | 2
5462 | 7789285020 | PRE-ASSEMBLED CABLE PAC CABLE LIYCY 0.25 MM² | 2
5463 | 7789606030 | PRE-ASSEMBLED CABLE PAC CABLE LIYY 0.25 MM² | 2
5464 | 7789608030 | PRE-ASSEMBLED CABLE PAC CABLE LIYY 0.25 MM² | 2
5465 | 7789618030 | PRE-ASSEMBLED CABLE PAC CABLE LIYY 0.25 MM² | 2
5466 | 7789619025 | PRE-ASSEMBLED CABLE PAC CABLE LIYY 0.25 MM² | 2
5467 | 7789640030 | PRE-ASSEMBLED CABLE PAC CABLE LIYCY 0.25 MM² | 2
5468 | 7789641020 | PRE-ASSEMBLED CABLE PAC CABLE LIYY 0.25 MM² | 2
5469 | 7789641030 | PRE-ASSEMBLED CABLE PAC CABLE LIYY 0.25 MM² | 2
5470 | 7789641040 | PRE-ASSEMBLED CABLE PAC CABLE LIYY 0.25 MM² | 2
5471 | 7789641060 | PRE-ASSEMBLED CABLE PAC CABLE LIYY 0.25 MM² | 2
5472 | 7789641100 | PRE-ASSEMBLED CABLE PAC CABLE LIYY 0.25 MM² | 2
5473 | 7789657025 | PRE-ASSEMBLED CABLE PAC CABLE LIYCY 0.25 MM² | 2
5474 | 7789682025 | PRE-ASSEMBLED CABLE PAC CABLE LIYY 0.25 MM² | 2
5475 | 7789682030 | PRE-ASSEMBLED CABLE PAC CABLE LIYY 0.25 MM² | 2
5476 | 7789682040 | PRE-ASSEMBLED CABLE PAC CABLE LIYY 0.25 MM² | 2
5477 | 7789695010 | PRE-ASSEMBLED CABLE PAC CABLE LIYY 0.25 MM² | 2
5478 | 7789709015 | PRE-ASSEMBLED CABLE PAC CABLE LIYY 0.25 MM² | 2
5479 | 7789709025 | PRE-ASSEMBLED CABLE PAC CABLE LIYY 0.25 MM² | 2
5480 | 7789762080 | PRE-ASSEMBLED CABLE PAC PRE-ASSEMBLED CABLE CABLE LIYCY 0.25 MM² | 2
5481 | 7789762100 | PRE-ASSEMBLED CABLE PAC PRE-ASSEMBLED CABLE CABLE LIYCY 0.25 MM² | 2
5482 | 7789807015 | PRE-ASSEMBLED CABLE PAC CABLE LIYCY 0.25 MM² | 2
5483 | 7789828020 | PRE-ASSEMBLED CABLE PAC CABLE LIYCY 0.25 MM² | 2
5484 | 7789828060 | PRE-ASSEMBLED CABLE PAC CABLE LIYCY 0.25 MM² | 2
5485 | 7789828080 | PRE-ASSEMBLED CABLE PAC CABLE LIYCY 0.25 MM² | 2
5486 | 7789829100 | PRE-ASSEMBLED CABLE PAC CABLE LIYCY 0.25 MM² | 2
5487 | 7789829200 | PRE-ASSEMBLED CABLE PAC CABLE LIYCY 0.25 MM² | 2
5488 | 7789892050 | PRE-ASSEMBLED CABLE PAC CABLE LIYCY 0.50 MM² | 2
5489 | 7789895100 | PRE-ASSEMBLED CABLE PAC CABLE LIYCY 0.34 MM² | 2
5490 | 8876450500 | DRAGLINE CABLE ST IP 20 ST IP 20 50 ΜM PUR 50 M | 203
5491 | 8876460400 | DRAGLINE CABLE ST IP 20 ST IP 20 62.5 ΜM PUR 40 M | 203
5492 | 9456102000 | SENSOR/ACTUATOR LINE ONE END WITHOUT CONNECTOR M12 N OF POLES : 4 20 M PIN STRAIGHT SHIELDED: NO LED: NO SHEATH MATERIAL: PUR HALOGEN: NO | 0
5493 | 9456142000 | SENSOR/ACTUATOR LINE ONE END WITHOUT CONNECTOR M12 N OF POLES : 5 20 M FEMALE SOCKET STRAIGHT SHIELDED: YES LED: NO SHEATH MATERIAL: PUR HALOGEN: NO | 0
5494 | 9456152500 | SENSOR/ACTUATOR LINE ONE END WITHOUT CONNECTOR M8 N OF POLES : 4 25 M SOCKET ANGLED SHIELDED: NO LED: NO SHEATH MATERIAL: PUR HALOGEN: NO | 0
5495 | 9457745000 | SENSOR/ACTUATOR LINE ONE END WITHOUT CONNECTOR M12 N OF POLES : 4 50 M SOCKET ANGLED SHIELDED: NO LED: NO SHEATH MATERIAL: PUR HALOGEN: NO | 0
5496 | 7789640010 | PRE-ASSEMBLED CABLE PAC CABLE LIYCY 0.25 MM² | 2
5497 | 7789604010 | PRE-ASSEMBLED CABLE PAC CABLE LIYCY 0.25 MM² | 2
5498 | 7789386010 | PRE-ASSEMBLED CABLE PAC CABLE LIYCY 0.25 MM² | 2
5499 | 7789331010 | PRE-ASSEMBLED CABLE PAC CABLE LIYY 0.25 MM² | 2
5500 | 7789322010 | PRE-ASSEMBLED CABLE PAC CABLE LIYY 0.25 MM² | 2
5501 | 7789321010 | PRE-ASSEMBLED CABLE PAC CABLE LIYCY 0.25 MM² | 2
5502 | 7789317010 | PRE-ASSEMBLED CABLE PAC CABLE LIYY 0.25 MM² | 2
5503 | 7789316010 | PRE-ASSEMBLED CABLE PAC CABLE LIYY 0.25 MM² | 2
5504 | 7789315010 | PRE-ASSEMBLED CABLE PAC CABLE LIYY 0.25 MM² | 2
5505 | 7789314010 | PRE-ASSEMBLED CABLE PAC CABLE LIYY 0.25 MM² | 2
5506 | 7789312010 | PRE-ASSEMBLED CABLE PAC CABLE LIYY 0.25 MM² | 2
5507 | 7789311010 | PRE-ASSEMBLED CABLE PAC CABLE LIYCY 0.25 MM² | 2
5508 | 7789307010 | PRE-ASSEMBLED CABLE PAC CABLE LIYY 0.25 MM² | 2
5509 | 7789283010 | PRE-ASSEMBLED CABLE PAC CABLE LIYY 0.25 MM² | 2
5510 | 7789224010 | PRE-ASSEMBLED CABLE PAC CABLE LIYCY 0.25 MM² | 2
5511 | 7789196010 | PRE-ASSEMBLED CABLE PAC CABLE LIYCY 0.25 MM² | 2
5512 | 7789193010 | PRE-ASSEMBLED CABLE PAC CABLE LIYCY 0.25 MM² | 2
5513 | 7789190010 | PRE-ASSEMBLED CABLE PAC CABLE LIYY 0.25 MM² | 2
5514 | 7789126010 | PRE-ASSEMBLED CABLE PAC CABLE LIYCY 0.25 MM² | 2
5515 | 7789125010 | PRE-ASSEMBLED CABLE PAC CABLE LIYCY 0.25 MM² | 2
5516 | 7789123010 | PRE-ASSEMBLED CABLE PAC CABLE LIYCY 0.25 MM² | 2
5517 | 7789121010 | PRE-ASSEMBLED CABLE PAC CABLE LIYY 0.25 MM² | 2
5518 | 7789120010 | PRE-ASSEMBLED CABLE PAC CABLE LIYY 0.25 MM² | 2
5519 | 7789119010 | PRE-ASSEMBLED CABLE PAC CABLE LIYY 0.25 MM² | 2
5520 | 7789113010 | PRE-ASSEMBLED CABLE PAC CABLE LIYY 0.25 MM² | 2
5521 | 7789108010 | PRE-ASSEMBLED CABLE PAC CABLE LIYY 0.25 MM² | 2
5522 | 7789049010 | PRE-ASSEMBLED CABLE PAC CABLE LIYY 0.25 MM² | 2
5523 | 7789048010 | PRE-ASSEMBLED CABLE PAC CABLE LIYY 0.25 MM² | 2
5524 | 7789047010 | PRE-ASSEMBLED CABLE PAC CABLE LIYCY 0.25 MM² | 2
5525 | 7789046010 | PRE-ASSEMBLED CABLE PAC CABLE LIYCY 0.25 MM² | 2
5526 | 7789045010 | PRE-ASSEMBLED CABLE PAC CABLE LIYCY 0.25 MM² | 2
5527 | 7789036010 | PRE-ASSEMBLED CABLE PAC CABLE LIYCY 0.25 MM² | 2
5528 | 7789025010 | PRE-ASSEMBLED CABLE PAC CABLE LIYY 0.25 MM² | 2
5529 | 7789024010 | PRE-ASSEMBLED CABLE PAC CABLE LIYY 0.25 MM² | 2
5530 | 7789113080 | PRE-ASSEMBLED CABLE PAC CABLE LIYY 0.25 MM² | 2
5531 | 7789118060 | PRE-ASSEMBLED CABLE PAC CABLE LIYY 0.25 MM² | 2
5532 | 7789118070 | PRE-ASSEMBLED CABLE PAC CABLE LIYY 0.25 MM² | 2
5533 | 7789118100 | PRE-ASSEMBLED CABLE PAC CABLE LIYY 0.25 MM² | 2
5534 | 7789119025 | PRE-ASSEMBLED CABLE PAC CABLE LIYY 0.25 MM² | 2
5535 | 7789119030 | PRE-ASSEMBLED CABLE PAC CABLE LIYY 0.25 MM² | 2
5536 | 7789119040 | PRE-ASSEMBLED CABLE PAC CABLE LIYY 0.25 MM² | 2
5537 | 7789120015 | PRE-ASSEMBLED CABLE PAC CABLE LIYY 0.25 MM² | 2
5538 | 7789120025 | PRE-ASSEMBLED CABLE PAC CABLE LIYY 0.25 MM² | 2
5539 | 7789120040 | PRE-ASSEMBLED CABLE PAC CABLE LIYY 0.25 MM² | 2
5540 | 7789120050 | PRE-ASSEMBLED CABLE PAC CABLE LIYY 0.25 MM² | 2
5541 | 7789121015 | PRE-ASSEMBLED CABLE PAC CABLE LIYY 0.25 MM² | 2
5542 | 7789124030 | PRE-ASSEMBLED CABLE PAC CABLE LIYCY 0.25 MM² | 2
5543 | 7789230040 | PRE-ASSEMBLED CABLE PAC CABLE LIYCY 0.25 MM² | 2
5544 | 7789237040 | PRE-ASSEMBLED CABLE PAC CABLE LIYY 8.6 ± 1 MM | 13
5545 | 7789237050 | PRE-ASSEMBLED CABLE PAC CABLE LIYY 8.6 ± 1 MM | 13
5546 | 7789239030 | PRE-ASSEMBLED CABLE PAC CABLE LIYY 8.6 ± 1 MM | 13
5547 | 7789239040 | PRE-ASSEMBLED CABLE PAC CABLE LIYY 8.6 ± 1 MM | 13
5548 | 7789270015 | PRE-ASSEMBLED CABLE PAC CABLE LIYY 0.25 MM² | 2
5549 | 7789273050 | PRE-ASSEMBLED CABLE PAC CABLE LIYY 0.25 MM² | 2
5550 | 7789278015 | PRE-ASSEMBLED CABLE PAC CABLE LIYY 0.25 MM² | 2
5551 | 7789278050 | PRE-ASSEMBLED CABLE PAC CABLE LIYY 0.25 MM² | 2
5552 | 7789283015 | PRE-ASSEMBLED CABLE PAC CABLE LIYY 0.25 MM² | 2
5553 | 7789283020 | PRE-ASSEMBLED CABLE PAC CABLE LIYY 0.25 MM² | 2
5554 | 7789283025 | PRE-ASSEMBLED CABLE PAC CABLE LIYY 0.25 MM² | 2
5555 | 7789283040 | PRE-ASSEMBLED CABLE PAC CABLE LIYY 0.25 MM² | 2
5556 | 7789283050 | PRE-ASSEMBLED CABLE PAC CABLE LIYY 0.25 MM² | 2
5557 | 7789285025 | PRE-ASSEMBLED CABLE PAC CABLE LIYCY 0.25 MM² | 2
5558 | 7789285040 | PRE-ASSEMBLED CABLE PAC CABLE LIYCY 0.25 MM² | 2
5559 | 7789290025 | PRE-ASSEMBLED CABLE PAC CABLE LIYY 0.25 MM² | 2
5560 | 7789291025 | PRE-ASSEMBLED CABLE PAC CABLE LIYY 0.25 MM² | 2
5561 | 7789291040 | PRE-ASSEMBLED CABLE PAC CABLE LIYY 0.25 MM² | 2
5562 | 7789292090 | PRE-ASSEMBLED CABLE PAC CABLE LIYY 0.25 MM² | 2
5563 | 7789293060 | PRE-ASSEMBLED CABLE PAC CABLE LIYY 0.25 MM² | 2
5564 | 7789301090 | PRE-ASSEMBLED CABLE PAC CABLE LIYY 0.25 MM² | 2
5565 | 7789306080 | PRE-ASSEMBLED CABLE PAC CABLE LIYY 0.14 MM² | 2
5566 | 7789307020 | PRE-ASSEMBLED CABLE PAC CABLE LIYY 0.25 MM² | 2
5567 | 7789307025 | PRE-ASSEMBLED CABLE PAC CABLE LIYY 0.25 MM² | 2
5568 | 7789307030 | PRE-ASSEMBLED CABLE PAC CABLE LIYY 0.25 MM² | 2
5569 | 7789307040 | PRE-ASSEMBLED CABLE PAC CABLE LIYY 0.25 MM² | 2
5570 | 7789308015 | PRE-ASSEMBLED CABLE PAC CABLE LIYY 0.25 MM² | 2
5571 | 7789040040 | PRE-ASSEMBLED CABLE PAC CABLE LIYY 0.25 MM² | 2
5572 | 7789040050 | PRE-ASSEMBLED CABLE PAC CABLE LIYY 0.25 MM² | 2
5573 | 7789118020 | PRE-ASSEMBLED CABLE PAC CABLE LIYY 0.25 MM² | 2
5574 | 7789118040 | PRE-ASSEMBLED CABLE PAC CABLE LIYY 0.25 MM² | 2
5575 | 7789237015 | PRE-ASSEMBLED CABLE PAC CABLE LIYY 8.6 ± 1 MM | 13
5576 | 7789285050 | PRE-ASSEMBLED CABLE PAC CABLE LIYCY 0.25 MM² | 2
5577 | 7789246070 | PRE-ASSEMBLED CABLE PAC CABLE LIYY 8.6 ± 1 MM | 13
5578 | 7789306100 | PRE-ASSEMBLED CABLE PAC CABLE LIYY 0.14 MM² | 2
5579 | 7789308025 | PRE-ASSEMBLED CABLE PAC CABLE LIYY 0.25 MM² | 2
5580 | 7789308050 | PRE-ASSEMBLED CABLE PAC CABLE LIYY 0.25 MM² | 2
5581 | 7789309025 | PRE-ASSEMBLED CABLE PAC CABLE LIYCY 0.25 MM² | 2
5582 | 7789309030 | PRE-ASSEMBLED CABLE PAC CABLE LIYCY 0.25 MM² | 2
5583 | 7789309040 | PRE-ASSEMBLED CABLE PAC CABLE LIYCY 0.25 MM² | 2
5584 | 7789310025 | PRE-ASSEMBLED CABLE PAC CABLE LIYCY 0.25 MM² | 2
5585 | 7789310040 | PRE-ASSEMBLED CABLE PAC CABLE LIYCY 0.25 MM² | 2
5586 | 7789310050 | PRE-ASSEMBLED CABLE PAC CABLE LIYCY 0.25 MM² | 2
5587 | 7789311015 | PRE-ASSEMBLED CABLE PAC CABLE LIYCY 0.25 MM² | 2
5588 | 7789311020 | PRE-ASSEMBLED CABLE PAC CABLE LIYCY 0.25 MM² | 2
5589 | 7789311030 | PRE-ASSEMBLED CABLE PAC CABLE LIYCY 0.25 MM² | 2
5590 | 7789312015 | PRE-ASSEMBLED CABLE PAC CABLE LIYY 0.25 MM² | 2
5591 | 7789312020 | PRE-ASSEMBLED CABLE PAC CABLE LIYY 0.25 MM² | 2
5592 | 7789313020 | PRE-ASSEMBLED CABLE PAC CABLE LIYY 0.25 MM² | 2
5593 | 7789313025 | PRE-ASSEMBLED CABLE PAC CABLE LIYY 0.25 MM² | 2
5594 | 7789313040 | PRE-ASSEMBLED CABLE PAC CABLE LIYY 0.25 MM² | 2
5595 | 7789314030 | PRE-ASSEMBLED CABLE PAC CABLE LIYY 0.25 MM² | 2
5596 | 7789315020 | PRE-ASSEMBLED CABLE PAC CABLE LIYY 0.25 MM² | 2
5597 | 7789315030 | PRE-ASSEMBLED CABLE PAC CABLE LIYY 0.25 MM² | 2
5598 | 7789315050 | PRE-ASSEMBLED CABLE PAC CABLE LIYY 0.25 MM² | 2
5599 | 7789316015 | PRE-ASSEMBLED CABLE PAC CABLE LIYY 0.25 MM² | 2
5600 | 7789316025 | PRE-ASSEMBLED CABLE PAC CABLE LIYY 0.25 MM² | 2
5601 | 7789317030 | PRE-ASSEMBLED CABLE PAC CABLE LIYY 0.25 MM² | 2
5602 | 7789317050 | PRE-ASSEMBLED CABLE PAC CABLE LIYY 0.25 MM² | 2
5603 | 7789318020 | PRE-ASSEMBLED CABLE PAC CABLE LIYY 0.25 MM² | 2
5604 | 7789318030 | PRE-ASSEMBLED CABLE PAC CABLE LIYY 0.25 MM² | 2
5605 | 7789038030 | PRE-ASSEMBLED CABLE PAC CABLE LIYCY 0.25 MM² | 2
5606 | 7789038040 | PRE-ASSEMBLED CABLE PAC CABLE LIYCY 0.25 MM² | 2
5607 | 7789040015 | PRE-ASSEMBLED CABLE PAC CABLE LIYY 0.25 MM² | 2
5608 | 7789058015 | PRE-ASSEMBLED CABLE PAC CABLE LIYY 0.25 MM² | 2
5609 | 1251090000 | BATTERY | 315
5610 | 1251110000 | BATTERY | 315
5611 | 1251080000 | BATTERY | 315
5612 | 7760054122 | SIGNAL DISTRIBUTOR OUTPUT CURRENT LOOP POWE INPUT : 4-20 MA OUTPUT : 2 X 4-20 MA (LOOP POWE) | 140
5613 | 7760054165 | LIMIT VALUE MONITORING INPUT: 3-PHASE VOLTAGE RELAY OUTPUT | 864
5614 | 2044850000 | CURRENT-MEASURING TRANSDUCER LIMIT VALUE MONITORING INPUT : 0?1/5/10 A ANALOGUE OUTPUT RELAY OUTPUT | 300
5615 | 1010850080 | SYSTEM CABLE CAT.5 (ISO/IEC 11801) / CAT.5E (TIA T568-B) RADOX GKW S 8 M | 8
5616 | 1010850120 | SYSTEM CABLE CAT.5 (ISO/IEC 11801) / CAT.5E (TIA T568-B) RADOX GKW S 12 M | 8
5617 | 1010850160 | SYSTEM CABLE CAT.5 (ISO/IEC 11801) / CAT.5E (TIA T568-B) RADOX GKW S 16 M | 8
5618 | 1010850200 | SYSTEM CABLE CAT.5 (ISO/IEC 11801) / CAT.5E (TIA T568-B) RADOX GKW S 20 M | 8
5619 | 1025940010 | DRAGLINE CABLE PROFINET M12 D-CODE ? IP 67 STRAIGHT PIN OPEN CAT.5 (ISO/IEC 11801) / CAT.5E (TIA T568-B) PUR 1 M | 8
5620 | 1120010000 | HDC ENCLOSURES SIZE: 8 PROTECTION DEGREE: IP68 IP69K IP68 (IN PLUGGED CONDITION) COVER CLAMPING YOKE CONNECTION SDARD SIZE OF CABLE ENTRIES: M 25 | 4
5621 | 1120040000 | HDC ENCLOSURES SIZE: 8 PROTECTION DEGREE: IP68 IP69K IP68 (IN PLUGGED CONDITION) BULKHEAD HOUSING CLAMPING YOKE CONNECTION SDARD | 4
5622 | 1120590000 | HDC INSERT PIN 3000 V 550 A CRIMP CONNECTION SIZE: 550 | 241
5623 | 1122710000 | JUNCTION BOX FREECON RJ45 PLUG-IN CONNECTOR IP65 | 267
5624 | 1126710000 | INTERFACE RS ELCO ELCO PLUG-IN CONNECTOR 32 LP2N 5.08MM | 169
5625 | 1127840000 | INTERFACE FAD UNIVERSAL PLUG-IN CONNECTORS ACCORDING TO IEC 60603-13 / DIN 41651 20P | 146
5626 | 1127850000 | INTERFACE FAD SPECIFIC PLUG-IN CONNECTORS ACCORDING TO IEC 60603-13 / DIN 41651 20P | 146
5627 | 1128210000 | INTERFACE RSF PLC LED 2-WIRE TENSION-CLAMP CONNECTION | 96
5628 | 1128250000 | INTERFACE RSF PLC FUSE 2-WIRE TENSION-CLAMP CONNECTION | 96
5629 | 1131380000 | USB INSERT FLANGE INSERT TYPE AB | 387
5630 | 1131730000 | FIELDPOWER® FIELD POWER® PLUG-IN CONNECTOR PUSH IN 0.5 MM² - 4 MM² | 482
5631 | 1139330000 | SOCKETS PREFABRICATED TO CUSTOMER SPEC. M12 SOCKET ANGLED | 26
5632 | 1140650000 | SUB-D | 98
5633 | 1140680000 | HEAVY-DUTY CONNECTORS ACCESSORIES SHIELD CLAMP | 86
5634 | 1160550000 | PLUGS PREFABRICATED TO CUSTOMER SPEC. M12 PIN 90° | 66
5635 | 1160780000 | HEAVY-DUTY CONNECTORS ACCESSORIES | 236
5636 | 1160933000 | BUS LINE CONNECTING LINE M8 / M8 N OF POLES: 4 30 M MALE STRAIGHT - MALE STRAIGHT SHIELDED: YES LED: NO SHEATH MATERIAL: PUR HALOGEN: NO | 0
5637 | 1160934000 | BUS LINE CONNECTING LINE M8 / M8 N OF POLES: 4 40 M MALE STRAIGHT - MALE STRAIGHT SHIELDED: YES LED: NO SHEATH MATERIAL: PUR HALOGEN: NO | 0
5638 | 1161170000 | SURGE PROTECTION FOR INSTRUMENTATION AND CONTROL WITHOUT WARNING FUNCTION / FUNCTION INDICATOR UP(L/N-PE) < 200 V | 109
5639 | 1161880000 | SUB-D | 98
5640 | 1161890000 | SUB-D | 98
5641 | 1206730000 | FO CONNECTOR PLUG SCRJ MULTIMODE IP20 | 607
5642 | 1211080050 | DRAGLINE CABLE PROFINET M12 D-CODE ? IP 67 STRAIGHT SOCKET RJ45 IP 20 CAT.5 (ISO/IEC 11801) / CAT.5E (TIA T568-B) PUR 5 M | 8
5643 | 1220850000 | HDC INSERT PIN 3000 V 250 A CRIMP CONNECTION SIZE: 250 | 241
5644 | 1221020000 | FLANGE FO IP67 SINGLEMODE | 922
5645 | 1221030000 | EMPTY ENCLOSURE FLANGE-MOUNTED HOUSING VARIANT 1 TO IEC 61076-3-106 IP67 | 201
5646 | 1222210010 | DIODE MODULE | 511
5647 | 1222240010 | CAPACITY MODULE | 404
5648 | 1222270050 | BUILT-IN PLUGS M12 PG 9 N OF POLES: 5 0.5 M | 58
5649 | 1224170000 | SENSOR/ACTUATOR PLUG-IN CONNECTOR | 45
5650 | 1224570000 | SENSOR/ACTUATOR PLUG-IN CONNECTOR | 45
5651 | 1224590000 | SENSOR/ACTUATOR PLUG-IN CONNECTOR | 45
5652 | 1230050000 | P-SERIES PARTITION PLATE GREY 2 MM PRINTED 1-4 HORIZONTALLY | 317
5653 | 1230070000 | P-SERIES PARTITION PLATE GREY 2 MM PRINTED A-D HORIZONTALLY | 317
5654 | 1230120000 | P-SERIES PARTITION PLATE GREY 2 MM PRINTED 1-16 HORIZONTALLY | 317
5655 | 1233160050 | PATCH CABLE RJ45 IP 20 ANGLED 270° RJ45 IP 20 CAT.6A / CLASS EA (ISO/IEC 11801 2010) LSZH 5 M | 10
5656 | 1274680000 | SCREWDRIVER MOUNTING TOOL | 361
5657 | 1274690000 | SCREWDRIVER MOUNTING TOOL | 361
5658 | 1275470150 | SENSOR/ACTUATOR LINE ONE END WITHOUT CONNECTOR M12 N OF POLES : 8 1.5 M SOCKET ANGLED SHIELDED: YES LED: NO SHEATH MATERIAL: PUR HALOGEN: NO | 0
5659 | 1275470300 | SENSOR/ACTUATOR LINE ONE END WITHOUT CONNECTOR M12 N OF POLES : 8 3 M SOCKET ANGLED SHIELDED: YES LED: NO SHEATH MATERIAL: PUR HALOGEN: NO | 0
5660 | 1275470500 | SENSOR/ACTUATOR LINE ONE END WITHOUT CONNECTOR M12 N OF POLES : 8 5 M SOCKET ANGLED SHIELDED: YES LED: NO SHEATH MATERIAL: PUR HALOGEN: NO | 0
5661 | 1275471000 | SENSOR/ACTUATOR LINE ONE END WITHOUT CONNECTOR M12 N OF POLES : 8 10 M SOCKET ANGLED SHIELDED: YES LED: NO SHEATH MATERIAL: PUR HALOGEN: NO | 0
5662 | 1276060150 | SENSOR/ACTUATOR LINE ONE END WITHOUT CONNECTOR M12 N OF POLES : 8 1.5 M PIN 90° SHIELDED: YES LED: NO SHEATH MATERIAL: PUR HALOGEN: NO | 0
5663 | 1277220000 | KLIPPON POK (POLYESTER EMPTY ENCLOSURE) EARTHING STUD MISCELLANEOUS MATERIAL: | 302
5664 | 1279410300 | SENSOR/ACTUATOR LINE ONE END WITHOUT CONNECTOR M12 N OF POLES : 8 3 M PIN STRAIGHT SHIELDED: NO LED: NO SHEATH MATERIAL: PUR HALOGEN: NO | 0
5665 | 1279420150 | SENSOR/ACTUATOR LINE ONE END WITHOUT CONNECTOR M12 N OF POLES : 8 1.5 M PIN 90° SHIELDED: NO LED: NO SHEATH MATERIAL: PUR HALOGEN: NO | 0
5666 | 1279430150 | SENSOR/ACTUATOR LINE ONE END WITHOUT CONNECTOR M12 N OF POLES : 8 1.5 M PIN STRAIGHT SHIELDED: YES LED: NO SHEATH MATERIAL: PUR HALOGEN: NO | 0
5667 | 1279430500 | SENSOR/ACTUATOR LINE ONE END WITHOUT CONNECTOR M12 N OF POLES : 8 5 M PIN STRAIGHT SHIELDED: YES LED: NO SHEATH MATERIAL: PUR HALOGEN: NO | 0
5668 | 1279431000 | SENSOR/ACTUATOR LINE ONE END WITHOUT CONNECTOR M12 N OF POLES : 8 10 M PIN STRAIGHT SHIELDED: YES LED: NO SHEATH MATERIAL: PUR HALOGEN: NO | 0
5669 | 1279440500 | SENSOR/ACTUATOR LINE CONNECTING LINE M12 / M12 N OF POLES : 8 5 M PIN STRAIGHT - SOCKET STRAIGHT SHIELDED: NO LED: NO SHEATH MATERIAL: PUR HALOGEN: NO | 0
5670 | 1279441000 | SENSOR/ACTUATOR LINE CONNECTING LINE M12 / M12 N OF POLES : 8 10 M PIN STRAIGHT - SOCKET STRAIGHT SHIELDED: NO LED: NO SHEATH MATERIAL: PUR HALOGEN: NO | 0
5671 | 1279450150 | SENSOR/ACTUATOR LINE CONNECTING LINE M12 / M12 N OF POLES : 8 1.5 M PIN STRAIGHT - SOCKET 90° SHIELDED: NO LED: NO SHEATH MATERIAL: PUR HALOGEN: NO | 0
5672 | 1279451000 | SENSOR/ACTUATOR LINE CONNECTING LINE M12 / M12 N OF POLES : 8 10 M PIN STRAIGHT - SOCKET 90° SHIELDED: NO LED: NO SHEATH MATERIAL: PUR HALOGEN: NO | 0
5673 | 1279460150 | SENSOR/ACTUATOR LINE CONNECTING LINE M12 / M12 N OF POLES : 8 1.5 M PIN STRAIGHT - SOCKET STRAIGHT SHIELDED: YES LED: NO SHEATH MATERIAL: PUR HALOGEN: NO | 0
5674 | 1279460300 | SENSOR/ACTUATOR LINE CONNECTING LINE M12 / M12 N OF POLES : 8 3 M PIN STRAIGHT - SOCKET STRAIGHT SHIELDED: YES LED: NO SHEATH MATERIAL: PUR HALOGEN: NO | 0
5675 | 1279470500 | SENSOR/ACTUATOR LINE CONNECTING LINE M12 / M12 N OF POLES : 8 5 M PIN STRAIGHT - SOCKET 90° SHIELDED: YES LED: NO SHEATH MATERIAL: PUR HALOGEN: NO | 0
5676 | 1279471000 | SENSOR/ACTUATOR LINE CONNECTING LINE M12 / M12 N OF POLES : 8 10 M PIN STRAIGHT - SOCKET 90° SHIELDED: YES LED: NO SHEATH MATERIAL: PUR HALOGEN: NO | 0
5677 | 1279480050 | BUILT-IN PLUGS M12 PG 9 N OF POLES: 2 0.5 M | 58
5678 | 1279480200 | BUILT-IN PLUGS M12 PG 9 N OF POLES: 2 2 M | 58
5679 | 1279480500 | BUILT-IN PLUGS M12 PG 9 N OF POLES: 2 5 M | 58
5680 | 1279490050 | BUILT-IN PLUGS M12 PG 9 N OF POLES: 2 0.5 M | 58
5681 | 1280940000 | KLIPPON TB (TERMINAL BOX) FLANGE PLATE HEIGHT: 204 MM WIDTH: 167 MM DEPTH: 3 MM GLAND PLATES: LEFT RIGHT MATERIAL: STAINLESS STEEL 1.4404 ELECTROPOLISHED | 5
5682 | 1280960000 | KLIPPON TB (TERMINAL BOX) FLANGE PLATE HEIGHT: 254 MM WIDTH: 117 MM DEPTH: 3 MM GLAND PLATES: LEFT RIGHT MATERIAL: STAINLESS STEEL 1.4404 ELECTROPOLISHED | 5
5683 | 1280970000 | KLIPPON TB (TERMINAL BOX) FLANGE PLATE HEIGHT: 296 MM WIDTH: 167 MM DEPTH: 3 MM GLAND PLATES: TOP BOTTOM MATERIAL: STAINLESS STEEL 1.4404 ELECTROPOLISHED | 5
5684 | 1280980000 | KLIPPON TB (TERMINAL BOX) FLANGE PLATE HEIGHT: 250 MM WIDTH: 167 MM DEPTH: 3 MM GLAND PLATES: LEFT RIGHT MATERIAL: STAINLESS STEEL 1.4404 ELECTROPOLISHED | 5
5685 | 1281000000 | KLIPPON TB (TERMINAL BOX) FLANGE PLATE HEIGHT: 298 MM WIDTH: 117 MM DEPTH: 3 MM GLAND PLATES: LEFT RIGHT MATERIAL: STAINLESS STEEL 1.4404 ELECTROPOLISHED | 5
5686 | 1281040000 | KLIPPON TB (TERMINAL BOX) FLANGE PLATE HEIGHT: 348 MM WIDTH: 117 MM DEPTH: 3 MM GLAND PLATES: LEFT RIGHT MATERIAL: STAINLESS STEEL 1.4404 ELECTROPOLISHED | 5
5687 | 1281050000 | KLIPPON TB (TERMINAL BOX) FLANGE PLATE HEIGHT: 290 MM WIDTH: 167 MM DEPTH: 3 MM GLAND PLATES: TOP BOTTOM MATERIAL: STAINLESS STEEL 1.4404 ELECTROPOLISHED | 5
5688 | 1281060000 | KLIPPON TB (TERMINAL BOX) FLANGE PLATE HEIGHT: 344 MM WIDTH: 167 MM DEPTH: 3 MM GLAND PLATES: LEFT RIGHT MATERIAL: STAINLESS STEEL 1.4404 ELECTROPOLISHED | 5
5689 | 1281090000 | KLIPPON TB (TERMINAL BOX) FLANGE PLATE HEIGHT: 372 MM WIDTH: 167 MM DEPTH: 3 MM GLAND PLATES: TOP BOTTOM MATERIAL: STAINLESS STEEL 1.4404 ELECTROPOLISHED | 5
5690 | 1281100000 | KLIPPON TB (TERMINAL BOX) FLANGE PLATE HEIGHT: 402 MM WIDTH: 167 MM DEPTH: 3 MM GLAND PLATES: LEFT RIGHT MATERIAL: STAINLESS STEEL 1.4404 ELECTROPOLISHED | 5
5691 | 1281130000 | KLIPPON TB (TERMINAL BOX) FLANGE PLATE HEIGHT: 470 MM WIDTH: 167 MM DEPTH: 3 MM GLAND PLATES: TOP BOTTOM MATERIAL: STAINLESS STEEL 1.4404 ELECTROPOLISHED | 5
5692 | 1281290000 | KLIPPON TB (TERMINAL BOX) FLANGE PLATE HEIGHT: 600 MM WIDTH: 167 MM DEPTH: 3 MM GLAND PLATES: TOP BOTTOM MATERIAL: STAINLESS STEEL 1.4404 ELECTROPOLISHED | 5
5693 | 1281360000 | KLIPPON TB (TERMINAL BOX) RAIN HOOD HEIGHT: 50.9 MM WIDTH: 157 MM DEPTH: 142.8 MM MATERIAL: STAINLESS STEEL 1.4301 MIRROR POLISHED | 5
5694 | 1281370000 | KLIPPON TB (TERMINAL BOX) RAIN HOOD HEIGHT: 53.9 MM WIDTH: 265 MM DEPTH: 160.5 MM MATERIAL: STAINLESS STEEL 1.4301 MIRROR POLISHED | 5
5695 | 1281420000 | KLIPPON TB (TERMINAL BOX) RAIN HOOD HEIGHT: 55.9 MM WIDTH: 265 MM DEPTH: 211.2 MM MATERIAL: STAINLESS STEEL 1.4301 MIRROR POLISHED | 5
5696 | 1281430000 | KLIPPON TB (TERMINAL BOX) RAIN HOOD HEIGHT: 53.4 MM WIDTH: 305 MM DEPTH: 160.5 MM MATERIAL: STAINLESS STEEL 1.4301 MIRROR POLISHED | 5
5697 | 1281440000 | KLIPPON TB (TERMINAL BOX) RAIN HOOD HEIGHT: 55.9 MM WIDTH: 305 MM DEPTH: 211.2 MM MATERIAL: STAINLESS STEEL 1.4301 MIRROR POLISHED | 5
5698 | 1281450000 | KLIPPON TB (TERMINAL BOX) RAIN HOOD HEIGHT: 53.4 MM WIDTH: 387 MM DEPTH: 160.5 MM MATERIAL: STAINLESS STEEL 1.4301 MIRROR POLISHED | 5
5699 | 1281470000 | KLIPPON TB (TERMINAL BOX) RAIN HOOD HEIGHT: 53.4 MM WIDTH: 485 MM DEPTH: 160.5 MM MATERIAL: STAINLESS STEEL 1.4301 MIRROR POLISHED | 5
5700 | 1281480000 | KLIPPON TB (TERMINAL BOX) RAIN HOOD HEIGHT: 55.9 MM WIDTH: 485 MM DEPTH: 211.2 MM MATERIAL: STAINLESS STEEL 1.4301 MIRROR POLISHED | 5
5701 | 1281500000 | KLIPPON TB (TERMINAL BOX) RAIN HOOD HEIGHT: 55.9 MM WIDTH: 355 MM DEPTH: 211.2 MM MATERIAL: STAINLESS STEEL 1.4301 MIRROR POLISHED | 5
5702 | 1281510000 | KLIPPON TB (TERMINAL BOX) RAIN HOOD HEIGHT: 53.4 MM WIDTH: 455 MM DEPTH: 160.5 MM MATERIAL: STAINLESS STEEL 1.4301 MIRROR POLISHED | 5
5703 | 1281530000 | KLIPPON TB (TERMINAL BOX) RAIN HOOD HEIGHT: 53.9 MM WIDTH: 513 MM DEPTH: 160.5 MM MATERIAL: STAINLESS STEEL 1.4301 MIRROR POLISHED | 5
5704 | 1281550000 | KLIPPON TB (TERMINAL BOX) RAIN HOOD HEIGHT: 53.4 MM WIDTH: 615 MM DEPTH: 160.5 MM MATERIAL: STAINLESS STEEL 1.4301 MIRROR POLISHED | 5
5705 | 1281570000 | KLIPPON TB (TERMINAL BOX) RAIN HOOD HEIGHT: 55.9 MM WIDTH: 615 MM DEPTH: 211.2 MM MATERIAL: STAINLESS STEEL 1.4301 MIRROR POLISHED | 5
5706 | 1281580000 | KLIPPON TB (TERMINAL BOX) RAIN HOOD HEIGHT: 55.9 MM WIDTH: 745 MM DEPTH: 211.2 MM MATERIAL: STAINLESS STEEL 1.4301 MIRROR POLISHED | 5
5707 | 1289090000 | INTERFACE RS 2-WIRE SCREW CONNECTION | 101
5708 | 1289100000 | INTERFACE RSM PLC 12 COMPACT RSS SCREW CONNECTION | 261
5709 | 1291880000 | PLUGS PREFABRICATED TO CUSTOMER SPEC. 7/8" PIN STRAIGHT | 46
5710 | 1291890000 | PLUGS PREFABRICATED TO CUSTOMER SPEC. 7/8" PIN 90° | 66
5711 | 1291920000 | SOCKETS PREFABRICATED TO CUSTOMER SPEC. 7/8" FEMALE SOCKET STRAIGHT | 26
5712 | 1291950000 | PLUGS PREFABRICATED TO CUSTOMER SPEC. 7/8" PIN STRAIGHT | 46
5713 | 1291980000 | PLUGS PREFABRICATED TO CUSTOMER SPEC. 7/8" PIN 90° | 66
5714 | 1291990000 | PLUGS PREFABRICATED TO CUSTOMER SPEC. 7/8" PIN 90° | 66
5715 | 1292000000 | SOCKETS PREFABRICATED TO CUSTOMER SPEC. 7/8" FEMALE SOCKET STRAIGHT | 26
5716 | 1292040000 | PLUGS PREFABRICATED TO CUSTOMER SPEC. 7/8" PIN 90° | 66
5717 | 1292080150 | SENSOR/ACTUATOR LINE ONE END WITHOUT CONNECTOR 7/8" N OF POLES : 3 (2 + PE) 1.5 M PIN STRAIGHT SHIELDED: NO LED: NO SHEATH MATERIAL: PUR HALOGEN: NO | 0
5718 | 1292080200 | SENSOR/ACTUATOR LINE ONE END WITHOUT CONNECTOR 7/8" N OF POLES : 3 (2 + PE) 3 M PIN STRAIGHT SHIELDED: NO LED: NO SHEATH MATERIAL: PUR HALOGEN: NO | 0
5719 | 1292080300 | SENSOR/ACTUATOR LINE ONE END WITHOUT CONNECTOR 7/8" N OF POLES : 3 (2 + PE) 5 M PIN STRAIGHT SHIELDED: NO LED: NO SHEATH MATERIAL: PUR HALOGEN: NO | 0
5720 | 1292080500 | SENSOR/ACTUATOR LINE ONE END WITHOUT CONNECTOR 7/8" N OF POLES : 3 (2 + PE) 5 M PIN STRAIGHT SHIELDED: NO LED: NO SHEATH MATERIAL: PUR HALOGEN: NO | 0
5721 | 1292081000 | SENSOR/ACTUATOR LINE ONE END WITHOUT CONNECTOR 7/8" N OF POLES : 3 (2 + PE) 10 M PIN STRAIGHT SHIELDED: NO LED: NO SHEATH MATERIAL: PUR HALOGEN: NO | 0
5722 | 1292090500 | SENSOR/ACTUATOR LINE ONE END WITHOUT CONNECTOR 7/8" N OF POLES : 3 (2 + PE) 5 M PIN 90° SHIELDED: NO LED: NO SHEATH MATERIAL: PUR HALOGEN: NO | 0
5723 | 1292091000 | SENSOR/ACTUATOR LINE ONE END WITHOUT CONNECTOR 7/8" N OF POLES : 3 (2 + PE) 10 M PIN 90° SHIELDED: NO LED: NO SHEATH MATERIAL: PUR HALOGEN: NO | 0
5724 | 1292100300 | SENSOR/ACTUATOR LINE ONE END WITHOUT CONNECTOR 7/8" N OF POLES : 3 (2 + PE) 3 M FEMALE SOCKET STRAIGHT SHIELDED: NO LED: NO SHEATH MATERIAL: PUR HALOGEN: NO | 0
5725 | 1292100500 | SENSOR/ACTUATOR LINE ONE END WITHOUT CONNECTOR 7/8" N OF POLES : 3 (2 + PE) 5 M FEMALE SOCKET STRAIGHT SHIELDED: NO LED: NO SHEATH MATERIAL: PUR HALOGEN: NO | 0
5726 | 1292110150 | SENSOR/ACTUATOR LINE ONE END WITHOUT CONNECTOR 7/8" N OF POLES : 3 (2 + PE) 1.5 M SOCKET ANGLED SHIELDED: NO LED: NO SHEATH MATERIAL: PUR HALOGEN: NO | 0
5727 | 1292110200 | SENSOR/ACTUATOR LINE ONE END WITHOUT CONNECTOR 7/8" N OF POLES : 3 (2 + PE) 2 M SOCKET ANGLED SHIELDED: NO LED: NO SHEATH MATERIAL: PUR HALOGEN: NO | 0
5728 | 1292120150 | SENSOR/ACTUATOR LINE ONE END WITHOUT CONNECTOR 7/8" N OF POLES : 4 (3 + PE) 1.5 M PIN STRAIGHT SHIELDED: NO LED: NO SHEATH MATERIAL: PUR HALOGEN: NO | 0
5729 | 1292120500 | SENSOR/ACTUATOR LINE ONE END WITHOUT CONNECTOR 7/8" N OF POLES : 4 (3 + PE) 5 M PIN STRAIGHT SHIELDED: NO LED: NO SHEATH MATERIAL: PUR HALOGEN: NO | 0
5730 | 1292121000 | SENSOR/ACTUATOR LINE ONE END WITHOUT CONNECTOR 7/8" N OF POLES : 4 (3 + PE) 10 M PIN STRAIGHT SHIELDED: NO LED: NO SHEATH MATERIAL: PUR HALOGEN: NO | 0
5731 | 1292130200 | SENSOR/ACTUATOR LINE ONE END WITHOUT CONNECTOR 7/8" N OF POLES : 4 (3 + PE) 2 M PIN 90° SHIELDED: NO LED: NO SHEATH MATERIAL: PUR HALOGEN: NO | 0
5732 | 1292131000 | SENSOR/ACTUATOR LINE ONE END WITHOUT CONNECTOR 7/8" N OF POLES : 4 (3 + PE) 10 M PIN 90° SHIELDED: NO LED: NO SHEATH MATERIAL: PUR HALOGEN: NO | 0
5733 | 1292140150 | SENSOR/ACTUATOR LINE ONE END WITHOUT CONNECTOR 7/8" N OF POLES : 4 (3 + PE) 1.5 M FEMALE SOCKET STRAIGHT SHIELDED: NO LED: NO SHEATH MATERIAL: PUR HALOGEN: NO | 0
5734 | 1292140200 | SENSOR/ACTUATOR LINE ONE END WITHOUT CONNECTOR 7/8" N OF POLES : 4 (3 + PE) 2 M FEMALE SOCKET STRAIGHT SHIELDED: NO LED: NO SHEATH MATERIAL: PUR HALOGEN: NO | 0
5735 | 1292140300 | SENSOR/ACTUATOR LINE ONE END WITHOUT CONNECTOR 7/8" N OF POLES : 4 (3 + PE) 3 M FEMALE SOCKET STRAIGHT SHIELDED: NO LED: NO SHEATH MATERIAL: PUR HALOGEN: NO | 0
5736 | 1292150150 | SENSOR/ACTUATOR LINE ONE END WITHOUT CONNECTOR 7/8" N OF POLES : 4 (3 + PE) 1.5 M SOCKET ANGLED SHIELDED: NO LED: NO SHEATH MATERIAL: PUR HALOGEN: NO | 0
5737 | 1292150200 | SENSOR/ACTUATOR LINE ONE END WITHOUT CONNECTOR 7/8" N OF POLES : 4 (3 + PE) 2 M SOCKET ANGLED SHIELDED: NO LED: NO SHEATH MATERIAL: PUR HALOGEN: NO | 0
5738 | 1292170150 | SENSOR/ACTUATOR LINE ONE END WITHOUT CONNECTOR 7/8" N OF POLES : 5 (4 + PE) 1.5 M PIN STRAIGHT SHIELDED: NO LED: NO SHEATH MATERIAL: PUR HALOGEN: NO | 0
5739 | 1292170200 | SENSOR/ACTUATOR LINE ONE END WITHOUT CONNECTOR 7/8" N OF POLES : 5 (4 + PE) 2 M PIN STRAIGHT SHIELDED: NO LED: NO SHEATH MATERIAL: PUR HALOGEN: NO | 0
5740 | 1292170300 | SENSOR/ACTUATOR LINE ONE END WITHOUT CONNECTOR 7/8" N OF POLES : 5 (4 + PE) 3 M PIN STRAIGHT SHIELDED: NO LED: NO SHEATH MATERIAL: PUR HALOGEN: NO | 0
5741 | 1292171000 | SENSOR/ACTUATOR LINE ONE END WITHOUT CONNECTOR 7/8" N OF POLES : 5 (4 + PE) 10 M PIN STRAIGHT SHIELDED: NO LED: NO SHEATH MATERIAL: PUR HALOGEN: NO | 0
5742 | 1292180150 | SENSOR/ACTUATOR LINE ONE END WITHOUT CONNECTOR 7/8" N OF POLES : 5 (4 + PE) 1.5 M PIN 90° SHIELDED: NO LED: NO SHEATH MATERIAL: PUR HALOGEN: NO | 0
5743 | 1292180200 | SENSOR/ACTUATOR LINE ONE END WITHOUT CONNECTOR 7/8" N OF POLES : 5 (4 + PE) 2 M PIN 90° SHIELDED: NO LED: NO SHEATH MATERIAL: PUR HALOGEN: NO | 0
5744 | 1292180300 | SENSOR/ACTUATOR LINE ONE END WITHOUT CONNECTOR 7/8" N OF POLES : 5 (4 + PE) 3 M PIN 90° SHIELDED: NO LED: NO SHEATH MATERIAL: PUR HALOGEN: NO | 0
5745 | 1292190150 | SENSOR/ACTUATOR LINE ONE END WITHOUT CONNECTOR 7/8" N OF POLES : 5 (4 + PE) 1.5 M FEMALE SOCKET STRAIGHT SHIELDED: NO LED: NO SHEATH MATERIAL: PUR HALOGEN: NO | 0
5746 | 1292190200 | SENSOR/ACTUATOR LINE ONE END WITHOUT CONNECTOR 7/8" N OF POLES : 5 (4 + PE) 2 M FEMALE SOCKET STRAIGHT SHIELDED: NO LED: NO SHEATH MATERIAL: PUR HALOGEN: NO | 0
5747 | 1292190300 | SENSOR/ACTUATOR LINE ONE END WITHOUT CONNECTOR 7/8" N OF POLES : 5 (4 + PE) 3 M FEMALE SOCKET STRAIGHT SHIELDED: NO LED: NO SHEATH MATERIAL: PUR HALOGEN: NO | 0
5748 | 1292200200 | SENSOR/ACTUATOR LINE ONE END WITHOUT CONNECTOR 7/8" N OF POLES : 5 (4 + PE) 2 M SOCKET ANGLED SHIELDED: NO LED: NO SHEATH MATERIAL: PUR HALOGEN: NO | 0
5749 | 1292200500 | SENSOR/ACTUATOR LINE ONE END WITHOUT CONNECTOR 7/8" N OF POLES : 5 (4 + PE) 5 M SOCKET ANGLED SHIELDED: NO LED: NO SHEATH MATERIAL: PUR HALOGEN: NO | 0
5750 | 1292330000 | BUILT-IN PLUGS 7/8" PG 11 N OF POLES: 3 0.2 M | 381
5751 | 1292350000 | BUILT-IN PLUGS 7/8" 7/8" N OF POLES: 3 0.2 M | 307
5752 | 1292430000 | BUILT-IN PLUGS 7/8" PG 11 N OF POLES: 4 0.2 M | 381
5753 | 1292500000 | BUILT-IN PLUGS 7/8" PG 11 N OF POLES: 5 0.2 M | 381
5754 | 1292520000 | BUILT-IN PLUGS 7/8" 7/8" N OF POLES: 5 0.2 M | 307
5755 | 1292620150 | SENSOR/ACTUATOR LINE ONE END WITHOUT CONNECTOR M12 N OF POLES : 3 1.5 M FEMALE SOCKET STRAIGHT SHIELDED: NO LED: YES SHEATH MATERIAL: PUR HALOGEN: NO | 0
5756 | 1292621000 | SENSOR/ACTUATOR LINE ONE END WITHOUT CONNECTOR M12 N OF POLES : 3 10 M FEMALE SOCKET STRAIGHT SHIELDED: NO LED: YES SHEATH MATERIAL: PUR HALOGEN: NO | 0
5757 | 1296770030 | BUS LINE CONNECTING LINE M8 / M8 N OF POLES: 4 0.3 M PIN STRAIGHT - SOCKET STRAIGHT SHIELDED: YES LED: NO SHEATH MATERIAL: PUR HALOGEN: NO | 0
5758 | 1296770050 | BUS LINE CONNECTING LINE M8 / M8 N OF POLES: 4 0.5 M PIN STRAIGHT - SOCKET STRAIGHT SHIELDED: YES LED: NO SHEATH MATERIAL: PUR HALOGEN: NO | 0
5759 | 1296770300 | BUS LINE CONNECTING LINE M8 / M8 N OF POLES: 4 3 M PIN STRAIGHT - SOCKET STRAIGHT SHIELDED: YES LED: NO SHEATH MATERIAL: PUR HALOGEN: NO | 0
5760 | 1296770500 | BUS LINE CONNECTING LINE M8 / M8 N OF POLES: 4 5 M PIN STRAIGHT - SOCKET STRAIGHT SHIELDED: YES LED: NO SHEATH MATERIAL: PUR HALOGEN: NO | 0
5761 | 1296771000 | BUS LINE CONNECTING LINE M8 / M8 N OF POLES: 4 10 M PIN STRAIGHT - SOCKET STRAIGHT SHIELDED: YES LED: NO SHEATH MATERIAL: PUR HALOGEN: NO | 0
5762 | 1296791000 | BUS LINE CONNECTING LINE M12 / M8 N OF POLES: 4 10 M MALE STRAIGHT - MALE STRAIGHT SHIELDED: YES LED: NO SHEATH MATERIAL: PUR HALOGEN: NO | 0
5763 | 1296791500 | BUS LINE CONNECTING LINE M12 / M8 N OF POLES: 4 15 M MALE STRAIGHT - MALE STRAIGHT SHIELDED: YES LED: NO SHEATH MATERIAL: PUR HALOGEN: NO | 0
5764 | 1296792500 | BUS LINE CONNECTING LINE M12 / M8 N OF POLES: 4 25 M MALE STRAIGHT - MALE STRAIGHT SHIELDED: YES LED: NO SHEATH MATERIAL: PUR HALOGEN: NO | 0
5765 | 1296793500 | BUS LINE CONNECTING LINE M12 / M8 N OF POLES: 4 35 M MALE STRAIGHT - MALE STRAIGHT SHIELDED: YES LED: NO SHEATH MATERIAL: PUR HALOGEN: NO | 0
5766 | 1296800300 | BUS LINE CONNECTING LINE M12 / M12 N OF POLES: 4 3 M MALE STRAIGHT - MALE STRAIGHT SHIELDED: YES LED: NO SHEATH MATERIAL: PUR HALOGEN: NO | 0
5767 | 1296801000 | BUS LINE CONNECTING LINE M12 / M12 N OF POLES: 4 10 M MALE STRAIGHT - MALE STRAIGHT SHIELDED: YES LED: NO SHEATH MATERIAL: PUR HALOGEN: NO | 0
5768 | 1297010000 | Y-DISTRIBUTOR FREECON SUPPLY IP65 | 790
5769 | 1299390000 | SENSOR/ACTUATOR PLUG-IN CONNECTOR EMPTY ENCLOSURE | 125
5770 | 1301370030 | BUS LINE ONE END WITHOUT CONNECTOR M8 N OF POLES: 4 0.3 M FEMALE SOCKET STRAIGHT SHIELDED: YES LED: NO SHEATH MATERIAL: PUR HALOGEN: NO | 0
5771 | 1301370050 | BUS LINE ONE END WITHOUT CONNECTOR M8 N OF POLES: 4 0.5 M FEMALE SOCKET STRAIGHT SHIELDED: YES LED: NO SHEATH MATERIAL: PUR HALOGEN: NO | 0
5772 | 1301370100 | BUS LINE ONE END WITHOUT CONNECTOR M8 N OF POLES: 4 1 M FEMALE SOCKET STRAIGHT SHIELDED: YES LED: NO SHEATH MATERIAL: PUR HALOGEN: NO | 0
5773 | 1301370200 | BUS LINE ONE END WITHOUT CONNECTOR M8 N OF POLES: 4 2 M FEMALE SOCKET STRAIGHT SHIELDED: YES LED: NO SHEATH MATERIAL: PUR HALOGEN: NO | 0
5774 | 1301370500 | BUS LINE ONE END WITHOUT CONNECTOR M8 N OF POLES: 4 5 M FEMALE SOCKET STRAIGHT SHIELDED: YES LED: NO SHEATH MATERIAL: PUR HALOGEN: NO | 0
5775 | 1301371000 | BUS LINE ONE END WITHOUT CONNECTOR M8 N OF POLES: 4 10 M FEMALE SOCKET STRAIGHT SHIELDED: YES LED: NO SHEATH MATERIAL: PUR HALOGEN: NO | 0
5776 | 1302000000 | ADAPTER | 896
5777 | 1303760000 | SAFESERIES SAFETY RELAY24 V DC ± 20% 35 MA MAX. SWITCHING CURRENT INTERNAL FUSE : 5 A (REFER TO DERATING CURVE) SIL 3 EN 61508:2010 | 294
5778 | 1304040000 | SAFESERIES SAFETY RELAY24 V DC ± 20% 35 MA MAX. SWITCHING CURRENT INTERNAL FUSE : 5 A (REFER TO DERATING CURVE) SIL 3 EN 61508:2010 | 294
5779 | 1304280000 | PLUGS PREFABRICATED TO CUSTOMER SPEC. M12 PIN STRAIGHT | 46
5780 | 1304380000 | PLUGS PREFABRICATED TO CUSTOMER SPEC. M16 PIN 90° | 66
5781 | 1304390000 | PLUGS PREFABRICATED TO CUSTOMER SPEC. M16 PIN STRAIGHT | 46
5782 | 1304400000 | PLUGS PREFABRICATED TO CUSTOMER SPEC. M16 FEMALE SOCKET STRAIGHT | 26
5783 | 1305820000 | KLIPPON POK (POLYESTER EMPTY ENCLOSURE) EMPTY ENCLOSURE HEIGHT: 75 MM WIDTH: 110 MM DEPTH: 56 MM MATERIAL: GLASS FIBRE-REINFORCED POLYESTER UNTREATED POLISHED GREY | 780
5784 | 1305840000 | KLIPPON POK (POLYESTER EMPTY ENCLOSURE) EMPTY ENCLOSURE HEIGHT: 75 MM WIDTH: 190 MM DEPTH: 55 MM MATERIAL: GLASS FIBRE-REINFORCED POLYESTER UNTREATED POLISHED GREY | 780
5785 | 1305880000 | KLIPPON POK (POLYESTER EMPTY ENCLOSURE) EMPTY ENCLOSURE HEIGHT: 120 MM WIDTH: 220 MM DEPTH: 90 MM MATERIAL: GLASS FIBRE-REINFORCED POLYESTER UNTREATED POLISHED GREY | 5
5786 | 1305890000 | KLIPPON POK (POLYESTER EMPTY ENCLOSURE) EMPTY ENCLOSURE HEIGHT: 160 MM WIDTH: 160 MM DEPTH: 90 MM MATERIAL: GLASS FIBRE-REINFORCED POLYESTER UNTREATED POLISHED GREY | 5
5787 | 1305900000 | KLIPPON POK (POLYESTER EMPTY ENCLOSURE) EMPTY ENCLOSURE HEIGHT: 160 MM WIDTH: 260 MM DEPTH: 90 MM MATERIAL: GLASS FIBRE-REINFORCED POLYESTER UNTREATED POLISHED GREY | 5
5788 | 1305930000 | KLIPPON POK (POLYESTER EMPTY ENCLOSURE) EMPTY ENCLOSURE HEIGHT: 250 MM WIDTH: 255 MM DEPTH: 120 MM MATERIAL: GLASS FIBRE-REINFORCED POLYESTER UNTREATED POLISHED GREY | 780
5789 | 1305940000 | KLIPPON POK (POLYESTER EMPTY ENCLOSURE) EMPTY ENCLOSURE HEIGHT: 250 MM WIDTH: 400 MM DEPTH: 120 MM MATERIAL: GLASS FIBRE-REINFORCED POLYESTER UNTREATED POLISHED GREY | 5
5790 | 1305970000 | KLIPPON POK (POLYESTER EMPTY ENCLOSURE) EMPTY ENCLOSURE HEIGHT: 405 MM WIDTH: 400 MM DEPTH: 120 MM MATERIAL: GLASS FIBRE-REINFORCED POLYESTER UNTREATED POLISHED GREY | 5
5791 | 1305980000 | KLIPPON POK (POLYESTER EMPTY ENCLOSURE) EMPTY ENCLOSURE HEIGHT: 250 MM WIDTH: 255 MM DEPTH: 160.5 MM MATERIAL: GLASS FIBRE-REINFORCED POLYESTER UNTREATED POLISHED GREY | 780
5792 | 1305990000 | KLIPPON POK (POLYESTER EMPTY ENCLOSURE) EMPTY ENCLOSURE HEIGHT: 250 MM WIDTH: 400 MM DEPTH: 160.5 MM MATERIAL: GLASS FIBRE-REINFORCED POLYESTER UNTREATED POLISHED GREY | 5
5793 | 1308270000 | INTERFACE RS 2-WIRE TENSION-CLAMP CONNECTION | 96
5794 | 1308280000 | INTERFACE RS 2-WIRE TENSION-CLAMP CONNECTION | 96
5795 | 1309690000 | KLIPPON EBI (ESSENTIAL BOX INDUSTRIAL) MOUNTING PLATE HEIGHT: 229 MM WIDTH: 129 MM DEPTH: 1.5 MM MATERIAL: SHEET STEEL | 5
5796 | 1309920015 | SYSTEM CABLE M12 D-CODE ? IP 67 STRAIGHT SOCKET M12 D-CODE ? IP 67 STRAIGHT SOCKET CAT.5 / CLASS D CROSS-LINKED PREMIUM FRNC 1.5 M | 82
5797 | 1309920050 | SYSTEM CABLE M12 D-CODE ? IP 67 STRAIGHT SOCKET M12 D-CODE ? IP 67 STRAIGHT SOCKET CAT.5 / CLASS D CROSS-LINKED PREMIUM FRNC 5 M | 82
5798 | 1310320000 | KLIPPON EBI (ESSENTIAL BOX INDUSTRIAL) MOUNTING PLATE HEIGHT: 229 MM WIDTH: 229 MM DEPTH: 1.5 MM MATERIAL: STAINLESS STEEL 1.4301 (304) | 5
5799 | 1310350000 | KLIPPON EBI (ESSENTIAL BOX INDUSTRIAL) MOUNTING PLATE HEIGHT: 429 MM WIDTH: 329 MM DEPTH: 1.5 MM MATERIAL: STAINLESS STEEL 1.4301 (304) | 5
5800 | 1310380000 | KLIPPON EBI (ESSENTIAL BOX INDUSTRIAL) MOUNTING PLATE HEIGHT: 529 MM WIDTH: 529 MM DEPTH: 12 MM MATERIAL: STAINLESS STEEL 1.4301 (304) | 5
5801 | 1310390000 | KLIPPON EBI (ESSENTIAL BOX INDUSTRIAL) MOUNTING PLATE HEIGHT: 729 MM WIDTH: 529 MM DEPTH: 12 MM MATERIAL: STAINLESS STEEL 1.4301 (304) | 5
5802 | 1310450000 | KLIPPON EBI (ESSENTIAL BOX INDUSTRIAL) MOUNTING PLATE HEIGHT: 429 MM WIDTH: 429 MM DEPTH: 1.5 MM MATERIAL: SHEET STEEL | 5
5803 | 1311750000 | INTERFACE RS 1-WIRE TENSION-CLAMP CONNECTION | 96
5804 | 1311770000 | INTERFACE RS LED 1-WIRE TENSION-CLAMP CONNECTION | 96
5805 | 1311840000 | INTERFACE RS FUSE 2-WIRE TENSION-CLAMP CONNECTION | 96
5806 | 1311850000 | INTERFACE RS FUSE LED 2-WIRE TENSION-CLAMP CONNECTION | 96
5807 | 1311870000 | INTERFACE RS FUSE LED 2-WIRE TENSION-CLAMP CONNECTION | 96
5808 | 1311880000 | INTERFACE RS 3-WIRE TENSION-CLAMP CONNECTION | 96
5809 | 1311890000 | INTERFACE RS LED 3-WIRE TENSION-CLAMP CONNECTION | 96
5810 | 1312000000 | INTERFACE RSM OPTOS LED | 468
5811 | 1312020000 | INTERFACE RSM OPTOS LED | 468
5812 | 1312160004 | PATCH CABLE CROSSOVER RJ45 IP 20 RJ45 IP 20 CAT.6A / CLASS EA (ISO/IEC 11801 2010) LSZH 0.4 M | 10
5813 | 1312160100 | PATCH CABLE CROSSOVER RJ45 IP 20 RJ45 IP 20 CAT.6A / CLASS EA (ISO/IEC 11801 2010) LSZH 10 M | 10
5814 | 1312160150 | PATCH CABLE CROSSOVER RJ45 IP 20 RJ45 IP 20 CAT.6A / CLASS EA (ISO/IEC 11801 2010) LSZH 15 M | 10
5815 | 1312160200 | PATCH CABLE CROSSOVER RJ45 IP 20 RJ45 IP 20 CAT.6A / CLASS EA (ISO/IEC 11801 2010) LSZH 20 M | 10
5816 | 1312230000 | Y-DISTRIBUTOR FREECON HYBRID IP65 | 481
5817 | 1312540000 | ACCESSORIES SOCKET | 145
5818 | 1312560000 | ACCESSORIES SOCKET | 145
5819 | 1312760000 | INTERFACE RSD COMMON ANODE SCREW CONNECTION | 263
5820 | 1312770000 | INTERFACE RSD COMMON CATHODE SCREW CONNECTION | 263
5821 | 1312780000 | INTERFACE RSD COMMON ANODE SCREW CONNECTION | 263
5822 | 1312790000 | INTERFACE RSD COMMON CATHODE SCREW CONNECTION | 263
5823 | 1316550500 | VALVE PLUG STRAIGHT PLUG - VALVE PLUG | 144
5824 | 1317340000 | FASTENING ELEMENT LATCHES | 752
5825 | 1318011800 | DRAGLINE CABLE SC IP 67 BAYONET V01 METAL SC IP 67 BAYONET V01 METAL 62.5 ΜM PUR 180 M | 199
5826 | 1318015000 | DRAGLINE CABLE SC IP 67 BAYONET V01 METAL SC IP 67 BAYONET V01 METAL 62.5 ΜM PUR 500 M | 199
5827 | 1318150000 | JUNCTION BOX FREECON SCRJ PLUG-IN CONNECTOR IP65 | 267
5828 | 1324020000 | PLUGS PREFABRICATED TO CUSTOMER SPEC. M12 IDC IP67 | 66
5829 | 1328130000 | KLIPPON K (ALUMINIUM EMPTY ENCLOSURE) EMPTY ENCLOSURE ALUMINIUM ENCLOSURE HEIGHT: 120 MM WIDTH: 220 MM DEPTH: 81 MM MATERIAL: ALUMINIUM ALSI12 POWDER-COATED GREY | 42
5830 | 1328150000 | PHOTOVOLTAICS ACCESSORIES LOCKING CLIP | 551
5831 | 1344690000 | SYSTEM CABLE CAT.7 (ISO/IEC 11801) LSZH 305 M | 348
5832 | 1344760000 | SERIAL/FIBRE-OPTIC CONVERTER 1 X TERMINAL BLOCK FOR RS232/422/485 1 X SC MULTIMODE IP30 -40 °C...75 °C | 684
5833 | 1344770000 | NETWORK SWITCH MANAGED FAST ETHERNET N OF PORTS: 6X RJ45 2X SC MULTI-MODE IP30 -40 °C...75 °C | 36
5834 | 1345040030 | PRE-ASSEMBLED CABLE PAC CABLE LIYCY 0.25 MM² | 2
5835 | 1348590000 | TERMINAL RAIL FIXING SURGE PROTECTION CAT.6 802.3 AT TYPE 1 802.3 AT TYPE 2 802.3 BT TYPE 3 UP(L/N-PE) ? 550 V | 831
5836 | 1349670020 | PRE-ASSEMBLED CABLE PAC | 37
5837 | 1349670025 | PRE-ASSEMBLED CABLE PAC | 37
5838 | 1349670030 | PRE-ASSEMBLED CABLE PAC | 37
5839 | 1349700020 | PRE-ASSEMBLED CABLE PAC | 37
5840 | 1349720010 | PRE-ASSEMBLED CABLE PAC | 37
5841 | 1349820010 | PRE-ASSEMBLED CABLE PAC | 37
5842 | 1351190000 | SURGE VOLTAGE ARRESTER LOW VOLTAGE ACCESSORIES | 139
5843 | 1351320000 | SURGE VOLTAGE ARRESTER LOW VOLTAGE ACCESSORIES | 139
5844 | 1351340000 | SURGE VOLTAGE ARRESTER LOW VOLTAGE WITHOUT TELECOMM. CONTACT | 11
5845 | 1351420000 | SURGE VOLTAGE ARRESTER LOW VOLTAGE WITHOUT TELECOMM. CONTACT | 11
5846 | 1351830000 | SURGE VOLTAGE ARRESTER LOW VOLTAGE WITH REMOTE CONTACT SINGLE-PHASE IT WITH N IT WITHOUT N TN TT | 44
5847 | 1351870000 | SURGE VOLTAGE ARRESTER LOW VOLTAGE WITHOUT TELECOMM. CONTACT TN-C | 11
5848 | 1351890000 | SURGE VOLTAGE ARRESTER LOW VOLTAGE WITHOUT TELECOMM. CONTACT TN-C-S TN-S IT WITH N IT WITHOUT N TT | 44
5849 | 1351930000 | SURGE VOLTAGE ARRESTER LOW VOLTAGE ACCESSORIES SPARE ARRESTER TT NUR FÜR N-PE | 490
5850 | 1351980000 | SURGE VOLTAGE ARRESTER LOW VOLTAGE ACCESSORIES SPARE ARRESTER TT NUR FÜR N-PE | 490
5851 | 1352090000 | SURGE VOLTAGE ARRESTER LOW VOLTAGE WITHOUT TELECOMM. CONTACT LEAKAGE-CURRENT-FREE TN-C | 11
5852 | 1352100000 | SURGE VOLTAGE ARRESTER LOW VOLTAGE WITH REMOTE CONTACT LEAKAGE-CURRENT-FREE TN-C | 89
5853 | 1352130000 | SURGE VOLTAGE ARRESTER LOW VOLTAGE WITHOUT TELECOMM. CONTACT SINGLE-PHASE | 11
5854 | 1352140000 | SURGE VOLTAGE ARRESTER LOW VOLTAGE WITH REMOTE CONTACT SINGLE-PHASE | 11
5855 | 1352170000 | SURGE VOLTAGE ARRESTER LOW VOLTAGE WITH REMOTE CONTACT SINGLE-PHASE | 11
5856 | 1352180000 | SURGE VOLTAGE ARRESTER LOW VOLTAGE WITHOUT TELECOMM. CONTACT TN-C-S TN-S | 11
5857 | 1352190000 | SURGE VOLTAGE ARRESTER LOW VOLTAGE WITH REMOTE CONTACT TN-C-S TN-S | 11
5858 | 1352230000 | SURGE VOLTAGE ARRESTER LOW VOLTAGE WITHOUT TELECOMM. CONTACT TN-C-S TN-S IT WITH N IT WITHOUT N TT | 44
5859 | 1352450000 | SURGE VOLTAGE ARRESTER LOW VOLTAGE ACCESSORIES SPARE ARRESTER | 139
5860 | 1352750000 | SURGE VOLTAGE ARRESTER LOW VOLTAGE WITH REMOTE CONTACT SINGLE-PHASE | 11
5861 | 1352770000 | SURGE VOLTAGE ARRESTER LOW VOLTAGE WITHOUT TELECOMM. CONTACT TN-C-S TN-S | 11
5862 | 1352790000 | SURGE VOLTAGE ARRESTER LOW VOLTAGE WITHOUT TELECOMM. CONTACT TN-C | 11
5863 | 1352800000 | SURGE VOLTAGE ARRESTER LOW VOLTAGE WITH REMOTE CONTACT TN-C | 11
5864 | 1353030000 | PATCH CABLE RJ45 IP 20 RJ45 IP 20 CAT.6A / CLASS EA (ISO/IEC 11801 2010) LSZH 0.25 M | 10
5865 | 1353780000 | BUILT-IN PLUGS M12 FEMALE SOCKET STRAIGHT PG 9 N OF POLES: 4 0.2 M FRONT MOUNTING | 90
5866 | 1365750010 | PRE-ASSEMBLED CABLE PAC CABLE LIYY 0.25 MM² | 2
5867 | 1365750015 | PRE-ASSEMBLED CABLE PAC CABLE LIYY 0.25 MM² | 2
5868 | 1365750025 | PRE-ASSEMBLED CABLE PAC CABLE LIYY 0.25 MM² | 2
5869 | 1371180000 | INTERFACE RS 2 X KS (40P) LL2N 5.08 MM | 152
5870 | 1371340000 | INTERFACE RS 2 X KS (40P) LL2N 5.08 MM | 152
5871 | 1371530000 | INTERFACE RS 2 X KS (40P) LL2N 5.08 MM | 152
5872 | 1371540000 | INTERFACE RS 2 X AKB (50P) LL2N 5.08 MM | 152
5873 | 1373690020 | PRE-ASSEMBLED CABLE PAC CABLE LIYCY 0.25 MM² | 2
5874 | 1450550000 | FRONTCOM INSERT PLATE SHIELDED 1X POWER 2X DATA | 301
5875 | 1456540000 | INTERFACE RSM SCREW CONNECTION | 61
5876 | 1462040020 | PRE-ASSEMBLED CABLE PAC CABLE LIYY 0.25 MM² | 2
5877 | 1462040030 | PRE-ASSEMBLED CABLE PAC CABLE LIYY 0.25 MM² | 2
5878 | 1462090030 | PRE-ASSEMBLED CABLE PAC CABLE LIYY 0.25 MM² | 2
5879 | 1469490000 | POWER SUPPLY SWITCH-MODE POWER SUPPLY UNIT 24 V | 34
5880 | 1469510000 | POWER SUPPLY SWITCH-MODE POWER SUPPLY UNIT 24 V | 34
5881 | 1469530000 | POWER SUPPLY SWITCH-MODE POWER SUPPLY UNIT 24 V | 34
5882 | 1469540000 | POWER SUPPLY SWITCH-MODE POWER SUPPLY UNIT 24 V | 34
5883 | 1477890000 | KSPMH (KLIPPON BLANKING PLUG TYPE MH) BLANKING PLUG M 32 16 MM STAINLESS STEEL 1.4404 (316L) | 205
5884 | 1478120000 | POWER SUPPLY SWITCH-MODE POWER SUPPLY UNIT 24 V | 34
5885 | 1478130000 | POWER SUPPLY SWITCH-MODE POWER SUPPLY UNIT 24 V | 34
5886 | 1478150000 | POWER SUPPLY SWITCH-MODE POWER SUPPLY UNIT 24 V | 34
5887 | 1480750000 | INTERFACE RS ELCO ELCO PLUG-IN CONNECTOR 20 LP2N 5.08MM | 169
5888 | 1480780000 | INTERFACE RS ELCO ELCO PLUG-IN CONNECTOR 56 LP2N 5.08MM | 169
5889 | 2436660000 | TESTING TOOLS CABLE DETECTOR | 435
5890 | 2466850000 | POWER SUPPLY SWITCH-MODE POWER SUPPLY UNIT 24 V | 34
5891 | 2466870000 | POWER SUPPLY SWITCH-MODE POWER SUPPLY UNIT 24 V | 34
5892 | 2466890000 | POWER SUPPLY SWITCH-MODE POWER SUPPLY UNIT 24 V | 34
5893 | 2466910000 | POWER SUPPLY SWITCH-MODE POWER SUPPLY UNIT 12 V | 34
5894 | 7789001020 | PRE-ASSEMBLED CABLE PAC CABLE LIYY 0.25 MM² | 2
5895 | 7789001030 | PRE-ASSEMBLED CABLE PAC CABLE LIYY 0.25 MM² | 2
5896 | 7789028015 | PRE-ASSEMBLED CABLE PAC CABLE LIYCY 0.25 MM² | 2
5897 | 7789032020 | PRE-ASSEMBLED CABLE PAC CABLE LIYCY 0.25 MM² | 2
5898 | 7789032030 | PRE-ASSEMBLED CABLE PAC CABLE LIYCY 0.25 MM² | 2
5899 | 7789032050 | PRE-ASSEMBLED CABLE PAC CABLE LIYCY 0.25 MM² | 2
5900 | 7789035015 | PRE-ASSEMBLED CABLE PAC CABLE LIYCY 0.25 MM² | 2
5901 | 7789035025 | PRE-ASSEMBLED CABLE PAC CABLE LIYCY 0.25 MM² | 2
5902 | 7789037015 | PRE-ASSEMBLED CABLE PAC CABLE LIYCY 0.25 MM² | 2
5903 | 7789037100 | PRE-ASSEMBLED CABLE PAC CABLE LIYCY 0.25 MM² | 2
5904 | 7789041015 | PRE-ASSEMBLED CABLE PAC CABLE LIYY 0.25 MM² | 2
5905 | 7789041030 | PRE-ASSEMBLED CABLE PAC CABLE LIYY 0.25 MM² | 2
5906 | 7789041050 | PRE-ASSEMBLED CABLE PAC CABLE LIYY 0.25 MM² | 2
5907 | 7789041060 | PRE-ASSEMBLED CABLE PAC CABLE LIYY 0.25 MM² | 2
5908 | 7789042015 | PRE-ASSEMBLED CABLE PAC CABLE LIYY 0.25 MM² | 2
5909 | 7789058020 | PRE-ASSEMBLED CABLE PAC CABLE LIYY 0.25 MM² | 2
5910 | 7789059100 | PRE-ASSEMBLED CABLE PAC CABLE LIYY 0.25 MM² | 2
5911 | 7789067030 | PRE-ASSEMBLED CABLE PAC CABLE LIYY 0.25 MM² | 2
5912 | 7789100005 | PRE-ASSEMBLED CABLE PAC CABLE LIYY 0.25 MM² | 2
5913 | 7789100050 | PRE-ASSEMBLED CABLE PAC CABLE LIYY 0.25 MM² | 2
5914 | 7789100090 | PRE-ASSEMBLED CABLE PAC CABLE LIYY 0.25 MM² | 2
5915 | 7789100100 | PRE-ASSEMBLED CABLE PAC CABLE LIYY 0.25 MM² | 2
5916 | 7789104050 | PRE-ASSEMBLED CABLE PAC CABLE LIYY 0.25 MM² | 2
5917 | 7789104100 | PRE-ASSEMBLED CABLE PAC CABLE LIYY 0.25 MM² | 2
5918 | 7789106025 | PRE-ASSEMBLED CABLE PAC CABLE LIYY 0.25 MM² | 2
5919 | 7789106080 | PRE-ASSEMBLED CABLE PAC CABLE LIYY 0.25 MM² | 2
5920 | 7789106100 | PRE-ASSEMBLED CABLE PAC CABLE LIYY 0.25 MM² | 2
5921 | 7789108050 | PRE-ASSEMBLED CABLE PAC CABLE LIYY 0.25 MM² | 2
5922 | 7789121025 | PRE-ASSEMBLED CABLE PAC CABLE LIYY 0.25 MM² | 2
5923 | 7789121050 | PRE-ASSEMBLED CABLE PAC CABLE LIYY 0.25 MM² | 2
5924 | 7789123020 | PRE-ASSEMBLED CABLE PAC CABLE LIYCY 0.25 MM² | 2
5925 | 7789158100 | PRE-ASSEMBLED CABLE PAC CABLE LIYCY 0.25 MM² | 2
5926 | 7789210040 | PRE-ASSEMBLED CABLE PAC CABLE LIYY 0.25 MM² | 2
5927 | 7789210050 | PRE-ASSEMBLED CABLE PAC CABLE LIYY 0.25 MM² | 2
5928 | 7789210100 | PRE-ASSEMBLED CABLE PAC CABLE LIYY 0.25 MM² | 2
5929 | 7789234050 | PRE-ASSEMBLED CABLE PAC CABLE LIYY 8.6 ± 1 MM | 13
5930 | 7789234070 | PRE-ASSEMBLED CABLE PAC CABLE LIYY 8.6 ± 1 MM | 13
5931 | 7789234100 | PRE-ASSEMBLED CABLE PAC CABLE LIYY 8.6 ± 1 MM | 13
5932 | 7789235040 | PRE-ASSEMBLED CABLE PAC CABLE LIYY 7 ± 1 MM | 13
5933 | 7789246060 | PRE-ASSEMBLED CABLE PAC CABLE LIYY 8.6 ± 1 MM | 13
5934 | 7789261100 | PRE-ASSEMBLED CABLE PAC CABLE LIYCY 0.25 MM² | 2
5935 | 7789284050 | PRE-ASSEMBLED CABLE PAC CABLE LIYCY 0.25 MM² | 2
5936 | 7789286050 | PRE-ASSEMBLED CABLE PAC CABLE LIYCY 0.25 MM² | 2
5937 | 7789287015 | PRE-ASSEMBLED CABLE PAC CABLE LIYCY 0.25 MM² | 2
5938 | 7789287025 | PRE-ASSEMBLED CABLE PAC CABLE LIYCY 0.25 MM² | 2
5939 | 7789288020 | PRE-ASSEMBLED CABLE PAC CABLE LIYCY 0.25 MM² | 2
5940 | 7789288050 | PRE-ASSEMBLED CABLE PAC CABLE LIYCY 0.25 MM² | 2
5941 | 7789293050 | PRE-ASSEMBLED CABLE PAC CABLE LIYY 0.25 MM² | 2
5942 | 7789301015 | PRE-ASSEMBLED CABLE PAC CABLE LIYY 0.25 MM² | 2
5943 | 7789306030 | PRE-ASSEMBLED CABLE PAC CABLE LIYY 0.14 MM² | 2
5944 | 7789312030 | PRE-ASSEMBLED CABLE PAC CABLE LIYY 0.25 MM² | 2
5945 | 7789316020 | PRE-ASSEMBLED CABLE PAC CABLE LIYY 0.25 MM² | 2
5946 | 7789327050 | PRE-ASSEMBLED CABLE PAC CABLE LIYY 0.25 MM² | 2
5947 | 7789380020 | PRE-ASSEMBLED CABLE PAC CABLE LIYY 0.25 MM² | 2
5948 | 7789604020 | PRE-ASSEMBLED CABLE PAC CABLE LIYCY 0.25 MM² | 2
5949 | 7789608020 | PRE-ASSEMBLED CABLE PAC CABLE LIYY 0.25 MM² | 2
5950 | 1328140000 | KLIPPON K (ALUMINIUM EMPTY ENCLOSURE) EMPTY ENCLOSURE ALUMINIUM ENCLOSURE HEIGHT: 160 MM WIDTH: 260 MM DEPTH: 91 MM MATERIAL: ALUMINIUM ALSI12 POWDER-COATED GREY | 42
5951 | 1067390000 | SC INSERT PLUG SCRJ SINGLEMODE | 653
5952 | 1068930000 | FLANGE-MOUNTED HOUSING PROTECTIVE CAP | 283
5953 | 1068940000 | INSERT PROFINET SOCKET CONNECTOR | 590
5954 | 1071690000 | RAIL TS 35 TS 35 X 7.5 WITH SLOT STEEL GALVANIC ZINC PLATED AND PASSIVATED | 73
5955 | 1077300000 | RJ45 PLUG NO TOOLS REQUI CAT.6A / CLASS EA (ISO/IEC 11801 2010) | 172
5956 | 1078720000 | BUILT-IN PLUGS M8 THREAD PIN STRAIGHT M 8 N OF POLES: 4 0.5 M | 207
5957 | 1079680000 | HDC INSERT PIN 3000 V 250 A CRIMP CONNECTION SIZE: 250 | 241
5958 | 1079810000 | HDC INSERT FEMALE 3000 V 550 A CRIMP CONNECTION SIZE: 550 | 273
5959 | 1079830000 | HDC INSERT FEMALE 3000 V 550 A CRIMP CONNECTION SIZE: 550 | 273
5960 | 1079920000 | HDC ENCLOSURES SIZE: 8 PROTECTION DEGREE: IP68 IP69K IP68 (IN PLUGGED CONDITION) BASE HOUSING CLAMPING YOKE CONNECTION SDARD | 4
5961 | 1081190000 | HDC ENCLOSURES SIZE: 3 PROTECTION DEGREE: IP66 (IN PLUGGED CONDITION) IP68 (IN PLUGGED CONDITION) BASE HOUSING CLAMPING YOKE CONNECTION SDARD SIZE OF CABLE ENTRIES: M 25 | 4
5962 | 1081220000 | HDC ENCLOSURES SIZE: 3 PROTECTION DEGREE: IP66 (IN PLUGGED CONDITION) IP68 (IN PLUGGED CONDITION) BASE HOUSING CLAMPING YOKE CONNECTION SDARD SIZE OF CABLE ENTRIES: M 32 | 4
5963 | 1081490000 | HDC ENCLOSURES SIZE: 1 PROTECTION DEGREE: IP66 (IN PLUGGED CONDITION) IP68 (IN PLUGGED CONDITION) BULKHEAD HOUSING CLAMPING YOKE CONNECTION SDARD | 4
5964 | 1081510000 | HDC ENCLOSURES SIZE: 3 PROTECTION DEGREE: IP66 (IN PLUGGED CONDITION) IP68 (IN PLUGGED CONDITION) BULKHEAD HOUSING CLAMPING YOKE CONNECTION SDARD | 4
5965 | 1081530000 | HDC ENCLOSURES SIZE: 6 PROTECTION DEGREE: IP66 (IN PLUGGED CONDITION) IP68 (IN PLUGGED CONDITION) BULKHEAD HOUSING CLAMPING YOKE CONNECTION SDARD | 4
5966 | 1081540000 | HDC ENCLOSURES SIZE: 8 PROTECTION DEGREE: IP66 (IN PLUGGED CONDITION) IP68 (IN PLUGGED CONDITION) BULKHEAD HOUSING CLAMPING YOKE CONNECTION SDARD | 4
5967 | 1081550000 | HDC ENCLOSURES SIZE: 3 PROTECTION DEGREE: IP65 (IN PLUGGED CONDITION) CLAMPING YOKE CONNECTION | 4
5968 | 1082410000 | HDC ENCLOSURES SIZE: 1 PROTECTION DEGREE: IP66 (IN PLUGGED CONDITION) IP68 (IN PLUGGED CONDITION) PLUG HOUSING CLAMPING YOKE CONNECTION SDARD SIZE OF CABLE ENTRIES: PG 13.5 | 4
5969 | 1082440000 | HDC ENCLOSURES SIZE: 3 PROTECTION DEGREE: IP66 (IN PLUGGED CONDITION) IP68 (IN PLUGGED CONDITION) PLUG HOUSING CLAMPING YOKE CONNECTION SDARD SIZE OF CABLE ENTRIES: M 32 | 4
5970 | 1082530000 | HDC ENCLOSURES SIZE: 3 PROTECTION DEGREE: IP66 (IN PLUGGED CONDITION) IP68 (IN PLUGGED CONDITION) PLUG HOUSING CLAMPING YOKE CONNECTION SDARD SIZE OF CABLE ENTRIES: M 25 | 4
5971 | 1082570000 | HDC ENCLOSURES SIZE: 3 PROTECTION DEGREE: IP66 (IN PLUGGED CONDITION) IP68 (IN PLUGGED CONDITION) PLUG HOUSING CLAMPING YOKE CONNECTION SDARD SIZE OF CABLE ENTRIES: PG 21 | 4
5972 | 1082580000 | HDC ENCLOSURES SIZE: 4 PROTECTION DEGREE: IP66 (IN PLUGGED CONDITION) IP68 (IN PLUGGED CONDITION) PLUG HOUSING CLAMPING YOKE CONNECTION SDARD SIZE OF CABLE ENTRIES: M 20 | 4
5973 | 1082630000 | HDC ENCLOSURES SIZE: 4 PROTECTION DEGREE: IP66 (IN PLUGGED CONDITION) IP68 (IN PLUGGED CONDITION) PLUG HOUSING CLAMPING YOKE CONNECTION SDARD SIZE OF CABLE ENTRIES: PG 21 | 4
5974 | 1082640000 | HDC ENCLOSURES SIZE: 4 PROTECTION DEGREE: IP66 (IN PLUGGED CONDITION) IP68 (IN PLUGGED CONDITION) PLUG HOUSING CLAMPING YOKE CONNECTION SDARD SIZE OF CABLE ENTRIES: PG 29 | 4
5975 | 1082650000 | HDC ENCLOSURES SIZE: 4 PROTECTION DEGREE: IP66 (IN PLUGGED CONDITION) IP68 (IN PLUGGED CONDITION) PLUG HOUSING CLAMPING YOKE CONNECTION SDARD SIZE OF CABLE ENTRIES: M 25 | 4
5976 | 1082670000 | HDC ENCLOSURES SIZE: 4 PROTECTION DEGREE: IP66 (IN PLUGGED CONDITION) IP68 (IN PLUGGED CONDITION) PLUG HOUSING CLAMPING YOKE CONNECTION SDARD SIZE OF CABLE ENTRIES: PG 21 | 4
5977 | 1082690000 | HDC ENCLOSURES SIZE: 4 PROTECTION DEGREE: IP66 (IN PLUGGED CONDITION) IP68 (IN PLUGGED CONDITION) PLUG HOUSING CLAMPING YOKE CONNECTION SDARD SIZE OF CABLE ENTRIES: M 20 | 4
5978 | 1082730000 | HDC ENCLOSURES SIZE: 6 PROTECTION DEGREE: IP66 (IN PLUGGED CONDITION) IP68 (IN PLUGGED CONDITION) CABLE ENTRY FROM TOP PLUG HOUSING CLAMPING YOKE CONNECTION SDARD SIZE OF CABLE ENTRIES: M 50 | 4
5979 | 1082740000 | HDC ENCLOSURES SIZE: 6 PROTECTION DEGREE: IP66 (IN PLUGGED CONDITION) IP68 (IN PLUGGED CONDITION) PLUG HOUSING CLAMPING YOKE CONNECTION SDARD SIZE OF CABLE ENTRIES: PG 21 | 4
5980 | 1082800000 | HDC ENCLOSURES SIZE: 6 PROTECTION DEGREE: IP66 (IN PLUGGED CONDITION) IP68 (IN PLUGGED CONDITION) PLUG HOUSING CLAMPING YOKE CONNECTION SDARD SIZE OF CABLE ENTRIES: M 32 | 4
5981 | 1082820000 | HDC ENCLOSURES SIZE: 6 PROTECTION DEGREE: IP66 (IN PLUGGED CONDITION) IP68 (IN PLUGGED CONDITION) PLUG HOUSING CLAMPING YOKE CONNECTION SDARD SIZE OF CABLE ENTRIES: M 50 | 4
5982 | 1082830000 | HDC ENCLOSURES SIZE: 6 PROTECTION DEGREE: IP66 (IN PLUGGED CONDITION) IP68 (IN PLUGGED CONDITION) PLUG HOUSING CLAMPING YOKE CONNECTION SDARD SIZE OF CABLE ENTRIES: PG 21 | 4
5983 | 1082870000 | HDC ENCLOSURES SIZE: 8 PROTECTION DEGREE: IP66 (IN PLUGGED CONDITION) IP68 (IN PLUGGED CONDITION) PLUG HOUSING CLAMPING YOKE CONNECTION SDARD SIZE OF CABLE ENTRIES: M 40 | 4
5984 | 1083090000 | HDC ENCLOSURES SIZE: 8 PROTECTION DEGREE: IP66 (IN PLUGGED CONDITION) IP68 (IN PLUGGED CONDITION) COVER FOR LOWER PART OF HOUSING CLAMPING YOKE CONNECTION SDARD | 4
5985 | 1093400000 | SURGE PROTECTION FOR INSTRUMENTATION AND CONTROL WITH WARNING FUNCTION / FUNCTION INDICATOR UP(L/N-PE) < 800 V | 109
5986 | 1103710000 | HDC INSERT N OF POLES: 2 SIZE: 8 | 175
5987 | 1103770000 | HDC INSERT N OF POLES: 2 SIZE: 8 | 175
5988 | 1119040000 | ACCESSORIES CUTTER HOLDER | 561
5989 | 1119110000 | HDC INSERT PIN 3000 V 550 A CRIMP CONNECTION SIZE: 550 | 241
5990 | 1119970000 | HDC ENCLOSURES SIZE: 8 PROTECTION DEGREE: IP68 IP69K IP68 (IN PLUGGED CONDITION) COVER CLAMPING YOKE CONNECTION SDARD SIZE OF CABLE ENTRIES: M 40 | 4
5991 | 1120000000 | HDC ENCLOSURES SIZE: 8 PROTECTION DEGREE: IP68 IP69K IP68 (IN PLUGGED CONDITION) COVER CLAMPING YOKE CONNECTION SDARD SIZE OF CABLE ENTRIES: M 32 | 4
5992 | 1132040000 | RJ45 IDC PLUG CAT.6A / CLASS EA (ISO/IEC 11801 2010) 8-CORE EIA/TIA T568 A | 88
5993 | 1132060000 | RJ45 IDC PLUG CAT.5 (ISO/IEC 11801) 4-CORE PROFINET | 617
5994 | 1165980000 | HEAVY-DUTY CONNECTORS ACCESSORIES SHIELD CLAMP | 86
5995 | 1165990000 | HEAVY-DUTY CONNECTORS ACCESSORIES SHIELD CLAMP | 86
5996 | 1169950000 | SENSOR/ACTUATOR PLUG-IN CONNECTOR BUILT-IN PLUGS EMPTY ENCLOSURE | 192
5997 | 1169970000 | SENSOR/ACTUATOR PLUG-IN CONNECTOR BUILT-IN PLUGS EMPTY ENCLOSURE | 192
5998 | 1170040000 | SENSOR/ACTUATOR PLUG-IN CONNECTOR INSERT | 45
5999 | 1170070000 | SENSOR/ACTUATOR PLUG-IN CONNECTOR INSERT | 45
6000 | 1170120000 | SENSOR/ACTUATOR PLUG-IN CONNECTOR INSERT | 45
6001 | 1170130000 | SENSOR/ACTUATOR PLUG-IN CONNECTOR INSERT | 45
6002 | 1170280000 | SENSOR/ACTUATOR PLUG-IN CONNECTOR EMPTY ENCLOSURE | 125
6003 | 1170300000 | SENSOR/ACTUATOR PLUG-IN CONNECTOR BUILT-IN PLUGS EMPTY ENCLOSURE | 192
6004 | 1170330000 | SENSOR/ACTUATOR PLUG-IN CONNECTOR BUILT-IN PLUGS EMPTY ENCLOSURE | 192
6005 | 1170380000 | SENSOR/ACTUATOR PLUG-IN CONNECTOR INSERT | 45
6006 | 1170810000 | PROTECTED COMPONENT ASSEMBLIES PROTECTIVE CAP | 102
6007 | 1173030010 | DRAGLINE CABLE PROFINET RJ45 IP 20 RJ45 IP 20 CAT.5 (ISO/IEC 11801) / CAT.5E (TIA T568-B) PUR 1 M | 8
6008 | 1173030015 | DRAGLINE CABLE PROFINET RJ45 IP 20 RJ45 IP 20 CAT.5 (ISO/IEC 11801) / CAT.5E (TIA T568-B) PUR 1.5 M | 8
6009 | 1173030140 | DRAGLINE CABLE PROFINET RJ45 IP 20 RJ45 IP 20 CAT.5 (ISO/IEC 11801) / CAT.5E (TIA T568-B) PUR 14 M | 8
6010 | 1175980000 | SIGNAL CONVERTER/INSULATOR SIGNAL CONVERTER/ISOLATOR INPUT : 0(4)-20 MA OUTPUT : 0(4)-20 MA | 154
6011 | 1176000000 | SIGNAL CONVERTER/INSULATOR CONFIGURABLE WITH SENSOR SUPPLY INPUT : I / U OUTPUT : I / U | 204
6012 | 1176010000 | SIGNAL CONVERTER/INSULATOR CONFIGURABLE WITHOUT SENSOR SUPPLY INPUT : I / U OUTPUT : I / U | 204
6013 | 1176070000 | SIGNAL CONVERTER/INSULATOR INPUT CURRENT LOOP FEED 1-CHANNEL INPUT : 0(4)-20 MA OUTPUT : 0(4)-20 MA | 789
6014 | 1180300000 | FIELDPOWER® BOX IP65 | 919
6015 | 1191020000 | SOCKETS PREFABRICATED TO CUSTOMER SPEC. M12 FEMALE SOCKET STRAIGHT | 26
6016 | 1191550000 | FO CONNECTOR VERSION 14 SC-RJ POF IP67 | 340
6017 | 1193680000 | TERMSERIES CROSS-CONNECTOR | 81
6018 | 1193690000 | TERMSERIES CROSS-CONNECTOR | 81
6019 | 1194690000 | KLIPPON TB MH (TERMINAL BOX - MULTI HINGE) EMPTY ENCLOSURE STAINLESS STEEL ENCLOSURE HEIGHT: 260 MM WIDTH: 260 MM DEPTH: 200 MM GLAND PLATES: BOTTOM TOP LEFT RIGHT MATERIAL: STAINLESS STEEL 1.4404 (316L) ELECTROPOLISHED | 5
6020 | 1194740000 | KLIPPON TB MH (TERMINAL BOX - MULTI HINGE) EMPTY ENCLOSURE STAINLESS STEEL ENCLOSURE HEIGHT: 306 MM WIDTH: 306 MM DEPTH: 150 MM GLAND PLATES: BOTTOM TOP LEFT RIGHT MATERIAL: STAINLESS STEEL 1.4404 (316L) ELECTROPOLISHED | 5
6021 | 1194870000 | KLIPPON TB MH (TERMINAL BOX - MULTI HINGE) EMPTY ENCLOSURE STAINLESS STEEL ENCLOSURE HEIGHT: 350 MM WIDTH: 260 MM DEPTH: 200 MM GLAND PLATES: BOTTOM TOP MATERIAL: STAINLESS STEEL 1.4404 (316L) ELECTROPOLISHED | 5
6022 | 1195120000 | KLIPPON TB MH (TERMINAL BOX - MULTI HINGE) EMPTY ENCLOSURE STAINLESS STEEL ENCLOSURE HEIGHT: 480 MM WIDTH: 480 MM DEPTH: 150 MM GLAND PLATES: BOTTOM TOP MATERIAL: STAINLESS STEEL 1.4404 (316L) ELECTROPOLISHED | 5
6023 | 1195320000 | KLIPPON TB MH (TERMINAL BOX - MULTI HINGE) EMPTY ENCLOSURE STAINLESS STEEL ENCLOSURE HEIGHT: 620 MM WIDTH: 450 MM DEPTH: 150 MM GLAND PLATES: BOTTOM TOP MATERIAL: STAINLESS STEEL 1.4404 (316L) ELECTROPOLISHED | 5
6024 | 1195340000 | KLIPPON TB MH (TERMINAL BOX - MULTI HINGE) EMPTY ENCLOSURE STAINLESS STEEL ENCLOSURE HEIGHT: 620 MM WIDTH: 450 MM DEPTH: 150 MM GLAND PLATES: BOTTOM TOP LEFT RIGHT MATERIAL: STAINLESS STEEL 1.4404 (316L) ELECTROPOLISHED | 5
6025 | 1195470000 | KLIPPON TB MH (TERMINAL BOX - MULTI HINGE) EMPTY ENCLOSURE STAINLESS STEEL ENCLOSURE HEIGHT: 762 MM WIDTH: 508 MM DEPTH: 200 MM GLAND PLATES: BOTTOM TOP MATERIAL: STAINLESS STEEL 1.4404 (316L) ELECTROPOLISHED | 5
6026 | 1195630000 | KLIPPON TB MH (TERMINAL BOX - MULTI HINGE) EMPTY ENCLOSURE STAINLESS STEEL ENCLOSURE HEIGHT: 980 MM WIDTH: 740 MM DEPTH: 200 MM GLAND PLATES: BOTTOM LEFT RIGHT MATERIAL: STAINLESS STEEL 1.4404 (316L) ELECTROPOLISHED | 5
6027 | 1195750000 | KLIPPON TB FS (TERMINAL BOX - FIXING SCREW) EMPTY ENCLOSURE STAINLESS STEEL ENCLOSURE HEIGHT: 260 MM WIDTH: 260 MM DEPTH: 200 MM MATERIAL: STAINLESS STEEL 1.4404 (316L) ELECTROPOLISHED | 5
6028 | 1195790000 | KLIPPON TB FS (TERMINAL BOX - FIXING SCREW) EMPTY ENCLOSURE STAINLESS STEEL ENCLOSURE HEIGHT: 260 MM WIDTH: 260 MM DEPTH: 200 MM GLAND PLATES: BOTTOM TOP LEFT RIGHT MATERIAL: STAINLESS STEEL 1.4404 (316L) ELECTROPOLISHED | 5
6029 | 1195850000 | KLIPPON TB FS (TERMINAL BOX - FIXING SCREW) EMPTY ENCLOSURE STAINLESS STEEL ENCLOSURE HEIGHT: 306 MM WIDTH: 306 MM DEPTH: 200 MM MATERIAL: STAINLESS STEEL 1.4404 (316L) ELECTROPOLISHED | 5
6030 | 1195880000 | KLIPPON TB FS (TERMINAL BOX - FIXING SCREW) EMPTY ENCLOSURE STAINLESS STEEL ENCLOSURE HEIGHT: 306 MM WIDTH: 306 MM DEPTH: 200 MM GLAND PLATES: BOTTOM LEFT RIGHT MATERIAL: STAINLESS STEEL 1.4404 (316L) ELECTROPOLISHED | 5
6031 | 1195890000 | KLIPPON TB FS (TERMINAL BOX - FIXING SCREW) EMPTY ENCLOSURE STAINLESS STEEL ENCLOSURE HEIGHT: 306 MM WIDTH: 306 MM DEPTH: 200 MM GLAND PLATES: BOTTOM TOP LEFT RIGHT MATERIAL: STAINLESS STEEL 1.4404 (316L) ELECTROPOLISHED | 5
6032 | 1195910000 | KLIPPON TB FS (TERMINAL BOX - FIXING SCREW) EMPTY ENCLOSURE STAINLESS STEEL ENCLOSURE HEIGHT: 350 MM WIDTH: 260 MM DEPTH: 150 MM GLAND PLATES: BOTTOM MATERIAL: STAINLESS STEEL 1.4404 (316L) ELECTROPOLISHED | 5
6033 | 1195940000 | KLIPPON TB FS (TERMINAL BOX - FIXING SCREW) EMPTY ENCLOSURE STAINLESS STEEL ENCLOSURE HEIGHT: 350 MM WIDTH: 260 MM DEPTH: 150 MM GLAND PLATES: BOTTOM TOP LEFT RIGHT MATERIAL: STAINLESS STEEL 1.4404 (316L) ELECTROPOLISHED | 5
6034 | 1195970000 | KLIPPON TB FS (TERMINAL BOX - FIXING SCREW) EMPTY ENCLOSURE STAINLESS STEEL ENCLOSURE HEIGHT: 350 MM WIDTH: 260 MM DEPTH: 200 MM GLAND PLATES: BOTTOM TOP MATERIAL: STAINLESS STEEL 1.4404 (316L) ELECTROPOLISHED | 5
6035 | 1196100000 | KLIPPON TB FS (TERMINAL BOX - FIXING SCREW) EMPTY ENCLOSURE STAINLESS STEEL ENCLOSURE HEIGHT: 458 MM WIDTH: 382 MM DEPTH: 150 MM MATERIAL: STAINLESS STEEL 1.4404 (316L) ELECTROPOLISHED | 5
6036 | 1196160000 | KLIPPON TB FS (TERMINAL BOX - FIXING SCREW) EMPTY ENCLOSURE STAINLESS STEEL ENCLOSURE HEIGHT: 458 MM WIDTH: 382 MM DEPTH: 200 MM GLAND PLATES: BOTTOM MATERIAL: STAINLESS STEEL 1.4404 (316L) ELECTROPOLISHED | 5
6037 | 1196170000 | KLIPPON TB FS (TERMINAL BOX - FIXING SCREW) EMPTY ENCLOSURE STAINLESS STEEL ENCLOSURE HEIGHT: 458 MM WIDTH: 382 MM DEPTH: 200 MM GLAND PLATES: BOTTOM TOP MATERIAL: STAINLESS STEEL 1.4404 (316L) ELECTROPOLISHED | 5
6038 | 1196250000 | KLIPPON TB FS (TERMINAL BOX - FIXING SCREW) EMPTY ENCLOSURE STAINLESS STEEL ENCLOSURE HEIGHT: 480 MM WIDTH: 480 MM DEPTH: 200 MM MATERIAL: STAINLESS STEEL 1.4404 (316L) ELECTROPOLISHED | 5
6039 | 1196370000 | KLIPPON TB FS (TERMINAL BOX - FIXING SCREW) EMPTY ENCLOSURE STAINLESS STEEL ENCLOSURE HEIGHT: 550 MM WIDTH: 350 MM DEPTH: 200 MM GLAND PLATES: BOTTOM TOP MATERIAL: STAINLESS STEEL 1.4404 (316L) ELECTROPOLISHED | 5
6040 | 1196560000 | KLIPPON TB FS (TERMINAL BOX - FIXING SCREW) EMPTY ENCLOSURE STAINLESS STEEL ENCLOSURE HEIGHT: 762 MM WIDTH: 508 MM DEPTH: 200 MM GLAND PLATES: BOTTOM MATERIAL: STAINLESS STEEL 1.4404 (316L) ELECTROPOLISHED | 5
6041 | 1196680000 | KLIPPON TB FS (TERMINAL BOX - FIXING SCREW) EMPTY ENCLOSURE STAINLESS STEEL ENCLOSURE HEIGHT: 914 MM WIDTH: 610 MM DEPTH: 200 MM GLAND PLATES: BOTTOM LEFT RIGHT MATERIAL: STAINLESS STEEL 1.4404 (316L) ELECTROPOLISHED | 5
6042 | 1199910000 | KLIPPON TB QL (TERMINAL BOX - QUARTER LOCK) EMPTY ENCLOSURE STAINLESS STEEL ENCLOSURE HEIGHT: 260 MM WIDTH: 260 MM DEPTH: 150 MM GLAND PLATES: BOTTOM MATERIAL: STAINLESS STEEL 1.4404 (316L) ELECTROPOLISHED | 5
6043 | 1200010000 | KLIPPON TB QL (TERMINAL BOX - QUARTER LOCK) EMPTY ENCLOSURE STAINLESS STEEL ENCLOSURE HEIGHT: 306 MM WIDTH: 306 MM DEPTH: 150 MM MATERIAL: STAINLESS STEEL 1.4404 (316L) ELECTROPOLISHED | 5
6044 | 1200020000 | KLIPPON TB QL (TERMINAL BOX - QUARTER LOCK) EMPTY ENCLOSURE STAINLESS STEEL ENCLOSURE HEIGHT: 306 MM WIDTH: 306 MM DEPTH: 150 MM GLAND PLATES: BOTTOM MATERIAL: STAINLESS STEEL 1.4404 (316L) ELECTROPOLISHED | 5
6045 | 1200070000 | KLIPPON TB QL (TERMINAL BOX - QUARTER LOCK) EMPTY ENCLOSURE STAINLESS STEEL ENCLOSURE HEIGHT: 306 MM WIDTH: 306 MM DEPTH: 200 MM GLAND PLATES: BOTTOM MATERIAL: STAINLESS STEEL 1.4404 (316L) ELECTROPOLISHED | 5
6046 | 1200150000 | KLIPPON TB QL (TERMINAL BOX - QUARTER LOCK) EMPTY ENCLOSURE STAINLESS STEEL ENCLOSURE HEIGHT: 350 MM WIDTH: 260 MM DEPTH: 150 MM GLAND PLATES: BOTTOM TOP LEFT RIGHT MATERIAL: STAINLESS STEEL 1.4404 (316L) ELECTROPOLISHED | 5
6047 | 1200220000 | KLIPPON TB QL (TERMINAL BOX - QUARTER LOCK) EMPTY ENCLOSURE STAINLESS STEEL ENCLOSURE HEIGHT: 400 MM WIDTH: 300 MM DEPTH: 150 MM MATERIAL: STAINLESS STEEL 1.4404 (316L) ELECTROPOLISHED | 5
6048 | 1200270000 | KLIPPON TB QL (TERMINAL BOX - QUARTER LOCK) EMPTY ENCLOSURE STAINLESS STEEL ENCLOSURE HEIGHT: 400 MM WIDTH: 300 MM DEPTH: 200 MM MATERIAL: STAINLESS STEEL 1.4404 (316L) ELECTROPOLISHED | 5
6049 | 1200360000 | KLIPPON TB QL (TERMINAL BOX - QUARTER LOCK) EMPTY ENCLOSURE STAINLESS STEEL ENCLOSURE HEIGHT: 458 MM WIDTH: 382 MM DEPTH: 150 MM GLAND PLATES: BOTTOM LEFT RIGHT MATERIAL: STAINLESS STEEL 1.4404 (316L) ELECTROPOLISHED | 5
6050 | 1200440000 | KLIPPON TB QL (TERMINAL BOX - QUARTER LOCK) EMPTY ENCLOSURE STAINLESS STEEL ENCLOSURE HEIGHT: 480 MM WIDTH: 480 MM DEPTH: 150 MM MATERIAL: STAINLESS STEEL 1.4404 (316L) ELECTROPOLISHED | 5
6051 | 1200450000 | KLIPPON TB QL (TERMINAL BOX - QUARTER LOCK) EMPTY ENCLOSURE STAINLESS STEEL ENCLOSURE HEIGHT: 480 MM WIDTH: 480 MM DEPTH: 150 MM GLAND PLATES: BOTTOM MATERIAL: STAINLESS STEEL 1.4404 (316L) ELECTROPOLISHED | 5
6052 | 1200720000 | KLIPPON TB QL (TERMINAL BOX - QUARTER LOCK) EMPTY ENCLOSURE STAINLESS STEEL ENCLOSURE HEIGHT: 620 MM WIDTH: 450 MM DEPTH: 200 MM MATERIAL: STAINLESS STEEL 1.4404 (316L) ELECTROPOLISHED | 5
6053 | 1200760000 | KLIPPON TB QL (TERMINAL BOX - QUARTER LOCK) EMPTY ENCLOSURE STAINLESS STEEL ENCLOSURE HEIGHT: 620 MM WIDTH: 450 MM DEPTH: 200 MM GLAND PLATES: BOTTOM TOP LEFT RIGHT MATERIAL: STAINLESS STEEL 1.4404 (316L) ELECTROPOLISHED | 5
6054 | 1200820000 | KLIPPON TB QL (TERMINAL BOX - QUARTER LOCK) EMPTY ENCLOSURE STAINLESS STEEL ENCLOSURE HEIGHT: 762 MM WIDTH: 508 MM DEPTH: 150 MM GLAND PLATES: BOTTOM TOP LEFT RIGHT MATERIAL: STAINLESS STEEL 1.4404 (316L) ELECTROPOLISHED | 5
6055 | 1200930000 | KLIPPON TB QL (TERMINAL BOX - QUARTER LOCK) EMPTY ENCLOSURE STAINLESS STEEL ENCLOSURE HEIGHT: 914 MM WIDTH: 610 MM DEPTH: 150 MM GLAND PLATES: BOTTOM TOP LEFT RIGHT MATERIAL: STAINLESS STEEL 1.4404 (316L) ELECTROPOLISHED | 5
6056 | 1200970000 | KLIPPON TB QL (TERMINAL BOX - QUARTER LOCK) EMPTY ENCLOSURE STAINLESS STEEL ENCLOSURE HEIGHT: 914 MM WIDTH: 610 MM DEPTH: 200 MM GLAND PLATES: BOTTOM LEFT RIGHT MATERIAL: STAINLESS STEEL 1.4404 (316L) ELECTROPOLISHED | 5
6057 | 1201270010 | PATCH CABLE RJ45 IP 20 RJ45 IP 20 CAT.6A / CLASS EA (ISO/IEC 11801 2010) LSZH 1 M | 10
6058 | 1201270015 | PATCH CABLE RJ45 IP 20 RJ45 IP 20 CAT.6A / CLASS EA (ISO/IEC 11801 2010) LSZH 1.5 M | 10
6059 | 1201270050 | PATCH CABLE RJ45 IP 20 RJ45 IP 20 CAT.6A / CLASS EA (ISO/IEC 11801 2010) LSZH 5 M | 10
6060 | 1201270200 | PATCH CABLE RJ45 IP 20 RJ45 IP 20 CAT.6A / CLASS EA (ISO/IEC 11801 2010) LSZH 20 M | 10
6061 | 1203960000 | PRESSING TOOL | 183
6062 | 1208380000 | HDC ENCLOSURES SIZE: 6 PROTECTION DEGREE: IP65 IP65 (IN PLUGGED CONDITION) CABLE ENTRY FROM TOP PLUG HOUSING SIDE-LOCKING CLAMP ON LOWER SIDE HIGH SIZE OF CABLE ENTRIES: M 25 | 4
6063 | 1210890000 | VPMS EX (EX BLANKING PLUG ) BLANKING PLUG M 16 12 MM NICKEL-PLATED | 142
6064 | 1210940000 | VPMS EX (EX BLANKING PLUG ) BLANKING PLUG M 50 15 MM NICKEL-PLATED | 142
6065 | 1210950000 | VPMS EX (EX BLANKING PLUG ) BLANKING PLUG M 63 19 MM NICKEL-PLATED | 142
6066 | 1215920000 | HEAVY-DUTY CONNECTORS ACCESSORIES PROTECTIVE CAP | 558
6067 | 1220580000 | HDC INSERT PIN 3000 V 550 A CRIMP CONNECTION SIZE: 550 | 241
6068 | 1220620300 | SENSOR/ACTUATOR LINE CONNECTING LINE M12 / M8 N OF POLES : 3 3 M PIN STRAIGHT SOCKET ANGLED SHIELDED: NO LED: NO SHEATH MATERIAL: PUR HALOGEN: NO | 0
6069 | 1221570000 | INTERFACE RS 1-WIRE SCREW CONNECTION | 101
6070 | 1222210000 | DIODE MODULE | 511
6071 | 1222240000 | CAPACITY MODULE | 404
6072 | 1222940000 | INTERFACE RS 1-WIRE SCREW CONNECTION | 101
6073 | 1222980000 | INTERFACE RS 1-WIRE SCREW CONNECTION | 101
6074 | 1222990000 | INTERFACE RS 1-WIRE TENSION-CLAMP CONNECTION | 96
6075 | 1223030000 | INTERFACE RS 1-WIRE TENSION-CLAMP CONNECTION | 96
6076 | 1224000000 | SENSOR/ACTUATOR PLUG-IN CONNECTOR | 45
6077 | 1224010000 | SENSOR/ACTUATOR PLUG-IN CONNECTOR | 45
6078 | 1224040000 | SENSOR/ACTUATOR PLUG-IN CONNECTOR | 45
6079 | 1224110000 | SENSOR/ACTUATOR PLUG-IN CONNECTOR | 45
6080 | 1224130000 | SENSOR/ACTUATOR PLUG-IN CONNECTOR | 45
6081 | 1224210000 | SENSOR/ACTUATOR PLUG-IN CONNECTOR | 45
6082 | 1224310000 | SENSOR/ACTUATOR PLUG-IN CONNECTOR | 45
6083 | 1224380000 | SENSOR/ACTUATOR PLUG-IN CONNECTOR | 45
6084 | 1224390000 | SENSOR/ACTUATOR PLUG-IN CONNECTOR | 45
6085 | 1224400000 | SENSOR/ACTUATOR PLUG-IN CONNECTOR | 45
6086 | 1224420000 | SENSOR/ACTUATOR PLUG-IN CONNECTOR | 45
6087 | 1224430000 | SENSOR/ACTUATOR PLUG-IN CONNECTOR | 45
6088 | 1224470000 | SENSOR/ACTUATOR PLUG-IN CONNECTOR | 45
6089 | 1224480000 | SENSOR/ACTUATOR PLUG-IN CONNECTOR | 45
6090 | 1224490000 | SENSOR/ACTUATOR PLUG-IN CONNECTOR | 45
6091 | 1224500000 | SENSOR/ACTUATOR PLUG-IN CONNECTOR | 45
6092 | 1224540000 | SENSOR/ACTUATOR PLUG-IN CONNECTOR | 45
6093 | 1224550000 | SENSOR/ACTUATOR PLUG-IN CONNECTOR | 45
6094 | 1224580000 | SENSOR/ACTUATOR PLUG-IN CONNECTOR | 45
6095 | 1224610000 | SENSOR/ACTUATOR PLUG-IN CONNECTOR | 45
6096 | 1224670000 | SENSOR/ACTUATOR PLUG-IN CONNECTOR | 45
6097 | 1224720000 | SENSOR/ACTUATOR PLUG-IN CONNECTOR | 45
6098 | 1224750000 | SENSOR/ACTUATOR PLUG-IN CONNECTOR | 45
6099 | 1224760000 | SENSOR/ACTUATOR PLUG-IN CONNECTOR | 45
6100 | 1233160015 | PATCH CABLE RJ45 IP 20 ANGLED 270° RJ45 IP 20 CAT.6A / CLASS EA (ISO/IEC 11801 2010) LSZH 1.5 M | 10
6101 | 1233160100 | PATCH CABLE RJ45 IP 20 ANGLED 270° RJ45 IP 20 CAT.6A / CLASS EA (ISO/IEC 11801 2010) LSZH 10 M | 10
6102 | 1234750010 | SYSTEM CABLE M12 D-CODE ? FLANGE RJ45 IP 20 CAT.5 (ISO/IEC 11801) / CAT.5E (TIA T568-B) PUR 1 M | 8
6103 | 1234750015 | SYSTEM CABLE M12 D-CODE ? FLANGE RJ45 IP 20 CAT.5 (ISO/IEC 11801) / CAT.5E (TIA T568-B) PUR 1.5 M | 8
6104 | 1234750020 | SYSTEM CABLE M12 D-CODE ? FLANGE RJ45 IP 20 CAT.5 (ISO/IEC 11801) / CAT.5E (TIA T568-B) PUR 2 M | 8
6105 | 1234750050 | SYSTEM CABLE M12 D-CODE ? FLANGE RJ45 IP 20 CAT.5 (ISO/IEC 11801) / CAT.5E (TIA T568-B) PUR 5 M | 8
6106 | 1234770005 | SYSTEM CABLE M12 D-CODE ? FLANGE OPEN CAT.5 (ISO/IEC 11801) / CAT.5E (TIA T568-B) PUR 0.5 M | 8
6107 | 1234770010 | SYSTEM CABLE M12 D-CODE ? FLANGE OPEN CAT.5 (ISO/IEC 11801) / CAT.5E (TIA T568-B) PUR 1 M | 8
6108 | 1234770015 | SYSTEM CABLE M12 D-CODE ? FLANGE OPEN CAT.5 (ISO/IEC 11801) / CAT.5E (TIA T568-B) PUR 1.5 M | 8
6109 | 1247130000 | INTERFACE RS 1-WIRE TENSION-CLAMP CONNECTION | 96
6110 | 1247140000 | INTERFACE RS 1-WIRE SCREW CONNECTION | 101
6111 | 1256280000 | KLIPPON TB (TERMINAL BOX) FLANGE PLATE HEIGHT: 177 MM WIDTH: 100 MM DEPTH: 6 MM GLAND PLATES: LEFT RIGHT MATERIAL: STAINLESS STEEL 1.4404 ELECTROPOLISHED | 5
6112 | 1256290000 | KLIPPON TB (TERMINAL BOX) FLANGE PLATE HEIGHT: 254 MM WIDTH: 117 MM DEPTH: 6 MM GLAND PLATES: TOP BOTTOM MATERIAL: STAINLESS STEEL 1.4404 ELECTROPOLISHED | 5
6113 | 1256360000 | KLIPPON TB (TERMINAL BOX) FLANGE PLATE HEIGHT: 296 MM WIDTH: 167 MM DEPTH: 6 MM GLAND PLATES: TOP BOTTOM MATERIAL: STAINLESS STEEL 1.4404 ELECTROPOLISHED | 5
6114 | 1256370000 | KLIPPON TB (TERMINAL BOX) FLANGE PLATE HEIGHT: 250 MM WIDTH: 167 MM DEPTH: 6 MM GLAND PLATES: LEFT RIGHT MATERIAL: STAINLESS STEEL 1.4404 ELECTROPOLISHED | 5
6115 | 1256380000 | KLIPPON TB (TERMINAL BOX) FLANGE PLATE HEIGHT: 254 MM WIDTH: 117 MM DEPTH: 6 MM GLAND PLATES: TOP BOTTOM MATERIAL: STAINLESS STEEL 1.4404 ELECTROPOLISHED | 5
6116 | 1256390000 | KLIPPON TB (TERMINAL BOX) FLANGE PLATE HEIGHT: 298 MM WIDTH: 117 MM DEPTH: 6 MM GLAND PLATES: LEFT RIGHT MATERIAL: STAINLESS STEEL 1.4404 ELECTROPOLISHED | 5
6117 | 1256430000 | KLIPPON TB (TERMINAL BOX) FLANGE PLATE HEIGHT: 294 MM WIDTH: 117 MM DEPTH: 6 MM GLAND PLATES: TOP BOTTOM MATERIAL: STAINLESS STEEL 1.4404 ELECTROPOLISHED | 5
6118 | 1256510000 | KLIPPON TB (TERMINAL BOX) FLANGE PLATE HEIGHT: 372 MM WIDTH: 167 MM DEPTH: 6 MM GLAND PLATES: TOP BOTTOM MATERIAL: STAINLESS STEEL 1.4404 ELECTROPOLISHED | 5
6119 | 1256530000 | KLIPPON TB (TERMINAL BOX) FLANGE PLATE HEIGHT: 474 MM WIDTH: 117 MM DEPTH: 6 MM GLAND PLATES: TOP BOTTOM MATERIAL: STAINLESS STEEL 1.4404 ELECTROPOLISHED | 5
6120 | 1256580000 | KLIPPON TB (TERMINAL BOX) FLANGE PLATE HEIGHT: 498 MM WIDTH: 117 MM DEPTH: 6 MM GLAND PLATES: LEFT RIGHT MATERIAL: STAINLESS STEEL 1.4404 ELECTROPOLISHED | 5
6121 | 1256610000 | KLIPPON TB (TERMINAL BOX) FLANGE PLATE HEIGHT: 494 MM WIDTH: 167 MM DEPTH: 6 MM GLAND PLATES: LEFT RIGHT MATERIAL: STAINLESS STEEL 1.4404 ELECTROPOLISHED | 5
6122 | 1256630000 | KLIPPON TB (TERMINAL BOX) FLANGE PLATE HEIGHT: 568 MM WIDTH: 117 MM DEPTH: 6 MM GLAND PLATES: LEFT RIGHT MATERIAL: STAINLESS STEEL 1.4404 ELECTROPOLISHED | 5
6123 | 1256680000 | KLIPPON TB (TERMINAL BOX) FLANGE PLATE HEIGHT: 498 MM WIDTH: 167 MM DEPTH: 6 MM GLAND PLATES: TOP BOTTOM MATERIAL: STAINLESS STEEL 1.4404 ELECTROPOLISHED | 5
6124 | 1256720000 | KLIPPON TB (TERMINAL BOX) FLANGE PLATE HEIGHT: 421 MM WIDTH: 117 MM DEPTH: 6 MM GLAND PLATES: LEFT RIGHT MATERIAL: STAINLESS STEEL 1.4404 ELECTROPOLISHED | 5
6125 | 1256730000 | KLIPPON TB (TERMINAL BOX) FLANGE PLATE HEIGHT: 600 MM WIDTH: 167 MM DEPTH: 6 MM GLAND PLATES: TOP BOTTOM MATERIAL: STAINLESS STEEL 1.4404 ELECTROPOLISHED | 5
6126 | 1257650000 | KLIPPON TB (TERMINAL BOX) MOUNTING PLATE PREPUNCHED HEIGHT: 174 MM WIDTH: 91 MM DEPTH: 1.5 MM MATERIAL: STAINLESS STEEL 1.4301 (304) UNTREATED | 5
6127 | 1257670000 | KLIPPON TB (TERMINAL BOX) MOUNTING PLATE PREPUNCHED HEIGHT: 251 MM WIDTH: 245 MM DEPTH: 1.5 MM MATERIAL: STAINLESS STEEL 1.4301 (304) UNTREATED | 5
6128 | 1257700000 | KLIPPON TB (TERMINAL BOX) MOUNTING PLATE PREPUNCHED HEIGHT: 403 MM WIDTH: 321 MM DEPTH: 1.5 MM MATERIAL: STAINLESS STEEL 1.4301 (304) UNTREATED | 5
6129 | 1257710000 | KLIPPON TB (TERMINAL BOX) MOUNTING PLATE PREPUNCHED HEIGHT: 425 MM WIDTH: 419 MM DEPTH: 1.5 MM MATERIAL: STAINLESS STEEL 1.4301 (304) UNTREATED | 5
6130 | 1257750000 | KLIPPON TB (TERMINAL BOX) MOUNTING PLATE PREPUNCHED HEIGHT: 707 MM WIDTH: 447 MM DEPTH: 12 MM MATERIAL: STAINLESS STEEL 1.4301 (304) UNTREATED | 5
6131 | 1257770000 | KLIPPON TB (TERMINAL BOX) MOUNTING PLATE PREPUNCHED HEIGHT: 926 MM WIDTH: 680 MM DEPTH: 12 MM MATERIAL: STAINLESS STEEL 1.4301 (304) UNTREATED | 5
6132 | 1906300400 | SENSOR/ACTUATOR LINE CONNECTING LINE M12 / M12 N OF POLES : 4 4 M PIN STRAIGHT - SOCKET STRAIGHT SHIELDED: NO LED: NO SHEATH MATERIAL: PUR HALOGEN: NO | 0
6133 | 1906300600 | SENSOR/ACTUATOR LINE CONNECTING LINE M12 / M12 N OF POLES : 4 6 M PIN STRAIGHT - SOCKET STRAIGHT SHIELDED: NO LED: NO SHEATH MATERIAL: PUR HALOGEN: NO | 0
6134 | 1906302900 | SENSOR/ACTUATOR LINE CONNECTING LINE M12 / M12 N OF POLES : 4 29 M PIN STRAIGHT - SOCKET STRAIGHT SHIELDED: NO LED: NO SHEATH MATERIAL: PUR HALOGEN: NO | 0
6135 | 1925442000 | SENSOR/ACTUATOR LINE ONE END WITHOUT CONNECTOR M12 N OF POLES : 4 20 M PIN STRAIGHT SHIELDED: NO LED: NO SHEATH MATERIAL: PVC HALOGEN: YES | 0
6136 | 1939370150 | SENSOR/ACTUATOR LINE ONE END WITHOUT CONNECTOR M12 N OF POLES : 3 1.5 M SOCKET ANGLED SHIELDED: NO LED: NO SHEATH MATERIAL: PUR HALOGEN: NO | 0
6137 | 2466880000 | POWER SUPPLY SWITCH-MODE POWER SUPPLY UNIT 24 V | 34
6138 | 7789214015 | PRE-ASSEMBLED CABLE PAC CABLE LIYY 0.25 MM² | 2
6139 | 7789228030 | PRE-ASSEMBLED CABLE PAC CABLE LIYCY 0.25 MM² | 2
6140 | 7789229050 | PRE-ASSEMBLED CABLE PAC CABLE LIYCY 0.25 MM² | 2
6141 | 7789231020 | PRE-ASSEMBLED CABLE PAC CABLE LIYCY 0.25 MM² | 2
6142 | 7789231030 | PRE-ASSEMBLED CABLE PAC CABLE LIYCY 0.25 MM² | 2
6143 | 7789233040 | PRE-ASSEMBLED CABLE PAC CABLE LIYCY 0.25 MM² | 2
6144 | 7789233100 | PRE-ASSEMBLED CABLE PAC CABLE LIYCY 0.25 MM² | 2
6145 | 7789246040 | PRE-ASSEMBLED CABLE PAC CABLE LIYY 8.6 ± 1 MM | 13
6146 | 7789618100 | PRE-ASSEMBLED CABLE PAC CABLE LIYY 0.25 MM² | 2
6147 | 7789620030 | PRE-ASSEMBLED CABLE PAC CABLE LIYCY 0.25 MM² | 2
6148 | 7789626100 | PRE-ASSEMBLED CABLE PAC CABLE LIYCY 0.25 MM² | 2
6149 | 7789641005 | PRE-ASSEMBLED CABLE PAC CABLE LIYY 0.25 MM² | 2
6150 | 7789695020 | PRE-ASSEMBLED CABLE PAC CABLE LIYY 0.25 MM² | 2
6151 | 7789697020 | PRE-ASSEMBLED CABLE PAC CABLE LIYY 0.25 MM² | 2
6152 | 7789729010 | PRE-ASSEMBLED CABLE PAC CABLE LIYY 8.6 ± 1 MM | 13
6153 | 7789759020 | PRE-ASSEMBLED CABLE PAC CABLE LIYY 12.4 ± 1 MM | 13
6154 | 7789771060 | PRE-ASSEMBLED CABLE PAC CABLE LIYY 0.25 MM² | 2
6155 | 7789772010 | PRE-ASSEMBLED CABLE PAC CABLE LIYY 0.25 MM² | 2
6156 | 7789772020 | PRE-ASSEMBLED CABLE PAC CABLE LIYY 0.25 MM² | 2
6157 | 7789795015 | PRE-ASSEMBLED CABLE PAC CABLE LIYY 0.25 MM² | 2
6158 | 7789807010 | PRE-ASSEMBLED CABLE PAC CABLE LIYCY 0.25 MM² | 2
6159 | 7789808010 | PRE-ASSEMBLED CABLE PAC CABLE LIYY 0.25 MM² | 2
6160 | 7789808015 | PRE-ASSEMBLED CABLE PAC CABLE LIYY 0.25 MM² | 2
6161 | 7789829010 | PRE-ASSEMBLED CABLE PAC CABLE LIYCY 0.25 MM² | 2
6162 | 7789829050 | PRE-ASSEMBLED CABLE PAC CABLE LIYCY 0.25 MM² | 2
6163 | 7789841030 | CABLE LIYCY 0.25 MM² | 157
6164 | 7789845020 | PRE-ASSEMBLED CABLE PAC CABLE LIYCY 0.25 MM² | 2
6165 | 7789849020 | PRE-ASSEMBLED CABLE PAC CABLE LIYCY 0.25 MM² | 2
6166 | 7789860010 | PRE-ASSEMBLED CABLE PAC CABLE LIYY 8.6 ± 1 MM | 13
6167 | 7789884050 | PRE-ASSEMBLED CABLE PAC CABLE LIYCY 0.25 MM² | 2
6168 | 7789888050 | PRE-ASSEMBLED CABLE PAC CABLE LIYCY 0.34 MM² | 2
6169 | 9456990150 | SENSOR/ACTUATOR LINE CONNECTING LINE M12 / M12 N OF POLES : 3 1.5 M PIN STRAIGHT - SOCKET STRAIGHT SHIELDED: NO LED: NO SHEATH MATERIAL: PUR HALOGEN: NO | 0
6170 | 9456990250 | SENSOR/ACTUATOR LINE CONNECTING LINE M12 / M12 N OF POLES : 3 2.5 M PIN STRAIGHT - SOCKET STRAIGHT SHIELDED: NO LED: NO SHEATH MATERIAL: PUR HALOGEN: NO | 0
6171 | 2580230000 | POWER SUPPLY SWITCH-MODE POWER SUPPLY UNIT 24 V | 34
6172 | 930551212 | KSG (KLIPPON SDARD EX CABLE GLAND) CABLE GLANDS M 50 16 MM OD MIN. 33.1 - OD MAX. 44.1 MM IP66 IP68 - 2.5 BAR | 7
6173 | 1074640000 | KDSW (KLIPPON DOUBLE SEAL SWA EX CABLE GLAND) CABLE GLANDS M 50 16 MM SINGLE-WIRE ARMOURING 2 - 2.5 MM OD MIN. 41.1 - OD MAX. 48.5 MM ID MIN. 36.50 - ID MAX. 44.10 MM IP66 IP68 - 2.5 BAR | 7
6174 | 1074710000 | KDSW (KLIPPON DOUBLE SEAL SWA EX CABLE GLAND) CABLE GLANDS M 63 19 MM SINGLE-WIRE ARMOURING 2.5 - OD MIN. 52.1 - OD MAX. 59.5 MM ID MIN. 42.50 - ID MAX. 50.10 MM IP66 IP68 - 2.5 BAR | 7
6175 | 1074730000 | KDSW (KLIPPON DOUBLE SEAL SWA EX CABLE GLAND) CABLE GLANDS M 63 19 MM SINGLE-WIRE ARMOURING 2.5 - OD MIN. 53.8 - OD MAX. 61.2 MM ID MIN. 49.50 - ID MAX. 56.00 MM IP66 IP68 - 2.5 BAR | 7
6176 | 1074790000 | KDSW (KLIPPON DOUBLE SEAL SWA EX CABLE GLAND) CABLE GLANDS M 75 19 MM SINGLE-WIRE ARMOURING 2.5 - OD MIN. 64.8 - OD MAX. 72.2 MM ID MIN. 54.50 - ID MAX. 62.00 MM IP66 IP68 - 2.5 BAR | 7
6177 | 1074820000 | KDSW (KLIPPON DOUBLE SEAL SWA EX CABLE GLAND) CABLE GLANDS M 75 19 MM SINGLE-WIRE ARMOURING 2.5 - OD MIN. 66.5 - OD MAX. 73.4 MM ID MIN. 60.50 - ID MAX. 68.00 MM IP66 IP68 - 2.5 BAR | 7
6178 | 1074890000 | KDSW (KLIPPON DOUBLE SEAL SWA EX CABLE GLAND) CABLE GLANDS M 50 16 MM SINGLE-WIRE ARMOURING LEAD SHEATH ARMOURING 2 - 2.5 MM OD MIN. 34.8 - OD MAX. 42.4 MM ID MIN. 31.50 - ID MAX. 38.20 MM IP66 IP68 - 2.5 BAR NICKEL-PLATED | 7
6179 | 1074970000 | KDSW (KLIPPON DOUBLE SEAL SWA EX CABLE GLAND) CABLE GLANDS M 63 19 MM SINGLE-WIRE ARMOURING LEAD SHEATH ARMOURING 2.5 - OD MIN. 58.4 - OD MAX. 65.8 MM ID MIN. 49.50 - ID MAX. 56.00 MM IP66 IP68 - 2.5 BAR NICKEL-PLATED | 7
6180 | 1074990000 | KDSW (KLIPPON DOUBLE SEAL SWA EX CABLE GLAND) CABLE GLANDS M 75 19 MM SINGLE-WIRE ARMOURING LEAD SHEATH ARMOURING 2.5 - OD MIN. 64.8 - OD MAX. 72.2 MM ID MIN. 54.50 - ID MAX. 62.00 MM IP66 IP68 - 2.5 BAR NICKEL-PLATED | 7
6181 | 1076190000 | KDSU (KLIPPON DOUBLE SEAL UNIVERSAL EX CABLE GLAND) CABLE GLANDS M 50 16 MM SINGLE-WIRE ARMOURING METAL FOIL ARMOURING BRAIDED ARMOURING 0.1 - 2.5 MM OD MIN. 41.1 - OD MAX. 48.5 MM ID MIN. 33.10 - ID MAX. 44.10 MM IP66 IP68 - 2.5 BAR | 7
6182 | 1076210000 | KDSU (KLIPPON DOUBLE SEAL UNIVERSAL EX CABLE GLAND) CABLE GLANDS M 63 19 MM SINGLE-WIRE ARMOURING METAL FOIL ARMOURING BRAIDED ARMOURING 0.1 - 2.5 MM OD MIN. 53.8 - OD MAX. 61.2 MM ID MIN. 46.70 - ID MAX. 56.00 MM IP66 IP68 - 2.5 BAR | 7
6183 | 1076220000 | KDSU (KLIPPON DOUBLE SEAL UNIVERSAL EX CABLE GLAND) CABLE GLANDS M 75 19 MM SINGLE-WIRE ARMOURING METAL FOIL ARMOURING BRAIDED ARMOURING 0.1 - 2.5 MM OD MIN. 60.2 - OD MAX. 68 MM ID MIN. 52.10 - ID MAX. 62.00 MM IP66 IP68 - 2.5 BAR | 7
6184 | 1076260000 | KDSU (KLIPPON DOUBLE SEAL UNIVERSAL EX CABLE GLAND) CABLE GLANDS M 75 19 MM SINGLE-WIRE ARMOURING METAL FOIL ARMOURING BRAIDED ARMOURING 0.1 - 2.5 MM OD MIN. 71.1 - OD MAX. 78 MM ID MIN. 58.00 - ID MAX. 68.00 MM IP66 IP68 - 2.5 BAR | 7
6185 | 1076380000 | KDSW (KLIPPON DOUBLE SEAL SWA EX CABLE GLAND) CABLE GLANDS M 50 16 MM SINGLE-WIRE ARMOURING LEAD SHEATH ARMOURING 2 - 2.5 MM OD MIN. 34.8 - OD MAX. 42.4 MM ID MIN. 31.50 - ID MAX. 38.20 MM IP66 IP68 - 2.5 BAR | 7
6186 | 1083370000 | KDSU (KLIPPON DOUBLE SEAL UNIVERSAL EX CABLE GLAND) CABLE GLANDS M 50 16 MM SINGLE-WIRE ARMOURING METAL FOIL ARMOURING BRAIDED ARMOURING 0.1 - 2.5 MM OD MIN. 41.1 - OD MAX. 48.5 MM ID MIN. 33.10 - ID MAX. 44.10 MM IP66 IP68 - 2.5 BAR NICKEL-PLATED | 7
6187 | 1095260000 | KUB (KLIPPON UNIVERSAL DIE-CAST EX CABLE GLAND) CABLE GLANDS M 63 19 MM SINGLE-WIRE ARMOURING METAL FOIL ARMOURING BRAIDED ARMOURING 0.1 - 2.5 MM OD MIN. 47.5 - OD MAX. 54.8 MM ID MAX. 50.10 MM IP68 - 10 BAR NICKEL-PLATED | 7
6188 | 1095270000 | KUB (KLIPPON UNIVERSAL DIE-CAST EX CABLE GLAND) CABLE GLANDS M 63 19 MM SINGLE-WIRE ARMOURING METAL FOIL ARMOURING BRAIDED ARMOURING 0.1 - 2.5 MM OD MIN. 52.1 - OD MAX. 59.5 MM ID MAX. 50.10 MM IP68 - 10 BAR NICKEL-PLATED | 7
6189 | 1095290000 | KUB (KLIPPON UNIVERSAL DIE-CAST EX CABLE GLAND) CABLE GLANDS M 63 19 MM SINGLE-WIRE ARMOURING METAL FOIL ARMOURING BRAIDED ARMOURING 0.1 - 2.5 MM OD MIN. 58.4 - OD MAX. 65.8 MM ID MAX. 56.00 MM IP68 - 10 BAR NICKEL-PLATED | 7
6190 | 1095310000 | KUB (KLIPPON UNIVERSAL DIE-CAST EX CABLE GLAND) CABLE GLANDS M 75 19 MM SINGLE-WIRE ARMOURING METAL FOIL ARMOURING BRAIDED ARMOURING 0.1 - 2.5 MM OD MIN. 64.8 - OD MAX. 72.2 MM ID MAX. 62.00 MM IP68 - 10 BAR NICKEL-PLATED | 7
6191 | 1095330000 | KUB (KLIPPON UNIVERSAL DIE-CAST EX CABLE GLAND) CABLE GLANDS M 75 19 MM SINGLE-WIRE ARMOURING METAL FOIL ARMOURING BRAIDED ARMOURING 0.1 - 2.5 MM OD MIN. 71.1 - OD MAX. 78 MM ID MAX. 68.00 MM IP68 - 10 BAR NICKEL-PLATED | 7
6192 | 1095470000 | KUB (KLIPPON UNIVERSAL DIE-CAST EX CABLE GLAND) CABLE GLANDS M 50 16 MM SINGLE-WIRE ARMOURING METAL FOIL ARMOURING BRAIDED ARMOURING 0.1 - 2.5 MM OD MIN. 39.4 - OD MAX. 46.7 MM ID MAX. 38.20 MM IP68 - 10 BAR | 7
6193 | 1095490000 | KUB (KLIPPON UNIVERSAL DIE-CAST EX CABLE GLAND) CABLE GLANDS M 50 16 MM SINGLE-WIRE ARMOURING METAL FOIL ARMOURING BRAIDED ARMOURING 0.1 - 2.5 MM OD MIN. 45.7 - OD MAX. 53.2 MM ID MAX. 44.10 MM IP68 - 10 BAR | 7
6194 | 1095500000 | KUB (KLIPPON UNIVERSAL DIE-CAST EX CABLE GLAND) CABLE GLANDS M 63 19 MM SINGLE-WIRE ARMOURING METAL FOIL ARMOURING BRAIDED ARMOURING 0.1 - 2.5 MM OD MIN. 47.5 - OD MAX. 54.8 MM ID MAX. 50.10 MM IP68 - 10 BAR | 7
6195 | 1095520000 | KUB (KLIPPON UNIVERSAL DIE-CAST EX CABLE GLAND) CABLE GLANDS M 63 19 MM SINGLE-WIRE ARMOURING METAL FOIL ARMOURING BRAIDED ARMOURING 0.1 - 2.5 MM OD MIN. 53.8 - OD MAX. 61.2 MM ID MAX. 56.00 MM IP68 - 10 BAR | 7
6196 | 1095530000 | KUB (KLIPPON UNIVERSAL DIE-CAST EX CABLE GLAND) CABLE GLANDS M 63 19 MM SINGLE-WIRE ARMOURING METAL FOIL ARMOURING BRAIDED ARMOURING 0.1 - 2.5 MM OD MIN. 58.4 - OD MAX. 65.8 MM ID MAX. 56.00 MM IP68 - 10 BAR | 7
6197 | 1095540000 | KUB (KLIPPON UNIVERSAL DIE-CAST EX CABLE GLAND) CABLE GLANDS M 75 19 MM SINGLE-WIRE ARMOURING METAL FOIL ARMOURING BRAIDED ARMOURING 0.1 - 2.5 MM OD MIN. 60.2 - OD MAX. 68 MM ID MAX. 62.00 MM IP68 - 10 BAR | 7
6198 | 1095560000 | KUB (KLIPPON UNIVERSAL DIE-CAST EX CABLE GLAND) CABLE GLANDS M 75 19 MM SINGLE-WIRE ARMOURING METAL FOIL ARMOURING BRAIDED ARMOURING 0.1 - 2.5 MM OD MIN. 66.5 - OD MAX. 73.4 MM ID MAX. 68.00 MM IP68 - 10 BAR | 7
6199 | 1126610000 | INTERFACE RS ELCO ELCO PLUG-IN CONNECTOR 20 LP2N 5.08MM | 169
6200 | 1126620000 | INTERFACE RS ELCO ELCO PLUG-IN CONNECTOR 20 LM2NZF 5.08MM | 169
6201 | 1126670000 | INTERFACE RS ELCO ELCO PLUG-IN CONNECTOR 38 LP2N 5.08MM | 169
6202 | 1126680000 | INTERFACE RS ELCO ELCO PLUG-IN CONNECTOR 38 LM2NZF 5.08MM | 169
6203 | 1126770000 | INTERFACE RS ELCO ELCO PLUG-IN CONNECTOR 56 LP2N 5.08MM | 169
6204 | 1128120000 | INTERFACE RS VERT 6 P SCREW CONNECTION | 578
6205 | 1128130000 | INTERFACE RS VERT 6 P TENSION-CLAMP CONNECTION | 597
6206 | 1129130000 | INTERFACE RSM PLC 16 WITH SWITCH RCL TENSION-CLAMP CONNECTION | 416
6207 | 1131600000 | HDC ENCLOSURES SIZE: 8 PROTECTION DEGREE: IP65 (IN PLUGGED CONDITION) PLUG HOUSING SIDE-LOCKING CLAMP ON LOWER SIDE SDARD SIZE OF CABLE ENTRIES: M 40 | 4
6208 | 1135810000 | KDSX (KLIPPON DOUBLE SEALING SWB/STA EX CABLE GLAND) CABLE GLANDS M 50 16 MM BRAIDED ARMOURING 0.5 - 0.8 MM OD MIN. 45.7 - OD MAX. 53.2 MM ID MIN. 36.50 - ID MAX. 44.10 MM IP66 IP68 - 2.5 BAR | 7
6209 | 1135880000 | KDSX (KLIPPON DOUBLE SEALING SWB/STA EX CABLE GLAND) CABLE GLANDS M 75 19 MM BRAIDED ARMOURING 0.5 - 1 MM OD MIN. 66.5 - OD MAX. 73.4 MM ID MIN. 60.50 - ID MAX. 68.00 MM IP66 IP68 - 2.5 BAR | 7
6210 | 1136050000 | KDSX (KLIPPON DOUBLE SEALING SWB/STA EX CABLE GLAND) CABLE GLANDS M 50 16 MM BRAIDED ARMOURING 0.5 - 0.8 MM OD MIN. 41.1 - OD MAX. 48.5 MM ID MIN. 36.50 - ID MAX. 44.10 MM IP66 IP68 - 2.5 BAR NICKEL-PLATED | 7
6211 | 1136070000 | KDSX (KLIPPON DOUBLE SEALING SWB/STA EX CABLE GLAND) CABLE GLANDS M 63 19 MM BRAIDED ARMOURING 0.5 - 0.8 MM OD MIN. 47.5 - OD MAX. 54.8 MM ID MIN. 42.50 - ID MAX. 50.10 MM IP66 IP68 - 2.5 BAR NICKEL-PLATED | 7
6212 | 1136080000 | KDSX (KLIPPON DOUBLE SEALING SWB/STA EX CABLE GLAND) CABLE GLANDS M 63 19 MM BRAIDED ARMOURING 0.5 - 0.8 MM OD MIN. 52.1 - OD MAX. 59.5 MM ID MIN. 42.50 - ID MAX. 50.10 MM IP66 IP68 - 2.5 BAR NICKEL-PLATED | 7
6213 | 1136130000 | KDSX (KLIPPON DOUBLE SEALING SWB/STA EX CABLE GLAND) CABLE GLANDS M 75 19 MM BRAIDED ARMOURING 0.5 - 1 MM OD MIN. 64.8 - OD MAX. 72.2 MM ID MIN. 54.50 - ID MAX. 62.00 MM IP66 IP68 - 2.5 BAR NICKEL-PLATED | 7
6214 | 1136150000 | KDSX (KLIPPON DOUBLE SEALING SWB/STA EX CABLE GLAND) CABLE GLANDS M 75 19 MM BRAIDED ARMOURING 0.5 - 1 MM OD MIN. 71.1 - OD MAX. 78 MM ID MIN. 60.50 - ID MAX. 68.00 MM IP66 IP68 - 2.5 BAR NICKEL-PLATED | 7
6215 | 1136290000 | KDSW (KLIPPON DOUBLE SEAL SWA EX CABLE GLAND) CABLE GLANDS M 50 16 MM SINGLE-WIRE ARMOURING 2 - 2.5 MM OD MIN. 39.4 - OD MAX. 46.7 MM ID MIN. 31.50 - ID MAX. 38.20 MM IP66 IP68 - 2.5 BAR | 7
6216 | 1136310000 | KDSW (KLIPPON DOUBLE SEAL SWA EX CABLE GLAND) CABLE GLANDS M 50 16 MM SINGLE-WIRE ARMOURING 2 - 2.5 MM OD MIN. 41.1 - OD MAX. 48.5 MM ID MIN. 36.50 - ID MAX. 44.10 MM IP66 IP68 - 2.5 BAR | 7
6217 | 1136330000 | KDSW (KLIPPON DOUBLE SEAL SWA EX CABLE GLAND) CABLE GLANDS M 63 19 MM SINGLE-WIRE ARMOURING 2.5 - OD MIN. 47.5 - OD MAX. 54.8 MM ID MIN. 42.50 - ID MAX. 50.10 MM IP66 IP68 - 2.5 BAR | 7
6218 | 1136550000 | KDSW (KLIPPON DOUBLE SEAL SWA EX CABLE GLAND) CABLE GLANDS M 50 16 MM SINGLE-WIRE ARMOURING 2 - 2.5 MM OD MIN. 39.4 - OD MAX. 46.7 MM ID MIN. 31.50 - ID MAX. 38.20 MM IP66 IP68 - 2.5 BAR NICKEL-PLATED | 7
6219 | 1136560000 | KDSW (KLIPPON DOUBLE SEAL SWA EX CABLE GLAND) CABLE GLANDS M 50 16 MM SINGLE-WIRE ARMOURING 2 - 2.5 MM OD MIN. 41.1 - OD MAX. 48.5 MM ID MIN. 36.50 - ID MAX. 44.10 MM IP66 IP68 - 2.5 BAR NICKEL-PLATED | 7
6220 | 1136620000 | KDSW (KLIPPON DOUBLE SEAL SWA EX CABLE GLAND) CABLE GLANDS M 75 19 MM SINGLE-WIRE ARMOURING 2.5 - OD MIN. 60.2 - OD MAX. 68 MM ID MIN. 54.50 - ID MAX. 62.00 MM IP66 IP68 - 2.5 BAR NICKEL-PLATED | 7
6221 | 1136640000 | KDSW (KLIPPON DOUBLE SEAL SWA EX CABLE GLAND) CABLE GLANDS M 75 19 MM SINGLE-WIRE ARMOURING 2.5 - OD MIN. 66.5 - OD MAX. 73.4 MM ID MIN. 60.50 - ID MAX. 68.00 MM IP66 IP68 - 2.5 BAR NICKEL-PLATED | 7
6222 | 1136680000 | KSG (KLIPPON SDARD EX CABLE GLAND) CABLE GLANDS M 63 19 MM OD MIN. 39.2 - OD MAX. 50.1 MM IP66 IP68 - 2.5 BAR NICKEL-PLATED | 7
6223 | 1136700000 | KSG (KLIPPON SDARD EX CABLE GLAND) CABLE GLANDS M 75 19 MM OD MIN. 52.1 - OD MAX. 62 MM IP66 IP68 - 2.5 BAR NICKEL-PLATED | 7
6224 | 1136750000 | KSG (KLIPPON SDARD EX CABLE GLAND) CABLE GLANDS M 63 19 MM OD MIN. 46.7 - OD MAX. 56 MM IP66 IP68 - 2.5 BAR | 7
6225 | 1136770000 | KSG (KLIPPON SDARD EX CABLE GLAND) CABLE GLANDS M 75 19 MM OD MIN. 58 - OD MAX. 68 MM IP66 IP68 - 2.5 BAR | 7
6226 | 1136880000 | KDSU (KLIPPON DOUBLE SEAL UNIVERSAL EX CABLE GLAND) CABLE GLANDS M 50 16 MM SINGLE-WIRE ARMOURING METAL FOIL ARMOURING BRAIDED ARMOURING 0.1 - 2.5 MM OD MIN. 39.4 - OD MAX. 46.7 MM ID MIN. 28.10 - ID MAX. 38.20 MM IP66 IP68 - 2.5 BAR | 7
6227 | 1136950000 | KDSU (KLIPPON DOUBLE SEAL UNIVERSAL EX CABLE GLAND) CABLE GLANDS M 63 19 MM SINGLE-WIRE ARMOURING METAL FOIL ARMOURING BRAIDED ARMOURING 0.1 - 2.5 MM OD MIN. 58.4 - OD MAX. 65.8 MM ID MIN. 46.70 - ID MAX. 56.00 MM IP66 IP68 - 2.5 BAR | 7
6228 | 1136970000 | KDSU (KLIPPON DOUBLE SEAL UNIVERSAL EX CABLE GLAND) CABLE GLANDS M 75 19 MM SINGLE-WIRE ARMOURING METAL FOIL ARMOURING BRAIDED ARMOURING 0.1 - 2.5 MM OD MIN. 64.8 - OD MAX. 72.2 MM ID MIN. 52.10 - ID MAX. 62.00 MM IP66 IP68 - 2.5 BAR | 7
6229 | 1137030000 | KDSU (KLIPPON DOUBLE SEAL UNIVERSAL EX CABLE GLAND) CABLE GLANDS M 63 19 MM SINGLE-WIRE ARMOURING METAL FOIL ARMOURING BRAIDED ARMOURING 0.1 - 2.5 MM OD MIN. 47.5 - OD MAX. 54.8 MM ID MIN. 39.20 - ID MAX. 50.10 MM IP66 IP68 - 2.5 BAR NICKEL-PLATED | 7
6230 | 1137060000 | KDSU (KLIPPON DOUBLE SEAL UNIVERSAL EX CABLE GLAND) CABLE GLANDS M 75 19 MM SINGLE-WIRE ARMOURING METAL FOIL ARMOURING BRAIDED ARMOURING 0.1 - 2.5 MM OD MIN. 60.2 - OD MAX. 68 MM ID MIN. 52.10 - ID MAX. 62.00 MM IP66 IP68 - 2.5 BAR NICKEL-PLATED | 7
6231 | 1137090000 | KDSU (KLIPPON DOUBLE SEAL UNIVERSAL EX CABLE GLAND) CABLE GLANDS M 75 19 MM SINGLE-WIRE ARMOURING METAL FOIL ARMOURING BRAIDED ARMOURING 0.1 - 2.5 MM OD MIN. 71.1 - OD MAX. 78 MM ID MIN. 58.00 - ID MAX. 68.00 MM IP66 IP68 - 2.5 BAR NICKEL-PLATED | 7
6232 | 1173030030 | DRAGLINE CABLE PROFINET RJ45 IP 20 RJ45 IP 20 CAT.5 (ISO/IEC 11801) / CAT.5E (TIA T568-B) PUR 3 M | 8
6233 | 1193870000 | KLIPPON TB (TERMINAL BOX) MOUNTING PLATE HEIGHT: 425 MM WIDTH: 419 MM DEPTH: 1.5 MM MATERIAL: STAINLESS STEEL 1.4301 (304) UNTREATED | 5
6234 | 1193880000 | KLIPPON TB (TERMINAL BOX) MOUNTING PLATE HEIGHT: 495 MM WIDTH: 289 MM DEPTH: 1.5 MM MATERIAL: STAINLESS STEEL 1.4301 (304) UNTREATED | 5
6235 | 1193890000 | KLIPPON TB (TERMINAL BOX) MOUNTING PLATE HEIGHT: 565 MM WIDTH: 389 MM DEPTH: 12 MM MATERIAL: STAINLESS STEEL 1.4301 (304) UNTREATED | 5
6236 | 1193930000 | KLIPPON TB (TERMINAL BOX) MOUNTING PLATE HEIGHT: 174 MM WIDTH: 91 MM DEPTH: 1.5 MM MATERIAL: SHEET STEEL GALVANIZED | 5
6237 | 1193980000 | KLIPPON TB (TERMINAL BOX) MOUNTING PLATE HEIGHT: 345 MM WIDTH: 239 MM DEPTH: 1.5 MM MATERIAL: SHEET STEEL GALVANIZED | 5
6238 | 1194010000 | KLIPPON TB (TERMINAL BOX) MOUNTING PLATE HEIGHT: 495 MM WIDTH: 289 MM DEPTH: 1.5 MM MATERIAL: SHEET STEEL GALVANIZED | 5
6239 | 1194580000 | KLIPPON TB MH (TERMINAL BOX - MULTI HINGE) EMPTY ENCLOSURE STAINLESS STEEL ENCLOSURE HEIGHT: 229 MM WIDTH: 152 MM DEPTH: 133 MM GLAND PLATES: BOTTOM LEFT RIGHT MATERIAL: STAINLESS STEEL 1.4404 (316L) ELECTROPOLISHED | 5
6240 | 1194600000 | KLIPPON TB MH (TERMINAL BOX - MULTI HINGE) EMPTY ENCLOSURE STAINLESS STEEL ENCLOSURE HEIGHT: 260 MM WIDTH: 260 MM DEPTH: 150 MM MATERIAL: STAINLESS STEEL 1.4404 (316L) ELECTROPOLISHED | 5
6241 | 1194700000 | KLIPPON TB MH (TERMINAL BOX - MULTI HINGE) EMPTY ENCLOSURE STAINLESS STEEL ENCLOSURE HEIGHT: 306 MM WIDTH: 306 MM DEPTH: 150 MM MATERIAL: STAINLESS STEEL 1.4404 (316L) ELECTROPOLISHED | 5
6242 | 1194810000 | KLIPPON TB MH (TERMINAL BOX - MULTI HINGE) EMPTY ENCLOSURE STAINLESS STEEL ENCLOSURE HEIGHT: 350 MM WIDTH: 260 MM DEPTH: 150 MM GLAND PLATES: BOTTOM MATERIAL: STAINLESS STEEL 1.4404 (316L) ELECTROPOLISHED | 5
6243 | 1194860000 | KLIPPON TB MH (TERMINAL BOX - MULTI HINGE) EMPTY ENCLOSURE STAINLESS STEEL ENCLOSURE HEIGHT: 350 MM WIDTH: 260 MM DEPTH: 200 MM GLAND PLATES: BOTTOM MATERIAL: STAINLESS STEEL 1.4404 (316L) ELECTROPOLISHED | 5
6244 | 1194910000 | KLIPPON TB MH (TERMINAL BOX - MULTI HINGE) EMPTY ENCLOSURE STAINLESS STEEL ENCLOSURE HEIGHT: 400 MM WIDTH: 300 MM DEPTH: 150 MM GLAND PLATES: BOTTOM MATERIAL: STAINLESS STEEL 1.4404 (316L) ELECTROPOLISHED | 5
6245 | 1194930000 | KLIPPON TB MH (TERMINAL BOX - MULTI HINGE) EMPTY ENCLOSURE STAINLESS STEEL ENCLOSURE HEIGHT: 400 MM WIDTH: 300 MM DEPTH: 150 MM GLAND PLATES: BOTTOM LEFT RIGHT MATERIAL: STAINLESS STEEL 1.4404 (316L) ELECTROPOLISHED | 5
6246 | 1194950000 | KLIPPON TB MH (TERMINAL BOX - MULTI HINGE) EMPTY ENCLOSURE STAINLESS STEEL ENCLOSURE HEIGHT: 400 MM WIDTH: 300 MM DEPTH: 200 MM MATERIAL: STAINLESS STEEL 1.4404 (316L) ELECTROPOLISHED | 5
6247 | 1194960000 | KLIPPON TB MH (TERMINAL BOX - MULTI HINGE) EMPTY ENCLOSURE STAINLESS STEEL ENCLOSURE HEIGHT: 400 MM WIDTH: 300 MM DEPTH: 200 MM GLAND PLATES: BOTTOM MATERIAL: STAINLESS STEEL 1.4404 (316L) ELECTROPOLISHED | 5
6248 | 1195030000 | KLIPPON TB MH (TERMINAL BOX - MULTI HINGE) EMPTY ENCLOSURE STAINLESS STEEL ENCLOSURE HEIGHT: 458 MM WIDTH: 382 MM DEPTH: 150 MM GLAND PLATES: BOTTOM LEFT RIGHT MATERIAL: STAINLESS STEEL 1.4404 (316L) ELECTROPOLISHED | 5
6249 | 1195100000 | KLIPPON TB MH (TERMINAL BOX - MULTI HINGE) EMPTY ENCLOSURE STAINLESS STEEL ENCLOSURE HEIGHT: 480 MM WIDTH: 480 MM DEPTH: 150 MM MATERIAL: STAINLESS STEEL 1.4404 (316L) ELECTROPOLISHED | 5
6250 | 1195110000 | KLIPPON TB MH (TERMINAL BOX - MULTI HINGE) EMPTY ENCLOSURE STAINLESS STEEL ENCLOSURE HEIGHT: 480 MM WIDTH: 480 MM DEPTH: 150 MM GLAND PLATES: BOTTOM MATERIAL: STAINLESS STEEL 1.4404 (316L) ELECTROPOLISHED | 5
6251 | 1195160000 | KLIPPON TB MH (TERMINAL BOX - MULTI HINGE) EMPTY ENCLOSURE STAINLESS STEEL ENCLOSURE HEIGHT: 480 MM WIDTH: 480 MM DEPTH: 200 MM GLAND PLATES: BOTTOM MATERIAL: STAINLESS STEEL 1.4404 (316L) ELECTROPOLISHED | 5
6252 | 1195200000 | KLIPPON TB MH (TERMINAL BOX - MULTI HINGE) EMPTY ENCLOSURE STAINLESS STEEL ENCLOSURE HEIGHT: 550 MM WIDTH: 350 MM DEPTH: 150 MM MATERIAL: STAINLESS STEEL 1.4404 (316L) ELECTROPOLISHED | 5
6253 | 1195230000 | KLIPPON TB MH (TERMINAL BOX - MULTI HINGE) EMPTY ENCLOSURE STAINLESS STEEL ENCLOSURE HEIGHT: 550 MM WIDTH: 350 MM DEPTH: 150 MM GLAND PLATES: BOTTOM LEFT RIGHT MATERIAL: STAINLESS STEEL 1.4404 (316L) ELECTROPOLISHED | 5
6254 | 1195250000 | KLIPPON TB MH (TERMINAL BOX - MULTI HINGE) EMPTY ENCLOSURE STAINLESS STEEL ENCLOSURE HEIGHT: 550 MM WIDTH: 350 MM DEPTH: 200 MM MATERIAL: STAINLESS STEEL 1.4404 (316L) ELECTROPOLISHED | 5
6255 | 1195260000 | KLIPPON TB MH (TERMINAL BOX - MULTI HINGE) EMPTY ENCLOSURE STAINLESS STEEL ENCLOSURE HEIGHT: 550 MM WIDTH: 350 MM DEPTH: 200 MM GLAND PLATES: BOTTOM MATERIAL: STAINLESS STEEL 1.4404 (316L) ELECTROPOLISHED | 5
6256 | 1195280000 | KLIPPON TB MH (TERMINAL BOX - MULTI HINGE) EMPTY ENCLOSURE STAINLESS STEEL ENCLOSURE HEIGHT: 550 MM WIDTH: 350 MM DEPTH: 200 MM GLAND PLATES: BOTTOM LEFT RIGHT MATERIAL: STAINLESS STEEL 1.4404 (316L) ELECTROPOLISHED | 5
6257 | 1195380000 | KLIPPON TB MH (TERMINAL BOX - MULTI HINGE) EMPTY ENCLOSURE STAINLESS STEEL ENCLOSURE HEIGHT: 620 MM WIDTH: 450 MM DEPTH: 200 MM GLAND PLATES: BOTTOM LEFT RIGHT MATERIAL: STAINLESS STEEL 1.4404 (316L) ELECTROPOLISHED | 5
6258 | 1195410000 | KLIPPON TB MH (TERMINAL BOX - MULTI HINGE) EMPTY ENCLOSURE STAINLESS STEEL ENCLOSURE HEIGHT: 762 MM WIDTH: 508 MM DEPTH: 150 MM GLAND PLATES: BOTTOM MATERIAL: STAINLESS STEEL 1.4404 (316L) ELECTROPOLISHED | 5
6259 | 1195450000 | KLIPPON TB MH (TERMINAL BOX - MULTI HINGE) EMPTY ENCLOSURE STAINLESS STEEL ENCLOSURE HEIGHT: 762 MM WIDTH: 508 MM DEPTH: 200 MM MATERIAL: STAINLESS STEEL 1.4404 (316L) ELECTROPOLISHED | 5
6260 | 1195460000 | KLIPPON TB MH (TERMINAL BOX - MULTI HINGE) EMPTY ENCLOSURE STAINLESS STEEL ENCLOSURE HEIGHT: 762 MM WIDTH: 508 MM DEPTH: 200 MM GLAND PLATES: BOTTOM MATERIAL: STAINLESS STEEL 1.4404 (316L) ELECTROPOLISHED | 5
6261 | 1195480000 | KLIPPON TB MH (TERMINAL BOX - MULTI HINGE) EMPTY ENCLOSURE STAINLESS STEEL ENCLOSURE HEIGHT: 762 MM WIDTH: 508 MM DEPTH: 200 MM GLAND PLATES: BOTTOM LEFT RIGHT MATERIAL: STAINLESS STEEL 1.4404 (316L) ELECTROPOLISHED | 5
6262 | 1195530000 | KLIPPON TB MH (TERMINAL BOX - MULTI HINGE) EMPTY ENCLOSURE STAINLESS STEEL ENCLOSURE HEIGHT: 914 MM WIDTH: 610 MM DEPTH: 150 MM GLAND PLATES: BOTTOM LEFT RIGHT MATERIAL: STAINLESS STEEL 1.4404 (316L) ELECTROPOLISHED | 5
6263 | 1195550000 | KLIPPON TB MH (TERMINAL BOX - MULTI HINGE) EMPTY ENCLOSURE STAINLESS STEEL ENCLOSURE HEIGHT: 914 MM WIDTH: 610 MM DEPTH: 200 MM MATERIAL: STAINLESS STEEL 1.4404 (316L) ELECTROPOLISHED | 5
6264 | 1195580000 | KLIPPON TB MH (TERMINAL BOX - MULTI HINGE) EMPTY ENCLOSURE STAINLESS STEEL ENCLOSURE HEIGHT: 914 MM WIDTH: 610 MM DEPTH: 200 MM GLAND PLATES: BOTTOM LEFT RIGHT MATERIAL: STAINLESS STEEL 1.4404 (316L) ELECTROPOLISHED | 5
6265 | 1196320000 | KLIPPON TB FS (TERMINAL BOX - FIXING SCREW) EMPTY ENCLOSURE STAINLESS STEEL ENCLOSURE HEIGHT: 550 MM WIDTH: 350 MM DEPTH: 150 MM GLAND PLATES: BOTTOM TOP MATERIAL: STAINLESS STEEL 1.4404 (316L) ELECTROPOLISHED | 5
6266 | 1196330000 | KLIPPON TB FS (TERMINAL BOX - FIXING SCREW) EMPTY ENCLOSURE STAINLESS STEEL ENCLOSURE HEIGHT: 550 MM WIDTH: 350 MM DEPTH: 150 MM GLAND PLATES: BOTTOM LEFT RIGHT MATERIAL: STAINLESS STEEL 1.4404 (316L) ELECTROPOLISHED | 5
6267 | 1196340000 | KLIPPON TB FS (TERMINAL BOX - FIXING SCREW) EMPTY ENCLOSURE STAINLESS STEEL ENCLOSURE HEIGHT: 550 MM WIDTH: 350 MM DEPTH: 150 MM GLAND PLATES: BOTTOM TOP LEFT RIGHT MATERIAL: STAINLESS STEEL 1.4404 (316L) ELECTROPOLISHED | 5
6268 | 1199890000 | KLIPPON TB QL (TERMINAL BOX - QUARTER LOCK) EMPTY ENCLOSURE STAINLESS STEEL ENCLOSURE HEIGHT: 229 MM WIDTH: 152 MM DEPTH: 133 MM GLAND PLATES: BOTTOM TOP LEFT RIGHT MATERIAL: STAINLESS STEEL 1.4404 (316L) ELECTROPOLISHED | 5
6269 | 1208940000 | CABLELINE MOUNTING MANDREL | 47
6270 | 2556600000 | FILTER MAT IP54 | 316
6271 | 2556660000 | FILTER MAT IP54 | 316
6272 | 2556730000 | FILTER MAT IP55 | 897
6273 | 2556790000 | FILTER MAT IP54 | 316
6274 | 7789002010 | PRE-ASSEMBLED CABLE PAC CABLE LIYY 0.25 MM² | 2
6275 | 7789016010 | PRE-ASSEMBLED CABLE PAC CABLE LIYY 0.25 MM² | 2
6276 | 7789041010 | PRE-ASSEMBLED CABLE PAC CABLE LIYY 0.25 MM² | 2
6277 | 7789042010 | PRE-ASSEMBLED CABLE PAC CABLE LIYY 0.25 MM² | 2
6278 | 7789058010 | PRE-ASSEMBLED CABLE PAC CABLE LIYY 0.25 MM² | 2
6279 | 7789067010 | PRE-ASSEMBLED CABLE PAC CABLE LIYY 0.25 MM² | 2
6280 | 7789100020 | PRE-ASSEMBLED CABLE PAC CABLE LIYY 0.25 MM² | 2
6281 | 7789101010 | PRE-ASSEMBLED CABLE PAC CABLE LIYY 0.14 MM² | 2
6282 | 7789101020 | PRE-ASSEMBLED CABLE PAC CABLE LIYY 0.14 MM² | 2
6283 | 7789104060 | PRE-ASSEMBLED CABLE PAC CABLE LIYY 0.25 MM² | 2
6284 | 7789108060 | PRE-ASSEMBLED CABLE PAC CABLE LIYY 0.25 MM² | 2
6285 | 7789191010 | PRE-ASSEMBLED CABLE PAC CABLE LIYY 0.25 MM² | 2
6286 | 7789222010 | PRE-ASSEMBLED CABLE PAC CABLE LIYY 8.6 ± 1 MM | 13
6287 | 7789226005 | PRE-ASSEMBLED CABLE PAC CABLE LIYCY 0.25 MM² | 2
6288 | 7789229020 | PRE-ASSEMBLED CABLE PAC CABLE LIYCY 0.25 MM² | 2
6289 | 7789233010 | PRE-ASSEMBLED CABLE PAC CABLE LIYCY 0.25 MM² | 2
6290 | 7789234010 | PRE-ASSEMBLED CABLE PAC CABLE LIYY 8.6 ± 1 MM | 13
6291 | 7789234025 | PRE-ASSEMBLED CABLE PAC CABLE LIYY 8.6 ± 1 MM | 13
6292 | 7789239010 | PRE-ASSEMBLED CABLE PAC CABLE LIYY 8.6 ± 1 MM | 13
6293 | 7789293010 | PRE-ASSEMBLED CABLE PAC CABLE LIYY 0.25 MM² | 2
6294 | 7789301030 | PRE-ASSEMBLED CABLE PAC CABLE LIYY 0.25 MM² | 2
6295 | 7789388010 | PRE-ASSEMBLED CABLE PAC CABLE LIYY 0.14 MM² | 2
6296 | 7789619010 | PRE-ASSEMBLED CABLE PAC CABLE LIYY 0.25 MM² | 2
6297 | 7789657010 | PRE-ASSEMBLED CABLE PAC CABLE LIYCY 0.25 MM² | 2
6298 | 7789695030 | PRE-ASSEMBLED CABLE PAC CABLE LIYY 0.25 MM² | 2
6299 | 7789697010 | PRE-ASSEMBLED CABLE PAC CABLE LIYY 0.25 MM² | 2
6300 | 1193830000 | KLIPPON TB (TERMINAL BOX) MOUNTING PLATE HEIGHT: 251 MM WIDTH: 245 MM DEPTH: 1.5 MM MATERIAL: STAINLESS STEEL 1.4301 (304) UNTREATED | 5
6301 | 2602780000 | CABLE TIES 4.5 X 280 MM POLYAMIDE 66 220 N | 113
6302 | 2602790000 | CABLE TIES 4.5 X 380 MM POLYAMIDE 66 220 N | 113
6303 | 2602760000 | CABLE TIES 3.5 X 140 MM POLYAMIDE 66 180 N | 74
6304 | 2636810000 | PCB PLUG-IN CONNECTOR RJ45 JACKS TRANSFORMER 100 MBIT/S THT/THR SOLDER CONNECTION 180° LED: NO N OF POLES: 8 TRAY (MANUAL ASSEMBLY) | 41
6305 | 2619960000 | ESG DEVICE MARKERS 6 X 15 MM GREY | 111
6306 | 2619950000 | ESG DEVICE MARKERS 6 X 15 MM | 111
6307 | 2621500000 | THM CONDUCTOR AND CABLE MARKERS 2.8 - 7 MM 20 X 32 MM | 15
6308 | 2621530000 | THM CONDUCTOR AND CABLE MARKERS 1.9 - 5 MM 14 X 22 MM | 15
6309 | 2621470000 | SLIMFIX CONDUCTOR AND CABLE MARKERS 7 - 26 X 15 MM | 22
6310 | 2652280000 | SEALING ELEMENT CABTITE (CABLE ENTRY SYSTEM) TPE DEEP HEIGHT: 20.3 MM WIDTH: 20.3 MM DEPTH: 17.7 MM -40 °C?120 °C IP66 | 25
6311 | 2626640000 | OMNIMATE DATA - D-SUB CONNECTOR MALE HEADER THREAD-BOLT UNC 4-40 SNAP-ON CLIP THT SOLDER CONNECTION PITCH IN MM (P): 2.77 MM N OF POLES: 9 500 PBT GLASS FIBRE REINFORCED UL 94 V-0 TRAY (MANUAL ASSEMBLY) | 41
6312 | 2626650000 | OMNIMATE DATA - D-SUB CONNECTOR FEMALE HEADER HOLE THT SOLDER CONNECTION PITCH IN MM (P): 2.77 MM N OF POLES: 9 ? 50 Μ" NI / ? 1 Μ" AU PBT GLASS FIBRE REINFORCED UL 94 V-0 GREY TRAY (MANUAL ASSEMBLY) | 41
6313 | 2626670000 | OMNIMATE DATA - D-SUB CONNECTOR FEMALE HEADER THREAD-BOLT UNC 4-40 SNAP-ON CLIP THT SOLDER CONNECTION PITCH IN MM (P): 2.77 MM N OF POLES: 9 500 PBT GLASS FIBRE REINFORCED UL 94 V-0 TRAY (MANUAL ASSEMBLY) | 41
6314 | 2632840000 | FIELDPOWER® ENCLOSURES IP65 IN CLOSED STATE | 287
6315 | 2652290000 | SEALING ELEMENT CABTITE (CABLE ENTRY SYSTEM) TPE LIGHT GREY HEIGHT: 20.3 MM WIDTH: 20.3 MM DEPTH: 17.7 MM -40 °C?90 °C IP66 | 25
6316 | 2652370000 | BLIND PLUG CABTITE (CABLE ENTRY SYSTEM) POLYAMIDE HEIGHT: 16 MM WIDTH: 9 MM -60 °C?100 °C IP66 | 225
6317 | 2652380000 | BLIND PLUG CABTITE (CABLE ENTRY SYSTEM) POLYAMIDE HEIGHT: 16 MM WIDTH: 10 MM -60 °C?100 °C IP66 | 225
6318 | 2652360000 | BLIND PLUG CABTITE (CABLE ENTRY SYSTEM) POLYAMIDE HEIGHT: 16 MM WIDTH: 8 MM -60 °C?100 °C IP66 | 225
6319 | 2652420000 | BLIND PLUG CABTITE (CABLE ENTRY SYSTEM) POLYAMIDE HEIGHT: 22 MM WIDTH: 14 MM -60 °C?100 °C IP66 | 225
6320 | 2652430000 | BLIND PLUG CABTITE (CABLE ENTRY SYSTEM) POLYAMIDE HEIGHT: 22 MM WIDTH: 17 MM -60 °C?100 °C IP66 | 225
6321 | 2652480000 | BLIND PLUG CABTITE (CABLE ENTRY SYSTEM) POLYAMIDE HEIGHT: 35 MM WIDTH: 35 MM -60 °C?100 °C IP66 | 225
6322 | 2619220000 | SURGE VOLTAGE ARRESTER LOW VOLTAGE SURGE PROTECTION WITH REMOTE CONTACT SINGLE-PHASE TN TN-S TT IT WITH N IT WITHOUT N | 44
6323 | 2626630000 | OMNIMATE DATA - D-SUB CONNECTOR FEMALE HEADER MALE HEADER THREAD-NUT UNC 4-40 SNAP-ON CLIP THT SOLDER CONNECTION PITCH IN MM (P): 2.77 MM N OF POLES: 9 500 PBT GLASS FIBRE REINFORCED UL 94 V-0 TRAY (MANUAL ASSEMBLY) | 41
6324 | 2626090000 | PCB PLUG-IN CONNECTOR RJ45 JACKS THT/THR SOLDER CONNECTION 90° LATCH OPTION: TOP LED: YES GREEN N OF POLES: 8 REEL | 449
6325 | 2604700000 | WIRE-END FERRULE SDARD 12 MM 10 MM | 24
6326 | 2626710000 | OMNIMATE DATA - D-SUB CONNECTOR FEMALE HEADER THREAD-BOLT UNC 4-40 SNAP-ON CLIP THT SOLDER CONNECTION PITCH IN MM (P): 2.77 MM N OF POLES: 9 ? 50 Μ" NI / ? 1 Μ" AU 500 PBT GLASS FIBRE REINFORCED UL 94 V-0 TRAY (MANUAL ASSEMBLY) | 41
6327 | 2653380000 | MODULAR HOUSING OMNIMATE HOUSING - SERIES CH20M TRAFFIC WIDTH: 67.5 MM | 39
6328 | 2580210000 | POWER SUPPLY SWITCH-MODE POWER SUPPLY UNIT 5 V | 34
6329 | 2580180000 | POWER SUPPLY SWITCH-MODE POWER SUPPLY UNIT 24 V | 34
6330 | 2580260000 | POWER SUPPLY SWITCH-MODE POWER SUPPLY UNIT 24 V | 34
6331 | 2580240000 | POWER SUPPLY SWITCH-MODE POWER SUPPLY UNIT 12 V | 34
6332 | 2580220000 | POWER SUPPLY SWITCH-MODE POWER SUPPLY UNIT 12 V | 34
6333 | 2661710000 | PCB PLUG-IN CONNECTOR RJ45 JACKS TRANSFORMER 100 MBIT/S POE THT/THR SOLDER CONNECTION 90° LATCH OPTION: BOTTOM N OF POLES: 10 TAPE | 449
6334 | 2661690000 | PCB PLUG-IN CONNECTOR RJ45 JACKS TRANSFORMER 100 MBIT/S POE THT SOLDER CONNECTION 90° LATCH OPTION: BOTTOM N OF POLES: 10 TRAY (MANUAL ASSEMBLY) | 3
6335 | 2603430000 | RESIDUAL CURRENT TRANSFORMER PRIMARY CURRENT: 25 A ROUND CONDUCTOR: 35.00 MM CLOSED CURRENT TRANSFORMER | 686
6336 | 2626660000 | OMNIMATE DATA - D-SUB CONNECTOR FEMALE HEADER THREAD-NUT UNC 4-40 SNAP-ON CLIP THT SOLDER CONNECTION PITCH IN MM (P): 2.77 MM N OF POLES: 9 500 PBT GLASS FIBRE REINFORCED UL 94 V-0 TRAY (MANUAL ASSEMBLY) | 41
6337 | 7789032015 | PRE-ASSEMBLED CABLE PAC CABLE LIYCY 0.25 MM² | 2
6338 | 1329120010 | PRE-ASSEMBLED CABLE PAC CABLE LIYY 0.25 MM² | 2
6339 | 1329290010 | PRE-ASSEMBLED CABLE PAC CABLE LIYCY 0.25 MM² | 2
6340 | 1346670000 | REPLACEMENT PART | 29
6341 | 1346690000 | REPLACEMENT PART | 29
6342 | 1346700000 | REPLACEMENT PART | 29
6343 | 1347140000 | REPLACEMENT PART | 29
6344 | 1347150000 | REPLACEMENT PART | 29
6345 | 1347530000 | REPLACEMENT PART | 29
6346 | 1174490000 | TERMSERIES RELAY N OF CONTACTS: 2 CO CONTACT AGNI GOLD-PLATED RATED CONTROL VOLTAGE: 5 V DC CONTINUOUS CURRENT: 8 A PLUG-IN CONNECTION TEST BUTTON AVAILABLE: NO | 3
6347 | 1454430000 | TERMSERIES RELAY N OF CONTACTS: 1 CO CONTACT AGNI RATED CONTROL VOLTAGE: 24 V DC CONTINUOUS CURRENT: 6 A PLUG-IN CONNECTION TEST BUTTON AVAILABLE: NO | 3
6348 | 1201260000 | TERMSERIES RELAY N OF CONTACTS: 2 CO CONTACT AGNI GOLD-PLATED RATED CONTROL VOLTAGE: 60 V DC CONTINUOUS CURRENT: 8 A PLUG-IN CONNECTION TEST BUTTON AVAILABLE: NO | 3
6349 | 2718290000 | WALLBOX MAX. CHARGING CAPACITY OF 11 KW @ 3-PHASE (400 V) GRID CONNECTION MAX. CURRENT 16 A TYPE 2 SOCKET OUTLET | 279
6350 | 2791310000 | AC CHARGING CABLE PLUG TYPE - CHARGING POINT: TYPE 2 PLUG TYPE - VEHICLE SIDE: TYPE 2 CHARGING POWER MAX.: 22 KW N OF PHASES: 3 RATED CURRENT: 32 A CABLE LENGTH: 10 M CABLE TYPE: REGULAR | 355
6351 | 2791360000 | AC CHARGING CABLE PLUG TYPE - CHARGING POINT: TYPE 2 PLUG TYPE - VEHICLE SIDE: TYPE 1 CHARGING POWER MAX.: 7.4 KW N OF PHASES: 1 RATED CURRENT: 32 A CABLE LENGTH: 7.5 M CABLE TYPE: REGULAR | 355
6352 | 2724910000 | WALLBOX MAX. CHARGING CAPACITY OF 22 KW @ 3-PHASE (400 V) GRID CONNECTION MAX. CURRENT 32 A TYPE 2 SOCKET OUTLET | 279
6353 | 2724920000 | AC CHARGING CABLE PLUG TYPE - CHARGING POINT: TYPE 2 PLUG TYPE - VEHICLE SIDE: TYPE 1 CHARGING POWER MAX.: 7.4 KW N OF PHASES: 1 RATED CURRENT: 32 A CABLE LENGTH: 5 M CABLE TYPE: REGULAR | 355
6354 | 2654620000 | PCB PLUG-IN CONNECTOR CODING ELEMENT | 574
6355 | 1345040010 | PRE-ASSEMBLED CABLE PAC CABLE LIYCY 0.25 MM² | 2
6356 | 2531330000 | POWER CONNECTOR PLUG SEALING INSERT PROFINET | 730
6357 | 7789328040 | PRE-ASSEMBLED CABLE PAC CABLE LIYY 0.25 MM² | 2
6358 | 7789643010 | PRE-ASSEMBLED CABLE PAC CABLE LIYY 0.25 MM² | 2
6359 | 7789882010 | PRE-ASSEMBLED CABLE PAC CABLE LIYCY 0.50 MM² | 2
6360 | 7789888010 | PRE-ASSEMBLED CABLE PAC CABLE LIYCY 0.34 MM² | 2
6361 | 1285200000 | KLIPPON TB (TERMINAL BOX) IDENTIFICATION PLATE FIXING SET MATERIAL: STAINLESS STEEL -PROOF UNTREATED | 846
6362 | 1132290000 | TERMSERIES SOLID-STATE RELAY 1 NO CONTACT (TRIAC (ZERO-CROSS SWITCH)) RATED CONTROL VOLTAGE: 10?32 V DC RATED SWITCHING VOLTAGE: 12...275 V AC CONTINUOUS CURRENT: 1 A PLUG-IN CONNECTION | 3
6363 | 1537110000 | KLIPPON CONTROL STATION (CONTROL AND SIGNALLING DEVICE) CONTROL / SIGNALLING DEVICE KLIPPON POK 121209 EX GLASS-FIBRE REINFORCED POLYESTER WITH GRAPHITE MIXTURE PUSHBUTTON - PUSHBUTTON - GREEN 2 NC CONTACT 2 NO CONTACTS -55 °C...+55 °C IP54 IP66 | 137
6364 | 1537130000 | KLIPPON CONTROL STATION (CONTROL AND SIGNALLING DEVICE) CONTROL / SIGNALLING DEVICE KLIPPON POK 121209 EX GLASS-FIBRE REINFORCED POLYESTER WITH GRAPHITE MIXTURE LIGHT MODULE - EMERGENCY-STOP PUSHBUTTON WITH CONTRASTING LABEL 2 NC CONTACT POSITIVE OPENING CONTACTS -55 °C...+55 °C IP54 IP66 | 137
6365 | 1537140000 | KLIPPON CONTROL STATION (CONTROL AND SIGNALLING DEVICE) CONTROL / SIGNALLING DEVICE KLIPPON POK 122209 EX GLASS-FIBRE REINFORCED POLYESTER WITH GRAPHITE MIXTURE PUSHBUTTON - LIGHT MODULE - GREEN PUSHBUTTON - GREEN 2 NC CONTACT 2 NO CONTACTS -55 °C...+55 °C IP54 IP66 | 137
6366 | 1537210000 | KLIPPON CONTROL STATION (CONTROL AND SIGNALLING DEVICE) CONTROL / SIGNALLING DEVICE KLIPPON STB 1 SS STAINLESS STEEL 1.4404 (316L) PUSHBUTTON - GREEN 1 NC CONTACT 1 NO CONTACTS -55 °C...+55 °C IP54 IP66 | 137
6367 | 1537220000 | KLIPPON CONTROL STATION (CONTROL AND SIGNALLING DEVICE) CONTROL / SIGNALLING DEVICE KLIPPON STB 1 SS STAINLESS STEEL 1.4404 (316L) KEY-OPERATED SWITCH 1 NC CONTACT 1 NO CONTACTS -55 °C...+55 °C IP54 IP66 | 137
6368 | 1537230000 | KLIPPON CONTROL STATION (CONTROL AND SIGNALLING DEVICE) CONTROL / SIGNALLING DEVICE KLIPPON STB 1 SS STAINLESS STEEL 1.4404 (316L) ILLUMINATED PUSHBUTTON - GREEN 2 NO CONTACTS -55 °C...+55 °C IP54 IP66 | 137
6369 | 1537240000 | KLIPPON CONTROL STATION (CONTROL AND SIGNALLING DEVICE) CONTROL / SIGNALLING DEVICE KLIPPON STB 1 SS STAINLESS STEEL 1.4404 (316L) EMERGENCY-STOP PUSHBUTTON WITH CONTRASTING LABEL 2 NC CONTACT POSITIVE OPENING CONTACTS -55 °C...+55 °C IP54 IP66 | 137
6370 | 1537320000 | KLIPPON CONTROL STATION (CONTROL AND SIGNALLING DEVICE) CONTROL / SIGNALLING DEVICE KLIPPON STB 2.1 SS STAINLESS STEEL 1.4404 (316L) LIGHT MODULE - EMERGENCY-STOP PUSHBUTTON WITH CONTRASTING LABEL 2 NC CONTACT POSITIVE OPENING CONTACTS -55 °C...+55 °C IP54 IP66 | 137
6371 | 1537340000 | KLIPPON CONTROL STATION (CONTROL AND SIGNALLING DEVICE) CONTROL / SIGNALLING DEVICE KLIPPON STB 2.1 SS STAINLESS STEEL 1.4404 (316L) PUSHBUTTON - LIGHT MODULE - GREEN PUSHBUTTON - GREEN 2 NC CONTACT 2 NO CONTACTS -55 °C...+55 °C IP54 IP66 | 137
6372 | 1537580000 | KLIPPON CONTROL STATION (CONTROL AND SIGNALLING DEVICE) CONTROL / SIGNALLING DEVICE KLIPPON K51 EX ALUMINIUM ALSI12 LIGHT MODULE - PUSHBUTTON - LIGHT MODULE - GREEN PUSHBUTTON - GREEN 2 NC CONTACT 2 NO CONTACTS -55 °C...+55 °C IP54 IP66 | 137
6373 | 7789220010 | PRE-ASSEMBLED CABLE PAC CABLE LIYY 0.25 MM² | 2
6374 | 7789309010 | PRE-ASSEMBLED CABLE PAC CABLE LIYCY 0.25 MM² | 2
6375 | 7789382010 | PRE-ASSEMBLED CABLE PAC CABLE LIYY 0.25 MM² | 2
6376 | 7789606010 | PRE-ASSEMBLED CABLE PAC CABLE LIYY 0.25 MM² | 2
6377 | 7789608010 | PRE-ASSEMBLED CABLE PAC CABLE LIYY 0.25 MM² | 2
6378 | 7789609010 | PRE-ASSEMBLED CABLE PAC CABLE LIYCY 0.25 MM² | 2
6379 | 7789626010 | PRE-ASSEMBLED CABLE PAC CABLE LIYCY 0.25 MM² | 2
6380 | 1205170000 | A2LC (KLIPPON UNARMO WITH CONDUIT CONNECTION THREAD EX E/D CABLE GLAND) CABLE GLANDS M 63 X 1.5 19 MM OD MIN. 43.5 - OD MAX. 50.1 MM NICKEL-PLATED | 32
6381 | 1205290000 | A2LC (KLIPPON UNARMO WITH CONDUIT CONNECTION THREAD EX E/D CABLE GLAND) CABLE GLANDS M 20 X 1.5 16 MM OD MIN. 10 - OD MAX. 14 MM NICKEL-PLATED | 32
6382 | 1185090000 | E1XZ (KLIPPON DOUBLE SEAL SWB/STA ARMO EX E/D CABLE GLAND) CABLE GLANDS 1/2" NPT 13.6 MM BRAIDED ARMOURING METAL FOIL ARMOURING 0.9 - 1.25 MM OD MIN. 12.5 - OD MAX. 16 MM ID MIN. 8.00 - ID MAX. 11.70 MM NICKEL-PLATED | 7
6383 | 1206630000 | A2LC (KLIPPON UNARMO WITH CONDUIT CONNECTION THREAD EX E/D CABLE GLAND) CABLE GLANDS 1 1/4" NPT 18 MM OD MIN. 19.5 - OD MAX. 26.3 MM NICKEL-PLATED | 32
6384 | 1185150000 | E1XZ (KLIPPON DOUBLE SEAL SWB/STA ARMO EX E/D CABLE GLAND) CABLE GLANDS 2" NPT 19.2 MM BRAIDED ARMOURING METAL FOIL ARMOURING 2 - 2.5 MM OD MIN. 45.5 - OD MAX. 53 MM ID MIN. 37.50 - ID MAX. 44.10 MM NICKEL-PLATED | 7
6385 | 1184920000 | E1W (KLIPPON DOUBLE SEAL SWA ARMO EX E/D CABLE GLAND) CABLE GLANDS 1 1/4" NPT 18 MM SINGLE-WIRE ARMOURING 1.6 - 2 MM OD MIN. 26 - OD MAX. 34 MM ID MIN. 19.50 - ID MAX. 26.30 MM NICKEL-PLATED | 7
6386 | 1185720000 | SKMU SS (STAINLESS STEEL LOCKNUT) LOCKNUT STAINLESS STEEL 1.4404 | 371
6387 | 1205550000 | A2LC (KLIPPON UNARMO WITH CONDUIT CONNECTION THREAD EX E/D CABLE GLAND) CABLE GLANDS M 40 X 1.5 16 MM OD MIN. 25.5 - OD MAX. 32.2 MM NICKEL-PLATED | 32
6388 | 1187150000 | A2L (KLIPPON UNARMO EX E/D CABLE GLAND) CABLE GLANDS 1 1/2" NPT 18.4 MM OD MIN. 25.5 - OD MAX. 32.2 MM NICKEL-PLATED | 32
6389 | 1188590000 | VP (KLIPPON EX BLANKING PLUG WITH MUSHROOM HEAD) BLANKING PLUG 2" NPT 21.5 MM NICKEL-PLATED | 205
6390 | 1185730000 | SKMU SS (STAINLESS STEEL LOCKNUT) LOCKNUT STAINLESS STEEL 1.4404 | 371
6391 | 1205230000 | A2LC (KLIPPON UNARMO WITH CONDUIT CONNECTION THREAD EX E/D CABLE GLAND) CABLE GLANDS M 25 X 1.5 16 MM OD MIN. 13.5 - OD MAX. 20 MM NICKEL-PLATED | 32
6392 | 1205260000 | A2LC (KLIPPON UNARMO WITH CONDUIT CONNECTION THREAD EX E/D CABLE GLAND) CABLE GLANDS M 63 X 1.5 19 MM OD MIN. 43.5 - OD MAX. 50.1 MM NICKEL-PLATED | 32
6393 | 1939600000 | KLIPPON K (ALUMINIUM EMPTY ENCLOSURE) EMPTY ENCLOSURE ALUMINIUM ENCLOSURE HEIGHT: 70 MM WIDTH: 165 MM DEPTH: 45 MM MATERIAL: ALUMINIUM ALSI12 UNTREATED | 42
6394 | 1939690000 | KLIPPON K (ALUMINIUM EMPTY ENCLOSURE) EMPTY ENCLOSURE ALUMINIUM ENCLOSURE HEIGHT: 160 MM WIDTH: 200 MM DEPTH: 100 MM MATERIAL: ALUMINIUM ALSI12 UNTREATED | 42
6395 | 1966330000 | JUNCTION BOX IP67 VARIANT 1 2 PORTS STRAIGHT | 495
6396 | 1909980000 | RAIL TS 15 WIDTH: 60 MM WITHOUT SLOT STEEL GALVANIZED CHROMIUM-PLATED | 91
6397 | 1059730150 | SENSOR/ACTUATOR LINE CONNECTING LINE M12 / M12 N OF POLES : 4 1.5 M PIN 90° - SOCKET 90° SHIELDED: YES LED: NO SHEATH MATERIAL: PUR HALOGEN: NO | 0
6398 | 1567780000 | RAIL TS 15 WIDTH: 64 MM WITH SLOT STEEL GALVANIC ZINC PLATED AND PASSIVATED | 73
6399 | 1567790000 | RAIL TS 15 WIDTH: 114 MM WITH SLOT STEEL GALVANIC ZINC PLATED AND PASSIVATED | 73
6400 | 1567560000 | RAIL TS 35 TS 35 X 7.5 WIDTH: 327 MM WITHOUT SLOT STEEL GALVANIC ZINC PLATED AND PASSIVATED | 73
6401 | 4058570000 | TERMSERIES RELAY N OF CONTACTS: 2 CO CONTACT AGNI RATED CONTROL VOLTAGE: 24 V DC CONTINUOUS CURRENT: 8 A PLUG-IN CONNECTION TEST BUTTON AVAILABLE: NO | 3
6402 | 4058580000 | TERMSERIES RELAY N OF CONTACTS: 2 CO CONTACT AGNI GOLD-PLATED RATED CONTROL VOLTAGE: 24 V DC CONTINUOUS CURRENT: 8 A PLUG-IN CONNECTION TEST BUTTON AVAILABLE: NO | 3
6403 | 4058590000 | TERMSERIES RELAY N OF CONTACTS: 2 CO CONTACT AGNI RATED CONTROL VOLTAGE: 110 V DC CONTINUOUS CURRENT: 8 A PLUG-IN CONNECTION TEST BUTTON AVAILABLE: NO | 3
6404 | 4058610000 | RIDERSERIES RCL RELAY N OF CONTACTS: 2 CO CONTACT AGNI RATED CONTROL VOLTAGE: 115 V AC CONTINUOUS CURRENT: 8 A PLUG-IN CONNECTION TEST BUTTON AVAILABLE: NO | 3
6405 | 4058630000 | RIDERSERIES RCL RELAY N OF CONTACTS: 2 CO CONTACT AGNI RATED CONTROL VOLTAGE: 230 V AC CONTINUOUS CURRENT: 8 A PLUG-IN CONNECTION TEST BUTTON AVAILABLE: NO | 3
6406 | 4060120000 | TERMSERIES RELAY N OF CONTACTS: 1 CO CONTACT AGNI RATED CONTROL VOLTAGE: 24 V DC CONTINUOUS CURRENT: 6 A PLUG-IN CONNECTION TEST BUTTON AVAILABLE: NO | 3
6407 | 4061200000 | TERMSERIES SOLID-STATE RELAY 1 NO CONTACT (MOS-FET) RATED CONTROL VOLTAGE: 52 V DC?60 V DC?72 V DC RATED SWITCHING VOLTAGE: 3...33 V DC CONTINUOUS CURRENT: 2 A PLUG-IN CONNECTION | 3
6408 | 4061580000 | TERMSERIES RELAY N OF CONTACTS: 1 CO CONTACT AGNI RATED CONTROL VOLTAGE: 5 V DC CONTINUOUS CURRENT: 6 A PLUG-IN CONNECTION TEST BUTTON AVAILABLE: NO | 3
6409 | 4061610000 | TERMSERIES RELAY N OF CONTACTS: 1 CO CONTACT AGNI RATED CONTROL VOLTAGE: 12 V DC CONTINUOUS CURRENT: 6 A PLUG-IN CONNECTION TEST BUTTON AVAILABLE: NO | 3
6410 | 4061630000 | TERMSERIES RELAY N OF CONTACTS: 1 CO CONTACT AGNI RATED CONTROL VOLTAGE: 60 V DC CONTINUOUS CURRENT: 6 A PLUG-IN CONNECTION TEST BUTTON AVAILABLE: NO | 3
6411 | 4061220000 | TERMSERIES SOLID-STATE RELAY 1 NO CONTACT (TRIAC (ZERO-CROSS SWITCH)) RATED CONTROL VOLTAGE: 52 V DC?60 V DC?72 V DC RATED SWITCHING VOLTAGE: 24...240 V AC CONTINUOUS CURRENT: 1 A PLUG-IN CONNECTION | 3
6412 | 4064310000 | TERMSERIES SOLID-STATE RELAY 1 NO CONTACT (MOS-FET) RATED CONTROL VOLTAGE: 2.5 V DC...5 V DC...6 V DC RATED SWITCHING VOLTAGE: 3...33 V DC CONTINUOUS CURRENT: 2 A PLUG-IN CONNECTION | 3
6413 | 1004320200 | SENSOR/ACTUATOR LINE CONNECTING LINE M12 / M12 N OF POLES : 3 2 M PIN STRAIGHT - SOCKET 90° SHIELDED: NO LED: YES SHEATH MATERIAL: PUR HALOGEN: NO | 0
6414 | 1004320300 | SENSOR/ACTUATOR LINE CONNECTING LINE M12 / M12 N OF POLES : 3 3 M PIN STRAIGHT - SOCKET 90° SHIELDED: NO LED: YES SHEATH MATERIAL: PUR HALOGEN: NO | 0
6415 | 1004321000 | SENSOR/ACTUATOR LINE CONNECTING LINE M12 / M12 N OF POLES : 3 10 M PIN STRAIGHT - SOCKET 90° SHIELDED: NO LED: YES SHEATH MATERIAL: PUR HALOGEN: NO | 0
6416 | 1004330150 | SENSOR/ACTUATOR LINE ONE END WITHOUT CONNECTOR M12 N OF POLES : 3 1.5 M SOCKET ANGLED SHIELDED: NO LED: YES SHEATH MATERIAL: PUR HALOGEN: NO | 0
6417 | 1004330500 | SENSOR/ACTUATOR LINE ONE END WITHOUT CONNECTOR M12 N OF POLES : 3 5 M SOCKET ANGLED SHIELDED: NO LED: YES SHEATH MATERIAL: PUR HALOGEN: NO | 0
6418 | 1005270200 | SENSOR/ACTUATOR LINE CONNECTING LINE M12 / M12 N OF POLES : 3 2 M TWIN CABLING PIN STRAIGHT 2X SOCKET ANGLED SHIELDED: NO LED: NO SHEATH MATERIAL: PUR HALOGEN: NO | 0
6419 | 1010070000 | PLUGS PREFABRICATED TO CUSTOMER SPEC. M8 PIN STRAIGHT | 46
6420 | 1010090000 | SOCKETS PREFABRICATED TO CUSTOMER SPEC. M8 FEMALE SOCKET STRAIGHT | 26
6421 | 1011970150 | SENSOR/ACTUATOR LINE CONNECTING LINE M12 / M12 N OF POLES : 5 1.5 M PIN STRAIGHT - SOCKET STRAIGHT SHIELDED: NO LED: NO SHEATH MATERIAL: PUR HALOGEN: NO | 0
6422 | 1011990300 | SENSOR/ACTUATOR LINE CONNECTING LINE M12 / M12 N OF POLES : 5 3 M PIN STRAIGHT - SOCKET 90° SHIELDED: NO LED: NO SHEATH MATERIAL: PUR HALOGEN: NO | 0
6423 | 1011991000 | SENSOR/ACTUATOR LINE CONNECTING LINE M12 / M12 N OF POLES : 5 10 M PIN STRAIGHT - SOCKET 90° SHIELDED: NO LED: NO SHEATH MATERIAL: PUR HALOGEN: NO | 0
6424 | 1021290000 | PLUGS PREFABRICATED TO CUSTOMER SPEC. M12 PIN 90° | 66
6425 | 1021310000 | SOCKETS PREFABRICATED TO CUSTOMER SPEC. M12 SOCKET ANGLED | 26
6426 | 1021320000 | SOCKETS PREFABRICATED TO CUSTOMER SPEC. M12 SOCKET ANGLED | 26
6427 | 1021480000 | PLUGS PREFABRICATED TO CUSTOMER SPEC. M12 PIN STRAIGHT | 46
6428 | 1021650150 | SENSOR/ACTUATOR LINE ONE END WITHOUT CONNECTOR M12 N OF POLES : 5 1.5 M PIN STRAIGHT SHIELDED: NO LED: NO SHEATH MATERIAL: PUR HALOGEN: NO | 0
6429 | 1021650300 | SENSOR/ACTUATOR LINE ONE END WITHOUT CONNECTOR M12 N OF POLES : 5 3 M PIN STRAIGHT SHIELDED: NO LED: NO SHEATH MATERIAL: PUR HALOGEN: NO | 0
6430 | 1021660150 | SENSOR/ACTUATOR LINE ONE END WITHOUT CONNECTOR M12 N OF POLES : 5 1.5 M PIN 90° SHIELDED: NO LED: NO SHEATH MATERIAL: PUR HALOGEN: NO | 0
6431 | 1021660500 | SENSOR/ACTUATOR LINE ONE END WITHOUT CONNECTOR M12 N OF POLES : 5 5 M PIN 90° SHIELDED: NO LED: NO SHEATH MATERIAL: PUR HALOGEN: NO | 0
6432 | 1021690150 | SENSOR/ACTUATOR LINE ONE END WITHOUT CONNECTOR M12 N OF POLES : 5 1.5 M SOCKET ANGLED SHIELDED: NO LED: NO SHEATH MATERIAL: PUR HALOGEN: NO | 0
6433 | 1021710300 | SENSOR/ACTUATOR LINE CONNECTING LINE M12 / M12 N OF POLES : 3 3 M PIN STRAIGHT - SOCKET STRAIGHT SHIELDED: NO LED: NO SHEATH MATERIAL: PUR HALOGEN: NO | 0
6434 | 1021710500 | SENSOR/ACTUATOR LINE CONNECTING LINE M12 / M12 N OF POLES : 3 5 M PIN STRAIGHT - SOCKET STRAIGHT SHIELDED: NO LED: NO SHEATH MATERIAL: PUR HALOGEN: NO | 0
6435 | 1021721000 | SENSOR/ACTUATOR LINE CONNECTING LINE M12 / M12 N OF POLES : 3 10 M PIN STRAIGHT - SOCKET 90° SHIELDED: NO LED: NO SHEATH MATERIAL: PUR HALOGEN: NO | 0
6436 | 1021740150 | SENSOR/ACTUATOR LINE CONNECTING LINE M12 / M12 N OF POLES : 4 1.5 M PIN STRAIGHT - SOCKET 90° SHIELDED: NO LED: NO SHEATH MATERIAL: PUR HALOGEN: NO | 0
6437 | 1021740300 | SENSOR/ACTUATOR LINE CONNECTING LINE M12 / M12 N OF POLES : 4 3 M PIN STRAIGHT - SOCKET 90° SHIELDED: NO LED: NO SHEATH MATERIAL: PUR HALOGEN: NO | 0
6438 | 1021751000 | SENSOR/ACTUATOR LINE ONE END WITHOUT CONNECTOR M12 N OF POLES : 3 10 M PIN STRAIGHT SHIELDED: NO LED: NO SHEATH MATERIAL: PUR HALOGEN: NO | 0
6439 | 1021770500 | SENSOR/ACTUATOR LINE ONE END WITHOUT CONNECTOR M12 N OF POLES : 4 5 M PIN STRAIGHT SHIELDED: NO LED: NO SHEATH MATERIAL: PUR HALOGEN: NO | 0
6440 | 1025940030 | DRAGLINE CABLE PROFINET M12 D-CODE ? IP 67 STRAIGHT PIN OPEN CAT.5 (ISO/IEC 11801) / CAT.5E (TIA T568-B) PUR 3 M | 8
6441 | 1025940050 | DRAGLINE CABLE PROFINET M12 D-CODE ? IP 67 STRAIGHT PIN OPEN CAT.5 (ISO/IEC 11801) / CAT.5E (TIA T568-B) PUR 5 M | 8
6442 | 1025940100 | DRAGLINE CABLE PROFINET M12 D-CODE ? IP 67 STRAIGHT PIN OPEN CAT.5 (ISO/IEC 11801) / CAT.5E (TIA T568-B) PUR 10 M | 8
6443 | 1025940150 | DRAGLINE CABLE PROFINET M12 D-CODE ? IP 67 STRAIGHT PIN OPEN CAT.5 (ISO/IEC 11801) / CAT.5E (TIA T568-B) PUR 15 M | 8
6444 | 1025950010 | DRAGLINE CABLE PROFINET M12 D-CODE ? IP 67 STRAIGHT PIN M12 D-CODE ? IP 67 STRAIGHT PIN CAT.5 (ISO/IEC 11801) / CAT.5E (TIA T568-B) PUR 1 M | 8
6445 | 1025950030 | DRAGLINE CABLE PROFINET M12 D-CODE ? IP 67 STRAIGHT PIN M12 D-CODE ? IP 67 STRAIGHT PIN CAT.5 (ISO/IEC 11801) / CAT.5E (TIA T568-B) PUR 3 M | 8
6446 | 1025950160 | DRAGLINE CABLE PROFINET M12 D-CODE ? IP 67 STRAIGHT PIN M12 D-CODE ? IP 67 STRAIGHT PIN CAT.5 (ISO/IEC 11801) / CAT.5E (TIA T568-B) PUR 16 M | 8
6447 | 1025950200 | DRAGLINE CABLE PROFINET M12 D-CODE ? IP 67 STRAIGHT PIN M12 D-CODE ? IP 67 STRAIGHT PIN CAT.5 (ISO/IEC 11801) / CAT.5E (TIA T568-B) PUR 20 M | 8
6448 | 1025950300 | DRAGLINE CABLE PROFINET M12 D-CODE ? IP 67 STRAIGHT PIN M12 D-CODE ? IP 67 STRAIGHT PIN CAT.5 (ISO/IEC 11801) / CAT.5E (TIA T568-B) PUR 30 M | 8
6449 | 1044470100 | DRAGLINE CABLE PROFINET M12 D-CODE ? IP 67 STRAIGHT PIN RJ45 IP 20 CAT.5 (ISO/IEC 11801) / CAT.5E (TIA T568-B) PUR 10 M | 8
6450 | 1057760150 | SENSOR/ACTUATOR LINE ONE END WITHOUT CONNECTOR M12 N OF POLES : 5 1.5 M SOCKET ANGLED SHIELDED: NO LED: NO SHEATH MATERIAL: PUR HALOGEN: NO | 0
6451 | 1057760500 | SENSOR/ACTUATOR LINE ONE END WITHOUT CONNECTOR M12 N OF POLES : 5 5 M SOCKET ANGLED SHIELDED: NO LED: NO SHEATH MATERIAL: PUR HALOGEN: NO | 0
6452 | 1057781000 | SENSOR/ACTUATOR LINE ONE END WITHOUT CONNECTOR M12 N OF POLES : 4 10 M PIN STRAIGHT SHIELDED: NO LED: NO SHEATH MATERIAL: PUR HALOGEN: NO | 0
6453 | 1057790300 | SENSOR/ACTUATOR LINE ONE END WITHOUT CONNECTOR M12 N OF POLES : 5 3 M PIN STRAIGHT SHIELDED: NO LED: NO SHEATH MATERIAL: PUR HALOGEN: NO | 0
6454 | 1057790500 | SENSOR/ACTUATOR LINE ONE END WITHOUT CONNECTOR M12 N OF POLES : 5 5 M PIN STRAIGHT SHIELDED: NO LED: NO SHEATH MATERIAL: PUR HALOGEN: NO | 0
6455 | 1057791000 | SENSOR/ACTUATOR LINE ONE END WITHOUT CONNECTOR M12 N OF POLES : 5 10 M PIN STRAIGHT SHIELDED: NO LED: NO SHEATH MATERIAL: PUR HALOGEN: NO | 0
6456 | 1057810500 | SENSOR/ACTUATOR LINE ONE END WITHOUT CONNECTOR M12 N OF POLES : 4 5 M PIN 90° SHIELDED: NO LED: NO SHEATH MATERIAL: PUR HALOGEN: NO | 0
6457 | 1057820500 | SENSOR/ACTUATOR LINE ONE END WITHOUT CONNECTOR M12 N OF POLES : 5 5 M PIN 90° SHIELDED: NO LED: NO SHEATH MATERIAL: PUR HALOGEN: NO | 0
6458 | 1057840150 | SENSOR/ACTUATOR LINE CONNECTING LINE M12 / M12 N OF POLES : 4 1.5 M PIN STRAIGHT - SOCKET STRAIGHT SHIELDED: NO LED: NO SHEATH MATERIAL: PUR HALOGEN: NO | 0
6459 | 1057840300 | SENSOR/ACTUATOR LINE CONNECTING LINE M12 / M12 N OF POLES : 4 3 M PIN STRAIGHT - SOCKET STRAIGHT SHIELDED: NO LED: NO SHEATH MATERIAL: PUR HALOGEN: NO | 0
6460 | 1057841000 | SENSOR/ACTUATOR LINE CONNECTING LINE M12 / M12 N OF POLES : 4 10 M PIN STRAIGHT - SOCKET STRAIGHT SHIELDED: NO LED: NO SHEATH MATERIAL: PUR HALOGEN: NO | 0
6461 | 1057850150 | SENSOR/ACTUATOR LINE CONNECTING LINE M12 / M12 N OF POLES : 5 1.5 M PIN STRAIGHT - SOCKET STRAIGHT SHIELDED: NO LED: NO SHEATH MATERIAL: PUR HALOGEN: NO | 0
6462 | 1057870150 | SENSOR/ACTUATOR LINE CONNECTING LINE M12 / M12 N OF POLES : 3 1.5 M PIN ANGLED - BUSH STRAIGHT SHIELDED: NO LED: NO SHEATH MATERIAL: PUR HALOGEN: NO | 0
6463 | 1057880300 | SENSOR/ACTUATOR LINE CONNECTING LINE M12 / M12 N OF POLES : 4 3 M PIN ANGLED - BUSH STRAIGHT SHIELDED: NO LED: NO SHEATH MATERIAL: PUR HALOGEN: NO | 0
6464 | 1057880500 | SENSOR/ACTUATOR LINE CONNECTING LINE M12 / M12 N OF POLES : 4 5 M PIN ANGLED - BUSH STRAIGHT SHIELDED: NO LED: NO SHEATH MATERIAL: PUR HALOGEN: NO | 0
6465 | 1057881000 | SENSOR/ACTUATOR LINE CONNECTING LINE M12 / M12 N OF POLES : 4 10 M PIN ANGLED - BUSH STRAIGHT SHIELDED: NO LED: NO SHEATH MATERIAL: PUR HALOGEN: NO | 0
6466 | 1057891000 | SENSOR/ACTUATOR LINE CONNECTING LINE M12 / M12 N OF POLES : 5 10 M PIN ANGLED - BUSH STRAIGHT SHIELDED: NO LED: NO SHEATH MATERIAL: PUR HALOGEN: NO | 0
6467 | 1057900300 | SENSOR/ACTUATOR LINE CONNECTING LINE M12 / M12 N OF POLES : 3 3 M PIN STRAIGHT - SOCKET 90° SHIELDED: NO LED: NO SHEATH MATERIAL: PUR HALOGEN: NO | 0
6468 | 1057900500 | SENSOR/ACTUATOR LINE CONNECTING LINE M12 / M12 N OF POLES : 3 5 M PIN STRAIGHT - SOCKET 90° SHIELDED: NO LED: NO SHEATH MATERIAL: PUR HALOGEN: NO | 0
6469 | 1057901000 | SENSOR/ACTUATOR LINE CONNECTING LINE M12 / M12 N OF POLES : 3 10 M PIN STRAIGHT - SOCKET 90° SHIELDED: NO LED: NO SHEATH MATERIAL: PUR HALOGEN: NO | 0
6470 | 1057910150 | SENSOR/ACTUATOR LINE CONNECTING LINE M12 / M12 N OF POLES : 4 1.5 M PIN STRAIGHT - SOCKET 90° SHIELDED: NO LED: NO SHEATH MATERIAL: PUR HALOGEN: NO | 0
6471 | 1057911000 | SENSOR/ACTUATOR LINE CONNECTING LINE M12 / M12 N OF POLES : 4 10 M PIN STRAIGHT - SOCKET 90° SHIELDED: NO LED: NO SHEATH MATERIAL: PUR HALOGEN: NO | 0
6472 | 1057921000 | SENSOR/ACTUATOR LINE CONNECTING LINE M12 / M12 N OF POLES : 5 10 M PIN STRAIGHT - SOCKET 90° SHIELDED: NO LED: NO SHEATH MATERIAL: PUR HALOGEN: NO | 0
6473 | 1058490150 | SENSOR/ACTUATOR LINE CONNECTING LINE M12 / M12 N OF POLES : 3 1.5 M PIN STRAIGHT - SOCKET STRAIGHT SHIELDED: YES LED: NO SHEATH MATERIAL: PUR HALOGEN: NO | 0
6474 | 1058490300 | SENSOR/ACTUATOR LINE CONNECTING LINE M12 / M12 N OF POLES : 3 3 M PIN STRAIGHT - SOCKET STRAIGHT SHIELDED: YES LED: NO SHEATH MATERIAL: PUR HALOGEN: NO | 0
6475 | 1058490500 | SENSOR/ACTUATOR LINE CONNECTING LINE M12 / M12 N OF POLES : 3 5 M PIN STRAIGHT - SOCKET STRAIGHT SHIELDED: YES LED: NO SHEATH MATERIAL: PUR HALOGEN: NO | 0
6476 | 1058501000 | SENSOR/ACTUATOR LINE CONNECTING LINE M12 / M12 N OF POLES : 4 10 M PIN STRAIGHT - SOCKET STRAIGHT SHIELDED: YES LED: NO SHEATH MATERIAL: PUR HALOGEN: NO | 0
6477 | 1058510200 | SENSOR/ACTUATOR LINE CONNECTING LINE M12 / M12 N OF POLES : 5 2 M PIN STRAIGHT - SOCKET STRAIGHT SHIELDED: YES LED: NO SHEATH MATERIAL: PUR HALOGEN: NO | 0
6478 | 1058510500 | SENSOR/ACTUATOR LINE CONNECTING LINE M12 / M12 N OF POLES : 5 5 M PIN STRAIGHT - SOCKET STRAIGHT SHIELDED: YES LED: NO SHEATH MATERIAL: PUR HALOGEN: NO | 0
6479 | 1058511000 | SENSOR/ACTUATOR LINE CONNECTING LINE M12 / M12 N OF POLES : 5 10 M PIN STRAIGHT - SOCKET STRAIGHT SHIELDED: YES LED: NO SHEATH MATERIAL: PUR HALOGEN: NO | 0
6480 | 1058541000 | BUS LINE ONE END WITHOUT CONNECTOR M12 N OF POLES: 2 10 M FEMALE SOCKET STRAIGHT SHIELDED: YES LED: NO SHEATH MATERIAL: PVC HALOGEN: YES | 0
6481 | 1059330005 | DRAGLINE CABLE PROFINET M12 D-CODE ? IP 67 STRAIGHT SOCKET M12 D-CODE ? IP 67 STRAIGHT PIN CAT.5 (ISO/IEC 11801) / CAT.5E (TIA T568-B) PUR 0.5 M | 8
6482 | 1059330010 | DRAGLINE CABLE PROFINET M12 D-CODE ? IP 67 STRAIGHT SOCKET M12 D-CODE ? IP 67 STRAIGHT PIN CAT.5 (ISO/IEC 11801) / CAT.5E (TIA T568-B) PUR 1 M | 8
6483 | 1059471000 | SENSOR/ACTUATOR LINE CONNECTING LINE M12 / M12 N OF POLES : 3 10 M PIN STRAIGHT - SOCKET 90° SHIELDED: YES LED: NO SHEATH MATERIAL: PUR HALOGEN: NO | 0
6484 | 1060110150 | BUS LINE ONE END WITHOUT CONNECTOR M12 N OF POLES: 5 1.5 M PIN STRAIGHT SHIELDED: YES LED: NO SHEATH MATERIAL: PVC HALOGEN: YES | 0
6485 | 1060111000 | BUS LINE ONE END WITHOUT CONNECTOR M12 N OF POLES: 5 10 M PIN STRAIGHT SHIELDED: YES LED: NO SHEATH MATERIAL: PVC HALOGEN: YES | 0
6486 | 1060120150 | BUS LINE ONE END WITHOUT CONNECTOR M12 N OF POLES: 5 1.5 M FEMALE SOCKET STRAIGHT SHIELDED: YES LED: NO SHEATH MATERIAL: PVC HALOGEN: YES | 0
6487 | 1060120500 | BUS LINE ONE END WITHOUT CONNECTOR M12 N OF POLES: 5 5 M FEMALE SOCKET STRAIGHT SHIELDED: YES LED: NO SHEATH MATERIAL: PVC HALOGEN: YES | 0
6488 | 1060130500 | BUS LINE CONNECTING LINE M12 / M12 N OF POLES: 5 5 M PIN STRAIGHT - SOCKET STRAIGHT SHIELDED: YES LED: NO SHEATH MATERIAL: PVC HALOGEN: YES | 0
6489 | 1060131000 | BUS LINE CONNECTING LINE M12 / M12 N OF POLES: 5 10 M PIN STRAIGHT - SOCKET STRAIGHT SHIELDED: YES LED: NO SHEATH MATERIAL: PVC HALOGEN: YES | 0
6490 | 1061911000 | SENSOR/ACTUATOR LINE CONNECTING LINE M12 / M12 N OF POLES : 3 10 M PIN 90° - SOCKET 90° SHIELDED: NO LED: NO SHEATH MATERIAL: PUR HALOGEN: NO | 0
6491 | 1061920300 | SENSOR/ACTUATOR LINE CONNECTING LINE M12 / M12 N OF POLES : 4 3 M PIN 90° - SOCKET 90° SHIELDED: NO LED: NO SHEATH MATERIAL: PUR HALOGEN: NO | 0
6492 | 1061921000 | SENSOR/ACTUATOR LINE CONNECTING LINE M12 / M12 N OF POLES : 4 10 M PIN 90° - SOCKET 90° SHIELDED: NO LED: NO SHEATH MATERIAL: PUR HALOGEN: NO | 0
6493 | 1062321000 | BUS LINE CONNECTING LINE M12 / M12 N OF POLES: 2 10 M PIN ANGLED - BUSH STRAIGHT SHIELDED: YES LED: NO SHEATH MATERIAL: PUR HALOGEN: NO | 0
6494 | 1062380300 | BUS LINE CONNECTING LINE M12 / M12 N OF POLES: 2 3 M PIN STRAIGHT - SOCKET 90° SHIELDED: YES LED: NO SHEATH MATERIAL: PVC HALOGEN: YES | 0
6495 | 1062390300 | BUS LINE CONNECTING LINE M12 / M12 N OF POLES: 2 3 M PIN ANGLED - BUSH STRAIGHT SHIELDED: YES LED: NO SHEATH MATERIAL: PVC HALOGEN: YES | 0
6496 | 1074330150 | SENSOR/ACTUATOR LINE ONE END WITHOUT CONNECTOR M12 N OF POLES : 4 1.5 M PIN STRAIGHT SHIELDED: NO LED: NO SHEATH MATERIAL: PUR HALOGEN: NO | 0
6497 | 1074390150 | SENSOR/ACTUATOR LINE M12 N OF POLES : 4 1.5 M | 816
6498 | 1074400500 | SENSOR/ACTUATOR LINE ONE END WITHOUT CONNECTOR M8 N OF POLES : 3 5 M FEMALE SOCKET STRAIGHT SHIELDED: NO LED: NO SHEATH MATERIAL: PUR HALOGEN: NO | 0
6499 | 1074430150 | SENSOR/ACTUATOR LINE ONE END WITHOUT CONNECTOR M8 N OF POLES : 4 1.5 M PIN STRAIGHT SHIELDED: NO LED: NO SHEATH MATERIAL: PUR HALOGEN: NO | 0
6500 | 1075390100 | BUS LINE CONNECTING LINE M12 / M12 N OF POLES: 2 1 M PIN STRAIGHT - SOCKET 90° SHIELDED: YES LED: NO SHEATH MATERIAL: PVC HALOGEN: YES | 0
6501 | 1075450100 | BUS LINE CONNECTING LINE M12 / M12 N OF POLES: 2 1 M PIN ANGLED - BUSH STRAIGHT SHIELDED: YES LED: NO SHEATH MATERIAL: PVC HALOGEN: YES | 0
6502 | 1075620100 | BUS LINE CONNECTING LINE M12 / M12 N OF POLES: 2 1 M PIN STRAIGHT - SOCKET 90° SHIELDED: YES LED: NO SHEATH MATERIAL: PVC HALOGEN: YES | 0
6503 | 1076550200 | BUS LINE CONNECTING LINE M12 / M12 N OF POLES: 2 2 M PIN 90° - SOCKET 90° SHIELDED: YES LED: NO SHEATH MATERIAL: PVC HALOGEN: YES | 0
6504 | 1076580200 | BUS LINE ONE END WITHOUT CONNECTOR M12 N OF POLES: 2 2 M PIN 90° SHIELDED: YES LED: NO SHEATH MATERIAL: PVC HALOGEN: YES | 0
6505 | 1092900150 | SENSOR/ACTUATOR LINE ONE END WITHOUT CONNECTOR M12 N OF POLES : 2 1.5 M FEMALE SOCKET STRAIGHT SHIELDED: NO LED: NO SHEATH MATERIAL: PUR HALOGEN: NO | 0
6506 | 1092900300 | SENSOR/ACTUATOR LINE ONE END WITHOUT CONNECTOR M12 N OF POLES : 2 3 M FEMALE SOCKET STRAIGHT SHIELDED: NO LED: NO SHEATH MATERIAL: PUR HALOGEN: NO | 0
6507 | 1092970150 | SENSOR/ACTUATOR LINE ONE END WITHOUT CONNECTOR M12 N OF POLES : 5 1.5 M SOCKET ANGLED SHIELDED: NO LED: NO SHEATH MATERIAL: PUR HALOGEN: NO | 0
6508 | 1092970500 | SENSOR/ACTUATOR LINE ONE END WITHOUT CONNECTOR M12 N OF POLES : 5 5 M SOCKET ANGLED SHIELDED: NO LED: NO SHEATH MATERIAL: PUR HALOGEN: NO | 0
6509 | 1092980150 | SENSOR/ACTUATOR LINE ONE END WITHOUT CONNECTOR M12 N OF POLES : 3 1.5 M PIN STRAIGHT SHIELDED: NO LED: NO SHEATH MATERIAL: PUR HALOGEN: NO | 0
6510 | 1092981000 | SENSOR/ACTUATOR LINE ONE END WITHOUT CONNECTOR M12 N OF POLES : 3 10 M PIN STRAIGHT SHIELDED: NO LED: NO SHEATH MATERIAL: PUR HALOGEN: NO | 0
6511 | 1092990500 | SENSOR/ACTUATOR LINE ONE END WITHOUT CONNECTOR M12 N OF POLES : 5 5 M PIN STRAIGHT SHIELDED: NO LED: NO SHEATH MATERIAL: PUR HALOGEN: NO | 0
6512 | 1093000300 | SENSOR/ACTUATOR LINE CONNECTING LINE M12 / M12 N OF POLES : 3 3 M PIN STRAIGHT - SOCKET STRAIGHT SHIELDED: NO LED: NO SHEATH MATERIAL: PUR HALOGEN: NO | 0
6513 | 1093001000 | SENSOR/ACTUATOR LINE CONNECTING LINE M12 / M12 N OF POLES : 3 10 M PIN STRAIGHT - SOCKET STRAIGHT SHIELDED: NO LED: NO SHEATH MATERIAL: PUR HALOGEN: NO | 0
6514 | 1093020300 | SENSOR/ACTUATOR LINE CONNECTING LINE M12 / M12 N OF POLES : 4 3 M PIN STRAIGHT - SOCKET STRAIGHT SHIELDED: NO LED: NO SHEATH MATERIAL: PUR HALOGEN: NO | 0
6515 | 1093021000 | SENSOR/ACTUATOR LINE CONNECTING LINE M12 / M12 N OF POLES : 4 10 M PIN STRAIGHT - SOCKET STRAIGHT SHIELDED: NO LED: NO SHEATH MATERIAL: PUR HALOGEN: NO | 0
6516 | 1093040300 | SENSOR/ACTUATOR LINE CONNECTING LINE M12 / M12 N OF POLES : 3 3 M PIN STRAIGHT - SOCKET 90° SHIELDED: NO LED: NO SHEATH MATERIAL: PUR HALOGEN: NO | 0
6517 | 1093040500 | SENSOR/ACTUATOR LINE CONNECTING LINE M12 / M12 N OF POLES : 3 5 M PIN STRAIGHT - SOCKET 90° SHIELDED: NO LED: NO SHEATH MATERIAL: PUR HALOGEN: NO | 0
6518 | 1093050500 | SENSOR/ACTUATOR LINE CONNECTING LINE M12 / M12 N OF POLES : 3 5 M PIN STRAIGHT - SOCKET 90° SHIELDED: NO LED: NO SHEATH MATERIAL: PUR HALOGEN: NO | 0
6519 | 1093060150 | SENSOR/ACTUATOR LINE CONNECTING LINE M12 / M12 N OF POLES : 4 1.5 M PIN STRAIGHT - SOCKET 90° SHIELDED: NO LED: YES SHEATH MATERIAL: PUR HALOGEN: NO | 0
6520 | 1093060500 | SENSOR/ACTUATOR LINE CONNECTING LINE M12 / M12 N OF POLES : 4 5 M PIN STRAIGHT - SOCKET 90° SHIELDED: NO LED: YES SHEATH MATERIAL: PUR HALOGEN: NO | 0
6521 | 1093080150 | SENSOR/ACTUATOR LINE CONNECTING LINE M12 / M12 N OF POLES : 5 1.5 M PIN STRAIGHT - SOCKET 90° SHIELDED: NO LED: NO SHEATH MATERIAL: PUR HALOGEN: NO | 0
6522 | 1093080300 | SENSOR/ACTUATOR LINE CONNECTING LINE M12 / M12 N OF POLES : 5 3 M PIN STRAIGHT - SOCKET 90° SHIELDED: NO LED: NO SHEATH MATERIAL: PUR HALOGEN: NO | 0
6523 | 1093100150 | SENSOR/ACTUATOR LINE CONNECTING LINE M12 / M8 N OF POLES : 4 1.5 M PIN STRAIGHT - SOCKET STRAIGHT SHIELDED: NO LED: NO SHEATH MATERIAL: PUR HALOGEN: NO | 0
6524 | 1093100500 | SENSOR/ACTUATOR LINE CONNECTING LINE M12 / M8 N OF POLES : 4 5 M PIN STRAIGHT - SOCKET STRAIGHT SHIELDED: NO LED: NO SHEATH MATERIAL: PUR HALOGEN: NO | 0
6525 | 1093101000 | SENSOR/ACTUATOR LINE CONNECTING LINE M12 / M8 N OF POLES : 4 10 M PIN STRAIGHT - SOCKET STRAIGHT SHIELDED: NO LED: NO SHEATH MATERIAL: PUR HALOGEN: NO | 0
6526 | 1093120150 | SENSOR/ACTUATOR LINE CONNECTING LINE M12 / M8 N OF POLES : 3 1.5 M PIN STRAIGHT - SOCKET 90° SHIELDED: NO LED: NO SHEATH MATERIAL: PUR HALOGEN: NO | 0
6527 | 1093121000 | SENSOR/ACTUATOR LINE CONNECTING LINE M12 / M8 N OF POLES : 3 10 M PIN STRAIGHT - SOCKET 90° SHIELDED: NO LED: NO SHEATH MATERIAL: PUR HALOGEN: NO | 0
6528 | 1093130300 | SENSOR/ACTUATOR LINE CONNECTING LINE M12 / M8 N OF POLES : 4 3 M PIN STRAIGHT - SOCKET 90° SHIELDED: NO LED: YES SHEATH MATERIAL: PUR HALOGEN: NO | 0
6529 | 1093131000 | SENSOR/ACTUATOR LINE CONNECTING LINE M12 / M8 N OF POLES : 4 10 M PIN STRAIGHT - SOCKET 90° SHIELDED: NO LED: YES SHEATH MATERIAL: PUR HALOGEN: NO | 0
6530 | 1093150300 | SENSOR/ACTUATOR LINE CONNECTING LINE M12 / M8 N OF POLES : 3 3 M PIN STRAIGHT - SOCKET 90° SHIELDED: NO LED: NO SHEATH MATERIAL: PUR HALOGEN: NO | 0
6531 | 1093150500 | SENSOR/ACTUATOR LINE CONNECTING LINE M12 / M8 N OF POLES : 3 5 M PIN STRAIGHT - SOCKET 90° SHIELDED: NO LED: NO SHEATH MATERIAL: PUR HALOGEN: NO | 0
6532 | 1093160150 | SENSOR/ACTUATOR LINE ONE END WITHOUT CONNECTOR M12 N OF POLES : 3 1.5 M PIN 90° SHIELDED: NO LED: NO SHEATH MATERIAL: PUR HALOGEN: NO | 0
6533 | 1093170150 | SENSOR/ACTUATOR LINE ONE END WITHOUT CONNECTOR M12 N OF POLES : 4 1.5 M PIN 90° SHIELDED: NO LED: NO SHEATH MATERIAL: PUR HALOGEN: NO | 0
6534 | 1093170300 | SENSOR/ACTUATOR LINE ONE END WITHOUT CONNECTOR M12 N OF POLES : 4 3 M PIN 90° SHIELDED: NO LED: NO SHEATH MATERIAL: PUR HALOGEN: NO | 0
6535 | 1093170500 | SENSOR/ACTUATOR LINE ONE END WITHOUT CONNECTOR M12 N OF POLES : 4 5 M PIN 90° SHIELDED: NO LED: NO SHEATH MATERIAL: PUR HALOGEN: NO | 0
6536 | 1093180150 | SENSOR/ACTUATOR LINE ONE END WITHOUT CONNECTOR M12 N OF POLES : 5 1.5 M PIN 90° SHIELDED: NO LED: NO SHEATH MATERIAL: PUR HALOGEN: NO | 0
6537 | 1093180500 | SENSOR/ACTUATOR LINE ONE END WITHOUT CONNECTOR M12 N OF POLES : 5 5 M PIN 90° SHIELDED: NO LED: NO SHEATH MATERIAL: PUR HALOGEN: NO | 0
6538 | 1093200150 | SENSOR/ACTUATOR LINE ONE END WITHOUT CONNECTOR M8 N OF POLES : 4 1.5 M FEMALE SOCKET STRAIGHT SHIELDED: NO LED: NO SHEATH MATERIAL: PUR HALOGEN: NO | 0
6539 | 1093200500 | SENSOR/ACTUATOR LINE ONE END WITHOUT CONNECTOR M8 N OF POLES : 4 5 M FEMALE SOCKET STRAIGHT SHIELDED: NO LED: NO SHEATH MATERIAL: PUR HALOGEN: NO | 0
6540 | 1093210150 | SENSOR/ACTUATOR LINE ONE END WITHOUT CONNECTOR M8 N OF POLES : 3 1.5 M SOCKET ANGLED SHIELDED: NO LED: YES SHEATH MATERIAL: PUR HALOGEN: NO | 0
6541 | 1093210300 | SENSOR/ACTUATOR LINE ONE END WITHOUT CONNECTOR M8 N OF POLES : 3 3 M SOCKET ANGLED SHIELDED: NO LED: YES SHEATH MATERIAL: PUR HALOGEN: NO | 0
6542 | 1093211000 | SENSOR/ACTUATOR LINE ONE END WITHOUT CONNECTOR M8 N OF POLES : 3 10 M SOCKET ANGLED SHIELDED: NO LED: YES SHEATH MATERIAL: PUR HALOGEN: NO | 0
6543 | 1093220300 | SENSOR/ACTUATOR LINE ONE END WITHOUT CONNECTOR M8 N OF POLES : 3 3 M SOCKET ANGLED SHIELDED: NO LED: NO SHEATH MATERIAL: PUR HALOGEN: NO | 0
6544 | 1093230500 | SENSOR/ACTUATOR LINE ONE END WITHOUT CONNECTOR M8 N OF POLES : 4 5 M SOCKET ANGLED SHIELDED: NO LED: YES SHEATH MATERIAL: PUR HALOGEN: NO | 0
6545 | 1093231000 | SENSOR/ACTUATOR LINE ONE END WITHOUT CONNECTOR M8 N OF POLES : 4 10 M SOCKET ANGLED SHIELDED: NO LED: YES SHEATH MATERIAL: PUR HALOGEN: NO | 0
6546 | 1093240150 | SENSOR/ACTUATOR LINE ONE END WITHOUT CONNECTOR M8 N OF POLES : 4 1.5 M SOCKET ANGLED SHIELDED: NO LED: NO SHEATH MATERIAL: PUR HALOGEN: NO | 0
6547 | 1093240300 | SENSOR/ACTUATOR LINE ONE END WITHOUT CONNECTOR M8 N OF POLES : 4 3 M SOCKET ANGLED SHIELDED: NO LED: NO SHEATH MATERIAL: PUR HALOGEN: NO | 0
6548 | 1093251000 | SENSOR/ACTUATOR LINE CONNECTING LINE M12 / M8 N OF POLES : 3 10 M TWIN CABLING PIN STRAIGHT 2X SOCKET STRAIGHT SHIELDED: NO LED: NO SHEATH MATERIAL: PUR HALOGEN: NO | 0
6549 | 1093260300 | SENSOR/ACTUATOR LINE CONNECTING LINE M12 / M8 N OF POLES : 3 3 M TWIN CABLING PIN STRAIGHT 2X SOCKET ANGLED SHIELDED: NO LED: NO SHEATH MATERIAL: PUR HALOGEN: NO | 0
6550 | 1093261000 | SENSOR/ACTUATOR LINE CONNECTING LINE M12 / M8 N OF POLES : 3 10 M TWIN CABLING PIN STRAIGHT 2X SOCKET ANGLED SHIELDED: NO LED: NO SHEATH MATERIAL: PUR HALOGEN: NO | 0
6551 | 1094190500 | SENSOR/ACTUATOR LINE ONE END WITHOUT CONNECTOR M12 N OF POLES : 4 5 M FEMALE SOCKET STRAIGHT SHIELDED: NO LED: YES SHEATH MATERIAL: PUR HALOGEN: NO | 0
6552 | 1099760030 | VALVE PLUG STRAIGHT PLUG - VALVE PLUG | 144
6553 | 1102190050 | SYSTEM CABLE M12 D-CODE ? IP 67 STRAIGHT PIN M12 D-CODE ? IP 67 STRAIGHT PIN CAT.5 (ISO/IEC 11801) / CAT.5E (TIA T568-B) PVC 5 M | 8
6554 | 1104470150 | SENSOR/ACTUATOR LINE CONNECTING LINE M8 / M8 N OF POLES : 3 1.5 M PIN STRAIGHT - SOCKET STRAIGHT SHIELDED: NO LED: NO SHEATH MATERIAL: PUR HALOGEN: NO | 0
6555 | 1104470300 | SENSOR/ACTUATOR LINE CONNECTING LINE M8 / M8 N OF POLES : 3 3 M PIN STRAIGHT - SOCKET STRAIGHT SHIELDED: NO LED: NO SHEATH MATERIAL: PUR HALOGEN: NO | 0
6556 | 1108870300 | SENSOR/ACTUATOR LINE CONNECTING LINE M12 / M12 N OF POLES : 3 3 M PIN STRAIGHT - SOCKET 90° SHIELDED: NO LED: NO SHEATH MATERIAL: PUR HALOGEN: NO | 0
6557 | 1114870150 | SENSOR/ACTUATOR LINE ONE END WITHOUT CONNECTOR M12 N OF POLES : 3 1.5 M SOCKET ANGLED SHIELDED: NO LED: YES SHEATH MATERIAL: PUR HALOGEN: NO | 0
6558 | 1114871000 | SENSOR/ACTUATOR LINE ONE END WITHOUT CONNECTOR M12 N OF POLES : 3 10 M SOCKET ANGLED SHIELDED: NO LED: YES SHEATH MATERIAL: PUR HALOGEN: NO | 0
6559 | 1114881000 | SENSOR/ACTUATOR LINE ONE END WITHOUT CONNECTOR M12 N OF POLES : 3 10 M SOCKET ANGLED SHIELDED: NO LED: YES SHEATH MATERIAL: PUR HALOGEN: NO | 0
6560 | 1150610100 | SENSOR/ACTUATOR LINE CONNECTING LINE M12 / M12 N OF POLES : 3 1 M PIN STRAIGHT - SOCKET STRAIGHT SHIELDED: NO LED: NO SHEATH MATERIAL: PUR HALOGEN: NO | 0
6561 | 1150610300 | SENSOR/ACTUATOR LINE CONNECTING LINE M12 / M12 N OF POLES : 3 3 M PIN STRAIGHT - SOCKET STRAIGHT SHIELDED: NO LED: NO SHEATH MATERIAL: PUR HALOGEN: NO | 0
6562 | 1150620100 | SENSOR/ACTUATOR LINE CONNECTING LINE M12 / M12 N OF POLES : 3 1 M PIN STRAIGHT - SOCKET 90° SHIELDED: NO LED: NO SHEATH MATERIAL: PUR HALOGEN: NO | 0
6563 | 1150620300 | SENSOR/ACTUATOR LINE CONNECTING LINE M12 / M12 N OF POLES : 3 3 M PIN STRAIGHT - SOCKET 90° SHIELDED: NO LED: NO SHEATH MATERIAL: PUR HALOGEN: NO | 0
6564 | 1150620500 | SENSOR/ACTUATOR LINE CONNECTING LINE M12 / M12 N OF POLES : 3 5 M PIN STRAIGHT - SOCKET 90° SHIELDED: NO LED: NO SHEATH MATERIAL: PUR HALOGEN: NO | 0
6565 | 1150630200 | SENSOR/ACTUATOR LINE ONE END WITHOUT CONNECTOR M12 N OF POLES : 4 2 M FEMALE SOCKET STRAIGHT SHIELDED: NO LED: NO SHEATH MATERIAL: PUR HALOGEN: NO | 0
6566 | 1150631000 | SENSOR/ACTUATOR LINE ONE END WITHOUT CONNECTOR M12 N OF POLES : 4 10 M FEMALE SOCKET STRAIGHT SHIELDED: NO LED: NO SHEATH MATERIAL: PUR HALOGEN: NO | 0
6567 | 1160930050 | BUS LINE CONNECTING LINE M8 / M8 N OF POLES: 4 0.5 M MALE STRAIGHT - MALE STRAIGHT SHIELDED: YES LED: NO SHEATH MATERIAL: PUR HALOGEN: NO | 0
6568 | 1160930200 | BUS LINE CONNECTING LINE M8 / M8 N OF POLES: 4 2 M MALE STRAIGHT - MALE STRAIGHT SHIELDED: YES LED: NO SHEATH MATERIAL: PUR HALOGEN: NO | 0
6569 | 1160930300 | BUS LINE CONNECTING LINE M8 / M8 N OF POLES: 4 3 M MALE STRAIGHT - MALE STRAIGHT SHIELDED: YES LED: NO SHEATH MATERIAL: PUR HALOGEN: NO | 0
6570 | 1160930400 | BUS LINE CONNECTING LINE M8 / M8 N OF POLES: 4 4 M MALE STRAIGHT - MALE STRAIGHT SHIELDED: YES LED: NO SHEATH MATERIAL: PUR HALOGEN: NO | 0
6571 | 1160930500 | BUS LINE CONNECTING LINE M8 / M8 N OF POLES: 4 5 M MALE STRAIGHT - MALE STRAIGHT SHIELDED: YES LED: NO SHEATH MATERIAL: PUR HALOGEN: NO | 0
6572 | 1161590015 | SYSTEM CABLE M12 D-CODE ? IP 67 STRAIGHT SOCKET M12 D-CODE ? IP 67 ANGLED PIN CAT.5 (ISO/IEC 11801) / CAT.5E (TIA T568-B) RADOX GKW S 1.5 M | 8
6573 | 1740193000 | SAI PASSIVE SENSOR-ACTUATOR PASSIVE DISTRIBUTOR M12 HOOD VERSION WITH M25 OUTLET NO | 19
6574 | 1865873000 | SENSOR/ACTUATOR LINE ONE END WITHOUT CONNECTOR M12 N OF POLES : 8 30 M FEMALE SOCKET STRAIGHT SHIELDED: NO LED: NO SHEATH MATERIAL: PUR HALOGEN: NO | 0
6575 | 1880470450 | SENSOR/ACTUATOR LINE CONNECTING LINE M8 / M8 N OF POLES : 4 4.5 M PIN STRAIGHT - SOCKET STRAIGHT SHIELDED: NO LED: NO SHEATH MATERIAL: PUR HALOGEN: NO | 0
6576 | 1892080005 | SENSOR-ACTUATOR PASSIVE DISTRIBUTOR M12 HOOD VERSION YES | 19
6577 | 1892100005 | SENSOR-ACTUATOR PASSIVE DISTRIBUTOR M12 HOOD VERSION YES | 19
6578 | 1925370500 | SENSOR/ACTUATOR LINE CONNECTING LINE M12 / M12 N OF POLES : 3 5 M PIN STRAIGHT - SOCKET 90° SHIELDED: NO LED: NO SHEATH MATERIAL: PVC HALOGEN: YES | 0
6579 | 1925371000 | SENSOR/ACTUATOR LINE CONNECTING LINE M12 / M12 N OF POLES : 3 10 M PIN STRAIGHT - SOCKET 90° SHIELDED: NO LED: NO SHEATH MATERIAL: PVC HALOGEN: YES | 0
6580 | 9456661500 | SENSOR/ACTUATOR LINE CONNECTING LINE M12 / M8 N OF POLES : 4 15 M PIN STRAIGHT - SOCKET STRAIGHT SHIELDED: NO LED: NO SHEATH MATERIAL: PUR HALOGEN: NO | 0
6581 | 9456690010 | SENSOR/ACTUATOR LINE ONE END WITHOUT CONNECTOR M12 N OF POLES : 3 0.1 M PIN 90° SHIELDED: NO LED: NO SHEATH MATERIAL: PUR HALOGEN: NO | 0
6582 | 9456690200 | SENSOR/ACTUATOR LINE ONE END WITHOUT CONNECTOR M12 N OF POLES : 3 2 M PIN 90° SHIELDED: NO LED: NO SHEATH MATERIAL: PUR HALOGEN: NO | 0
6583 | 9456960000 | SENSOR/ACTUATOR LINE CONNECTING LINE M12 / M12 N OF POLES : 3 0.6 M PIN STRAIGHT - SOCKET STRAIGHT SHIELDED: NO LED: NO SHEATH MATERIAL: PUR HALOGEN: NO | 0
6584 | 9457230030 | SENSOR/ACTUATOR LINE CONNECTING LINE M12 / M12 N OF POLES : 3 0.3 M PIN STRAIGHT - SOCKET STRAIGHT SHIELDED: NO LED: NO SHEATH MATERIAL: PUR HALOGEN: NO | 0
6585 | 9457230120 | SENSOR/ACTUATOR LINE CONNECTING LINE M12 / M12 N OF POLES : 3 1.2 M PIN STRAIGHT - SOCKET STRAIGHT SHIELDED: NO LED: NO SHEATH MATERIAL: PUR HALOGEN: NO | 0
6586 | 9457230200 | SENSOR/ACTUATOR LINE CONNECTING LINE M12 / M12 N OF POLES : 3 2 M PIN STRAIGHT - SOCKET STRAIGHT SHIELDED: NO LED: NO SHEATH MATERIAL: PUR HALOGEN: NO | 0
6587 | 9457230250 | SENSOR/ACTUATOR LINE CONNECTING LINE M12 / M12 N OF POLES : 3 2.5 M PIN STRAIGHT - SOCKET STRAIGHT SHIELDED: NO LED: NO SHEATH MATERIAL: PUR HALOGEN: NO | 0
6588 | 9457230800 | SENSOR/ACTUATOR LINE CONNECTING LINE M12 / M12 N OF POLES : 3 8 M PIN STRAIGHT - SOCKET STRAIGHT SHIELDED: NO LED: NO SHEATH MATERIAL: PUR HALOGEN: NO | 0
6589 | 9457270090 | SENSOR/ACTUATOR LINE CONNECTING LINE M12 / M12 N OF POLES : 5 0.9 M PIN STRAIGHT - SOCKET 90° SHIELDED: NO LED: NO SHEATH MATERIAL: PUR HALOGEN: NO | 0
6590 | 9457270100 | SENSOR/ACTUATOR LINE CONNECTING LINE M12 / M12 N OF POLES : 5 1 M PIN STRAIGHT - SOCKET 90° SHIELDED: NO LED: NO SHEATH MATERIAL: PUR HALOGEN: NO | 0
6591 | 9457270200 | SENSOR/ACTUATOR LINE CONNECTING LINE M12 / M12 N OF POLES : 5 2 M PIN STRAIGHT - SOCKET 90° SHIELDED: NO LED: NO SHEATH MATERIAL: PUR HALOGEN: NO | 0
6592 | 9457270650 | SENSOR/ACTUATOR LINE CONNECTING LINE M12 / M12 N OF POLES : 5 6.5 M PIN STRAIGHT - SOCKET 90° SHIELDED: NO LED: NO SHEATH MATERIAL: PUR HALOGEN: NO | 0
6593 | 9457270800 | SENSOR/ACTUATOR LINE CONNECTING LINE M12 / M12 N OF POLES : 5 8 M PIN STRAIGHT - SOCKET 90° SHIELDED: NO LED: NO SHEATH MATERIAL: PUR HALOGEN: NO | 0
6594 | 9457310120 | SENSOR/ACTUATOR LINE CONNECTING LINE M12 / M12 N OF POLES : 4 1.2 M PIN STRAIGHT - SOCKET 90° SHIELDED: NO LED: NO SHEATH MATERIAL: PUR HALOGEN: NO | 0
6595 | 9457310250 | SENSOR/ACTUATOR LINE CONNECTING LINE M12 / M12 N OF POLES : 4 2.5 M PIN STRAIGHT - SOCKET 90° SHIELDED: NO LED: NO SHEATH MATERIAL: PUR HALOGEN: NO | 0
6596 | 9457310750 | SENSOR/ACTUATOR LINE CONNECTING LINE M12 / M12 N OF POLES : 4 7.5 M PIN STRAIGHT - SOCKET 90° SHIELDED: NO LED: NO SHEATH MATERIAL: PUR HALOGEN: NO | 0
6597 | 9457320010 | SENSOR/ACTUATOR LINE ONE END WITHOUT CONNECTOR M12 N OF POLES : 3 0.1 M SOCKET ANGLED SHIELDED: NO LED: NO SHEATH MATERIAL: PUR HALOGEN: NO | 0
6598 | 9457320200 | SENSOR/ACTUATOR LINE ONE END WITHOUT CONNECTOR M12 N OF POLES : 3 2 M SOCKET ANGLED SHIELDED: NO LED: NO SHEATH MATERIAL: PUR HALOGEN: NO | 0
6599 | 9457340700 | SENSOR/ACTUATOR LINE CONNECTING LINE M12 / M12 N OF POLES : 5 7 M PIN STRAIGHT - SOCKET STRAIGHT SHIELDED: NO LED: NO SHEATH MATERIAL: PUR HALOGEN: NO | 0
6600 | 9457342350 | SENSOR/ACTUATOR LINE CONNECTING LINE M12 / M12 N OF POLES : 5 23.5 M PIN STRAIGHT - SOCKET STRAIGHT SHIELDED: NO LED: NO SHEATH MATERIAL: PUR HALOGEN: NO | 0
6601 | 9457380250 | SENSOR/ACTUATOR LINE ONE END WITHOUT CONNECTOR M8 N OF POLES : 3 2.5 M SOCKET ANGLED SHIELDED: NO LED: NO SHEATH MATERIAL: PUR HALOGEN: NO | 0
6602 | 9457410300 | SENSOR/ACTUATOR LINE CONNECTING LINE M12 / M8 N OF POLES : 3 3 M TWIN CABLING PIN STRAIGHT 2X SOCKET ANGLED SHIELDED: NO LED: YES SHEATH MATERIAL: PUR HALOGEN: NO | 0
6603 | 9457410500 | SENSOR/ACTUATOR LINE CONNECTING LINE M12 / M8 N OF POLES : 3 5 M TWIN CABLING PIN STRAIGHT 2X SOCKET ANGLED SHIELDED: NO LED: YES SHEATH MATERIAL: PUR HALOGEN: NO | 0
6604 | 9457411000 | SENSOR/ACTUATOR LINE CONNECTING LINE M12 / M8 N OF POLES : 3 10 M TWIN CABLING PIN STRAIGHT 2X SOCKET ANGLED SHIELDED: NO LED: YES SHEATH MATERIAL: PUR HALOGEN: NO | 0
6605 | 9457450250 | SENSOR/ACTUATOR LINE ONE END WITHOUT CONNECTOR M8 N OF POLES : 3 2.5 M FEMALE SOCKET STRAIGHT SHIELDED: NO LED: NO SHEATH MATERIAL: PUR HALOGEN: NO | 0
6606 | 9457462000 | SENSOR/ACTUATOR LINE ONE END WITHOUT CONNECTOR M8 N OF POLES : 3 20 M SOCKET ANGLED SHIELDED: NO LED: YES SHEATH MATERIAL: PUR HALOGEN: NO | 0
6607 | 9457490030 | SENSOR/ACTUATOR LINE CONNECTING LINE M12 / M8 N OF POLES : 3 0.3 M TWIN CABLING PIN STRAIGHT 2X SOCKET STRAIGHT SHIELDED: NO LED: NO SHEATH MATERIAL: PUR HALOGEN: NO | 0
6608 | 9457490100 | SENSOR/ACTUATOR LINE CONNECTING LINE M12 / M8 N OF POLES : 3 1 M SHIELDED: NO LED: NO SHEATH MATERIAL: PUR HALOGEN: NO | 0
6609 | 9457490200 | SENSOR/ACTUATOR LINE CONNECTING LINE M12 / M8 N OF POLES : 3 2 M TWIN CABLING PIN STRAIGHT 2X SOCKET STRAIGHT SHIELDED: NO LED: NO SHEATH MATERIAL: PUR HALOGEN: NO | 0
6610 | 9457570150 | SENSOR/ACTUATOR LINE CONNECTING LINE M12 / M8 N OF POLES : 3 1.5 M PIN STRAIGHT - SOCKET 90° SHIELDED: NO LED: NO SHEATH MATERIAL: PUR HALOGEN: NO | 0
6611 | 9457570500 | SENSOR/ACTUATOR LINE CONNECTING LINE M12 / M8 N OF POLES : 3 5 M PIN STRAIGHT - SOCKET 90° SHIELDED: NO LED: NO SHEATH MATERIAL: PUR HALOGEN: NO | 0
6612 | 9457610600 | SENSOR/ACTUATOR LINE ONE END WITHOUT CONNECTOR M12 N OF POLES : 5 6 M PIN STRAIGHT SHIELDED: NO LED: NO SHEATH MATERIAL: PUR HALOGEN: NO | 0
6613 | 9457680060 | VALVE PLUG STRAIGHT PLUG - VALVE PLUG B | 144
6614 | 9457680100 | VALVE PLUG STRAIGHT PLUG - VALVE PLUG | 144
6615 | 9457691500 | SENSOR/ACTUATOR LINE ONE END WITHOUT CONNECTOR M12 N OF POLES : 5 15 M SOCKET ANGLED SHIELDED: NO LED: NO SHEATH MATERIAL: PUR HALOGEN: NO | 0
6616 | 9457710800 | VALVE PLUG ONE END WITHOUT CONNECTOR - VALVE PLUG | 49
6617 | 9457730120 | SENSOR/ACTUATOR LINE ONE END WITHOUT CONNECTOR M12 N OF POLES : 4 1.2 M FEMALE SOCKET STRAIGHT SHIELDED: NO LED: NO SHEATH MATERIAL: PUR HALOGEN: NO | 0
6618 | 9457740060 | SENSOR/ACTUATOR LINE ONE END WITHOUT CONNECTOR M12 N OF POLES : 4 0.6 M SOCKET ANGLED SHIELDED: NO LED: NO SHEATH MATERIAL: PUR HALOGEN: NO | 0
6619 | 9457741500 | SENSOR/ACTUATOR LINE ONE END WITHOUT CONNECTOR M12 N OF POLES : 4 15 M SOCKET ANGLED SHIELDED: NO LED: NO SHEATH MATERIAL: PUR HALOGEN: NO | 0
6620 | 9457750200 | SENSOR/ACTUATOR LINE CONNECTING LINE M12 / M12 N OF POLES : 3 2 M PIN STRAIGHT - SOCKET 90° SHIELDED: NO LED: YES SHEATH MATERIAL: PUR HALOGEN: NO | 0
6621 | 9457760060 | SENSOR/ACTUATOR LINE CONNECTING LINE M12 / M8 N OF POLES : 3 0.6 M PIN STRAIGHT - SOCKET 90° SHIELDED: NO LED: YES SHEATH MATERIAL: PUR HALOGEN: NO | 0
6622 | 9457770750 | SENSOR/ACTUATOR LINE CONNECTING LINE M12 / M8 N OF POLES : 3 7.5 M PIN STRAIGHT - SOCKET STRAIGHT SHIELDED: NO LED: NO SHEATH MATERIAL: PUR HALOGEN: NO | 0
6623 | 9457790090 | SENSOR/ACTUATOR LINE CONNECTING LINE M12 / M12 N OF POLES : 3 0.9 M PIN STRAIGHT - SOCKET 90° SHIELDED: NO LED: YES SHEATH MATERIAL: PUR HALOGEN: NO | 0
6624 | 9457810030 | SENSOR/ACTUATOR LINE ONE END WITHOUT CONNECTOR M12 N OF POLES : 3 0.3 M PIN STRAIGHT SHIELDED: NO LED: NO SHEATH MATERIAL: PUR HALOGEN: NO | 0
6625 | 9457890300 | SENSOR/ACTUATOR LINE CONNECTING LINE M12 / M12 N OF POLES : 3 3 M PIN STRAIGHT - SOCKET 90° SHIELDED: NO LED: NO SHEATH MATERIAL: PUR HALOGEN: NO | 0
6626 | 9457930750 | VALVE PLUG | 852
6627 | 9457950300 | SENSOR/ACTUATOR LINE ONE END WITHOUT CONNECTOR M12 N OF POLES : 4 3 M FEMALE SOCKET STRAIGHT SHIELDED: NO LED: NO SHEATH MATERIAL: PUR HALOGEN: NO | 0
6628 | 9457980200 | SENSOR/ACTUATOR LINE CONNECTING LINE M12 / M8 N OF POLES : 3 2 M PIN STRAIGHT - SOCKET 90° SHIELDED: NO LED: NO SHEATH MATERIAL: PUR HALOGEN: NO | 0
6629 | 9457980300 | SENSOR/ACTUATOR LINE CONNECTING LINE M12 / M8 N OF POLES : 3 3 M PIN STRAIGHT - SOCKET 90° SHIELDED: NO LED: NO SHEATH MATERIAL: PUR HALOGEN: NO | 0
6630 | 1134610150 | SYSTEM CABLE M12 D-CODE ? IP 67 ANGLED PIN RJ45 IP 20 CAT.5 (ISO/IEC 11801) / CAT.5E (TIA T568-B) PVC 15 M | 8
6631 | 9457772000 | SENSOR/ACTUATOR LINE CONNECTING LINE N OF POLES : 3 PIN STRAIGHT - SOCKET STRAIGHT SHIELDED: NO | 137
6632 | 1061890300 | SENSOR/ACTUATOR LINE ONE END WITHOUT CONNECTOR M12 N OF POLES : 3 3 M SOCKET ANGLED SHIELDED: NO LED: NO SHEATH MATERIAL: PUR HALOGEN: NO | 0
6633 | 1061890500 | SENSOR/ACTUATOR LINE ONE END WITHOUT CONNECTOR M12 N OF POLES : 3 5 M SOCKET ANGLED SHIELDED: NO LED: NO SHEATH MATERIAL: PUR HALOGEN: NO | 0
6634 | 1061891000 | SENSOR/ACTUATOR LINE ONE END WITHOUT CONNECTOR M12 N OF POLES : 3 10 M SOCKET ANGLED SHIELDED: NO LED: NO SHEATH MATERIAL: PUR HALOGEN: NO | 0
6635 | 1061900150 | SENSOR/ACTUATOR LINE ONE END WITHOUT CONNECTOR M12 N OF POLES : 4 1.5 M SOCKET ANGLED SHIELDED: NO LED: NO SHEATH MATERIAL: PUR HALOGEN: NO | 0
6636 | 1061900300 | SENSOR/ACTUATOR LINE ONE END WITHOUT CONNECTOR M12 N OF POLES : 4 3 M SOCKET ANGLED SHIELDED: NO LED: NO SHEATH MATERIAL: PUR HALOGEN: NO | 0
6637 | 1061900500 | SENSOR/ACTUATOR LINE ONE END WITHOUT CONNECTOR M12 N OF POLES : 4 5 M SOCKET ANGLED SHIELDED: NO LED: NO SHEATH MATERIAL: PUR HALOGEN: NO | 0
6638 | 1061970500 | BUS LINE ONE END WITHOUT CONNECTOR M12 N OF POLES: 2 5 M PIN 90° SHIELDED: YES LED: NO SHEATH MATERIAL: PUR HALOGEN: NO | 0
6639 | 1061980300 | BUS LINE ONE END WITHOUT CONNECTOR M12 N OF POLES: 5 3 M SOCKET ANGLED SHIELDED: YES LED: NO SHEATH MATERIAL: PUR HALOGEN: NO | 0
6640 | 1062100150 | BUS LINE CONNECTING LINE M12 / M12 N OF POLES: 5 1.5 M PIN ANGLED - BUSH STRAIGHT SHIELDED: YES LED: NO SHEATH MATERIAL: PUR HALOGEN: NO | 0
6641 | 1062150500 | BUS LINE CONNECTING LINE M12 / M12 N OF POLES: 5 5 M PIN 90° - SOCKET 90° SHIELDED: YES LED: NO SHEATH MATERIAL: PUR HALOGEN: NO | 0
6642 | 1062170500 | BUS LINE ONE END WITHOUT CONNECTOR M12 N OF POLES: 5 5 M PIN 90° SHIELDED: YES LED: NO SHEATH MATERIAL: PVC HALOGEN: YES | 0
6643 | 1062171000 | BUS LINE ONE END WITHOUT CONNECTOR M12 N OF POLES: 5 10 M PIN 90° SHIELDED: YES LED: NO SHEATH MATERIAL: PVC HALOGEN: YES | 0
6644 | 1062180300 | BUS LINE ONE END WITHOUT CONNECTOR M12 N OF POLES: 5 3 M SOCKET ANGLED SHIELDED: YES LED: NO SHEATH MATERIAL: PVC HALOGEN: YES | 0
6645 | 1062180500 | BUS LINE ONE END WITHOUT CONNECTOR M12 N OF POLES: 5 5 M SOCKET ANGLED SHIELDED: YES LED: NO SHEATH MATERIAL: PVC HALOGEN: YES | 0
6646 | 1062190150 | BUS LINE CONNECTING LINE M12 / M12 N OF POLES: 5 1.5 M PIN STRAIGHT - SOCKET 90° SHIELDED: YES LED: NO SHEATH MATERIAL: PVC HALOGEN: YES | 0
6647 | 1062221000 | BUS LINE ONE END WITHOUT CONNECTOR M12 N OF POLES: 5 10 M PIN 90° SHIELDED: YES LED: NO SHEATH MATERIAL: PUR HALOGEN: NO | 0
6648 | 1062300150 | BUS LINE ONE END WITHOUT CONNECTOR M12 N OF POLES: 2 1.5 M SOCKET ANGLED SHIELDED: YES LED: NO SHEATH MATERIAL: PUR HALOGEN: NO | 0
6649 | 1062301000 | BUS LINE ONE END WITHOUT CONNECTOR M12 N OF POLES: 2 10 M SOCKET ANGLED SHIELDED: YES LED: NO SHEATH MATERIAL: PUR HALOGEN: NO | 0
6650 | 1062320300 | BUS LINE CONNECTING LINE M12 / M12 N OF POLES: 2 3 M PIN ANGLED - BUSH STRAIGHT SHIELDED: YES LED: NO SHEATH MATERIAL: PUR HALOGEN: NO | 0
6651 | 1062340300 | BUS LINE ONE END WITHOUT CONNECTOR M12 N OF POLES: 2 3 M PIN 90° SHIELDED: YES LED: NO SHEATH MATERIAL: PVC HALOGEN: YES | 0
6652 | 1062341000 | BUS LINE ONE END WITHOUT CONNECTOR M12 N OF POLES: 2 10 M PIN 90° SHIELDED: YES LED: NO SHEATH MATERIAL: PVC HALOGEN: YES | 0
6653 | 1062371000 | BUS LINE ONE END WITHOUT CONNECTOR M12 N OF POLES: 2 10 M SOCKET ANGLED SHIELDED: YES LED: NO SHEATH MATERIAL: PVC HALOGEN: YES | 0
6654 | 1062390150 | BUS LINE CONNECTING LINE M12 / M12 N OF POLES: 2 1.5 M PIN ANGLED - BUSH STRAIGHT SHIELDED: YES LED: NO SHEATH MATERIAL: PVC HALOGEN: YES | 0
6655 | 1062400300 | BUS LINE CONNECTING LINE M12 / M12 N OF POLES: 2 3 M PIN 90° - SOCKET 90° SHIELDED: YES LED: NO SHEATH MATERIAL: PVC HALOGEN: YES | 0
6656 | 1071990150 | SENSOR/ACTUATOR LINE CONNECTING LINE M12 / M12 N OF POLES : 4 1.5 M PIN ANGLED - BUSH STRAIGHT SHIELDED: NO LED: NO SHEATH MATERIAL: PUR HALOGEN: NO | 0
6657 | 1076520500 | BUS LINE ONE END WITHOUT CONNECTOR M12 N OF POLES: 2 5 M SOCKET ANGLED SHIELDED: YES LED: NO SHEATH MATERIAL: PVC HALOGEN: YES | 0
6658 | 1076521000 | BUS LINE ONE END WITHOUT CONNECTOR M12 N OF POLES: 2 10 M SOCKET ANGLED SHIELDED: YES LED: NO SHEATH MATERIAL: PVC HALOGEN: YES | 0
6659 | 1092910300 | SENSOR/ACTUATOR LINE ONE END WITHOUT CONNECTOR M12 N OF POLES : 3 3 M FEMALE SOCKET STRAIGHT SHIELDED: NO LED: NO SHEATH MATERIAL: PUR HALOGEN: NO | 0
6660 | 1092910500 | SENSOR/ACTUATOR LINE ONE END WITHOUT CONNECTOR M12 N OF POLES : 3 5 M FEMALE SOCKET STRAIGHT SHIELDED: NO LED: NO SHEATH MATERIAL: PUR HALOGEN: NO | 0
6661 | 1092911000 | SENSOR/ACTUATOR LINE ONE END WITHOUT CONNECTOR M12 N OF POLES : 3 10 M FEMALE SOCKET STRAIGHT SHIELDED: NO LED: NO SHEATH MATERIAL: PUR HALOGEN: NO | 0
6662 | 1092920150 | SENSOR/ACTUATOR LINE ONE END WITHOUT CONNECTOR M12 N OF POLES : 4 1.5 M FEMALE SOCKET STRAIGHT SHIELDED: NO LED: NO SHEATH MATERIAL: PUR HALOGEN: NO | 0
6663 | 1092930500 | SENSOR/ACTUATOR LINE ONE END WITHOUT CONNECTOR M12 N OF POLES : 5 5 M FEMALE SOCKET STRAIGHT SHIELDED: NO LED: NO SHEATH MATERIAL: PUR HALOGEN: NO | 0
6664 | 1092940150 | SENSOR/ACTUATOR LINE ONE END WITHOUT CONNECTOR M12 N OF POLES : 3 1.5 M SOCKET ANGLED SHIELDED: NO LED: NO SHEATH MATERIAL: PUR HALOGEN: NO | 0
6665 | 1092940500 | SENSOR/ACTUATOR LINE ONE END WITHOUT CONNECTOR M12 N OF POLES : 3 5 M SOCKET ANGLED SHIELDED: NO LED: NO SHEATH MATERIAL: PUR HALOGEN: NO | 0
6666 | 1092950500 | SENSOR/ACTUATOR LINE ONE END WITHOUT CONNECTOR M12 N OF POLES : 4 5 M SOCKET ANGLED SHIELDED: NO LED: YES SHEATH MATERIAL: PUR HALOGEN: NO | 0
6667 | 1092951000 | SENSOR/ACTUATOR LINE ONE END WITHOUT CONNECTOR M12 N OF POLES : 4 10 M SOCKET ANGLED SHIELDED: NO LED: YES SHEATH MATERIAL: PUR HALOGEN: NO | 0
6668 | 1784030001 | SOCKETS PREFABRICATED TO CUSTOMER SPEC. M8 FEMALE SOCKET STRAIGHT | 26
6669 | 1784040001 | PLUGS PREFABRICATED TO CUSTOMER SPEC. M8 PIN STRAIGHT | 46
6670 | 1784050001 | SOCKETS PREFABRICATED TO CUSTOMER SPEC. M8 FEMALE SOCKET STRAIGHT | 26
6671 | 1807250000 | SOCKETS PREFABRICATED TO CUSTOMER SPEC. M12 FEMALE SOCKET STRAIGHT | 26
6672 | 1807330000 | SOCKETS PREFABRICATED TO CUSTOMER SPEC. M12 SOCKET ANGLED | 26
6673 | 1807340000 | PLUGS PREFABRICATED TO CUSTOMER SPEC. M12 PIN STRAIGHT | 46
6674 | 1807350000 | PLUGS PREFABRICATED TO CUSTOMER SPEC. M12 PIN STRAIGHT | 46
6675 | 1808971500 | SENSOR/ACTUATOR LINE ONE END WITHOUT CONNECTOR M12 N OF POLES : 4 15 M SOCKET ANGLED SHIELDED: YES LED: NO SHEATH MATERIAL: PUR HALOGEN: NO | 0
6676 | 1808972000 | SENSOR/ACTUATOR LINE ONE END WITHOUT CONNECTOR M12 N OF POLES : 4 20 M SOCKET ANGLED SHIELDED: YES LED: NO SHEATH MATERIAL: PUR HALOGEN: NO | 0
6677 | 1812551000 | SENSOR/ACTUATOR LINE CONNECTING LINE M12 / M12 N OF POLES : 4 10 M TWIN CABLING PIN STRAIGHT 2X SOCKET STRAIGHT SHIELDED: NO LED: NO SHEATH MATERIAL: PUR HALOGEN: NO | 0
6678 | 1815670150 | SENSOR/ACTUATOR LINE CONNECTING LINE M12 / M12 N OF POLES : 3 1.5 M PIN 90° - SOCKET 90° SHIELDED: NO LED: NO SHEATH MATERIAL: PUR HALOGEN: NO | 0
6679 | 1815670300 | SENSOR/ACTUATOR LINE CONNECTING LINE M12 / M12 N OF POLES : 3 3 M PIN 90° - SOCKET 90° SHIELDED: NO LED: NO SHEATH MATERIAL: PUR HALOGEN: NO | 0
6680 | 1815700500 | VALVE PLUG ONE END WITHOUT CONNECTOR - VALVE PLUG | 49
6681 | 1818140300 | SENSOR/ACTUATOR LINE ONE END WITHOUT CONNECTOR M23 N OF POLES: 19 3 M SOCKET ANGLED SHIELDED: NO LED: NO SHEATH MATERIAL: PUR HALOGEN: NO | 0
6682 | 1818141000 | SENSOR/ACTUATOR LINE ONE END WITHOUT CONNECTOR M23 N OF POLES: 19 10 M SOCKET ANGLED SHIELDED: NO LED: NO SHEATH MATERIAL: PUR HALOGEN: NO | 0
6683 | 1818161000 | SENSOR/ACTUATOR LINE ONE END WITHOUT CONNECTOR M23 N OF POLES: 19 10 M PIN STRAIGHT SHIELDED: NO LED: NO SHEATH MATERIAL: PUR HALOGEN: NO | 0
6684 | 1818180100 | SENSOR/ACTUATOR LINE ONE END WITHOUT CONNECTOR M23 N OF POLES: 19 1 M FEMALE SOCKET STRAIGHT SHIELDED: NO LED: NO SHEATH MATERIAL: PUR HALOGEN: NO | 0
6685 | 1818180300 | SENSOR/ACTUATOR LINE ONE END WITHOUT CONNECTOR M23 N OF POLES: 19 3 M FEMALE SOCKET STRAIGHT SHIELDED: NO LED: NO SHEATH MATERIAL: PUR HALOGEN: NO | 0
6686 | 1818181500 | SENSOR/ACTUATOR LINE ONE END WITHOUT CONNECTOR M23 N OF POLES: 19 15 M FEMALE SOCKET STRAIGHT SHIELDED: NO LED: NO SHEATH MATERIAL: PUR HALOGEN: NO | 0
6687 | 1821050300 | SENSOR/ACTUATOR LINE CONNECTING LINE M12 / M12 N OF POLES : 3 3 M PIN ANGLED - BUSH STRAIGHT SHIELDED: NO LED: NO SHEATH MATERIAL: PUR HALOGEN: NO | 0
6688 | 1821050500 | SENSOR/ACTUATOR LINE CONNECTING LINE M12 / M12 N OF POLES : 3 5 M PIN ANGLED - BUSH STRAIGHT SHIELDED: NO LED: NO SHEATH MATERIAL: PUR HALOGEN: NO | 0
6689 | 1824570030 | SENSOR/ACTUATOR LINE CONNECTING LINE M8 / M8 N OF POLES : 3 0.3 M PIN STRAIGHT - SOCKET STRAIGHT SHIELDED: NO LED: NO SHEATH MATERIAL: PUR HALOGEN: NO | 0
6690 | 1824570090 | SENSOR/ACTUATOR LINE CONNECTING LINE M8 / M8 N OF POLES : 3 0.9 M PIN STRAIGHT - SOCKET STRAIGHT SHIELDED: NO LED: NO SHEATH MATERIAL: PUR HALOGEN: NO | 0
6691 | 1824570150 | SENSOR/ACTUATOR LINE CONNECTING LINE M8 / M8 N OF POLES : 3 1.5 M PIN STRAIGHT - SOCKET STRAIGHT SHIELDED: NO LED: NO SHEATH MATERIAL: PUR HALOGEN: NO | 0
6692 | 1824570300 | SENSOR/ACTUATOR LINE CONNECTING LINE M8 / M8 N OF POLES : 3 3 M PIN STRAIGHT - SOCKET STRAIGHT SHIELDED: NO LED: NO SHEATH MATERIAL: PUR HALOGEN: NO | 0
6693 | 1824570350 | SENSOR/ACTUATOR LINE CONNECTING LINE M8 / M8 N OF POLES : 3 3.5 M PIN STRAIGHT - SOCKET STRAIGHT SHIELDED: NO LED: NO SHEATH MATERIAL: PUR HALOGEN: NO | 0
6694 | 1824580030 | SENSOR/ACTUATOR LINE CONNECTING LINE M8 / M8 N OF POLES : 3 0.3 M PIN STRAIGHT - SOCKET 90° SHIELDED: NO LED: NO SHEATH MATERIAL: PUR HALOGEN: NO | 0
6695 | 1824580150 | SENSOR/ACTUATOR LINE CONNECTING LINE M8 / M8 N OF POLES : 3 1.5 M PIN STRAIGHT - SOCKET 90° SHIELDED: NO LED: NO SHEATH MATERIAL: PUR HALOGEN: NO | 0
6696 | 1824581000 | SENSOR/ACTUATOR LINE CONNECTING LINE M8 / M8 N OF POLES : 3 10 M PIN STRAIGHT - SOCKET 90° SHIELDED: NO LED: NO SHEATH MATERIAL: PUR HALOGEN: NO | 0
6697 | 1824590010 | SENSOR/ACTUATOR LINE ONE END WITHOUT CONNECTOR M8 N OF POLES : 3 0.1 M PIN STRAIGHT SHIELDED: NO LED: NO SHEATH MATERIAL: PUR HALOGEN: NO | 0
6698 | 1824590150 | SENSOR/ACTUATOR LINE ONE END WITHOUT CONNECTOR M8 N OF POLES : 3 1.5 M PIN STRAIGHT SHIELDED: NO LED: NO SHEATH MATERIAL: PUR HALOGEN: NO | 0
6699 | 1824591500 | SENSOR/ACTUATOR LINE ONE END WITHOUT CONNECTOR M8 N OF POLES : 3 15 M PIN STRAIGHT SHIELDED: NO LED: NO SHEATH MATERIAL: PUR HALOGEN: NO | 0
6700 | 1826880000 | Y CONNECTOR M12 / M12 | 586
6701 | 1827010010 | SENSOR/ACTUATOR LINE ONE END WITHOUT CONNECTOR M8 N OF POLES : 3 0.1 M SOCKET ANGLED SHIELDED: NO LED: NO SHEATH MATERIAL: PUR HALOGEN: NO | 0
6702 | 1827010150 | SENSOR/ACTUATOR LINE ONE END WITHOUT CONNECTOR M8 N OF POLES : 3 1.5 M SOCKET ANGLED SHIELDED: NO LED: NO SHEATH MATERIAL: PUR HALOGEN: NO | 0
6703 | 1827010300 | SENSOR/ACTUATOR LINE ONE END WITHOUT CONNECTOR M8 N OF POLES : 3 3 M SOCKET ANGLED SHIELDED: NO LED: NO SHEATH MATERIAL: PUR HALOGEN: NO | 0
6704 | 1827011000 | SENSOR/ACTUATOR LINE ONE END WITHOUT CONNECTOR M8 N OF POLES : 3 10 M SOCKET ANGLED SHIELDED: NO LED: NO SHEATH MATERIAL: PUR HALOGEN: NO | 0
6705 | 1827020010 | SENSOR/ACTUATOR LINE ONE END WITHOUT CONNECTOR M8 N OF POLES : 3 0.1 M FEMALE SOCKET STRAIGHT SHIELDED: NO LED: NO SHEATH MATERIAL: PUR HALOGEN: NO | 0
6706 | 1827020300 | SENSOR/ACTUATOR LINE ONE END WITHOUT CONNECTOR M8 N OF POLES : 3 3 M FEMALE SOCKET STRAIGHT SHIELDED: NO LED: NO SHEATH MATERIAL: PUR HALOGEN: NO | 0
6707 | 1827020500 | SENSOR/ACTUATOR LINE ONE END WITHOUT CONNECTOR M8 N OF POLES : 3 5 M FEMALE SOCKET STRAIGHT SHIELDED: NO LED: NO SHEATH MATERIAL: PUR HALOGEN: NO | 0
6708 | 1828620000 | SAI PASSIVE SENSOR-ACTUATOR PASSIVE DISTRIBUTOR M8 FIXED CABLE VERSION 5 M YES | 19
6709 | 1828630000 | SAI PASSIVE SENSOR-ACTUATOR PASSIVE DISTRIBUTOR M8 FIXED CABLE VERSION 10 M YES | 19
6710 | 1828670000 | SAI PASSIVE SENSOR-ACTUATOR PASSIVE DISTRIBUTOR M8 FIXED CABLE VERSION 10 M YES | 19
6711 | 1828710000 | SAI PASSIVE SENSOR-ACTUATOR PASSIVE DISTRIBUTOR M8 FIXED CABLE VERSION 10 M YES | 19
6712 | 1828720000 | SAI PASSIVE SENSOR-ACTUATOR PASSIVE DISTRIBUTOR M8 FIXED CABLE VERSION 5 M YES | 19
6713 | 1828730000 | SAI PASSIVE SENSOR-ACTUATOR PASSIVE DISTRIBUTOR M8 WITH M12 OUTLET 8-POLE A-CODED YES | 19
6714 | 1836960000 | SOCKETS PREFABRICATED TO CUSTOMER SPEC. M12 FEMALE SOCKET STRAIGHT | 26
6715 | 1845130150 | VALVE PLUG WITH INTEGRAL SEAL ONE END WITHOUT CONNECTOR - VALVE PLUG A | 49
6716 | 1845130300 | VALVE PLUG WITH INTEGRAL SEAL ONE END WITHOUT CONNECTOR - VALVE PLUG A | 49
6717 | 1845131000 | VALVE PLUG WITH INTEGRAL SEAL ONE END WITHOUT CONNECTOR - VALVE PLUG A | 49
6718 | 1845141000 | VALVE PLUG WITH INTEGRAL SEAL ONE END WITHOUT CONNECTOR - VALVE PLUG B | 49
6719 | 1845161000 | VALVE PLUG WITH INTEGRAL SEAL ONE END WITHOUT CONNECTOR - VALVE PLUG BD | 49
6720 | 1845180500 | VALVE PLUG WITH INTEGRAL SEAL ONE END WITHOUT CONNECTOR - VALVE PLUG C | 49
6721 | 1845200150 | VALVE PLUG WITH INTEGRAL SEAL ONE END WITHOUT CONNECTOR - VALVE PLUG CD | 49
6722 | 1845201000 | VALVE PLUG WITH INTEGRAL SEAL ONE END WITHOUT CONNECTOR - VALVE PLUG CD | 49
6723 | 1847920000 | SENSOR-ACTUATOR PASSIVE DISTRIBUTOR PUSH-PULL M12 WITH M23 OUTLET 12-POLE YES | 229
6724 | 1847970000 | SENSOR-ACTUATOR PASSIVE DISTRIBUTOR PUSH-PULL M12 WITH M23 OUTLET 19-POLE YES | 229
6725 | 1848040000 | SENSOR-ACTUATOR PASSIVE DISTRIBUTOR PUSH-PULL M12 WITH M23 OUTLET 19-POLE YES | 229
6726 | 1849690000 | SAI PASSIVE SENSOR-ACTUATOR PASSIVE DISTRIBUTOR M8 FIXED CABLE VERSION 10 M YES | 19
6727 | 1849700000 | SAI PASSIVE SENSOR-ACTUATOR PASSIVE DISTRIBUTOR M8 FIXED CABLE VERSION 5 M YES | 19
6728 | 1852730000 | SOCKETS PREFABRICATED TO CUSTOMER SPEC. M12 FEMALE SOCKET STRAIGHT | 26
6729 | 1852740000 | PLUGS PREFABRICATED TO CUSTOMER SPEC. M12 PIN STRAIGHT | 46
6730 | 1856120000 | BUILT-IN PLUGS M12 PIN STRAIGHT PG 9 N OF POLES: 5 0.5 M FRONT MOUNTING | 31
6731 | 1856140000 | BUILT-IN PLUGS M8 THREAD FEMALE SOCKET STRAIGHT M 8 N OF POLES: 4 0.5 M | 90
6732 | 1857551000 | SENSOR/ACTUATOR LINE ONE END WITHOUT CONNECTOR M8 N OF POLES : 3 10 M PIN 90° SHIELDED: NO LED: NO SHEATH MATERIAL: PUR HALOGEN: NO | 0
6733 | 1857560150 | SENSOR/ACTUATOR LINE ONE END WITHOUT CONNECTOR M8 N OF POLES : 4 1.5 M PIN 90° SHIELDED: NO LED: NO SHEATH MATERIAL: PUR HALOGEN: NO | 0
6734 | 1857670150 | SENSOR/ACTUATOR LINE CONNECTING LINE M8 / M8 N OF POLES : 3 1.5 M PIN 90° - SOCKET 90° SHIELDED: NO LED: NO SHEATH MATERIAL: PUR HALOGEN: NO | 0
6735 | 1857680150 | SENSOR/ACTUATOR LINE CONNECTING LINE M8 / M8 N OF POLES : 4 1.5 M PIN 90° - SOCKET 90° SHIELDED: NO LED: NO SHEATH MATERIAL: PUR HALOGEN: NO | 0
6736 | 1857681000 | SENSOR/ACTUATOR LINE CONNECTING LINE M8 / M8 N OF POLES : 4 10 M PIN 90° - SOCKET 90° SHIELDED: NO LED: NO SHEATH MATERIAL: PUR HALOGEN: NO | 0
6737 | 1857690150 | VALVE PLUG 90° PLUG - VALVE PLUG A | 177
6738 | 1857690300 | VALVE PLUG 90° PLUG - VALVE PLUG A | 177
6739 | 1857701000 | VALVE PLUG 90° PLUG - VALVE PLUG B | 177
6740 | 1857720300 | VALVE PLUG 90° PLUG - VALVE PLUG C | 177
6741 | 1857721000 | VALVE PLUG 90° PLUG - VALVE PLUG C | 177
6742 | 1857730150 | VALVE PLUG 90° PLUG - VALVE PLUG CD | 177
6743 | 1857730500 | VALVE PLUG 90° PLUG - VALVE PLUG CD | 177
6744 | 1859120000 | SENSOR-ACTUATOR PASSIVE DISTRIBUTOR PUSH-PULL M12 WITH M23 OUTLET 12-POLE YES | 229
6745 | 1859130000 | SENSOR-ACTUATOR PASSIVE DISTRIBUTOR PUSH-PULL M12 WITH M23 OUTLET 19-POLE YES | 229
6746 | 1861090000 | BUILT-IN PLUGS M12 PIN STRAIGHT M 16 N OF POLES: 4 0.5 M FRONT MOUNTING | 31
6747 | 1861160000 | BUILT-IN PLUGS M12 PIN STRAIGHT M 16 N OF POLES: 4 0.5 M FRONT MOUNTING | 31
6748 | 1861170000 | BUILT-IN PLUGS M12 PIN STRAIGHT M 16 N OF POLES: 5 0.5 M FRONT MOUNTING | 31
6749 | 1861220000 | BUILT-IN PLUGS M12 PIN STRAIGHT PG 9 N OF POLES: 4 0.5 M FRONT MOUNTING | 31
6750 | 1861250000 | BUILT-IN PLUGS M12 FEMALE SOCKET STRAIGHT PG 9 N OF POLES: 4 0.5 M FRONT MOUNTING | 90
6751 | 1861280000 | BUILT-IN PLUGS M8 SNAP PIN STRAIGHT M 8 N OF POLES: 3 0.5 M | 207
6752 | 1861290000 | BUILT-IN PLUGS M8 SNAP PIN STRAIGHT M 8 N OF POLES: 4 0.5 M | 207
6753 | 1861580000 | SENSOR-ACTUATOR PASSIVE DISTRIBUTOR PUSH-PULL M12 WITH M23 OUTLET 19-POLE NO | 229
6754 | 1864730000 | PLUGS PREFABRICATED TO CUSTOMER SPEC. M12 PIN STRAIGHT | 46
6755 | 1864740000 | SOCKETS PREFABRICATED TO CUSTOMER SPEC. M12 FEMALE SOCKET STRAIGHT | 26
6756 | 1865870500 | SENSOR/ACTUATOR LINE ONE END WITHOUT CONNECTOR M12 N OF POLES : 8 5 M FEMALE SOCKET STRAIGHT SHIELDED: NO LED: NO SHEATH MATERIAL: PUR HALOGEN: NO | 0
6757 | 1865871500 | SENSOR/ACTUATOR LINE ONE END WITHOUT CONNECTOR M12 N OF POLES : 8 15 M FEMALE SOCKET STRAIGHT SHIELDED: NO LED: NO SHEATH MATERIAL: PUR HALOGEN: NO | 0
6758 | 1867411000 | SENSOR/ACTUATOR LINE ONE END WITHOUT CONNECTOR M12 N OF POLES : 3 10 M FEMALE SOCKET STRAIGHT SHIELDED: YES LED: NO SHEATH MATERIAL: PUR HALOGEN: NO | 0
6759 | 1871680000 | SAI PASSIVE SENSOR-ACTUATOR PASSIVE DISTRIBUTOR M8 WITH M12 OUTLET 12-POLE A-CODED YES | 19
6760 | 1873040000 | BUILT-IN PLUGS M5 FEMALE SOCKET STRAIGHT M 5 N OF POLES: 4 0.2 M | 90
6761 | 1873060000 | BUILT-IN PLUGS M5 FEMALE SOCKET STRAIGHT M 5 N OF POLES: 3 0.2 M | 90
6762 | 1873130000 | VALVE PLUG SOCKET ANGLED | 288
6763 | 1873180000 | VALVE PLUG SOCKET ANGLED | 288
6764 | 1873200000 | VALVE PLUG SOCKET ANGLED | 288
6765 | 1873210000 | VALVE PLUG SOCKET ANGLED | 288
6766 | 1873302000 | BUS LINE ONE END WITHOUT CONNECTOR M12 N OF POLES: 2 20 M PIN STRAIGHT SHIELDED: YES LED: NO SHEATH MATERIAL: PUR HALOGEN: NO | 0
6767 | 1873310070 | BUS LINE CONNECTING LINE M12 / M12 N OF POLES: 2 0.7 M PIN STRAIGHT - SOCKET STRAIGHT SHIELDED: YES LED: NO SHEATH MATERIAL: PUR HALOGEN: NO | 0
6768 | 1873310150 | BUS LINE CONNECTING LINE M12 / M12 N OF POLES: 2 1.5 M PIN STRAIGHT - SOCKET STRAIGHT SHIELDED: YES LED: NO SHEATH MATERIAL: PUR HALOGEN: NO | 0
6769 | 1873323000 | BUS LINE ONE END WITHOUT CONNECTOR M12 N OF POLES: 2 30 M FEMALE SOCKET STRAIGHT SHIELDED: YES LED: NO SHEATH MATERIAL: PUR HALOGEN: NO | 0
6770 | 1873520000 | HDC INSERT FEMALE 500 V 24 A N OF POLES: 6 PUSH IN SIZE: 3 | 78
6771 | 1873530000 | HDC INSERT MALE 500 V 24 A N OF POLES: 6 PUSH IN SIZE: 3 | 78
6772 | 1873550000 | HDC INSERT MALE 500 V 16 A N OF POLES: 10 PUSH IN SIZE: 4 | 78
6773 | 1873570000 | HDC INSERT MALE 500 V 16 A N OF POLES: 16 PUSH IN SIZE: 6 | 78
6774 | 1873580000 | HDC INSERT FEMALE 500 V 16 A N OF POLES: 24 PUSH IN SIZE: 8 | 78
6775 | 1873590000 | HDC INSERT MALE 500 V 16 A N OF POLES: 24 PUSH IN SIZE: 8 | 78
6776 | 1875740000 | HDC INSERT FEMALE 500 V 16 A N OF POLES: 16 PUSH IN SIZE: 6 | 78
6777 | 1900031000 | CABLE GLAND TOOL FOR M8 CONNECTORS | 595
6778 | 1912111000 | SENSOR/ACTUATOR LINE CONNECTING LINE M12 / M12 N OF POLES : 3 10 M TWIN CABLING PIN STRAIGHT 2X SOCKET ANGLED SHIELDED: NO LED: YES SHEATH MATERIAL: PUR HALOGEN: NO | 0
6779 | 1916701000 | VALVE PLUG STRAIGHT PLUG - VALVE PLUG | 144
6780 | 1921060000 | PLUGS PREFABRICATED TO CUSTOMER SPEC. M12 PIN STRAIGHT | 46
6781 | 1921070000 | SOCKETS PREFABRICATED TO CUSTOMER SPEC. M12 FEMALE SOCKET STRAIGHT | 26
6782 | 1925302000 | SENSOR/ACTUATOR LINE CONNECTING LINE M12 / M12 N OF POLES : 3 20 M PIN STRAIGHT - SOCKET STRAIGHT SHIELDED: NO LED: NO SHEATH MATERIAL: PVC HALOGEN: YES | 0
6783 | 1925310100 | SENSOR/ACTUATOR LINE CONNECTING LINE M12 / M12 N OF POLES : 4 1 M PIN STRAIGHT - SOCKET STRAIGHT SHIELDED: NO LED: NO SHEATH MATERIAL: PVC HALOGEN: YES | 0
6784 | 1925310200 | SENSOR/ACTUATOR LINE CONNECTING LINE M12 / M12 N OF POLES : 4 2 M PIN STRAIGHT - SOCKET STRAIGHT SHIELDED: NO LED: NO SHEATH MATERIAL: PVC HALOGEN: YES | 0
6785 | 1925310400 | SENSOR/ACTUATOR LINE CONNECTING LINE M12 / M12 N OF POLES : 4 4 M PIN STRAIGHT - SOCKET STRAIGHT SHIELDED: NO LED: NO SHEATH MATERIAL: PVC HALOGEN: YES | 0
6786 | 1925320300 | SENSOR/ACTUATOR LINE CONNECTING LINE M12 / M12 N OF POLES : 5 3 M PIN STRAIGHT - SOCKET STRAIGHT SHIELDED: NO LED: NO SHEATH MATERIAL: PVC HALOGEN: YES | 0
6787 | 1925321000 | SENSOR/ACTUATOR LINE CONNECTING LINE M12 / M12 N OF POLES : 5 10 M PIN STRAIGHT - SOCKET STRAIGHT SHIELDED: NO LED: NO SHEATH MATERIAL: PVC HALOGEN: YES | 0
6788 | 1925330150 | SENSOR/ACTUATOR LINE CONNECTING LINE M12 / M12 N OF POLES : 3 1.5 M PIN STRAIGHT - SOCKET STRAIGHT SHIELDED: NO LED: NO SHEATH MATERIAL: PVC HALOGEN: YES | 0
6789 | 1925330500 | SENSOR/ACTUATOR LINE CONNECTING LINE M12 / M12 N OF POLES : 3 5 M PIN STRAIGHT - SOCKET STRAIGHT SHIELDED: NO LED: NO SHEATH MATERIAL: PVC HALOGEN: YES | 0
6790 | 1925340100 | SENSOR/ACTUATOR LINE CONNECTING LINE M12 / M12 N OF POLES : 3 1 M PIN STRAIGHT - SOCKET 90° SHIELDED: NO LED: NO SHEATH MATERIAL: PVC HALOGEN: YES | 0
6791 | 1925340150 | SENSOR/ACTUATOR LINE CONNECTING LINE M12 / M12 N OF POLES : 3 1.5 M PIN STRAIGHT - SOCKET 90° SHIELDED: NO LED: NO SHEATH MATERIAL: PVC HALOGEN: YES | 0
6792 | 1925340200 | SENSOR/ACTUATOR LINE CONNECTING LINE M12 / M12 N OF POLES : 3 2 M PIN STRAIGHT - SOCKET 90° SHIELDED: NO LED: NO SHEATH MATERIAL: PVC HALOGEN: YES | 0
6793 | 1925340300 | SENSOR/ACTUATOR LINE CONNECTING LINE M12 / M12 N OF POLES : 3 3 M PIN STRAIGHT - SOCKET 90° SHIELDED: NO LED: NO SHEATH MATERIAL: PVC HALOGEN: YES | 0
6794 | 1925340500 | SENSOR/ACTUATOR LINE CONNECTING LINE M12 / M12 N OF POLES : 3 5 M PIN STRAIGHT - SOCKET 90° SHIELDED: NO LED: NO SHEATH MATERIAL: PVC HALOGEN: YES | 0
6795 | 1925341000 | SENSOR/ACTUATOR LINE CONNECTING LINE M12 / M12 N OF POLES : 3 10 M PIN STRAIGHT - SOCKET 90° SHIELDED: NO LED: NO SHEATH MATERIAL: PVC HALOGEN: YES | 0
6796 | 1925350150 | SENSOR/ACTUATOR LINE CONNECTING LINE M12 / M12 N OF POLES : 4 1.5 M PIN STRAIGHT - SOCKET 90° SHIELDED: NO LED: NO SHEATH MATERIAL: PVC HALOGEN: YES | 0
6797 | 1925350250 | SENSOR/ACTUATOR LINE CONNECTING LINE M12 / M12 N OF POLES : 4 2.5 M PIN STRAIGHT - SOCKET 90° SHIELDED: NO LED: NO SHEATH MATERIAL: PVC HALOGEN: YES | 0
6798 | 1925350300 | SENSOR/ACTUATOR LINE CONNECTING LINE M12 / M12 N OF POLES : 4 3 M PIN STRAIGHT - SOCKET 90° SHIELDED: NO LED: NO SHEATH MATERIAL: PVC HALOGEN: YES | 0
6799 | 1925350500 | SENSOR/ACTUATOR LINE CONNECTING LINE M12 / M12 N OF POLES : 4 5 M PIN STRAIGHT - SOCKET 90° SHIELDED: NO LED: NO SHEATH MATERIAL: PVC HALOGEN: YES | 0
6800 | 1925360150 | SENSOR/ACTUATOR LINE CONNECTING LINE M12 / M12 N OF POLES : 5 1.5 M PIN STRAIGHT - SOCKET 90° SHIELDED: NO LED: NO SHEATH MATERIAL: PVC HALOGEN: YES | 0
6801 | 1925360500 | SENSOR/ACTUATOR LINE CONNECTING LINE M12 / M12 N OF POLES : 5 5 M PIN STRAIGHT - SOCKET 90° SHIELDED: NO LED: NO SHEATH MATERIAL: PVC HALOGEN: YES | 0
6802 | 1925381000 | SENSOR/ACTUATOR LINE CONNECTING LINE M12 / M12 N OF POLES : 3 10 M PIN 90° - SOCKET 90° SHIELDED: NO LED: NO SHEATH MATERIAL: PVC HALOGEN: YES | 0
6803 | 1925400300 | SENSOR/ACTUATOR LINE CONNECTING LINE M12 / M12 N OF POLES : 5 3 M PIN 90° - SOCKET 90° SHIELDED: NO LED: NO SHEATH MATERIAL: PVC HALOGEN: YES | 0
6804 | 1925400500 | SENSOR/ACTUATOR LINE CONNECTING LINE M12 / M12 N OF POLES : 5 5 M PIN 90° - SOCKET 90° SHIELDED: NO LED: NO SHEATH MATERIAL: PVC HALOGEN: YES | 0
6805 | 1925401000 | SENSOR/ACTUATOR LINE CONNECTING LINE M12 / M12 N OF POLES : 5 10 M PIN 90° - SOCKET 90° SHIELDED: NO LED: NO SHEATH MATERIAL: PVC HALOGEN: YES | 0
6806 | 1925410300 | SENSOR/ACTUATOR LINE CONNECTING LINE M12 / M12 N OF POLES : 3 3 M PIN STRAIGHT - SOCKET 90° SHIELDED: NO LED: YES SHEATH MATERIAL: PVC HALOGEN: YES | 0
6807 | 1925411000 | SENSOR/ACTUATOR LINE CONNECTING LINE M12 / M12 N OF POLES : 3 10 M PIN STRAIGHT - SOCKET 90° SHIELDED: NO LED: YES SHEATH MATERIAL: PVC HALOGEN: YES | 0
6808 | 1925431000 | SENSOR/ACTUATOR LINE ONE END WITHOUT CONNECTOR M12 N OF POLES : 3 10 M PIN STRAIGHT SHIELDED: NO LED: NO SHEATH MATERIAL: PVC HALOGEN: YES | 0
6809 | 1925440500 | SENSOR/ACTUATOR LINE ONE END WITHOUT CONNECTOR M12 N OF POLES : 4 5 M PIN STRAIGHT SHIELDED: NO LED: NO SHEATH MATERIAL: PVC HALOGEN: YES | 0
6810 | 1925441000 | SENSOR/ACTUATOR LINE ONE END WITHOUT CONNECTOR M12 N OF POLES : 4 10 M PIN STRAIGHT SHIELDED: NO LED: NO SHEATH MATERIAL: PVC HALOGEN: YES | 0
6811 | 1925450500 | SENSOR/ACTUATOR LINE ONE END WITHOUT CONNECTOR M12 N OF POLES : 5 5 M PIN STRAIGHT SHIELDED: NO LED: NO SHEATH MATERIAL: PVC HALOGEN: YES | 0
6812 | 1925460150 | SENSOR/ACTUATOR LINE ONE END WITHOUT CONNECTOR M12 N OF POLES : 3 1.5 M SOCKET ANGLED SHIELDED: NO LED: YES SHEATH MATERIAL: PVC HALOGEN: YES | 0
6813 | 1925470300 | SENSOR/ACTUATOR LINE ONE END WITHOUT CONNECTOR M12 N OF POLES : 4 3 M SOCKET ANGLED SHIELDED: NO LED: YES SHEATH MATERIAL: PVC HALOGEN: YES | 0
6814 | 1925470500 | SENSOR/ACTUATOR LINE ONE END WITHOUT CONNECTOR M12 N OF POLES : 4 5 M SOCKET ANGLED SHIELDED: NO LED: YES SHEATH MATERIAL: PVC HALOGEN: YES | 0
6815 | 1925510300 | SENSOR/ACTUATOR LINE ONE END WITHOUT CONNECTOR M12 N OF POLES : 3 3 M PIN 90° SHIELDED: NO LED: NO SHEATH MATERIAL: PVC HALOGEN: YES | 0
6816 | 1925520150 | SENSOR/ACTUATOR LINE ONE END WITHOUT CONNECTOR M12 N OF POLES : 4 1.5 M PIN 90° SHIELDED: NO LED: NO SHEATH MATERIAL: PVC HALOGEN: YES | 0
6817 | 1925531000 | SENSOR/ACTUATOR LINE ONE END WITHOUT CONNECTOR M12 N OF POLES : 5 10 M PIN 90° SHIELDED: NO LED: NO SHEATH MATERIAL: PVC HALOGEN: YES | 0
6818 | 1925570300 | SENSOR/ACTUATOR LINE ONE END WITHOUT CONNECTOR M12 N OF POLES : 3 3 M FEMALE SOCKET STRAIGHT SHIELDED: NO LED: NO SHEATH MATERIAL: PVC HALOGEN: YES | 0
6819 | 1925580150 | SENSOR/ACTUATOR LINE ONE END WITHOUT CONNECTOR M12 N OF POLES : 4 1.5 M FEMALE SOCKET STRAIGHT SHIELDED: NO LED: NO SHEATH MATERIAL: PVC HALOGEN: YES | 0
6820 | 1925580200 | SENSOR/ACTUATOR LINE ONE END WITHOUT CONNECTOR M12 N OF POLES : 4 2 M FEMALE SOCKET STRAIGHT SHIELDED: NO LED: NO SHEATH MATERIAL: PVC HALOGEN: YES | 0
6821 | 1925580300 | SENSOR/ACTUATOR LINE ONE END WITHOUT CONNECTOR M12 N OF POLES : 4 3 M FEMALE SOCKET STRAIGHT SHIELDED: NO LED: NO SHEATH MATERIAL: PVC HALOGEN: YES | 0
6822 | 1925581500 | SENSOR/ACTUATOR LINE ONE END WITHOUT CONNECTOR M12 N OF POLES : 4 15 M FEMALE SOCKET STRAIGHT SHIELDED: NO LED: NO SHEATH MATERIAL: PVC HALOGEN: YES | 0
6823 | 1925582000 | SENSOR/ACTUATOR LINE ONE END WITHOUT CONNECTOR M12 N OF POLES : 4 20 M FEMALE SOCKET STRAIGHT SHIELDED: NO LED: NO SHEATH MATERIAL: PVC HALOGEN: YES | 0
6824 | 1925582500 | SENSOR/ACTUATOR LINE ONE END WITHOUT CONNECTOR M12 N OF POLES : 4 25 M FEMALE SOCKET STRAIGHT SHIELDED: NO LED: NO SHEATH MATERIAL: PVC HALOGEN: YES | 0
6825 | 1925593000 | SENSOR/ACTUATOR LINE ONE END WITHOUT CONNECTOR M12 N OF POLES : 5 30 M FEMALE SOCKET STRAIGHT SHIELDED: NO LED: NO SHEATH MATERIAL: PVC HALOGEN: YES | 0
6826 | 1925630200 | SENSOR/ACTUATOR LINE ONE END WITHOUT CONNECTOR M12 N OF POLES : 3 2 M SOCKET ANGLED SHIELDED: NO LED: NO SHEATH MATERIAL: PVC HALOGEN: YES | 0
6827 | 1925631000 | SENSOR/ACTUATOR LINE ONE END WITHOUT CONNECTOR M12 N OF POLES : 3 10 M SOCKET ANGLED SHIELDED: NO LED: NO SHEATH MATERIAL: PVC HALOGEN: YES | 0
6828 | 1927171000 | SENSOR/ACTUATOR LINE CONNECTING LINE M8 / M8 N OF POLES : 3 10 M PIN STRAIGHT - SOCKET 90° SHIELDED: NO LED: NO SHEATH MATERIAL: PVC HALOGEN: YES | 0
6829 | 1927180150 | SENSOR/ACTUATOR LINE CONNECTING LINE M8 / M8 N OF POLES : 4 1.5 M PIN STRAIGHT - SOCKET 90° SHIELDED: NO LED: NO SHEATH MATERIAL: PVC HALOGEN: YES | 0
6830 | 1927180500 | SENSOR/ACTUATOR LINE CONNECTING LINE M8 / M8 N OF POLES : 4 5 M PIN STRAIGHT - SOCKET 90° SHIELDED: NO LED: NO SHEATH MATERIAL: PVC HALOGEN: YES | 0
6831 | 1927190500 | SENSOR/ACTUATOR LINE CONNECTING LINE M8 / M8 N OF POLES : 3 5 M PIN STRAIGHT - SOCKET 90° SHIELDED: NO LED: YES SHEATH MATERIAL: PVC HALOGEN: YES | 0
6832 | 1927200300 | SENSOR/ACTUATOR LINE CONNECTING LINE M8 / M8 N OF POLES : 4 3 M PIN STRAIGHT - SOCKET 90° SHIELDED: NO LED: YES SHEATH MATERIAL: PVC HALOGEN: YES | 0
6833 | 1927211000 | SENSOR/ACTUATOR LINE CONNECTING LINE M8 / M8 N OF POLES : 3 10 M PIN 90° - SOCKET 90° SHIELDED: NO LED: NO SHEATH MATERIAL: PVC HALOGEN: YES | 0
6834 | 1927220150 | SENSOR/ACTUATOR LINE CONNECTING LINE M8 / M8 N OF POLES : 4 1.5 M PIN 90° - SOCKET 90° SHIELDED: NO LED: NO SHEATH MATERIAL: PVC HALOGEN: YES | 0
6835 | 1927230500 | SENSOR/ACTUATOR LINE ONE END WITHOUT CONNECTOR M12 / M8 N OF POLES : 3 5 M PIN STRAIGHT SHIELDED: NO LED: NO SHEATH MATERIAL: PVC HALOGEN: YES | 0
6836 | 1927240300 | SENSOR/ACTUATOR LINE ONE END WITHOUT CONNECTOR M12 / M8 N OF POLES : 3 3 M FEMALE SOCKET STRAIGHT SHIELDED: NO LED: NO SHEATH MATERIAL: PVC HALOGEN: YES | 0
6837 | 1927320500 | SENSOR/ACTUATOR LINE ONE END WITHOUT CONNECTOR M12 / M8 N OF POLES : 3 5 M SOCKET ANGLED SHIELDED: NO LED: NO SHEATH MATERIAL: PVC HALOGEN: YES | 0
6838 | 1927321000 | SENSOR/ACTUATOR LINE ONE END WITHOUT CONNECTOR M12 / M8 N OF POLES : 3 10 M SOCKET ANGLED SHIELDED: NO LED: NO SHEATH MATERIAL: PVC HALOGEN: YES | 0
6839 | 1927330150 | SENSOR/ACTUATOR LINE ONE END WITHOUT CONNECTOR M8 N OF POLES : 4 1.5 M PIN 90° SHIELDED: NO LED: NO SHEATH MATERIAL: PVC HALOGEN: YES | 0
6840 | 1927341000 | SENSOR/ACTUATOR LINE ONE END WITHOUT CONNECTOR M8 N OF POLES : 4 10 M SOCKET ANGLED SHIELDED: NO LED: NO SHEATH MATERIAL: PVC HALOGEN: YES | 0
6841 | 1927341500 | SENSOR/ACTUATOR LINE ONE END WITHOUT CONNECTOR M8 N OF POLES : 4 1.5 M SHIELDED: NO LED: NO SHEATH MATERIAL: PVC HALOGEN: YES | 0
6842 | 1927350500 | SENSOR/ACTUATOR LINE ONE END WITHOUT CONNECTOR M12 / M8 N OF POLES : 3 5 M SOCKET ANGLED SHIELDED: NO LED: YES SHEATH MATERIAL: PVC HALOGEN: YES | 0
6843 | 1927351000 | SENSOR/ACTUATOR LINE ONE END WITHOUT CONNECTOR M12 / M8 N OF POLES : 3 10 M SOCKET ANGLED SHIELDED: NO LED: YES SHEATH MATERIAL: PVC HALOGEN: YES | 0
6844 | 1937970050 | SENSOR/ACTUATOR LINE CONNECTING LINE M8 / M12 N OF POLES : 3 0.5 M PIN STRAIGHT - SOCKET 90° SHIELDED: NO LED: NO SHEATH MATERIAL: PUR HALOGEN: NO | 0
6845 | 1937970150 | SENSOR/ACTUATOR LINE CONNECTING LINE M8 / M12 N OF POLES : 3 1.5 M PIN STRAIGHT - SOCKET 90° SHIELDED: NO LED: NO SHEATH MATERIAL: PUR HALOGEN: NO | 0
6846 | 1937980300 | SENSOR/ACTUATOR LINE CONNECTING LINE M8 / M12 N OF POLES : 4 3 M PIN STRAIGHT - SOCKET STRAIGHT SHIELDED: NO LED: NO SHEATH MATERIAL: PUR HALOGEN: NO | 0
6847 | 1937990500 | SENSOR/ACTUATOR LINE CONNECTING LINE M8 / M12 N OF POLES : 4 5 M PIN STRAIGHT - SOCKET 90° SHIELDED: NO LED: NO SHEATH MATERIAL: PUR HALOGEN: NO | 0
6848 | 1938000150 | SENSOR/ACTUATOR LINE CONNECTING LINE M8 / M12 N OF POLES : 4 1.5 M PIN STRAIGHT - SOCKET 90° SHIELDED: NO LED: NO SHEATH MATERIAL: PUR HALOGEN: NO | 0
6849 | 1938000300 | SENSOR/ACTUATOR LINE CONNECTING LINE M8 / M12 N OF POLES : 4 3 M PIN STRAIGHT - SOCKET 90° SHIELDED: NO LED: NO SHEATH MATERIAL: PUR HALOGEN: NO | 0
6850 | 1938171000 | SENSOR/ACTUATOR LINE CONNECTING LINE M12 / M8 N OF POLES : 3 10 M PIN STRAIGHT - SOCKET STRAIGHT SHIELDED: NO LED: NO SHEATH MATERIAL: PVC HALOGEN: YES | 0
6851 | 1938180300 | SENSOR/ACTUATOR LINE CONNECTING LINE M12 / M8 N OF POLES : 3 3 M PIN STRAIGHT - SOCKET 90° SHIELDED: NO LED: NO SHEATH MATERIAL: PVC HALOGEN: YES | 0
6852 | 1938181000 | SENSOR/ACTUATOR LINE CONNECTING LINE M12 / M8 N OF POLES : 3 10 M PIN STRAIGHT - SOCKET 90° SHIELDED: NO LED: NO SHEATH MATERIAL: PVC HALOGEN: YES | 0
6853 | 1938190500 | SENSOR/ACTUATOR LINE CONNECTING LINE M12 / M8 N OF POLES : 3 5 M PIN 90° - SOCKET 90° SHIELDED: NO LED: NO SHEATH MATERIAL: PVC HALOGEN: YES | 0
6854 | 1938191000 | SENSOR/ACTUATOR LINE CONNECTING LINE M12 / M8 N OF POLES : 3 10 M PIN 90° - SOCKET 90° SHIELDED: NO LED: NO SHEATH MATERIAL: PVC HALOGEN: YES | 0
6855 | 1938201000 | SENSOR/ACTUATOR LINE CONNECTING LINE M12 / M8 N OF POLES : 4 10 M PIN STRAIGHT - SOCKET STRAIGHT SHIELDED: NO LED: NO SHEATH MATERIAL: PVC HALOGEN: YES | 0
6856 | 1938220150 | SENSOR/ACTUATOR LINE CONNECTING LINE M12 / M8 N OF POLES : 4 1.5 M PIN 90° - SOCKET 90° SHIELDED: NO LED: NO SHEATH MATERIAL: PVC HALOGEN: YES | 0
6857 | 1938220500 | SENSOR/ACTUATOR LINE CONNECTING LINE M12 / M8 N OF POLES : 4 5 M PIN 90° - SOCKET 90° SHIELDED: NO LED: NO SHEATH MATERIAL: PVC HALOGEN: YES | 0
6858 | 1938221000 | SENSOR/ACTUATOR LINE CONNECTING LINE M12 / M8 N OF POLES : 4 10 M PIN 90° - SOCKET 90° SHIELDED: NO LED: NO SHEATH MATERIAL: PVC HALOGEN: YES | 0
6859 | 1938241000 | SENSOR/ACTUATOR LINE CONNECTING LINE M8 / M12 N OF POLES : 3 10 M PIN STRAIGHT - SOCKET 90° SHIELDED: NO LED: NO SHEATH MATERIAL: PVC HALOGEN: YES | 0
6860 | 1938250300 | SENSOR/ACTUATOR LINE CONNECTING LINE M8 / M12 N OF POLES : 3 3 M PIN STRAIGHT - SOCKET 90° SHIELDED: NO LED: NO SHEATH MATERIAL: PVC HALOGEN: YES | 0
6861 | 1938260300 | SENSOR/ACTUATOR LINE CONNECTING LINE M8 / M12 N OF POLES : 4 3 M PIN STRAIGHT - SOCKET STRAIGHT SHIELDED: NO LED: NO SHEATH MATERIAL: PVC HALOGEN: YES | 0
6862 | 1938260500 | SENSOR/ACTUATOR LINE CONNECTING LINE M8 / M12 N OF POLES : 4 5 M PIN STRAIGHT - SOCKET STRAIGHT SHIELDED: NO LED: NO SHEATH MATERIAL: PVC HALOGEN: YES | 0
6863 | 1938270300 | SENSOR/ACTUATOR LINE CONNECTING LINE M8 / M12 N OF POLES : 4 3 M PIN STRAIGHT - SOCKET 90° SHIELDED: NO LED: NO SHEATH MATERIAL: PVC HALOGEN: YES | 0
6864 | 1938281000 | SENSOR/ACTUATOR LINE CONNECTING LINE M8 / M12 N OF POLES : 4 10 M PIN STRAIGHT - SOCKET 90° SHIELDED: NO LED: NO SHEATH MATERIAL: PVC HALOGEN: YES | 0
6865 | 1938610000 | SAI ACTIVE SUBBUS COMPLETE MODUL | 451
6866 | 1938630000 | SAI ACTIVE SUBBUS COMPLETE MODUL | 451
6867 | 1939410200 | SENSOR/ACTUATOR LINE ONE END WITHOUT CONNECTOR M12 N OF POLES : 4 2 M FEMALE SOCKET STRAIGHT SHIELDED: NO LED: NO SHEATH MATERIAL: PUR HALOGEN: NO | 0
6868 | 1948471000 | SENSOR/ACTUATOR LINE CONNECTING LINE M8 / M8 N OF POLES : 3 10 M PIN STRAIGHT - SOCKET STRAIGHT SHIELDED: NO LED: NO SHEATH MATERIAL: PUR HALOGEN: NO | 0
6869 | 1948480500 | SENSOR/ACTUATOR LINE CONNECTING LINE M8 / M8 N OF POLES : 3 5 M PIN STRAIGHT - SOCKET 90° SHIELDED: NO LED: NO SHEATH MATERIAL: PUR HALOGEN: NO | 0
6870 | 1948481000 | SENSOR/ACTUATOR LINE CONNECTING LINE M8 / M8 N OF POLES : 3 10 M PIN STRAIGHT - SOCKET 90° SHIELDED: NO LED: NO SHEATH MATERIAL: PUR HALOGEN: NO | 0
6871 | 1948530500 | SENSOR/ACTUATOR LINE ONE END WITHOUT CONNECTOR M8 N OF POLES : 4 5 M FEMALE SOCKET STRAIGHT SHIELDED: NO LED: NO SHEATH MATERIAL: PUR HALOGEN: NO | 0
6872 | 1948541000 | SENSOR/ACTUATOR LINE ONE END WITHOUT CONNECTOR M8 N OF POLES : 4 10 M SOCKET ANGLED SHIELDED: NO LED: NO SHEATH MATERIAL: PUR HALOGEN: NO | 0
6873 | 1948660500 | SENSOR/ACTUATOR LINE CONNECTING LINE M8 / M8 N OF POLES : 3 5 M PIN STRAIGHT - SOCKET 90° SHIELDED: NO LED: NO SHEATH MATERIAL: PVC HALOGEN: YES | 0
6874 | 1948700500 | SENSOR/ACTUATOR LINE CONNECTING LINE M8 / M8 N OF POLES : 4 5 M PIN 90° - SOCKET 90° SHIELDED: NO LED: NO SHEATH MATERIAL: PVC HALOGEN: YES | 0
6875 | 1948710150 | SENSOR/ACTUATOR LINE ONE END WITHOUT CONNECTOR M12 / M8 N OF POLES : 3 1.5 M FEMALE SOCKET STRAIGHT SHIELDED: NO LED: NO SHEATH MATERIAL: PVC HALOGEN: YES | 0
6876 | 1948740300 | SENSOR/ACTUATOR LINE ONE END WITHOUT CONNECTOR M8 N OF POLES : 4 3 M SOCKET ANGLED SHIELDED: NO LED: NO SHEATH MATERIAL: PVC HALOGEN: YES | 0
6877 | 1952230300 | SENSOR/ACTUATOR LINE CONNECTING LINE M8 / M8 N OF POLES : 3 3 M PIN STRAIGHT - SOCKET STRAIGHT SHIELDED: NO LED: NO SHEATH MATERIAL: PUR HALOGEN: NO | 0
6878 | 1962290150 | SENSOR/ACTUATOR LINE CONNECTING LINE M12 / M8 N OF POLES : 3 1.5 M PIN STRAIGHT - SOCKET 90° SHIELDED: NO LED: YES SHEATH MATERIAL: PVC HALOGEN: YES | 0
6879 | 1962410000 | SOCKETS PREFABRICATED TO CUSTOMER SPEC. M12 FEMALE SOCKET STRAIGHT | 26
6880 | 1962420000 | PLUGS PREFABRICATED TO CUSTOMER SPEC. M12 PIN STRAIGHT | 46
6881 | 1962800150 | BUS LINE CONNECTING LINE M12 N OF POLES: 4 1.5 M PIN STRAIGHT SHIELDED: YES LED: NO SHEATH MATERIAL: PUR HALOGEN: NO | 0
6882 | 1963910060 | SENSOR/ACTUATOR LINE CONNECTING LINE M12 / M12 N OF POLES : 4 0.6 M PIN STRAIGHT - SOCKET 90° SHIELDED: NO LED: YES SHEATH MATERIAL: PUR HALOGEN: NO | 0
6883 | 1963911000 | SENSOR/ACTUATOR LINE CONNECTING LINE M12 / M12 N OF POLES : 4 10 M PIN STRAIGHT - SOCKET 90° SHIELDED: NO LED: YES SHEATH MATERIAL: PUR HALOGEN: NO | 0
6884 | 1963920300 | SENSOR/ACTUATOR LINE CONNECTING LINE M12 / M12 N OF POLES : 5 3 M PIN STRAIGHT - SOCKET 90° SHIELDED: NO LED: YES SHEATH MATERIAL: PUR HALOGEN: NO | 0
6885 | 1964280060 | SENSOR/ACTUATOR LINE CONNECTING LINE M12 / M12 N OF POLES : 4 0.6 M TWIN CABLING PIN STRAIGHT 2X SOCKET ANGLED SHIELDED: NO LED: NO SHEATH MATERIAL: PUR HALOGEN: NO | 0
6886 | 1964280150 | SENSOR/ACTUATOR LINE CONNECTING LINE M12 / M12 N OF POLES : 4 1.5 M TWIN CABLING PIN STRAIGHT 2X SOCKET ANGLED SHIELDED: NO LED: NO SHEATH MATERIAL: PUR HALOGEN: NO | 0
6887 | 1964300300 | SENSOR/ACTUATOR LINE CONNECTING LINE M12 / M8 N OF POLES : 3 3 M TWIN CABLING PIN STRAIGHT 2X SOCKET ANGLED SHIELDED: NO LED: NO SHEATH MATERIAL: PUR HALOGEN: NO | 0
6888 | 1964300500 | SENSOR/ACTUATOR LINE CONNECTING LINE M12 / M8 N OF POLES : 3 5 M TWIN CABLING PIN STRAIGHT 2X SOCKET ANGLED SHIELDED: NO LED: NO SHEATH MATERIAL: PUR HALOGEN: NO | 0
6889 | 1964310500 | SENSOR/ACTUATOR LINE ONE END WITHOUT CONNECTOR M12 N OF POLES : 3 5 M TWIN CABLING PIN STRAIGHT SHIELDED: NO LED: NO SHEATH MATERIAL: PUR HALOGEN: NO | 0
6890 | 1964311000 | SENSOR/ACTUATOR LINE ONE END WITHOUT CONNECTOR M12 N OF POLES : 3 10 M TWIN CABLING PIN STRAIGHT SHIELDED: NO LED: NO SHEATH MATERIAL: PUR HALOGEN: NO | 0
6891 | 1964700150 | BUS LINE ONE END WITHOUT CONNECTOR M12 N OF POLES: 5 1.5 M PIN STRAIGHT SHIELDED: YES LED: NO SHEATH MATERIAL: PUR HALOGEN: NO | 0
6892 | 1964700300 | BUS LINE ONE END WITHOUT CONNECTOR M12 N OF POLES: 5 3 M PIN STRAIGHT SHIELDED: YES LED: NO SHEATH MATERIAL: PUR HALOGEN: NO | 0
6893 | 1964710030 | BUS LINE CONNECTING LINE M12 / M12 N OF POLES: 5 0.3 M PIN STRAIGHT - SOCKET STRAIGHT SHIELDED: YES LED: NO SHEATH MATERIAL: PUR HALOGEN: NO | 0
6894 | 1964710300 | BUS LINE CONNECTING LINE M12 / M12 N OF POLES: 5 3 M PIN STRAIGHT - SOCKET STRAIGHT SHIELDED: YES LED: NO SHEATH MATERIAL: PUR HALOGEN: NO | 0
6895 | 1968590300 | SENSOR/ACTUATOR LINE ONE END WITHOUT CONNECTOR M12 N OF POLES : 3 3 M FEMALE SOCKET STRAIGHT SHIELDED: NO LED: NO SHEATH MATERIAL: PUR HALOGEN: NO | 0
6896 | 1981560000 | BOLTING TOOL | 522
6897 | 1981900015 | BUS LINE CONNECTING LINE M8 / M8 N OF POLES: 4 0.15 M PIN STRAIGHT - SOCKET STRAIGHT SHIELDED: YES LED: NO SHEATH MATERIAL: PUR HALOGEN: NO | 0
6898 | 1981900150 | BUS LINE CONNECTING LINE M8 / M8 N OF POLES: 4 1.5 M PIN STRAIGHT - SOCKET STRAIGHT SHIELDED: YES LED: NO SHEATH MATERIAL: PUR HALOGEN: NO | 0
6899 | 1981900200 | BUS LINE CONNECTING LINE M8 / M8 N OF POLES: 4 2 M PIN STRAIGHT - SOCKET STRAIGHT SHIELDED: YES LED: NO SHEATH MATERIAL: PUR HALOGEN: NO | 0
6900 | 1981900750 | BUS LINE CONNECTING LINE M8 / M8 N OF POLES: 4 7.5 M PIN STRAIGHT - SOCKET STRAIGHT SHIELDED: YES LED: NO SHEATH MATERIAL: PUR HALOGEN: NO | 0
6901 | 1981901000 | BUS LINE CONNECTING LINE M8 / M8 N OF POLES: 4 10 M PIN STRAIGHT - SOCKET STRAIGHT SHIELDED: YES LED: NO SHEATH MATERIAL: PUR HALOGEN: NO | 0
6902 | 1981901250 | BUS LINE CONNECTING LINE M8 / M8 N OF POLES: 4 12.5 M PIN STRAIGHT - SOCKET STRAIGHT SHIELDED: YES LED: NO SHEATH MATERIAL: PUR HALOGEN: NO | 0
6903 | 1981902000 | BUS LINE CONNECTING LINE M8 / M8 N OF POLES: 4 20 M PIN STRAIGHT - SOCKET STRAIGHT SHIELDED: YES LED: NO SHEATH MATERIAL: PUR HALOGEN: NO | 0
6904 | 1981910500 | BUS LINE ONE END WITHOUT CONNECTOR M8 N OF POLES: 4 5 M FEMALE SOCKET STRAIGHT SHIELDED: YES LED: NO SHEATH MATERIAL: PUR HALOGEN: NO | 0
6905 | 1981920150 | BUS LINE ONE END WITHOUT CONNECTOR M8 N OF POLES: 4 1.5 M PIN STRAIGHT SHIELDED: YES LED: NO SHEATH MATERIAL: PUR HALOGEN: NO | 0
6906 | 1984530400 | SENSOR/ACTUATOR LINE CONNECTING LINE M12 / M8 N OF POLES : 3 4 M PIN STRAIGHT - SOCKET STRAIGHT SHIELDED: NO LED: NO SHEATH MATERIAL: PUR HALOGEN: NO | 0
6907 | 1984530500 | SENSOR/ACTUATOR LINE CONNECTING LINE M12 / M8 N OF POLES : 3 5 M PIN STRAIGHT - SOCKET STRAIGHT SHIELDED: NO LED: NO SHEATH MATERIAL: PUR HALOGEN: NO | 0
6908 | 1984530550 | SENSOR/ACTUATOR LINE CONNECTING LINE M12 / M8 N OF POLES : 3 5.5 M PIN STRAIGHT - SOCKET STRAIGHT SHIELDED: NO LED: NO SHEATH MATERIAL: PUR HALOGEN: NO | 0
6909 | 1984531000 | SENSOR/ACTUATOR LINE CONNECTING LINE M12 / M8 N OF POLES : 3 10 M PIN STRAIGHT - SOCKET STRAIGHT SHIELDED: NO LED: NO SHEATH MATERIAL: PUR HALOGEN: NO | 0
6910 | 1995800000 | SENSOR/ACTUATOR PLUG-IN CONNECTOR EMPTY ENCLOSURE | 125
6911 | 1995840000 | SENSOR/ACTUATOR PLUG-IN CONNECTOR EMPTY ENCLOSURE | 125
6912 | 9456100250 | SENSOR/ACTUATOR LINE ONE END WITHOUT CONNECTOR M12 N OF POLES : 4 2.5 M PIN STRAIGHT SHIELDED: NO LED: NO SHEATH MATERIAL: PUR HALOGEN: NO | 0
6913 | 9456140120 | SENSOR/ACTUATOR LINE ONE END WITHOUT CONNECTOR M12 N OF POLES : 5 1.2 M FEMALE SOCKET STRAIGHT SHIELDED: YES LED: NO SHEATH MATERIAL: PUR HALOGEN: NO | 0
6914 | 9456140300 | SENSOR/ACTUATOR LINE ONE END WITHOUT CONNECTOR M12 N OF POLES : 5 3 M FEMALE SOCKET STRAIGHT SHIELDED: YES LED: NO SHEATH MATERIAL: PUR HALOGEN: NO | 0
6915 | 1877440150 | SENSOR/ACTUATOR LINE ONE END WITHOUT CONNECTOR M23 INNER THREAD N OF POLES: 12 1.5 M SOCKET ANGLED SHIELDED: NO LED: NO SHEATH MATERIAL: PUR HALOGEN: NO | 0
6916 | 1005460300 | SENSOR/ACTUATOR LINE CONNECTING LINE M12 / M12 N OF POLES : 3 3 M TWIN CABLING PIN STRAIGHT 2X SOCKET STRAIGHT SHIELDED: NO LED: NO SHEATH MATERIAL: PUR HALOGEN: NO | 0
6917 | 1005461000 | SENSOR/ACTUATOR LINE CONNECTING LINE M12 / M12 N OF POLES : 3 10 M TWIN CABLING PIN STRAIGHT 2X SOCKET STRAIGHT SHIELDED: NO LED: NO SHEATH MATERIAL: PUR HALOGEN: NO | 0
6918 | 1007070000 | SOCKETS PREFABRICATED TO CUSTOMER SPEC. M12 SOCKET ANGLED | 26
6919 | 1007080000 | PLUGS PREFABRICATED TO CUSTOMER SPEC. M12 PIN STRAIGHT | 46
6920 | 1007090000 | SOCKETS PREFABRICATED TO CUSTOMER SPEC. M12 FEMALE SOCKET STRAIGHT | 26
6921 | 1009170300 | SENSOR/ACTUATOR LINE CONNECTING LINE M12 / M8 N OF POLES : 3 3 M PIN STRAIGHT - SOCKET STRAIGHT SHIELDED: NO LED: NO SHEATH MATERIAL: PUR HALOGEN: NO | 0
6922 | 1009180800 | SENSOR/ACTUATOR LINE CONNECTING LINE M12 / M12 N OF POLES : 4 8 M FEMALE SOCKET STRAIGHT - FEMALE SOCKET STRAIGHT SHIELDED: NO LED: NO SHEATH MATERIAL: PUR HALOGEN: NO | 0
6923 | 1009370000 | Y CONNECTOR M12 | 405
6924 | 1010840015 | SYSTEM CABLE M12 D-CODE ? IP 67 STRAIGHT PIN OPEN CAT.5 (ISO/IEC 11801) / CAT.5E (TIA T568-B) RADOX GKW S 1.5 M | 8
6925 | 1010840030 | SYSTEM CABLE M12 D-CODE ? IP 67 STRAIGHT PIN OPEN CAT.5 (ISO/IEC 11801) / CAT.5E (TIA T568-B) RADOX GKW S 3 M | 8
6926 | 1011630800 | SENSOR/ACTUATOR LINE CONNECTING LINE M12 / M12 N OF POLES : 3 8 M SOCKET ANGLED - SOCKET ANGLED SHIELDED: NO LED: NO SHEATH MATERIAL: PUR HALOGEN: NO | 0
6927 | 1021730150 | SENSOR/ACTUATOR LINE CONNECTING LINE M12 / M12 N OF POLES : 4 1.5 M PIN STRAIGHT - SOCKET STRAIGHT SHIELDED: NO LED: NO SHEATH MATERIAL: PUR HALOGEN: NO | 0
6928 | 1021730500 | SENSOR/ACTUATOR LINE CONNECTING LINE M12 / M12 N OF POLES : 4 5 M PIN STRAIGHT - SOCKET STRAIGHT SHIELDED: NO LED: NO SHEATH MATERIAL: PUR HALOGEN: NO | 0
6929 | 1026180150 | VALVE PLUG 90° PLUG - VALVE PLUG | 177
6930 | 1044700000 | PLUGS PREFABRICATED TO CUSTOMER SPEC. M12 PIN STRAIGHT | 46
6931 | 1057720000 | SENSOR-ACTUATOR PASSIVE DISTRIBUTOR M8 WITH M12 OUTLET 8-POLE A-CODED YES | 229
6932 | 1057940000 | Y CONNECTOR M12 | 405
6933 | 1058390000 | SENSOR-ACTUATOR PASSIVE DISTRIBUTOR M12 FIXED CABLE VERSION 25 M YES | 19
6934 | 1058500150 | SENSOR/ACTUATOR LINE CONNECTING LINE M12 / M12 N OF POLES : 4 1.5 M PIN STRAIGHT - SOCKET STRAIGHT SHIELDED: YES LED: NO SHEATH MATERIAL: PUR HALOGEN: NO | 0
6935 | 1058540300 | BUS LINE ONE END WITHOUT CONNECTOR M12 N OF POLES: 2 3 M FEMALE SOCKET STRAIGHT SHIELDED: YES LED: NO SHEATH MATERIAL: PVC HALOGEN: YES | 0
6936 | 1058570150 | BUS LINE CONNECTING LINE M12 / M12 N OF POLES: 2 1.5 M PIN STRAIGHT - SOCKET STRAIGHT SHIELDED: YES LED: NO SHEATH MATERIAL: PVC HALOGEN: YES | 0
6937 | 1059330030 | DRAGLINE CABLE PROFINET M12 D-CODE ? IP 67 STRAIGHT PIN M12 D-CODE ? IP 67 STRAIGHT SOCKET CAT.5 (ISO/IEC 11801) / CAT.5E (TIA T568-B) PUR 3 M | 8
6938 | 1059340050 | SYSTEM CABLE M12 D-CODE ? IP 67 STRAIGHT PIN M12 D-CODE ? IP 67 STRAIGHT SOCKET CAT.5 (ISO/IEC 11801) / CAT.5E (TIA T568-B) RADOX GKW S 5 M | 8
6939 | 1059540300 | SENSOR/ACTUATOR LINE CONNECTING LINE M12 / M12 N OF POLES : 5 3 M PIN STRAIGHT - SOCKET 90° SHIELDED: YES LED: NO SHEATH MATERIAL: PUR HALOGEN: NO | 0
6940 | 1059650300 | SENSOR/ACTUATOR LINE ONE END WITHOUT CONNECTOR M12 N OF POLES : 4 3 M PIN 90° SHIELDED: YES LED: NO SHEATH MATERIAL: PUR HALOGEN: NO | 0
6941 | 1059681000 | SENSOR/ACTUATOR LINE CONNECTING LINE M12 / M12 N OF POLES : 3 10 M PIN ANGLED - BUSH STRAIGHT SHIELDED: YES LED: NO SHEATH MATERIAL: PUR HALOGEN: NO | 0
6942 | 1059710500 | SENSOR/ACTUATOR LINE CONNECTING LINE M12 / M12 N OF POLES : 5 5 M PIN ANGLED - BUSH STRAIGHT SHIELDED: YES LED: NO SHEATH MATERIAL: PUR HALOGEN: NO | 0
6943 | 1059711000 | SENSOR/ACTUATOR LINE CONNECTING LINE M12 / M12 N OF POLES : 5 10 M PIN ANGLED - BUSH STRAIGHT SHIELDED: YES LED: NO SHEATH MATERIAL: PUR HALOGEN: NO | 0
6944 | 1059720150 | SENSOR/ACTUATOR LINE CONNECTING LINE M12 / M12 N OF POLES : 3 1.5 M PIN 90° - SOCKET 90° SHIELDED: YES LED: NO SHEATH MATERIAL: PUR HALOGEN: NO | 0
6945 | 1059730300 | SENSOR/ACTUATOR LINE CONNECTING LINE M12 / M12 N OF POLES : 4 3 M PIN 90° - SOCKET 90° SHIELDED: YES LED: NO SHEATH MATERIAL: PUR HALOGEN: NO | 0
6946 | 1059730500 | SENSOR/ACTUATOR LINE CONNECTING LINE M12 / M12 N OF POLES : 4 5 M PIN 90° - SOCKET 90° SHIELDED: YES LED: NO SHEATH MATERIAL: PUR HALOGEN: NO | 0
6947 | 1059731000 | SENSOR/ACTUATOR LINE CONNECTING LINE M12 / M12 N OF POLES : 1 10 M PIN 90° - SOCKET 90° SHIELDED: YES LED: NO SHEATH MATERIAL: PUR HALOGEN: NO | 0
6948 | 1059750030 | DRAGLINE CABLE PROFINET M12 D-CODE ? IP 67 ANGLED PIN OPEN CAT.5 (ISO/IEC 11801) / CAT.5E (TIA T568-B) PUR 3 M | 8
6949 | 1059760100 | DRAGLINE CABLE PROFINET M12 D-CODE ? IP 67 ANGLED PIN RJ45 IP 20 CAT.5 (ISO/IEC 11801) / CAT.5E (TIA T568-B) PUR 10 M | 8
6950 | 1059770015 | DRAGLINE CABLE PROFINET M12 D-CODE ? IP 67 STRAIGHT PIN M12 D-CODE ? IP 67 ANGLED PIN CAT.5 (ISO/IEC 11801) / CAT.5E (TIA T568-B) PUR 1.5 M | 8
6951 | 1059770050 | DRAGLINE CABLE PROFINET M12 D-CODE ? IP 67 STRAIGHT PIN M12 D-CODE ? IP 67 ANGLED PIN CAT.5 (ISO/IEC 11801) / CAT.5E (TIA T568-B) PUR 5 M | 8
6952 | 1059890050 | DRAGLINE CABLE PROFINET M12 D-CODE ? IP 67 ANGLED PIN M12 D-CODE ? IP 67 ANGLED PIN CAT.5 (ISO/IEC 11801) / CAT.5E (TIA T568-B) PUR 5 M | 8
6953 | 1059890100 | DRAGLINE CABLE PROFINET M12 D-CODE ? IP 67 ANGLED PIN M12 D-CODE ? IP 67 ANGLED PIN CAT.5 (ISO/IEC 11801) / CAT.5E (TIA T568-B) PUR 10 M | 8
6954 | 1059900030 | SYSTEM CABLE M12 D-CODE ? IP 67 ANGLED PIN OPEN CAT.5 (ISO/IEC 11801) / CAT.5E (TIA T568-B) RADOX GKW S 3 M | 8
6955 | 1059940015 | SYSTEM CABLE M12 D-CODE ? IP 67 STRAIGHT PIN M12 D-CODE ? IP 67 ANGLED PIN CAT.5 (ISO/IEC 11801) / CAT.5E (TIA T568-B) RADOX GKW S 1.5 M | 8
6956 | 1059940050 | SYSTEM CABLE M12 D-CODE ? IP 67 STRAIGHT PIN M12 D-CODE ? IP 67 ANGLED PIN CAT.5 (ISO/IEC 11801) / CAT.5E (TIA T568-B) RADOX GKW S 5 M | 8
6957 | 1059940100 | SYSTEM CABLE M12 D-CODE ? IP 67 STRAIGHT PIN M12 D-CODE ? IP 67 ANGLED PIN CAT.5 (ISO/IEC 11801) / CAT.5E (TIA T568-B) RADOX GKW S 10 M | 8
6958 | 1061970150 | BUS LINE ONE END WITHOUT CONNECTOR M12 N OF POLES: 2 1.5 M PIN 90° SHIELDED: YES LED: NO SHEATH MATERIAL: PUR HALOGEN: NO | 0
6959 | 1062340150 | BUS LINE ONE END WITHOUT CONNECTOR M12 N OF POLES: 2 1.5 M PIN 90° SHIELDED: YES LED: NO SHEATH MATERIAL: PVC HALOGEN: YES | 0
6960 | 1062370300 | BUS LINE ONE END WITHOUT CONNECTOR M12 N OF POLES: 2 3 M SOCKET ANGLED SHIELDED: YES LED: NO SHEATH MATERIAL: PVC HALOGEN: YES | 0
6961 | 1062400150 | BUS LINE CONNECTING LINE M12 / M12 N OF POLES: 2 1.5 M PIN 90° - SOCKET 90° SHIELDED: YES LED: NO SHEATH MATERIAL: PVC HALOGEN: YES | 0
6962 | 1070640000 | SENSOR-ACTUATOR PASSIVE DISTRIBUTOR M12 FIXED CABLE VERSION 10 M YES | 19
6963 | 1070650000 | SENSOR-ACTUATOR PASSIVE DISTRIBUTOR M12 FIXED CABLE VERSION 5 M YES | 19
6964 | 1070660000 | SENSOR-ACTUATOR PASSIVE DISTRIBUTOR M12 FIXED CABLE VERSION 10 M YES | 19
6965 | 1073020038 | SENSOR/ACTUATOR LINE CONNECTING LINE M8 / M8 N OF POLES : 3 0.38 M PIN ANGLED - BUSH STRAIGHT SHIELDED: NO LED: NO SHEATH MATERIAL: PUR HALOGEN: NO | 0
6966 | 1073020054 | SENSOR/ACTUATOR LINE CONNECTING LINE M8 / M8 N OF POLES : 3 0.54 M PIN ANGLED - BUSH STRAIGHT SHIELDED: NO LED: NO SHEATH MATERIAL: PUR HALOGEN: NO | 0
6967 | 1073020300 | SENSOR/ACTUATOR LINE CONNECTING LINE M8 / M8 N OF POLES : 3 0.3 M PIN ANGLED - BUSH STRAIGHT SHIELDED: NO LED: NO SHEATH MATERIAL: PUR HALOGEN: NO | 0
6968 | 1073020500 | SENSOR/ACTUATOR LINE CONNECTING LINE M8 / M8 N OF POLES : 3 5 M PIN ANGLED - BUSH STRAIGHT SHIELDED: NO LED: NO SHEATH MATERIAL: PUR HALOGEN: NO | 0
6969 | 1073021000 | SENSOR/ACTUATOR LINE CONNECTING LINE M8 / M8 N OF POLES : 3 10 M PIN ANGLED - BUSH STRAIGHT SHIELDED: NO LED: NO SHEATH MATERIAL: PUR HALOGEN: NO | 0
6970 | 1076520200 | BUS LINE ONE END WITHOUT CONNECTOR M12 N OF POLES: 2 2 M SOCKET ANGLED SHIELDED: YES LED: NO SHEATH MATERIAL: PVC HALOGEN: YES | 0
6971 | 1076530200 | BUS LINE ONE END WITHOUT CONNECTOR M12 N OF POLES: 2 2 M SOCKET ANGLED SHIELDED: YES LED: NO SHEATH MATERIAL: PVC HALOGEN: YES | 0
6972 | 1076540500 | BUS LINE ONE END WITHOUT CONNECTOR M12 N OF POLES: 2 5 M PIN 90° SHIELDED: YES LED: NO SHEATH MATERIAL: PVC HALOGEN: YES | 0
6973 | 1092921000 | SENSOR/ACTUATOR LINE ONE END WITHOUT CONNECTOR M12 N OF POLES : 4 10 M FEMALE SOCKET STRAIGHT SHIELDED: NO LED: NO SHEATH MATERIAL: PUR HALOGEN: NO | 0
6974 | 1092960500 | SENSOR/ACTUATOR LINE ONE END WITHOUT CONNECTOR M12 N OF POLES : 4 5 M SOCKET ANGLED SHIELDED: NO LED: NO SHEATH MATERIAL: PUR HALOGEN: NO | 0
6975 | 1092961000 | SENSOR/ACTUATOR LINE ONE END WITHOUT CONNECTOR M12 N OF POLES : 4 10 M SOCKET ANGLED SHIELDED: NO LED: NO SHEATH MATERIAL: PUR HALOGEN: NO | 0
6976 | 1093020500 | SENSOR/ACTUATOR LINE CONNECTING LINE M12 / M12 N OF POLES : 4 5 M PIN STRAIGHT - SOCKET STRAIGHT SHIELDED: NO LED: NO SHEATH MATERIAL: PUR HALOGEN: NO | 0
6977 | 1093031000 | SENSOR/ACTUATOR LINE CONNECTING LINE M12 / M12 N OF POLES : 5 10 M PIN STRAIGHT - SOCKET STRAIGHT SHIELDED: NO LED: NO SHEATH MATERIAL: PUR HALOGEN: NO | 0
6978 | 1093050150 | SENSOR/ACTUATOR LINE CONNECTING LINE M12 / M12 N OF POLES : 3 1.5 M PIN STRAIGHT - SOCKET 90° SHIELDED: NO LED: NO SHEATH MATERIAL: PUR HALOGEN: NO | 0
6979 | 1093190300 | SENSOR/ACTUATOR LINE ONE END WITHOUT CONNECTOR M8 N OF POLES : 3 3 M FEMALE SOCKET STRAIGHT SHIELDED: NO LED: NO SHEATH MATERIAL: PUR HALOGEN: NO | 0
6980 | 1093191000 | SENSOR/ACTUATOR LINE ONE END WITHOUT CONNECTOR M8 N OF POLES : 3 10 M FEMALE SOCKET STRAIGHT SHIELDED: NO LED: NO SHEATH MATERIAL: PUR HALOGEN: NO | 0
6981 | 1093250300 | SENSOR/ACTUATOR LINE CONNECTING LINE M12 / M8 N OF POLES : 3 3 M TWIN CABLING PIN STRAIGHT 2X SOCKET STRAIGHT SHIELDED: NO LED: NO SHEATH MATERIAL: PUR HALOGEN: NO | 0
6982 | 1102190100 | SYSTEM CABLE M12 D-CODE ? IP 67 STRAIGHT PIN M12 D-CODE ? IP 67 STRAIGHT PIN CAT.5 (ISO/IEC 11801) / CAT.5E (TIA T568-B) PVC 10 M | 8
6983 | 1104470500 | SENSOR/ACTUATOR LINE CONNECTING LINE M8 / M8 N OF POLES : 3 5 M PIN STRAIGHT - SOCKET STRAIGHT SHIELDED: NO LED: NO SHEATH MATERIAL: PUR HALOGEN: NO | 0
6984 | 1108670500 | SENSOR/ACTUATOR LINE ONE END WITHOUT CONNECTOR M12 N OF POLES : 3 5 M PIN 90° SHIELDED: NO LED: NO SHEATH MATERIAL: PUR HALOGEN: NO | 0
6985 | 1108671000 | SENSOR/ACTUATOR LINE ONE END WITHOUT CONNECTOR M12 N OF POLES : 3 10 M PIN 90° SHIELDED: NO LED: NO SHEATH MATERIAL: PUR HALOGEN: NO | 0
6986 | 1108680500 | SENSOR/ACTUATOR LINE ONE END WITHOUT CONNECTOR M12 N OF POLES : 4 5 M PIN 90° SHIELDED: NO LED: NO SHEATH MATERIAL: PUR HALOGEN: NO | 0
6987 | 1108690300 | SENSOR/ACTUATOR LINE ONE END WITHOUT CONNECTOR M12 N OF POLES : 5 3 M PIN 90° SHIELDED: NO LED: NO SHEATH MATERIAL: PUR HALOGEN: NO | 0
6988 | 1108690500 | SENSOR/ACTUATOR LINE ONE END WITHOUT CONNECTOR M12 N OF POLES : 5 5 M PIN 90° SHIELDED: NO LED: NO SHEATH MATERIAL: PUR HALOGEN: NO | 0
6989 | 1108691000 | SENSOR/ACTUATOR LINE ONE END WITHOUT CONNECTOR M12 N OF POLES : 5 10 M PIN 90° SHIELDED: NO LED: NO SHEATH MATERIAL: PUR HALOGEN: NO | 0
6990 | 1108700150 | SENSOR/ACTUATOR LINE CONNECTING LINE M12 / M12 N OF POLES : 3 1.5 M PIN 90° - SOCKET 90° SHIELDED: NO LED: NO SHEATH MATERIAL: PUR HALOGEN: NO | 0
6991 | 1108710150 | SENSOR/ACTUATOR LINE CONNECTING LINE M12 / M12 N OF POLES : 4 1.5 M PIN 90° - SOCKET 90° SHIELDED: NO LED: NO SHEATH MATERIAL: PUR HALOGEN: NO | 0
6992 | 1108710300 | SENSOR/ACTUATOR LINE CONNECTING LINE M12 / M12 N OF POLES : 4 3 M PIN 90° - SOCKET 90° SHIELDED: NO LED: NO SHEATH MATERIAL: PUR HALOGEN: NO | 0
6993 | 1108730500 | SENSOR/ACTUATOR LINE ONE END WITHOUT CONNECTOR M12 N OF POLES : 3 5 M FEMALE SOCKET STRAIGHT SHIELDED: NO LED: NO SHEATH MATERIAL: PUR HALOGEN: NO | 0
6994 | 1108731000 | SENSOR/ACTUATOR LINE ONE END WITHOUT CONNECTOR M12 N OF POLES : 3 10 M FEMALE SOCKET STRAIGHT SHIELDED: NO LED: NO SHEATH MATERIAL: PUR HALOGEN: NO | 0
6995 | 1108740150 | SENSOR/ACTUATOR LINE ONE END WITHOUT CONNECTOR M12 N OF POLES : 4 1.5 M FEMALE SOCKET STRAIGHT SHIELDED: NO LED: NO SHEATH MATERIAL: PUR HALOGEN: NO | 0
6996 | 1108770010 | SENSOR/ACTUATOR LINE ONE END WITHOUT CONNECTOR M12 N OF POLES : 3 0.1 M SOCKET ANGLED SHIELDED: NO LED: NO SHEATH MATERIAL: PUR HALOGEN: NO | 0
6997 | 1108770300 | SENSOR/ACTUATOR LINE ONE END WITHOUT CONNECTOR M12 N OF POLES : 3 3 M SOCKET ANGLED SHIELDED: NO LED: NO SHEATH MATERIAL: PUR HALOGEN: NO | 0
6998 | 1108771000 | SENSOR/ACTUATOR LINE ONE END WITHOUT CONNECTOR M12 N OF POLES : 3 10 M SOCKET ANGLED SHIELDED: NO LED: NO SHEATH MATERIAL: PUR HALOGEN: NO | 0
6999 | 1108780300 | SENSOR/ACTUATOR LINE ONE END WITHOUT CONNECTOR M12 N OF POLES : 4 3 M SOCKET ANGLED SHIELDED: NO LED: NO SHEATH MATERIAL: PUR HALOGEN: NO | 0
7000 | 1108781000 | SENSOR/ACTUATOR LINE ONE END WITHOUT CONNECTOR M12 N OF POLES : 4 10 M SOCKET ANGLED SHIELDED: NO LED: NO SHEATH MATERIAL: PUR HALOGEN: NO | 0
7001 | 1108781500 | SENSOR/ACTUATOR LINE ONE END WITHOUT CONNECTOR M12 N OF POLES : 4 15 M SOCKET ANGLED SHIELDED: NO LED: NO SHEATH MATERIAL: PUR HALOGEN: NO | 0
7002 | 1108790500 | SENSOR/ACTUATOR LINE ONE END WITHOUT CONNECTOR M12 N OF POLES : 5 5 M SOCKET ANGLED SHIELDED: NO LED: NO SHEATH MATERIAL: PUR HALOGEN: NO | 0
7003 | 1108801000 | SENSOR/ACTUATOR LINE ONE END WITHOUT CONNECTOR M12 N OF POLES : 3 10 M PIN STRAIGHT SHIELDED: NO LED: NO SHEATH MATERIAL: PUR HALOGEN: NO | 0
7004 | 1108810300 | SENSOR/ACTUATOR LINE ONE END WITHOUT CONNECTOR M12 N OF POLES : 4 3 M PIN STRAIGHT SHIELDED: NO LED: NO SHEATH MATERIAL: PUR HALOGEN: NO | 0
7005 | 1108811000 | SENSOR/ACTUATOR LINE ONE END WITHOUT CONNECTOR M12 N OF POLES : 4 10 M PIN STRAIGHT SHIELDED: NO LED: NO SHEATH MATERIAL: PUR HALOGEN: NO | 0
7006 | 1108830150 | SENSOR/ACTUATOR LINE CONNECTING LINE M12 / M12 N OF POLES : 3 1.5 M PIN STRAIGHT - SOCKET STRAIGHT SHIELDED: NO LED: NO SHEATH MATERIAL: PUR HALOGEN: NO | 0
7007 | 1108840030 | SENSOR/ACTUATOR LINE CONNECTING LINE M12 / M12 N OF POLES : 4 0.3 M PIN STRAIGHT - SOCKET STRAIGHT SHIELDED: NO LED: NO SHEATH MATERIAL: PUR HALOGEN: NO | 0
7008 | 1108840060 | SENSOR/ACTUATOR LINE CONNECTING LINE M12 / M12 N OF POLES : 4 0.6 M PIN STRAIGHT - SOCKET STRAIGHT SHIELDED: NO LED: NO SHEATH MATERIAL: PUR HALOGEN: NO | 0
7009 | 1108840200 | SENSOR/ACTUATOR LINE CONNECTING LINE M12 / M12 N OF POLES : 4 2 M PIN STRAIGHT - SOCKET STRAIGHT SHIELDED: NO LED: NO SHEATH MATERIAL: PUR HALOGEN: NO | 0
7010 | 1108840500 | SENSOR/ACTUATOR LINE CONNECTING LINE M12 / M12 N OF POLES : 4 5 M PIN STRAIGHT - SOCKET STRAIGHT SHIELDED: NO LED: NO SHEATH MATERIAL: PUR HALOGEN: NO | 0
7011 | 1108840750 | SENSOR/ACTUATOR LINE CONNECTING LINE M12 / M12 N OF POLES : 4 7.5 M PIN STRAIGHT - SOCKET STRAIGHT SHIELDED: NO LED: NO SHEATH MATERIAL: PUR HALOGEN: NO | 0
7012 | 1108841000 | SENSOR/ACTUATOR LINE CONNECTING LINE M12 / M12 N OF POLES : 4 10 M PIN STRAIGHT - SOCKET STRAIGHT SHIELDED: NO LED: NO SHEATH MATERIAL: PUR HALOGEN: NO | 0
7013 | 1108850150 | SENSOR/ACTUATOR LINE CONNECTING LINE M12 / M12 N OF POLES : 5 1.5 M PIN STRAIGHT - SOCKET STRAIGHT SHIELDED: NO LED: NO SHEATH MATERIAL: PUR HALOGEN: NO | 0
7014 | 1108851000 | SENSOR/ACTUATOR LINE CONNECTING LINE M12 / M12 N OF POLES : 5 10 M PIN STRAIGHT - SOCKET STRAIGHT SHIELDED: NO LED: NO SHEATH MATERIAL: PUR HALOGEN: NO | 0
7015 | 1108870500 | SENSOR/ACTUATOR LINE CONNECTING LINE M12 / M12 N OF POLES : 3 5 M PIN STRAIGHT - SOCKET 90° SHIELDED: NO LED: NO SHEATH MATERIAL: PUR HALOGEN: NO | 0
7016 | 1108880200 | SENSOR/ACTUATOR LINE CONNECTING LINE M12 / M12 N OF POLES : 4 2 M PIN STRAIGHT - SOCKET 90° SHIELDED: NO LED: NO SHEATH MATERIAL: PUR HALOGEN: NO | 0
7017 | 1108880300 | SENSOR/ACTUATOR LINE CONNECTING LINE M12 / M12 N OF POLES : 4 3 M PIN STRAIGHT - SOCKET 90° SHIELDED: NO LED: NO SHEATH MATERIAL: PUR HALOGEN: NO | 0
7018 | 1108891000 | SENSOR/ACTUATOR LINE CONNECTING LINE M12 / M12 N OF POLES : 5 10 M PIN STRAIGHT - SOCKET 90° SHIELDED: NO LED: NO SHEATH MATERIAL: PUR HALOGEN: NO | 0
7019 | 1160820300 | BUS LINE ONE END WITHOUT CONNECTOR M8 N OF POLES: 4 3 M PIN STRAIGHT SHIELDED: YES LED: NO SHEATH MATERIAL: PUR HALOGEN: NO | 0
7020 | 1701232000 | SAI PASSIVE SENSOR-ACTUATOR PASSIVE DISTRIBUTOR M12 HOOD VERSION WITH M20 OUTLET YES | 19
7021 | 1701242000 | SAI PASSIVE SENSOR-ACTUATOR PASSIVE DISTRIBUTOR M12 HOOD VERSION WITH M20 OUTLET YES | 19
7022 | 1705920000 | FIELD BUS COMPONENTS SENSOR-ACTUATOR PASSIVE DISTRIBUTOR M12 HOOD VERSION YES | 19
7023 | 1705923000 | SAI PASSIVE SENSOR-ACTUATOR PASSIVE DISTRIBUTOR M12 HOOD VERSION WITH M25 OUTLET YES | 19
7024 | 1705932000 | SAI PASSIVE SENSOR-ACTUATOR PASSIVE DISTRIBUTOR M12 HOOD VERSION WITH M20 OUTLET YES | 19
7025 | 1705941000 | SAI PASSIVE SENSOR-ACTUATOR PASSIVE DISTRIBUTOR M12 HOOD VERSION YES | 19
7026 | 1705942000 | SAI PASSIVE SENSOR-ACTUATOR PASSIVE DISTRIBUTOR M12 HOOD VERSION WITH M20 OUTLET YES | 19
7027 | 1705943000 | SAI PASSIVE SENSOR-ACTUATOR PASSIVE DISTRIBUTOR M12 HOOD VERSION WITH M25 OUTLET YES | 19
7028 | 1724752000 | SAI PASSIVE SENSOR-ACTUATOR PASSIVE DISTRIBUTOR HOOD VERSION WITH M20 OUTLET NO | 19
7029 | 1752080000 | SENSOR-ACTUATOR PASSIVE DISTRIBUTOR HOOD VERSION NO | 19
7030 | 1752083000 | SAI PASSIVE SENSOR-ACTUATOR PASSIVE DISTRIBUTOR HOOD VERSION WITH M25 OUTLET | 19
7031 | 1760040000 | SAI PASSIVE SENSOR-ACTUATOR PASSIVE DISTRIBUTOR IDC M12 HOOD VERSION YES | 19
7032 | 1760050000 | SAI PASSIVE SENSOR-ACTUATOR PASSIVE DISTRIBUTOR IDC M12 HOOD VERSION YES | 19
7033 | 1760060000 | SAI PASSIVE SENSOR-ACTUATOR PASSIVE DISTRIBUTOR IDC M12 HOOD VERSION YES | 19
7034 | 1760061000 | SAI PASSIVE SENSOR-ACTUATOR PASSIVE DISTRIBUTOR IDC M12 HOOD VERSION YES | 19
7035 | 1766660000 | SAI PASSIVE SENSOR-ACTUATOR PASSIVE DISTRIBUTOR IDC M12 FIXED CABLE VERSION 5 M YES | 19
7036 | 1766670000 | SAI PASSIVE SENSOR-ACTUATOR PASSIVE DISTRIBUTOR IDC M12 FIXED CABLE VERSION 10 M YES | 19
7037 | 1766690000 | SAI PASSIVE SENSOR-ACTUATOR PASSIVE DISTRIBUTOR IDC M12 FIXED CABLE VERSION 10 M YES | 19
7038 | 1766710000 | SAI PASSIVE SENSOR-ACTUATOR PASSIVE DISTRIBUTOR IDC M12 FIXED CABLE VERSION 10 M YES | 19
7039 | 1766780000 | SAI PASSIVE SENSOR-ACTUATOR PASSIVE DISTRIBUTOR IDC M12 HOOD VERSION YES | 19
7040 | 1766801000 | SAI PASSIVE SENSOR-ACTUATOR PASSIVE DISTRIBUTOR IDC M12 HOOD VERSION YES | 19
7041 | 1767880000 | SAI PASSIVE SENSOR-ACTUATOR PASSIVE DISTRIBUTOR M12 HOOD VERSION YES | 19
7042 | 1782740000 | SAI PASSIVE SENSOR-ACTUATOR PASSIVE DISTRIBUTOR M12 HOOD VERSION YES | 19
7043 | 1783460000 | SENSOR-ACTUATOR PASSIVE DISTRIBUTOR HOOD VERSION NO | 19
7044 | 1783490000 | SAI PASSIVE SENSOR-ACTUATOR PASSIVE DISTRIBUTOR M12 HOOD VERSION YES | 19
7045 | 1783491000 | SAI PASSIVE SENSOR-ACTUATOR PASSIVE DISTRIBUTOR M12 HOOD VERSION YES | 19
7046 | 1784580000 | SAI PASSIVE SENSOR-ACTUATOR PASSIVE DISTRIBUTOR M8 FIXED CABLE VERSION 5 M YES | 19
7047 | 1784590000 | SAI PASSIVE SENSOR-ACTUATOR PASSIVE DISTRIBUTOR M8 FIXED CABLE VERSION 10 M YES | 19
7048 | 1784600000 | SAI PASSIVE SENSOR-ACTUATOR PASSIVE DISTRIBUTOR M8 FIXED CABLE VERSION 5 M YES | 19
7049 | 1784680000 | SAI PASSIVE SENSOR-ACTUATOR PASSIVE DISTRIBUTOR M8 HOOD VERSION YES | 19
7050 | 1791452800 | SENSOR-ACTUATOR PASSIVE DISTRIBUTOR HOOD VERSION 28 M NO | 19
7051 | 1791460900 | SENSOR-ACTUATOR PASSIVE DISTRIBUTOR HOOD VERSION 9 M NO | 19
7052 | 1791462000 | SENSOR-ACTUATOR PASSIVE DISTRIBUTOR HOOD VERSION 20 M NO | 19
7053 | 1791462500 | SENSOR-ACTUATOR PASSIVE DISTRIBUTOR HOOD VERSION 25 M NO | 19
7054 | 1791462800 | SENSOR-ACTUATOR PASSIVE DISTRIBUTOR HOOD VERSION 28 M NO | 19
7055 | 1791463400 | SENSOR-ACTUATOR PASSIVE DISTRIBUTOR HOOD VERSION 34 M NO | 19
7056 | 1791464000 | SENSOR-ACTUATOR PASSIVE DISTRIBUTOR HOOD VERSION 40 M NO | 19
7057 | 1791465500 | SENSOR-ACTUATOR PASSIVE DISTRIBUTOR HOOD VERSION 55 M NO | 19
7058 | 1795900000 | SAI PASSIVE SENSOR-ACTUATOR PASSIVE DISTRIBUTOR M8 WITH M16 OUTLET 12-POLE YES | 19
7059 | 1800000000 | SAI PASSIVE SENSOR-ACTUATOR PASSIVE DISTRIBUTOR M12 HOOD VERSION NO | 19
7060 | 1804600000 | SENSOR-ACTUATOR PASSIVE DISTRIBUTOR M12 HOOD VERSION 5 M YES | 19
7061 | 1806010000 | SENSOR-ACTUATOR PASSIVE DISTRIBUTOR M12 HOOD VERSION NO | 19
7062 | 1807640000 | SENSOR-ACTUATOR PASSIVE DISTRIBUTOR M12 HOOD VERSION YES | 19
7063 | 1807641000 | SENSOR-ACTUATOR PASSIVE DISTRIBUTOR M12 HOOD VERSION YES | 19
7064 | 1808971000 | SENSOR/ACTUATOR LINE ONE END WITHOUT CONNECTOR M12 N OF POLES : 4 10 M SOCKET ANGLED SHIELDED: YES LED: NO SHEATH MATERIAL: PUR HALOGEN: NO | 0
7065 | 1812540150 | SENSOR/ACTUATOR LINE ONE END WITHOUT CONNECTOR M12 N OF POLES : 4 1.5 M FEMALE SOCKET STRAIGHT SHIELDED: YES LED: NO SHEATH MATERIAL: PUR HALOGEN: NO | 0
7066 | 1816610000 | SAI PASSIVE SENSOR-ACTUATOR PASSIVE DISTRIBUTOR M12 HOOD VERSION NO | 19
7067 | 1824580120 | SENSOR/ACTUATOR LINE CONNECTING LINE M8 / M8 N OF POLES : 3 1.2 M PIN STRAIGHT - SOCKET 90° SHIELDED: NO LED: NO SHEATH MATERIAL: PUR HALOGEN: NO | 0
7068 | 1845161500 | VALVE PLUG WITH INTEGRAL SEAL ONE END WITHOUT CONNECTOR - VALVE PLUG | 49
7069 | 1852750000 | SOCKETS PREFABRICATED TO CUSTOMER SPEC. M12 FEMALE SOCKET STRAIGHT | 26
7070 | 1877440300 | SENSOR/ACTUATOR LINE ONE END WITHOUT CONNECTOR M23 INNER THREAD N OF POLES: 12 3 M SOCKET ANGLED SHIELDED: NO LED: NO SHEATH MATERIAL: PUR HALOGEN: NO | 0
7071 | 1877441000 | SENSOR/ACTUATOR LINE ONE END WITHOUT CONNECTOR M23 INNER THREAD N OF POLES: 12 10 M SOCKET ANGLED SHIELDED: NO LED: NO SHEATH MATERIAL: PUR HALOGEN: NO | 0
7072 | 1877442000 | SENSOR/ACTUATOR LINE ONE END WITHOUT CONNECTOR M23 INNER THREAD N OF POLES: 12 20 M SOCKET ANGLED SHIELDED: NO LED: NO SHEATH MATERIAL: PUR HALOGEN: NO | 0
7073 | 1878490000 | SOCKETS PREFABRICATED TO CUSTOMER SPEC. M12 FEMALE SOCKET STRAIGHT | 26
7074 | 1880470100 | SENSOR/ACTUATOR LINE CONNECTING LINE M8 / M8 N OF POLES : 4 1 M PIN STRAIGHT - SOCKET STRAIGHT SHIELDED: NO LED: NO SHEATH MATERIAL: PUR HALOGEN: NO | 0
7075 | 1880470150 | SENSOR/ACTUATOR LINE CONNECTING LINE M8 / M8 N OF POLES : 4 1.5 M PIN STRAIGHT - SOCKET STRAIGHT SHIELDED: NO LED: NO SHEATH MATERIAL: PUR HALOGEN: NO | 0
7076 | 1883460500 | SENSOR/ACTUATOR LINE ONE END WITHOUT CONNECTOR M12 N OF POLES : 8 5 M SOCKET ANGLED SHIELDED: NO LED: NO SHEATH MATERIAL: PUR HALOGEN: NO | 0
7077 | 1883461000 | SENSOR/ACTUATOR LINE ONE END WITHOUT CONNECTOR M12 N OF POLES : 8 10 M SOCKET ANGLED SHIELDED: NO LED: NO SHEATH MATERIAL: PUR HALOGEN: NO | 0
7078 | 1886440500 | SENSOR/ACTUATOR LINE ONE END WITHOUT CONNECTOR M23 INNER THREAD N OF POLES: 12 5 M FEMALE SOCKET STRAIGHT SHIELDED: NO LED: NO SHEATH MATERIAL: PUR HALOGEN: NO | 0
7079 | 1890520300 | SENSOR/ACTUATOR LINE ONE END WITHOUT CONNECTOR M12 N OF POLES : 8 3 M FEMALE SOCKET STRAIGHT SHIELDED: YES LED: NO SHEATH MATERIAL: PUR HALOGEN: NO | 0
7080 | 1890520500 | SENSOR/ACTUATOR LINE ONE END WITHOUT CONNECTOR M12 N OF POLES : 8 5 M FEMALE SOCKET STRAIGHT SHIELDED: YES LED: NO SHEATH MATERIAL: PUR HALOGEN: NO | 0
7081 | 1890521000 | SENSOR/ACTUATOR LINE ONE END WITHOUT CONNECTOR M12 N OF POLES : 8 10 M FEMALE SOCKET STRAIGHT SHIELDED: YES LED: NO SHEATH MATERIAL: PUR HALOGEN: NO | 0
7082 | 1890521500 | SENSOR/ACTUATOR LINE ONE END WITHOUT CONNECTOR M12 N OF POLES : 8 15 M FEMALE SOCKET STRAIGHT SHIELDED: YES LED: NO SHEATH MATERIAL: PUR HALOGEN: NO | 0
7083 | 1891000500 | VALVE PLUG ONE END WITHOUT CONNECTOR - VALVE PLUG A | 49
7084 | 1891001000 | VALVE PLUG ONE END WITHOUT CONNECTOR - VALVE PLUG A | 49
7085 | 1892080000 | SENSOR-ACTUATOR PASSIVE DISTRIBUTOR M12 HOOD VERSION YES | 19
7086 | 1892090000 | SENSOR-ACTUATOR PASSIVE DISTRIBUTOR M12 HOOD VERSION YES | 19
7087 | 1892120001 | PLUGS PREFABRICATED TO CUSTOMER SPEC. M12 PIN STRAIGHT | 46
7088 | 1892130000 | SOCKETS PREFABRICATED TO CUSTOMER SPEC. M12 FEMALE SOCKET STRAIGHT | 26
7089 | 1892130001 | SOCKETS PREFABRICATED TO CUSTOMER SPEC. M12 FEMALE SOCKET STRAIGHT | 26
7090 | 1894380000 | SENSOR-ACTUATOR PASSIVE DISTRIBUTOR M12 HOOD VERSION EX NO | 19
7091 | 1896090000 | SENSOR-ACTUATOR PASSIVE DISTRIBUTOR M12 HOOD VERSION EX YES | 19
7092 | 1896991000 | VALVE PLUG ONE END WITHOUT CONNECTOR - VALVE PLUG | 49
7093 | 1898240500 | SENSOR/ACTUATOR LINE ONE END WITHOUT CONNECTOR M12 N OF POLES : 12 5 M SOCKET ANGLED SHIELDED: NO LED: NO SHEATH MATERIAL: PUR HALOGEN: NO | 0
7094 | 1898241500 | SENSOR/ACTUATOR LINE ONE END WITHOUT CONNECTOR M12 N OF POLES : 12 15 M SOCKET ANGLED SHIELDED: NO LED: NO SHEATH MATERIAL: PUR HALOGEN: NO | 0
7095 | 1898242000 | SENSOR/ACTUATOR LINE ONE END WITHOUT CONNECTOR M12 N OF POLES : 12 20 M SOCKET ANGLED SHIELDED: NO LED: NO SHEATH MATERIAL: PUR HALOGEN: NO | 0
7096 | 1900001000 | CABLE GLAND TOOL FOR MOULDED M12 LINES | 489
7097 | 1900110000 | CABLE GLAND TOOL FOR MOULDED M12 LINES | 489
7098 | 1906280500 | SENSOR/ACTUATOR LINE ONE END WITHOUT CONNECTOR M23 EXTERNAL THREAD N OF POLES: 12 5 M PIN STRAIGHT SHIELDED: NO LED: NO SHEATH MATERIAL: PUR HALOGEN: NO | 0
7099 | 1906341000 | SENSOR/ACTUATOR LINE CONNECTING LINE M12 / M8 N OF POLES : 4 10 M PIN 90° - SOCKET 90° SHIELDED: NO LED: NO SHEATH MATERIAL: PUR HALOGEN: NO | 0
7100 | 1906410300 | SENSOR/ACTUATOR LINE CONNECTING LINE M12 / M12 N OF POLES : 4 3 M PIN STRAIGHT - SOCKET 90° SHIELDED: NO LED: YES SHEATH MATERIAL: PUR HALOGEN: NO | 0
7101 | 1906410500 | SENSOR/ACTUATOR LINE CONNECTING LINE M12 / M12 N OF POLES : 4 5 M PIN STRAIGHT - SOCKET 90° SHIELDED: NO LED: YES SHEATH MATERIAL: PUR HALOGEN: NO | 0
7102 | 1906480300 | SENSOR/ACTUATOR LINE ONE END WITHOUT CONNECTOR M12 N OF POLES : 4 3 M PIN STRAIGHT SHIELDED: YES LED: NO SHEATH MATERIAL: PUR HALOGEN: NO | 0
7103 | 1906500010 | SENSOR/ACTUATOR LINE ONE END WITHOUT CONNECTOR M12 N OF POLES : 3 0.1 M PIN 90° SHIELDED: YES LED: NO SHEATH MATERIAL: PUR HALOGEN: NO | 0
7104 | 1906500300 | SENSOR/ACTUATOR LINE ONE END WITHOUT CONNECTOR M12 N OF POLES : 3 3 M PIN 90° SHIELDED: YES LED: NO SHEATH MATERIAL: PUR HALOGEN: NO | 0
7105 | 1906500500 | SENSOR/ACTUATOR LINE ONE END WITHOUT CONNECTOR M12 N OF POLES : 3 5 M PIN 90° SHIELDED: YES LED: NO SHEATH MATERIAL: PUR HALOGEN: NO | 0
7106 | 1906501000 | SENSOR/ACTUATOR LINE ONE END WITHOUT CONNECTOR M12 N OF POLES : 3 10 M PIN 90° SHIELDED: YES LED: NO SHEATH MATERIAL: PUR HALOGEN: NO | 0
7107 | 1906521000 | SENSOR/ACTUATOR LINE ONE END WITHOUT CONNECTOR M12 N OF POLES : 5 10 M PIN 90° SHIELDED: YES LED: NO SHEATH MATERIAL: PUR HALOGEN: NO | 0
7108 | 1906540150 | SENSOR/ACTUATOR LINE ONE END WITHOUT CONNECTOR M12 N OF POLES : 5 1.5 M SOCKET ANGLED SHIELDED: YES LED: NO SHEATH MATERIAL: PUR HALOGEN: NO | 0
7109 | 1906541000 | SENSOR/ACTUATOR LINE ONE END WITHOUT CONNECTOR M12 N OF POLES : 5 10 M SOCKET ANGLED SHIELDED: YES LED: NO SHEATH MATERIAL: PUR HALOGEN: NO | 0
7110 | 1906541500 | SENSOR/ACTUATOR LINE ONE END WITHOUT CONNECTOR M12 N OF POLES : 5 15 M SOCKET ANGLED SHIELDED: YES LED: NO SHEATH MATERIAL: PUR HALOGEN: NO | 0
7111 | 1906560300 | SENSOR/ACTUATOR LINE ONE END WITHOUT CONNECTOR M8 N OF POLES : 3 3 M PIN STRAIGHT SHIELDED: YES LED: NO SHEATH MATERIAL: PUR HALOGEN: NO | 0
7112 | 1906561000 | SENSOR/ACTUATOR LINE ONE END WITHOUT CONNECTOR M8 N OF POLES : 3 10 M PIN STRAIGHT SHIELDED: YES LED: NO SHEATH MATERIAL: PUR HALOGEN: NO | 0
7113 | 1906570150 | SENSOR/ACTUATOR LINE ONE END WITHOUT CONNECTOR M8 N OF POLES : 4 1.5 M PIN STRAIGHT SHIELDED: YES LED: NO SHEATH MATERIAL: PUR HALOGEN: NO | 0
7114 | 1906570500 | SENSOR/ACTUATOR LINE ONE END WITHOUT CONNECTOR M8 N OF POLES : 4 5 M PIN STRAIGHT SHIELDED: YES LED: NO SHEATH MATERIAL: PUR HALOGEN: NO | 0
7115 | 1906580150 | SENSOR/ACTUATOR LINE ONE END WITHOUT CONNECTOR M8 N OF POLES : 3 1.5 M PIN 90° SHIELDED: YES LED: NO SHEATH MATERIAL: PUR HALOGEN: NO | 0
7116 | 1906580300 | SENSOR/ACTUATOR LINE ONE END WITHOUT CONNECTOR M8 N OF POLES : 3 3 M PIN 90° SHIELDED: YES LED: NO SHEATH MATERIAL: PUR HALOGEN: NO | 0
7117 | 1906580500 | SENSOR/ACTUATOR LINE ONE END WITHOUT CONNECTOR M8 N OF POLES : 3 5 M PIN 90° SHIELDED: YES LED: NO SHEATH MATERIAL: PUR HALOGEN: NO | 0
7118 | 1906590300 | SENSOR/ACTUATOR LINE ONE END WITHOUT CONNECTOR M8 N OF POLES : 4 3 M PIN 90° SHIELDED: YES LED: NO SHEATH MATERIAL: PUR HALOGEN: NO | 0
7119 | 1906591000 | SENSOR/ACTUATOR LINE ONE END WITHOUT CONNECTOR M8 N OF POLES : 4 10 M PIN 90° SHIELDED: YES LED: NO SHEATH MATERIAL: PUR HALOGEN: NO | 0
7120 | 1906600300 | SENSOR/ACTUATOR LINE ONE END WITHOUT CONNECTOR M8 N OF POLES : 3 3 M FEMALE SOCKET STRAIGHT SHIELDED: YES LED: NO SHEATH MATERIAL: PUR HALOGEN: NO | 0
7121 | 1906600500 | SENSOR/ACTUATOR LINE ONE END WITHOUT CONNECTOR M8 N OF POLES : 3 5 M FEMALE SOCKET STRAIGHT SHIELDED: YES LED: NO SHEATH MATERIAL: PUR HALOGEN: NO | 0
7122 | 1906601500 | SENSOR/ACTUATOR LINE ONE END WITHOUT CONNECTOR M8 N OF POLES : 3 15 M FEMALE SOCKET STRAIGHT SHIELDED: YES LED: NO SHEATH MATERIAL: PUR HALOGEN: NO | 0
7123 | 1906610300 | SENSOR/ACTUATOR LINE ONE END WITHOUT CONNECTOR M8 N OF POLES : 4 3 M FEMALE SOCKET STRAIGHT SHIELDED: YES LED: NO SHEATH MATERIAL: PUR HALOGEN: NO | 0
7124 | 1906610500 | SENSOR/ACTUATOR LINE ONE END WITHOUT CONNECTOR M8 N OF POLES : 4 5 M FEMALE SOCKET STRAIGHT SHIELDED: YES LED: NO SHEATH MATERIAL: PUR HALOGEN: NO | 0
7125 | 1906620500 | SENSOR/ACTUATOR LINE ONE END WITHOUT CONNECTOR M8 N OF POLES : 3 5 M SOCKET ANGLED SHIELDED: YES LED: NO SHEATH MATERIAL: PUR HALOGEN: NO | 0
7126 | 1906621000 | SENSOR/ACTUATOR LINE ONE END WITHOUT CONNECTOR M8 N OF POLES : 3 10 M SOCKET ANGLED SHIELDED: YES LED: NO SHEATH MATERIAL: PUR HALOGEN: NO | 0
7127 | 1906630150 | SENSOR/ACTUATOR LINE ONE END WITHOUT CONNECTOR M8 N OF POLES : 4 1.5 M SOCKET ANGLED SHIELDED: YES LED: NO SHEATH MATERIAL: PUR HALOGEN: NO | 0
7128 | 1906950150 | SENSOR/ACTUATOR LINE ONE END WITHOUT CONNECTOR M12 N OF POLES : 3 1.5 M SOCKET ANGLED SHIELDED: YES LED: NO SHEATH MATERIAL: PUR HALOGEN: NO | 0
7129 | 1920700000 | PLUGS PREFABRICATED TO CUSTOMER SPEC. M12 PIN STRAIGHT | 46
7130 | 1920710000 | SOCKETS PREFABRICATED TO CUSTOMER SPEC. M12 FEMALE SOCKET STRAIGHT | 26
7131 | 1920720000 | PLUGS PREFABRICATED TO CUSTOMER SPEC. M12 PIN STRAIGHT | 46
7132 | 1920730000 | SOCKETS PREFABRICATED TO CUSTOMER SPEC. M12 FEMALE SOCKET STRAIGHT | 26
7133 | 1920970000 | SOCKETS PREFABRICATED TO CUSTOMER SPEC. M8 SOCKET ANGLED | 26
7134 | 1920990000 | PLUGS PREFABRICATED TO CUSTOMER SPEC. M8 PIN 90° | 66
7135 | 1962620000 | PLUGS PREFABRICATED TO CUSTOMER SPEC. M12 PIN 90° | 66
7136 | 1962630000 | SOCKETS PREFABRICATED TO CUSTOMER SPEC. M12 SOCKET ANGLED | 26
7137 | 9456070150 | VALVE PLUG ONE END WITHOUT CONNECTOR - VALVE PLUG BD | 49
7138 | 9456070300 | VALVE PLUG ONE END WITHOUT CONNECTOR - VALVE PLUG BD | 49
7139 | 9456071000 | VALVE PLUG ONE END WITHOUT CONNECTOR - VALVE PLUG BD | 49
7140 | 9456100300 | SENSOR/ACTUATOR LINE ONE END WITHOUT CONNECTOR M12 N OF POLES : 4 3 M PIN STRAIGHT SHIELDED: NO LED: NO SHEATH MATERIAL: PUR HALOGEN: NO | 0
7141 | 9456101000 | SENSOR/ACTUATOR LINE ONE END WITHOUT CONNECTOR M12 N OF POLES : 4 10 M PIN STRAIGHT SHIELDED: NO LED: NO SHEATH MATERIAL: PUR HALOGEN: NO | 0
7142 | 9456101500 | SENSOR/ACTUATOR LINE ONE END WITHOUT CONNECTOR M12 N OF POLES : 4 15 M PIN STRAIGHT SHIELDED: NO LED: NO SHEATH MATERIAL: PUR HALOGEN: NO | 0
7143 | 9456141000 | SENSOR/ACTUATOR LINE ONE END WITHOUT CONNECTOR M12 N OF POLES : 5 10 M FEMALE SOCKET STRAIGHT SHIELDED: YES LED: NO SHEATH MATERIAL: PUR HALOGEN: NO | 0
7144 | 9456141500 | SENSOR/ACTUATOR LINE ONE END WITHOUT CONNECTOR M12 N OF POLES : 5 15 M FEMALE SOCKET STRAIGHT SHIELDED: YES LED: NO SHEATH MATERIAL: PUR HALOGEN: NO | 0
7145 | 9456170100 | VALVE PLUG STRAIGHT PLUG - VALVE PLUG | 144
7146 | 9456170300 | VALVE PLUG STRAIGHT PLUG - VALVE PLUG CD | 144
7147 | 9456240500 | VALVE PLUG ONE END WITHOUT CONNECTOR - VALVE PLUG CD | 49
7148 | 9456241000 | VALVE PLUG ONE END WITHOUT CONNECTOR - VALVE PLUG CD | 49
7149 | 9456380500 | SENSOR/ACTUATOR LINE ONE END WITHOUT CONNECTOR M12 N OF POLES : 4 5 M SOCKET ANGLED SHIELDED: NO LED: YES SHEATH MATERIAL: PUR HALOGEN: NO | 0
7150 | 9456500050 | SENSOR/ACTUATOR LINE CONNECTING LINE M12 / M12 N OF POLES : 5 0.5 M PIN ANGLED - BUSH STRAIGHT SHIELDED: NO LED: NO SHEATH MATERIAL: PUR HALOGEN: NO | 0
7151 | 9456660030 | SENSOR/ACTUATOR LINE CONNECTING LINE M12 / M8 N OF POLES : 4 0.3 M PIN STRAIGHT - SOCKET STRAIGHT SHIELDED: NO LED: NO SHEATH MATERIAL: PUR HALOGEN: NO | 0
7152 | 9456750000 | SENSOR-ACTUATOR PASSIVE DISTRIBUTOR M12 FIXED CABLE VERSION 5 M YES | 19
7153 | 9456760002 | SAI PASSIVE SENSOR-ACTUATOR PASSIVE DISTRIBUTOR M12 FIXED CABLE VERSION 10 M NO | 19
7154 | 9456990300 | SENSOR/ACTUATOR LINE CONNECTING LINE M12 / M12 N OF POLES : 3 3 M PIN STRAIGHT - SOCKET STRAIGHT SHIELDED: NO LED: NO SHEATH MATERIAL: PUR HALOGEN: NO | 0
7155 | 9457080000 | SENSOR/ACTUATOR LINE CONNECTING LINE M12 / M12 N OF POLES : 3 10 M PIN STRAIGHT - SOCKET STRAIGHT SHIELDED: NO LED: NO SHEATH MATERIAL: PUR HALOGEN: NO | 0
7156 | 9457130100 | VALVE PLUG STRAIGHT PLUG - VALVE PLUG | 144
7157 | 9457231000 | SENSOR/ACTUATOR LINE CONNECTING LINE M12 / M12 N OF POLES : 3 10 M PIN STRAIGHT - SOCKET STRAIGHT SHIELDED: NO LED: NO SHEATH MATERIAL: PUR HALOGEN: NO | 0
7158 | 9457290000 | PLUGS PREFABRICATED TO CUSTOMER SPEC. M12 PIN 90° | 66
7159 | 9457310100 | SENSOR/ACTUATOR LINE CONNECTING LINE M12 / M12 N OF POLES : 4 1 M PIN STRAIGHT - SOCKET 90° SHIELDED: NO LED: NO SHEATH MATERIAL: PUR HALOGEN: NO | 0
7160 | 9457321000 | SENSOR/ACTUATOR LINE ONE END WITHOUT CONNECTOR M12 N OF POLES : 3 10 M SOCKET ANGLED SHIELDED: NO LED: NO SHEATH MATERIAL: PUR HALOGEN: NO | 0
7161 | 9457340250 | SENSOR/ACTUATOR LINE CONNECTING LINE M12 / M12 N OF POLES : 5 2.5 M PIN STRAIGHT - SOCKET STRAIGHT SHIELDED: NO LED: NO SHEATH MATERIAL: PUR HALOGEN: NO | 0
7162 | 9457340300 | SENSOR/ACTUATOR LINE CONNECTING LINE M12 / M12 N OF POLES : 5 3 M PIN STRAIGHT - SOCKET STRAIGHT SHIELDED: NO LED: NO SHEATH MATERIAL: PUR HALOGEN: NO | 0
7163 | 9457390100 | SENSOR/ACTUATOR LINE CONNECTING LINE M12 / M12 N OF POLES : 3 1 M PIN STRAIGHT - SOCKET 90° SHIELDED: NO LED: NO SHEATH MATERIAL: PUR HALOGEN: NO | 0
7164 | 9457390500 | SENSOR/ACTUATOR LINE CONNECTING LINE M12 / M12 N OF POLES : 3 5 M PIN STRAIGHT - SOCKET 90° SHIELDED: NO LED: NO SHEATH MATERIAL: PUR HALOGEN: NO | 0
7165 | 9457450200 | SENSOR/ACTUATOR LINE ONE END WITHOUT CONNECTOR M8 N OF POLES : 3 2 M FEMALE SOCKET STRAIGHT SHIELDED: NO LED: NO SHEATH MATERIAL: PUR HALOGEN: NO | 0
7166 | 9457453000 | SENSOR/ACTUATOR LINE ONE END WITHOUT CONNECTOR M8 N OF POLES : 3 30 M FEMALE SOCKET STRAIGHT SHIELDED: NO LED: NO SHEATH MATERIAL: PUR HALOGEN: NO | 0
7167 | 9457490300 | SENSOR/ACTUATOR LINE CONNECTING LINE M12 / M8 N OF POLES : 3 3 M TWIN CABLING PIN STRAIGHT 2X SOCKET STRAIGHT SHIELDED: NO LED: NO SHEATH MATERIAL: PUR HALOGEN: NO | 0
7168 | 9457490500 | SENSOR/ACTUATOR LINE CONNECTING LINE M12 / M8 N OF POLES : 3 5 M TWIN CABLING PIN STRAIGHT 2X SOCKET STRAIGHT SHIELDED: NO LED: NO SHEATH MATERIAL: PUR HALOGEN: NO | 0
7169 | 9457550000 | PLUGS PREFABRICATED TO CUSTOMER SPEC. M12 PIN STRAIGHT | 46
7170 | 9457612000 | SENSOR/ACTUATOR LINE ONE END WITHOUT CONNECTOR M12 N OF POLES : 5 20 M PIN STRAIGHT SHIELDED: NO LED: NO SHEATH MATERIAL: PUR HALOGEN: NO | 0
7171 | 9457690200 | SENSOR/ACTUATOR LINE ONE END WITHOUT CONNECTOR M12 N OF POLES : 5 2 M SOCKET ANGLED SHIELDED: NO LED: NO SHEATH MATERIAL: PUR HALOGEN: NO | 0
7172 | 9457693000 | SENSOR/ACTUATOR LINE ONE END WITHOUT CONNECTOR M12 N OF POLES : 5 30 M SOCKET ANGLED SHIELDED: NO LED: NO SHEATH MATERIAL: PUR HALOGEN: NO | 0
7173 | 9457710200 | VALVE PLUG ONE END WITHOUT CONNECTOR - VALVE PLUG A | 49
7174 | 9457710500 | VALVE PLUG ONE END WITHOUT CONNECTOR - VALVE PLUG A | 49
7175 | 9457730200 | SENSOR/ACTUATOR LINE ONE END WITHOUT CONNECTOR M12 N OF POLES : 4 2 M FEMALE SOCKET STRAIGHT SHIELDED: NO LED: NO SHEATH MATERIAL: PUR HALOGEN: NO | 0
7176 | 9457732500 | SENSOR/ACTUATOR LINE ONE END WITHOUT CONNECTOR M12 N OF POLES : 4 25 M FEMALE SOCKET STRAIGHT SHIELDED: NO LED: NO SHEATH MATERIAL: PUR HALOGEN: NO | 0
7177 | 9457741000 | SENSOR/ACTUATOR LINE ONE END WITHOUT CONNECTOR M12 N OF POLES : 4 10 M SOCKET ANGLED SHIELDED: NO LED: NO SHEATH MATERIAL: PUR HALOGEN: NO | 0
7178 | 9457743000 | SENSOR/ACTUATOR LINE ONE END WITHOUT CONNECTOR M12 N OF POLES : 4 30 M SOCKET ANGLED SHIELDED: NO LED: NO SHEATH MATERIAL: PUR HALOGEN: NO | 0
7179 | 9457760100 | SENSOR/ACTUATOR LINE CONNECTING LINE M12 / M8 N OF POLES : 3 1 M PIN STRAIGHT - SOCKET 90° SHIELDED: NO LED: YES SHEATH MATERIAL: PUR HALOGEN: NO | 0
7180 | 9457760150 | SENSOR/ACTUATOR LINE CONNECTING LINE M12 / M8 N OF POLES : 3 1.5 M PIN STRAIGHT - SOCKET 90° SHIELDED: NO LED: YES SHEATH MATERIAL: PUR HALOGEN: NO | 0
7181 | 9457760300 | SENSOR/ACTUATOR LINE CONNECTING LINE M12 / M8 N OF POLES : 3 3 M PIN STRAIGHT - SOCKET 90° SHIELDED: NO LED: YES SHEATH MATERIAL: PUR HALOGEN: NO | 0
7182 | 9457780500 | VALVE PLUG STRAIGHT PLUG - VALVE PLUG BD | 144
7183 | 9457790150 | SENSOR/ACTUATOR LINE CONNECTING LINE M12 / M12 N OF POLES : 3 1.5 M PIN STRAIGHT - SOCKET 90° SHIELDED: NO LED: YES SHEATH MATERIAL: PUR HALOGEN: NO | 0
7184 | 9457790300 | SENSOR/ACTUATOR LINE CONNECTING LINE M12 / M12 N OF POLES : 3 3 M PIN STRAIGHT - SOCKET 90° SHIELDED: NO LED: YES SHEATH MATERIAL: PUR HALOGEN: NO | 0
7185 | 9457800150 | SENSOR/ACTUATOR LINE ONE END WITHOUT CONNECTOR M12 N OF POLES : 3 1.5 M SOCKET ANGLED SHIELDED: NO LED: YES SHEATH MATERIAL: PUR HALOGEN: NO | 0
7186 | 9457810100 | SENSOR/ACTUATOR LINE ONE END WITHOUT CONNECTOR M12 N OF POLES : 3 1 M PIN STRAIGHT SHIELDED: NO LED: NO SHEATH MATERIAL: PUR HALOGEN: NO | 0
7187 | 9457810500 | SENSOR/ACTUATOR LINE ONE END WITHOUT CONNECTOR M12 N OF POLES : 3 5 M PIN STRAIGHT SHIELDED: NO LED: NO SHEATH MATERIAL: PUR HALOGEN: NO | 0
7188 | 9457812000 | SENSOR/ACTUATOR LINE ONE END WITHOUT CONNECTOR M12 N OF POLES : 3 20 M PIN STRAIGHT SHIELDED: NO LED: NO SHEATH MATERIAL: PUR HALOGEN: NO | 0
7189 | 9457820150 | SENSOR/ACTUATOR LINE ONE END WITHOUT CONNECTOR M12 N OF POLES : 3 1.5 M FEMALE SOCKET STRAIGHT SHIELDED: NO LED: NO SHEATH MATERIAL: PUR HALOGEN: NO | 0
7190 | 9457820300 | SENSOR/ACTUATOR LINE ONE END WITHOUT CONNECTOR M12 N OF POLES : 3 3 M FEMALE SOCKET STRAIGHT SHIELDED: NO LED: NO SHEATH MATERIAL: PUR HALOGEN: NO | 0
7191 | 9457821000 | SENSOR/ACTUATOR LINE ONE END WITHOUT CONNECTOR M12 N OF POLES : 3 10 M FEMALE SOCKET STRAIGHT SHIELDED: NO LED: NO SHEATH MATERIAL: PUR HALOGEN: NO | 0
7192 | 9457850200 | SENSOR/ACTUATOR LINE ONE END WITHOUT CONNECTOR M8 N OF POLES : 4 2 M FEMALE SOCKET STRAIGHT SHIELDED: NO LED: NO SHEATH MATERIAL: PUR HALOGEN: NO | 0
7193 | 9457851000 | SENSOR/ACTUATOR LINE ONE END WITHOUT CONNECTOR M8 N OF POLES : 4 10 M FEMALE SOCKET STRAIGHT SHIELDED: NO LED: NO SHEATH MATERIAL: PUR HALOGEN: NO | 0
7194 | 9457851500 | SENSOR/ACTUATOR LINE ONE END WITHOUT CONNECTOR M8 N OF POLES : 4 15 M FEMALE SOCKET STRAIGHT SHIELDED: NO LED: NO SHEATH MATERIAL: PUR HALOGEN: NO | 0
7195 | 9457900060 | SENSOR/ACTUATOR LINE CONNECTING LINE M12 / M12 N OF POLES : 5 0.6 M PIN 90° - SOCKET 90° SHIELDED: NO LED: NO SHEATH MATERIAL: PUR HALOGEN: NO | 0
7196 | 9457910030 | SENSOR/ACTUATOR LINE ONE END WITHOUT CONNECTOR M12 N OF POLES : 5 0.3 M FEMALE SOCKET STRAIGHT SHIELDED: NO LED: NO SHEATH MATERIAL: PUR HALOGEN: NO | 0
7197 | 9457910200 | SENSOR/ACTUATOR LINE ONE END WITHOUT CONNECTOR M12 N OF POLES : 5 2 M FEMALE SOCKET STRAIGHT SHIELDED: NO LED: NO SHEATH MATERIAL: PUR HALOGEN: NO | 0
7198 | 9457910300 | SENSOR/ACTUATOR LINE ONE END WITHOUT CONNECTOR M12 N OF POLES : 5 3 M FEMALE SOCKET STRAIGHT SHIELDED: NO LED: NO SHEATH MATERIAL: PUR HALOGEN: NO | 0
7199 | 9457911000 | SENSOR/ACTUATOR LINE ONE END WITHOUT CONNECTOR M12 N OF POLES : 5 10 M FEMALE SOCKET STRAIGHT SHIELDED: NO LED: NO SHEATH MATERIAL: PUR HALOGEN: NO | 0
7200 | 9457912000 | SENSOR/ACTUATOR LINE ONE END WITHOUT CONNECTOR M12 N OF POLES : 5 20 M FEMALE SOCKET STRAIGHT SHIELDED: NO LED: NO SHEATH MATERIAL: PUR HALOGEN: NO | 0
7201 | 9457913000 | SENSOR/ACTUATOR LINE ONE END WITHOUT CONNECTOR M12 N OF POLES : 5 30 M FEMALE SOCKET STRAIGHT SHIELDED: NO LED: NO SHEATH MATERIAL: PUR HALOGEN: NO | 0
7202 | 9457920150 | VALVE PLUG ONE END WITHOUT CONNECTOR - VALVE PLUG C | 49
7203 | 9457921000 | VALVE PLUG ONE END WITHOUT CONNECTOR - VALVE PLUG C | 49
7204 | 9457960300 | SENSOR/ACTUATOR LINE ONE END WITHOUT CONNECTOR M12 N OF POLES : 4 3 M SOCKET ANGLED SHIELDED: NO LED: NO SHEATH MATERIAL: PUR HALOGEN: NO | 0
7205 | 9457981000 | SENSOR/ACTUATOR LINE CONNECTING LINE M12 / M8 N OF POLES : 3 10 M PIN STRAIGHT - SOCKET 90° SHIELDED: NO LED: NO SHEATH MATERIAL: PUR HALOGEN: NO | 0
7206 | 294800000 | VPMS (BLANKING PLUG IN ) BLANKING PLUG PG 11 5 MM NICKEL-PLATED | 142
7207 | 501100000 | VPMS (BLANKING PLUG IN ) BLANKING PLUG PG 29 8 MM NICKEL-PLATED | 142
7208 | 501160000 | VPK (BLANKING PLUG IN PLASTIC) BLANKING PLUG PG 29 8 MM IP65 POLYAMID 6 (PA6 - GF30) | 121
7209 | 501200000 | VPMS (BLANKING PLUG IN ) BLANKING PLUG PG 36 9 MM NICKEL-PLATED | 142
7210 | 1047940000 | EMPTY ENCLOSURE DEVICE FLANGE | 642
7211 | 1058100000 | EMPTY ENCLOSURE | 443
7212 | 1058140000 | FLANGE FO IP67 VARIANT 14 SDARDIZED FLANGE SCRJ DUPLEX COUPLING SINGLEMODE | 807
7213 | 1062550000 | PRE-ASSEMBLED PATCH CABLE CROSSOVER LC-DUPLEX IP 20 LC-DUPLEX IP 20 50 ΜM PVC 5 M | 103
7214 | 1142800000 | SYSTEM CABLE RJ45 IP 20 RJ45 IP 20 CAT.5 (ISO/IEC 11801) / CAT.5E (TIA T568-B) PVC 15 M | 10
7215 | 1165900100 | PATCH CABLE RJ45 IP 20 RJ45 IP 20 CAT.6A / CLASS EA (ISO/IEC 11801 2010) LSZH 10 M | 10
7216 | 1165940040 | PATCH CABLE RJ45 IP 20 RJ45 IP 20 CAT.6A / CLASS EA (ISO/IEC 11801 2010) LSZH 4 M | 10
7217 | 1165940050 | PATCH CABLE RJ45 IP 20 RJ45 IP 20 CAT.6A / CLASS EA (ISO/IEC 11801 2010) LSZH 5 M | 10
7218 | 1165940100 | PATCH CABLE RJ45 IP 20 RJ45 IP 20 CAT.6A / CLASS EA (ISO/IEC 11801 2010) LSZH 10 M | 10
7219 | 1165940200 | PATCH CABLE RJ45 IP 20 RJ45 IP 20 CAT.6A / CLASS EA (ISO/IEC 11801 2010) LSZH 20 M | 10
7220 | 1165940250 | PATCH CABLE RJ45 IP 20 RJ45 IP 20 CAT.6A / CLASS EA (ISO/IEC 11801 2010) LSZH 25 M | 10
7221 | 1165940300 | PATCH CABLE RJ45 IP 20 RJ45 IP 20 CAT.6A / CLASS EA (ISO/IEC 11801 2010) LSZH 30 M | 10
7222 | 1165940500 | PATCH CABLE RJ45 IP 20 RJ45 IP 20 CAT.6A / CLASS EA (ISO/IEC 11801 2010) LSZH 50 M | 10
7223 | 1165940800 | PATCH CABLE RJ45 IP 20 RJ45 IP 20 CAT.6A / CLASS EA (ISO/IEC 11801 2010) LSZH 80 M | 10
7224 | 1166000020 | SYSTEM CABLE RJ45 IP 20 RJ45 IP 20 CAT.5 (ISO/IEC 11801) PUR 2 M | 10
7225 | 1166000030 | SYSTEM CABLE RJ45 IP 20 RJ45 IP 20 CAT.5 (ISO/IEC 11801) PUR 3 M | 10
7226 | 1166000100 | SYSTEM CABLE RJ45 IP 20 RJ45 IP 20 CAT.5 (ISO/IEC 11801) PUR 10 M | 10
7227 | 1166000200 | SYSTEM CABLE RJ45 IP 20 RJ45 IP 20 CAT.5 (ISO/IEC 11801) PUR 20 M | 10
7228 | 1166020005 | SYSTEM CABLE RJ45 IP 20 RJ45 IP 20 CAT.5 (ISO/IEC 11801) PVC 0.5 M | 10
7229 | 1166020010 | SYSTEM CABLE RJ45 IP 20 RJ45 IP 20 CAT.5 (ISO/IEC 11801) PVC 1 M | 10
7230 | 1166020100 | SYSTEM CABLE RJ45 IP 20 RJ45 IP 20 CAT.5 (ISO/IEC 11801) PVC 10 M | 10
7231 | 1166020200 | SYSTEM CABLE RJ45 IP 20 RJ45 IP 20 CAT.5 (ISO/IEC 11801) PVC 20 M | 10
7232 | 1166030005 | PATCH CABLE RJ45 IP 20 RJ45 IP 20 CAT.6A / CLASS EA (ISO/IEC 11801 2010) LSZH 0.5 M | 10
7233 | 1166030010 | PATCH CABLE RJ45 IP 20 RJ45 IP 20 CAT.6A / CLASS EA (ISO/IEC 11801 2010) LSZH 1 M | 10
7234 | 1166030030 | PATCH CABLE RJ45 IP 20 RJ45 IP 20 CAT.6A / CLASS EA (ISO/IEC 11801 2010) LSZH 3 M | 10
7235 | 1166030100 | PATCH CABLE RJ45 IP 20 RJ45 IP 20 CAT.6A / CLASS EA (ISO/IEC 11801 2010) LSZH 10 M | 10
7236 | 1177270000 | DRAGLINE CABLE RJ45 IP 20 RJ45 IP 20 CAT.5 (ISO/IEC 11801) / CAT.5E (TIA T568-B) PUR 2 M | 8
7237 | 1191010020 | SYSTEM CABLE RJ45 IP 20 RJ45 IP 20 CAT.5 (ISO/IEC 11801) / CAT.5E (TIA T568-B) PVC 2 M | 10
7238 | 1191010150 | SYSTEM CABLE RJ45 IP 20 RJ45 IP 20 CAT.5 (ISO/IEC 11801) / CAT.5E (TIA T568-B) PVC 15 M | 10
7239 | 1208600000 | HDC ENCLOSURES SIZE: 6 PROTECTION DEGREE: IP65 (IN PLUGGED CONDITION) BULKHEAD HOUSING SIDE-LOCKING CLAMP ON LOWER SIDE SIDE-LOCKING CLAMP NOT REPLACEABLE SDARD | 4
7240 | 1212400000 | HDC ENCLOSURES SIZE: 8 PROTECTION DEGREE: IP65 (IN PLUGGED CONDITION) BULKHEAD HOUSING SIDE-LOCKING CLAMP ON LOWER SIDE SIDE-LOCKING CLAMP NOT REPLACEABLE SDARD | 4
7241 | 1213300000 | HDC ENCLOSURES SIZE: 8 PROTECTION DEGREE: IP65 (IN PLUGGED CONDITION) BULKHEAD HOUSING SIDE-LOCKING CLAMP ON UPPER SIDE SDARD WITH COVER | 4
7242 | 1220930000 | DRAGLINE CABLE LC-DUPLEX IP 20 LC-DUPLEX IP 20 62.5 ΜM PUR 5 M | 247
7243 | 1222890000 | SYSTEM CABLE RJ45 IP 20 RJ45 IP 20 CAT.5 (ISO/IEC 11801) / CAT.5E (TIA T568-B) PVC 45 M | 10
7244 | 1276880000 | PRE-ASSEMBLED PATCH CABLE CROSSOVER LC-DUPLEX IP 20 LC-DUPLEX IP 20 50 ΜM PVC 1 M | 103
7245 | 1318000000 | SYSTEM CABLE RJ45 IP 20 RJ45 IP 20 CAT.5 (ISO/IEC 11801) / CAT.5E (TIA T568-B) PVC 60 M | 10
7246 | 1355250000 | DRAGLINE CABLE RJ45 IP 20 RJ45 IP 20 CAT.5 (ISO/IEC 11801) / CAT.5E (TIA T568-B) PUR 30 M | 8
7247 | 1355270000 | DRAGLINE CABLE RJ45 IP 20 RJ45 IP 20 CAT.5 (ISO/IEC 11801) / CAT.5E (TIA T568-B) PUR 40 M | 10
7248 | 1568970000 | VG K (SDARD PLASTIC CABLE GLAND) CABLE GLANDS PG 7 8 MM OD MIN. 3 - OD MAX. 6.5 MM IP54 IP66 IP67 IP68 - 5 BAR (30 MIN.) POLYAMIDE 6 | 7
7249 | 1568980000 | VG K (SDARD PLASTIC CABLE GLAND) CABLE GLANDS PG 9 8 MM OD MIN. 4 - OD MAX. 8 MM IP54 IP66 IP67 IP68 - 5 BAR (30 MIN.) POLYAMIDE 6 | 7
7250 | 1568990000 | VG K (SDARD PLASTIC CABLE GLAND) CABLE GLANDS PG 11 8 MM OD MIN. 5 - OD MAX. 10 MM IP54 IP66 IP67 IP68 - 5 BAR (30 MIN.) POLYAMIDE 6 | 7
7251 | 1569000000 | VG K (SDARD PLASTIC CABLE GLAND) CABLE GLANDS PG 13.5 10 MM OD MIN. 6 - OD MAX. 12 MM IP54 IP66 IP67 IP68 - 5 BAR (30 MIN.) POLYAMIDE 6 | 7
7252 | 1569010000 | VG K (SDARD PLASTIC CABLE GLAND) CABLE GLANDS PG 16 10 MM OD MIN. 10 - OD MAX. 14 MM IP54 IP66 IP67 IP68 - 5 BAR (30 MIN.) POLYAMIDE 6 | 7
7253 | 1569020000 | VG K (SDARD PLASTIC CABLE GLAND) CABLE GLANDS PG 21 11 MM OD MIN. 13 - OD MAX. 18 MM IP54 IP66 IP67 IP68 - 5 BAR (30 MIN.) POLYAMIDE 6 | 7
7254 | 1569050000 | VG K (SDARD PLASTIC CABLE GLAND) CABLE GLANDS PG 42 13 MM OD MIN. 30 - OD MAX. 38 MM IP54 IP66 IP67 IP68 - 5 BAR (30 MIN.) POLYAMIDE 6 | 7
7255 | 1569060000 | VG MS (SDARD CABLE GLAND) CABLE GLANDS PG 7 6 MM OD MIN. 3 - OD MAX. 6.5 MM IP54 IP66 IP67 IP68 - 5 BAR (30 MIN.) IP69K NICKEL-PLATED | 7
7256 | 1569070000 | VG MS (SDARD CABLE GLAND) CABLE GLANDS PG 9 6 MM OD MIN. 4 - OD MAX. 8 MM IP54 IP66 IP67 IP68 - 5 BAR (30 MIN.) IP69K NICKEL-PLATED | 7
7257 | 1569080000 | VG MS (SDARD CABLE GLAND) CABLE GLANDS PG 11 6 MM OD MIN. 5 - OD MAX. 10 MM IP54 IP66 IP67 IP68 - 5 BAR (30 MIN.) IP69K NICKEL-PLATED | 7
7258 | 1569090000 | VG MS (SDARD CABLE GLAND) CABLE GLANDS PG 13.5 6.5 MM OD MIN. 6 - OD MAX. 12 MM IP54 IP66 IP67 IP68 - 5 BAR (30 MIN.) IP69K NICKEL-PLATED | 7
7259 | 1569100000 | VG MS (SDARD CABLE GLAND) CABLE GLANDS PG 16 6.5 MM OD MIN. 10 - OD MAX. 14 MM IP54 IP66 IP67 IP68 - 5 BAR (30 MIN.) IP69K NICKEL-PLATED | 7
7260 | 1569110000 | VG MS (SDARD CABLE GLAND) CABLE GLANDS PG 21 7.2 MM OD MIN. 13 - OD MAX. 18 MM IP54 IP66 IP67 IP68 - 5 BAR (30 MIN.) IP69K NICKEL-PLATED | 7
7261 | 1569380000 | VPK EX (EX BLANKING PLUG IN PLASTIC) BLANKING PLUG PG 11 10.5 MM IP66 IP68 POLYAMIDE | 121
7262 | 1694080000 | SKMU MS ( LOCKNUT) LOCKNUT PG 9 2.8 MM NICKEL-PLATED | 108
7263 | 1694090000 | SKMU MS ( LOCKNUT) LOCKNUT PG 11 3 MM NICKEL-PLATED | 108
7264 | 1694110000 | SKMU MS ( LOCKNUT) LOCKNUT PG 16 3 MM NICKEL-PLATED | 108
7265 | 1697450000 | SKMU PA (PLASTIC LOCKNUT) LOCKNUT PG 9 5 MM POLYAMID 6 (PA6 - GF30) | 159
7266 | 1697480000 | SKMU PA (PLASTIC LOCKNUT) LOCKNUT PG 16 6 MM POLYAMID 6 (PA6 - GF30) | 159
7267 | 1718770000 | VG K (SDARD PLASTIC CABLE GLAND) CABLE GLANDS PG 48 14 MM OD MIN. 34 - OD MAX. 44 MM IP54 IP66 IP67 IP68 - 5 BAR (30 MIN.) POLYAMIDE 6 | 7
7268 | 1718790000 | VG MS (SDARD CABLE GLAND) CABLE GLANDS PG 48 14 MM OD MIN. 34 - OD MAX. 44 MM IP67 IP68 - 5 BAR (30 MIN.) NICKEL-PLATED | 7
7269 | 1718820000 | VG MS ZE (SDARD CABLE GLAND STRAIN RELIEF) CABLE GLANDS PG 11 6 MM OD MIN. 6.5 - OD MAX. 12.5 MM IP65 NICKEL-PLATED | 7
7270 | 1718920000 | SKMU MS EMV ( LOCKNUT - EMC) LOCKNUT PG 11 4.7 MM NICKEL-PLATED | 108
7271 | 1718950000 | SKMU MS EMV ( LOCKNUT - EMC) LOCKNUT PG 21 5.2 MM NICKEL-PLATED | 108
7272 | 1718960000 | SKMU MS EMV ( LOCKNUT - EMC) LOCKNUT PG 29 5.7 MM NICKEL-PLATED | 108
7273 | 1719130000 | SKMU PA (PLASTIC LOCKNUT) LOCKNUT PG 13.5 6 MM POLYAMID 6 (PA6 - GF30) | 159
7274 | 1719140000 | SKMU PA (PLASTIC LOCKNUT) LOCKNUT PG 16 6 MM POLYAMID 6 (PA6 - GF30) | 159
7275 | 1719220000 | SKMU MS ( LOCKNUT) LOCKNUT PG 36 5 MM NICKEL-PLATED | 108
7276 | 1719300000 | VPK EX (EX BLANKING PLUG IN PLASTIC) BLANKING PLUG PG 29 13.5 MM IP66 IP68 POLYAMIDE | 121
7277 | 1719310000 | VPK EX (EX BLANKING PLUG IN PLASTIC) BLANKING PLUG PG 36 15 MM IP66 IP68 POLYAMIDE | 121
7278 | 1719330000 | VPK EX (EX BLANKING PLUG IN PLASTIC) BLANKING PLUG PG 48 15.5 MM IP66 IP68 POLYAMIDE | 121
7279 | 1719450000 | GWDR PO (FLAT GASKET - POLYETHYLENE) SEALING RING PG 9 POLYETHYLENE | 210
7280 | 1719480000 | GWDR PO (FLAT GASKET - POLYETHYLENE) SEALING RING PG 16 POLYETHYLENE | 210
7281 | 1719490000 | GWDR PO (FLAT GASKET - POLYETHYLENE) SEALING RING PG 21 POLYETHYLENE | 210
7282 | 1719530000 | GWDR PO (FLAT GASKET - POLYETHYLENE) SEALING RING PG 48 POLYETHYLENE | 210
7283 | 1719540000 | GWDR NP (FLAT GASKET - NEOPRENE) SEALING RING PG 7 NEOPRENE | 184
7284 | 1719550000 | GWDR NP (FLAT GASKET - NEOPRENE) SEALING RING PG 9 NEOPRENE | 184
7285 | 1719570000 | GWDR NP (FLAT GASKET - NEOPRENE) SEALING RING PG 13.5 NEOPRENE | 184
7286 | 1719590000 | GWDR NP (FLAT GASKET - NEOPRENE) SEALING RING PG 21 NEOPRENE | 184
7287 | 1719630000 | GWDR NP (FLAT GASKET - NEOPRENE) SEALING RING PG 48 NEOPRENE | 184
7288 | 1720510000 | VG K SZS (SDARD PLASTIC CABLE GLAND WITH ANTI-KINK COILS) CABLE GLANDS PG 16 10 MM OD MIN. 10 - OD MAX. 14 MM POLYAMIDE 6 | 7
7289 | 1736240000 | GWDR NP (FLAT GASKET - NEOPRENE) SEALING RING M 20 NEOPRENE | 184
7290 | 1736260000 | GWDR NP (FLAT GASKET - NEOPRENE) SEALING RING M 32 NEOPRENE | 184
7291 | 1736280000 | GWDR NP (FLAT GASKET - NEOPRENE) SEALING RING M 50 NEOPRENE | 184
7292 | 1736930000 | SKMU PA (PLASTIC LOCKNUT) LOCKNUT M 20 6 MM POLYAMID 6 (PA6 - GF30) | 159
7293 | 1736940000 | SKMU PA (PLASTIC LOCKNUT) LOCKNUT M 25 6 MM POLYAMID 6 (PA6 - GF30) | 159
7294 | 1736950000 | SKMU PA (PLASTIC LOCKNUT) LOCKNUT M 32 7 MM POLYAMID 6 (PA6 - GF30) | 159
7295 | 1737070000 | VPK EX (EX BLANKING PLUG IN PLASTIC) BLANKING PLUG M 16 15 MM IP66 IP68 POLYAMIDE | 121
7296 | 1737080000 | VPK EX (EX BLANKING PLUG IN PLASTIC) BLANKING PLUG M 20 15 MM IP66 IP68 POLYAMIDE | 121
7297 | 1737090000 | VPK EX (EX BLANKING PLUG IN PLASTIC) BLANKING PLUG M 25 15 MM IP66 IP68 POLYAMIDE | 121
7298 | 1737120000 | VPK EX (EX BLANKING PLUG IN PLASTIC) BLANKING PLUG M 50 15 MM IP66 IP68 POLYAMIDE | 121
7299 | 1772260000 | VG MS (SDARD CABLE GLAND) CABLE GLANDS M 50 9 MM OD MIN. 22 - OD MAX. 32 MM IP54 IP66 IP67 IP68 - 5 BAR (30 MIN.) NICKEL-PLATED | 7
7300 | 1772280000 | VG K (SDARD PLASTIC CABLE GLAND) CABLE GLANDS M 12 8 MM OD MIN. 3 - OD MAX. 6.5 MM IP54 IP66 IP67 IP68 - 5 BAR (30 MIN.) POLYAMIDE 6 | 7
7301 | 1772290000 | VG K (SDARD PLASTIC CABLE GLAND) CABLE GLANDS M 16 10 MM OD MIN. 5 - OD MAX. 10 MM IP54 IP66 IP67 IP68 - 5 BAR (30 MIN.) POLYAMIDE 6 | 7
7302 | 1772300000 | VG K (SDARD PLASTIC CABLE GLAND) CABLE GLANDS M 20 10 MM OD MIN. 6 - OD MAX. 12 MM IP54 IP66 IP67 IP68 - 5 BAR (30 MIN.) POLYAMIDE 6 | 7
7303 | 1772450000 | SKMU PA (PLASTIC LOCKNUT) LOCKNUT M 16 5 MM POLYAMID 6 (PA6 - GF30) | 159
7304 | 1772490000 | SKMU PA (PLASTIC LOCKNUT) LOCKNUT M 40 7 MM POLYAMID 6 (PA6 - GF30) | 159
7305 | 1776720000 | VG K SZS (SDARD PLASTIC CABLE GLAND WITH ANTI-KINK COILS) CABLE GLANDS M 20 15 MM OD MIN. 10 - OD MAX. 14 MM POLYAMIDE 6 | 7
7306 | 1776900000 | VPK (BLANKING PLUG IN PLASTIC) BLANKING PLUG M 25 10 MM IP65 POLYAMID 6 (PA6 - GF30) | 121
7307 | 1776920000 | VPK (BLANKING PLUG IN PLASTIC) BLANKING PLUG M 16 7 MM IP65 POLYAMID 6 (PA6 - GF30) | 121
7308 | 1776950000 | VPK (BLANKING PLUG IN PLASTIC) BLANKING PLUG M 40 13 MM IP65 POLYAMID 6 (PA6 - GF30) | 121
7309 | 1776970000 | VPK (BLANKING PLUG IN PLASTIC) BLANKING PLUG M 63 15 MM IP65 POLYAMID 6 (PA6 - GF30) | 121
7310 | 1777660000 | SKMU MS EMV ( LOCKNUT - EMC) LOCKNUT M 40 4.6 MM NICKEL-PLATED | 108
7311 | 1777680000 | SKMU MS EMV ( LOCKNUT - EMC) LOCKNUT M 63 6.6 MM NICKEL-PLATED | 108
7312 | 1777710000 | SKMU MS EMV ( LOCKNUT - EMC) LOCKNUT PG 36 4.6 MM NICKEL-PLATED | 108
7313 | 1777730000 | VPMS (BLANKING PLUG IN ) BLANKING PLUG M 16 5 MM NICKEL-PLATED | 142
7314 | 1777920000 | GWDR PO (FLAT GASKET - POLYETHYLENE) SEALING RING M 12 POLYETHYLENE | 210
7315 | 1777940000 | GWDR PO (FLAT GASKET - POLYETHYLENE) SEALING RING M 20 POLYETHYLENE | 210
7316 | 1777960000 | GWDR PO (FLAT GASKET - POLYETHYLENE) SEALING RING M 32 POLYETHYLENE | 210
7317 | 1778460000 | VG MS ZE (SDARD CABLE GLAND STRAIN RELIEF) CABLE GLANDS M 20 6 MM OD MIN. 6.5 - OD MAX. 12.5 MM IP65 NICKEL-PLATED | 7
7318 | 1778860000 | VG K SZS (SDARD PLASTIC CABLE GLAND WITH ANTI-KINK COILS) CABLE GLANDS M 20 11 MM OD MIN. 6 - OD MAX. 12 MM POLYAMIDE 6 | 7
7319 | 1788180000 | HDC ENCLOSURES SIZE: 6 PROTECTION DEGREE: IP65 (IN PLUGGED CONDITION) CABLE ENTRY FROM SIDE PLUG HOUSING SIDE-LOCKING CLAMP ON LOWER SIDE SDARD SIZE OF CABLE ENTRIES: M 25 | 4
7320 | 1788250000 | HDC ENCLOSURES SIZE: 6 PROTECTION DEGREE: IP65 (IN PLUGGED CONDITION) BASE HOUSING END-LOCKING CLAMP LOWER SIDE SDARD SIZE OF CABLE ENTRIES: M 25 | 4
7321 | 1788270000 | HDC ENCLOSURES SIZE: 6 PROTECTION DEGREE: IP65 (IN PLUGGED CONDITION) BASE HOUSING END-LOCKING CLAMP LOWER SIDE SDARD WITH COVER SIZE OF CABLE ENTRIES: M 25 | 4
7322 | 1788340000 | HDC ENCLOSURES SIZE: 12 PROTECTION DEGREE: IP65 (IN PLUGGED CONDITION) CABLE ENTRY FROM TOP PLUG HOUSING END-LOCKING CLAMP LOWER SIDE SDARD SIZE OF CABLE ENTRIES: M 40 | 4
7323 | 1877250030 | SENSOR/ACTUATOR LINE CONNECTING LINE M8 / M8 N OF POLES : 3 0.3 M PIN STRAIGHT - SOCKET 90° SHIELDED: NO LED: YES SHEATH MATERIAL: PUR HALOGEN: NO | 0
7324 | 1877250100 | SENSOR/ACTUATOR LINE CONNECTING LINE M8 / M8 N OF POLES : 3 1 M PIN STRAIGHT - SOCKET 90° SHIELDED: NO LED: YES SHEATH MATERIAL: PUR HALOGEN: NO | 0
7325 | 1877250150 | SENSOR/ACTUATOR LINE CONNECTING LINE M8 / M8 N OF POLES : 3 1.5 M PIN STRAIGHT - SOCKET 90° SHIELDED: NO LED: YES SHEATH MATERIAL: PUR HALOGEN: NO | 0
7326 | 1877251000 | SENSOR/ACTUATOR LINE CONNECTING LINE M8 / M8 N OF POLES : 3 10 M PIN STRAIGHT - SOCKET 90° SHIELDED: NO LED: YES SHEATH MATERIAL: PUR HALOGEN: NO | 0
7327 | 1886441500 | SENSOR/ACTUATOR LINE ONE END WITHOUT CONNECTOR M23 INNER THREAD N OF POLES: 12 15 M FEMALE SOCKET STRAIGHT SHIELDED: NO LED: NO SHEATH MATERIAL: PUR HALOGEN: NO | 0
7328 | 1890520150 | SENSOR/ACTUATOR LINE ONE END WITHOUT CONNECTOR M12 N OF POLES : 8 1.5 M FEMALE SOCKET STRAIGHT SHIELDED: YES LED: NO SHEATH MATERIAL: PUR HALOGEN: NO | 0
7329 | 1909360000 | KDSU (KLIPPON DOUBLE SEAL UNIVERSAL EX CABLE GLAND) CABLE GLANDS M 63 19 MM SINGLE-WIRE ARMOURING METAL FOIL ARMOURING BRAIDED ARMOURING 0.1 - 2.5 MM OD MIN. 52.1 - OD MAX. 59.5 MM ID MIN. 39.20 - ID MAX. 50.10 MM IP66 IP68 - 2.5 BAR | 7
7330 | 1909370000 | KDSU (KLIPPON DOUBLE SEAL UNIVERSAL EX CABLE GLAND) CABLE GLANDS M 63 19 MM SINGLE-WIRE ARMOURING METAL FOIL ARMOURING BRAIDED ARMOURING 0.1 - 2.5 MM OD MIN. 58.4 - OD MAX. 65.8 MM ID MIN. 46.70 - ID MAX. 56.00 MM IP66 IP68 - 2.5 BAR | 7
7331 | 1909470000 | KSG (KLIPPON SDARD EX CABLE GLAND) CABLE GLANDS M 63 19 MM OD MIN. 39.2 - OD MAX. 50.1 MM IP66 IP68 - 2.5 BAR | 7
7332 | 1909480000 | KSG (KLIPPON SDARD EX CABLE GLAND) CABLE GLANDS M 63 19 MM OD MIN. 46.7 - OD MAX. 56 MM IP66 IP68 - 2.5 BAR | 7
7333 | 1909500000 | VG EMV GEN 1 (EMC CABLE GLAND WITH CLAMPING CAGE) CABLE GLANDS M 16 7 OD MIN. 5 - OD MAX. 10 MM IP68 - 5 BAR (30 MIN.) IP69K NICKEL-PLATED | 7
7334 | 1909510000 | VG EMV GEN 1 (EMC CABLE GLAND WITH CLAMPING CAGE) CABLE GLANDS M 20 8 OD MIN. 6 - OD MAX. 12 MM IP68 - 5 BAR (30 MIN.) IP69K NICKEL-PLATED | 7
7335 | 1909520000 | VG EMV GEN 1 (EMC CABLE GLAND WITH CLAMPING CAGE) CABLE GLANDS M 25 8 OD MIN. 11 - OD MAX. 17 MM IP68 - 5 BAR (30 MIN.) IP69K NICKEL-PLATED | 7
7336 | 1909560000 | VG EMV GEN 1 (EMC CABLE GLAND WITH CLAMPING CAGE) CABLE GLANDS M 63 14 OD MIN. 34 - OD MAX. 44 MM IP68 - 5 BAR (30 MIN.) IP69K NICKEL-PLATED | 7
7337 | 1909690000 | VG K (SDARD PLASTIC CABLE GLAND) CABLE GLANDS M 20 10 MM OD MIN. 6 - OD MAX. 12 MM POLYAMIDE 6 | 7
7338 | 1909700000 | VG K (SDARD PLASTIC CABLE GLAND) CABLE GLANDS M 20 10 MM OD MIN. 10 - OD MAX. 14 MM POLYAMIDE 6 | 7
7339 | 1909720000 | VG K (SDARD PLASTIC CABLE GLAND) CABLE GLANDS M 32 15 MM OD MIN. 18 - OD MAX. 25 MM POLYAMIDE 6 | 7
7340 | 1909790000 | VG K (SDARD PLASTIC CABLE GLAND) CABLE GLANDS PG 13.5 10 MM OD MIN. 6 - OD MAX. 12 MM POLYAMIDE 6 | 7
7341 | 1909820000 | VG K (SDARD PLASTIC CABLE GLAND) CABLE GLANDS PG 29 11 MM OD MIN. 18 - OD MAX. 25 MM POLYAMIDE 6 | 7
7342 | 1909860000 | VG K (SDARD PLASTIC CABLE GLAND) CABLE GLANDS M 16 8 MM OD MIN. 4 - OD MAX. 8 MM IP54 IP66 IP67 IP68 - 5 BAR (30 MIN.) POLYAMIDE 6 | 7
7343 | 1909870000 | VG K (SDARD PLASTIC CABLE GLAND) CABLE GLANDS M 25 8 MM OD MIN. 11 - OD MAX. 17 MM IP54 IP66 IP67 IP68 - 5 BAR (30 MIN.) POLYAMIDE 6 | 7
7344 | 1909910000 | VG MS (SDARD CABLE GLAND) CABLE GLANDS M 16 7 MM OD MIN. 5 - OD MAX. 10 MM IP54 IP66 IP67 IP68 - 5 BAR (30 MIN.) NICKEL-PLATED | 7
7345 | 1911480000 | KDSU (KLIPPON DOUBLE SEAL UNIVERSAL EX CABLE GLAND) CABLE GLANDS M 63 19 MM SINGLE-WIRE ARMOURING METAL FOIL ARMOURING BRAIDED ARMOURING 0.1 - 2.5 MM OD MIN. 52.1 - OD MAX. 59.5 MM ID MIN. 39.20 - ID MAX. 50.10 MM IP66 IP68 - 2.5 BAR NICKEL-PLATED | 7
7346 | 1911610000 | KSG (KLIPPON SDARD EX CABLE GLAND) CABLE GLANDS M 50 16 MM OD MIN. 33.1 - OD MAX. 44.1 MM IP66 IP68 - 2.5 BAR NICKEL-PLATED | 7
7347 | 1921760000 | VG H (HDC HALVED CABLE GLAND) CABLE GLANDS M 32 IP65 NICKEL-PLATED | 350
7348 | 1962540000 | EMPTY ENCLOSURE PLUG HOUSING VARIANT 5 TO IEC 61076-3-106 IP67 | 201
7349 | 1962720000 | PLUG INSERT RJ45 IDC PLUG INSERT RJ45 CRIMP | 725
7350 | 1962730000 | PLUG INSERT RJ45 IDC PLUG INSERT RJ45 NO TOOLS REQUI TIA-568A EIA/TIA T568 B PROFINET | 507
7351 | 1962790000 | LC INSERT PLUG INSERT 2 LC SINGLEMODE | 695
7352 | 1962840000 | RJ45 INSERT SOCKET BULKHEAD INSERTS COUPLER | 724
7353 | 1962970000 | FO CONNECTOR PLUG LC DUPLEX MULTIMODE IP20 | 432
7354 | 1963110000 | RJ45 CRIMP PLUG VARIANT 5 CAT.6A / CLASS EA (ISO/IEC 11801 2010) | 88
7355 | 1963120000 | RJ45 PLUG NO TOOLS REQUI VARIANT 1 METAL CAT.6A / CLASS EA (ISO/IEC 11801 2010) | 172
7356 | 1963200000 | RJ45 PLUG NO TOOLS REQUI VARIANT 5 CAT.6A / CLASS EA (ISO/IEC 11801 2010) | 172
7357 | 1963230000 | FO CONNECTOR VARIANT 1 LC-DUPLEX MULTI-MODE WITH KINK PREVENTION IP67 | 360
7358 | 1963280000 | FO CONNECTOR VERSION 1 SC-RJ POF IP67 | 340
7359 | 1963290000 | FO CONNECTOR VARIANT 1 SC-RJ POF WITH KINK PROTECTION IP67 | 644
7360 | 1963300000 | FO CONNECTOR VARIANT 1 SC-DUPLEX SINGLE-MODE IP67 | 277
7361 | 1963310000 | FO CONNECTOR VARIANT 1 SC-DUPLEX SINGLE-MODE WITH KINK PREVENTION IP67 | 360
7362 | 1963440000 | FLANGE FO IP67 VERSION 1 COUPLING FROM SCRJ ON 2*SC SINGLEMODE | 357
7363 | 1963460000 | FLANGE RJ45 IP67 VARIANT 5 IDC EIA/TIA 586 A CAT.6A / CLASS EA (ISO/IEC 11801 2010) | 88
7364 | 1963470000 | FLANGE RJ45 IP67 VARIANT 1 METAL RJ45 / RJ45 COUPLING CAT.6A / CLASS EA (ISO/IEC 11801 2010) | 88
7365 | 1963480000 | FLANGE RJ45 IP67 VARIANT 1 METAL IDC EIA/TIA 586 A CAT.6A / CLASS EA (ISO/IEC 11801 2010) | 88
7366 | 1963490000 | FLANGE RJ45 IP67 VARIANT 4 RJ45 / RJ45 COUPLING CAT.6A / CLASS EA (ISO/IEC 11801 2010) | 88
7367 | 1963500000 | FLANGE RJ45 IP67 VARIANT 4 IDC EIA/TIA 586 A CAT.6A / CLASS EA (ISO/IEC 11801 2010) | 88
7368 | 1963520000 | EMPTY ENCLOSURE FLANGE-MOUNTED HOUSING VARIANT 4 TO IEC 61076-3-106 IP67 | 201
7369 | 1963530000 | EMPTY ENCLOSURE FLANGE-MOUNTED HOUSING VARIANT 5 TO IEC 61076-3-106 IP67 | 201
7370 | 1963540000 | EMPTY ENCLOSURE FLANGE-MOUNTED HOUSING VARIANT 1 TO IEC 61076-3-106 IP67 | 201
7371 | 1963600000 | RJ45 IDC PLUG CAT.6A / CLASS EA (ISO/IEC 11801 2010) 8-CORE 4-CORE EIA/TIA T568 A EIA/TIA T568 B PROFINET | 88
7372 | 1963700000 | FLANGE RJ45 IP67 VARIANT 5 IDC PROFINET CAT.5 (ISO/IEC 11801) | 715
7373 | 1963730000 | FLANGE RJ45 IP67 VARIANT 4 IDC PROFINET CAT.6A / CLASS EA (ISO/IEC 11801 2010) | 88
7374 | 1963830000 | RJ45 INSERT SOCKET CONNECTOR FOR BASE PROFINET | 659
7375 | 1963890000 | PLUG HOUSING PROTECTIVE CAP | 628
7376 | 1964410000 | FO CONNECTOR PLUG SC DUPLEX SINGLEMODE IP20 | 639
7377 | 1964450000 | FLANGE FO IP67 VERSION 1 COUPLING FROM SCRJ ON 2*SC MULTIMODE | 357
7378 | 1964460000 | FLANGE FO IP67 VERSION 4 LC DUPLEX COUPLING MULTIMODE | 763
7379 | 1964470000 | FLANGE FO IP67 VERSION 4 COUPLING FROM SCRJ ON 2*SC MULTIMODE POF | 357
7380 | 1964480000 | FO CONNECTOR PLUG SC DUPLEX MULTIMODE IP20 | 432
7381 | 1966220000 | JUNCTION BOX IP67 VARIANT 4 1 PORT STRAIGHT | 495
7382 | 8808330000 | FLANGE INSERT CAT.6A / CLASS EA (ISO/IEC 11801 2010) IP20 | 705
7383 | 8808360000 | MOUNTING RAIL OUTLET RJ45 RJ45 MODULE IP20 CAT.6A / CLASS EA (ISO/IEC 11801 2010) | 172
7384 | 8808400000 | CABLE SPLITTER MODULE CAT.5 (ISO/IEC 11801) IP20 | 667
7385 | 8808450000 | MOUNTING FLANGE COUPLING FLANGE STRAIGHT CAT. 6A IP67 | 764
7386 | 8813140000 | INSTALLATION CABLE CAT.7 (ISO/IEC 11801) PUR 100 M | 347
7387 | 8813170000 | SYSTEM CABLE CAT.7 (ISO/IEC 11801) PVC 100 M | 336
7388 | 8813190000 | SYSTEM CABLE CAT.5 (ISO/IEC 11801) / CAT.5E (TIA T568-B) PVC 100 M | 336
7389 | 8813200000 | SYSTEM CABLE CAT.5 (ISO/IEC 11801) / CAT.5E (TIA T568-B) PUR 100 M | 336
7390 | 8813210000 | DRAGLINE CABLE CAT.5 (ISO/IEC 11801) / CAT.5E (TIA T568-B) PUR 100 M | 88
7391 | 8813270000 | PATCH CABLE ST ST IP 20 62.5 ΜM PVC 1 M | 429
7392 | 8813310000 | PRE-ASSEMBLED PATCH CABLE CROSSOVER SC DUPLEX IP 20 SC DUPLEX IP 20 50 ΜM PVC 2 M | 103
7393 | 8813320000 | PRE-ASSEMBLED PATCH CABLE CROSSOVER SC DUPLEX IP 20 SC DUPLEX IP 20 50 ΜM PVC 3 M | 103
7394 | 8815100000 | SYSTEM CABLE RJ45 IP 67 SNAP-IN V06 PLASTIC RJ45 IP 67 V 06 CAT.6A / CLASS EA (ISO/IEC 11801 2010) PUR 5 M | 10
7395 | 8829620000 | SYSTEM CABLE RJ45 IP 20 RJ45 IP 20 CAT.5 (ISO/IEC 11801) / CAT.5E (TIA T568-B) PUR 5 M | 10
7396 | 8876350100 | PRE-ASSEMBLED PATCH CABLE CROSSOVER SC DUPLEX IP 20 SC DUPLEX IP 20 50 ΜM PVC 10 M | 103
7397 | 8876360100 | PRE-ASSEMBLED PATCH CABLE CROSSOVER SC DUPLEX IP 20 SC DUPLEX IP 20 62.5 ΜM PVC 10 M | 103
7398 | 8876360200 | PRE-ASSEMBLED PATCH CABLE CROSSOVER SC DUPLEX IP 20 SC DUPLEX IP 20 62.5 ΜM PVC 20 M | 103
7399 | 8876380050 | PATCH CABLE ST ST IP 20 62.5 ΜM PVC 5 M | 429
7400 | 8876440050 | DRAGLINE CABLE SC DUPLEX IP 20 SC DUPLEX IP 20 62.5 ΜM PUR 5 M | 247
7401 | 8876450010 | DRAGLINE CABLE ST ST IP 20 50 ΜM PUR 1 M | 203
7402 | 8876450030 | DRAGLINE CABLE ST ST IP 20 50 ΜM PUR 3 M | 203
7403 | 8876460010 | DRAGLINE CABLE ST ST IP 20 62.5 ΜM PUR 1 M | 203
7404 | 8876460030 | DRAGLINE CABLE ST ST IP 20 62.5 ΜM PUR 3 M | 203
7405 | 8879050000 | MOUNTING RAIL OUTLET RJ45 RJ45-RJ45 COUPLER IP20 CAT.6 (ISO/IEC 11801) | 743
7406 | 8899000000 | INSTALLATION CABLE PROFINET CAT.5 (ISO/IEC 11801) / CAT.5E (TIA T568-B) PVC | 347
7407 | 8901630000 | ADAPTER ANGLED RJ45 90° M12 CAT.5 (ISO/IEC 11801) IP67 | 767
7408 | 8941350005 | SYSTEM CABLE RJ45 IP 20 RJ45 IP 20 CAT.6A / CLASS EA (ISO/IEC 11801 2010) PUR 0.5 M | 10
7409 | 8941350030 | SYSTEM CABLE RJ45 IP 20 RJ45 IP 20 CAT.6A / CLASS EA (ISO/IEC 11801 2010) PUR 3 M | 10
7410 | 8946920000 | MOUNTING RAIL OUTLET RJ45 COUPLING IP20 CAT.6A / CLASS EA (ISO/IEC 11801 2010) | 172
7411 | 8946950000 | MOUNTING RAIL OUTLET RJ45 PROFINET IP20 CAT.5 (ISO/IEC 11801) | 779
7412 | 8979040000 | DRAGLINE CABLE LC-DUPLEX IP 20 LC-DUPLEX IP 20 50 ΜM PUR 50 M | 247
7413 | 9456190002 | SAI PASSIVE SENSOR-ACTUATOR PASSIVE DISTRIBUTOR M12 FIXED CABLE VERSION 5 M NO | 19
7414 | 9456200000 | SENSOR-ACTUATOR PASSIVE DISTRIBUTOR M12 FIXED CABLE VERSION 10 M YES | 19
7415 | 9456200002 | SAI PASSIVE SENSOR-ACTUATOR PASSIVE DISTRIBUTOR M12 FIXED CABLE VERSION 10 M NO | 19
7416 | 9456210000 | SENSOR-ACTUATOR PASSIVE DISTRIBUTOR M12 FIXED CABLE VERSION 15 M YES | 19
7417 | 9456320000 | SENSOR-ACTUATOR PASSIVE DISTRIBUTOR M12 FIXED CABLE VERSION 3 M YES | 19
7418 | 9456330000 | SENSOR-ACTUATOR PASSIVE DISTRIBUTOR M12 FIXED CABLE VERSION 5 M YES | 19
7419 | 9456350000 | SENSOR-ACTUATOR PASSIVE DISTRIBUTOR M12 FIXED CABLE VERSION 15 M YES | 19
7420 | 9456380300 | SENSOR/ACTUATOR LINE ONE END WITHOUT CONNECTOR M12 N OF POLES : 4 3 M SOCKET ANGLED SHIELDED: NO LED: YES SHEATH MATERIAL: PUR HALOGEN: NO | 0
7421 | 9456470000 | SENSOR-ACTUATOR PASSIVE DISTRIBUTOR M12 FIXED CABLE VERSION 5 M YES | 19
7422 | 9456480000 | SENSOR-ACTUATOR PASSIVE DISTRIBUTOR M12 FIXED CABLE VERSION 10 M YES | 19
7423 | 9456500500 | SENSOR/ACTUATOR LINE CONNECTING LINE M12 / M12 N OF POLES : 5 5 M PIN ANGLED - BUSH STRAIGHT SHIELDED: NO LED: NO SHEATH MATERIAL: PUR HALOGEN: NO | 0
7424 | 9456510000 | SENSOR-ACTUATOR PASSIVE DISTRIBUTOR M12 FIXED CABLE VERSION 20 M YES | 19
7425 | 9456610000 | SENSOR-ACTUATOR PASSIVE DISTRIBUTOR M12 FIXED CABLE VERSION 5 M YES | 19
7426 | 9456630000 | SENSOR-ACTUATOR PASSIVE DISTRIBUTOR M12 FIXED CABLE VERSION 15 M YES | 19
7427 | 9456650000 | SENSOR-ACTUATOR PASSIVE DISTRIBUTOR M12 FIXED CABLE VERSION 20 M YES | 19
7428 | 9456750002 | SAI PASSIVE SENSOR-ACTUATOR PASSIVE DISTRIBUTOR M12 FIXED CABLE VERSION 5 M NO | 19
7429 | 9456770000 | SENSOR-ACTUATOR PASSIVE DISTRIBUTOR M12 FIXED CABLE VERSION 15 M YES | 19
7430 | 9456790000 | SENSOR-ACTUATOR PASSIVE DISTRIBUTOR M12 FIXED CABLE VERSION 20 M YES | 19
7431 | 9456880000 | SENSOR-ACTUATOR PASSIVE DISTRIBUTOR M12 FIXED CABLE VERSION 3 M YES | 19
7432 | 9456930000 | SENSOR-ACTUATOR PASSIVE DISTRIBUTOR M12 FIXED CABLE VERSION 20 M YES | 19
7433 | 2726030000 | PCB M8 SOCKET HOUSING IP67 BACKPANEL MOUNTING | 650
7434 | 1000920001 | HDC ENCLOSURES SIZE: 8 PROTECTION DEGREE: IP66 (IN PLUGGED CONDITION) IP68 (IN PLUGGED CONDITION) PLUG HOUSING CLAMPING YOKE CONNECTION HIGH SIZE OF CABLE ENTRIES: M 40 | 4
7435 | 1000950001 | HEAVY-DUTY CONNECTORS ACCESSORIES SHIELD CLAMP | 86
7436 | 1003050000 | HDC ENCLOSURES SIZE: HQ PROTECTION DEGREE: IP65 (IN PLUGGED CONDITION) BULKHEAD HOUSING SIDE-LOCKING CLAMP ON LOWER SIDE SDARD | 4
7437 | 1003080000 | HDC ENCLOSURES SIZE: HQ PROTECTION DEGREE: IP65 (IN PLUGGED CONDITION) CABLE ENTRY FROM TOP PLUG HOUSING SIDE-LOCKING CLAMP ON LOWER SIDE SDARD SIZE OF CABLE ENTRIES: PG 21 | 4
7438 | 1003090000 | HDC ENCLOSURES SIZE: HQ PROTECTION DEGREE: IP65 (IN PLUGGED CONDITION) CABLE ENTRY FROM SIDE PLUG HOUSING SIDE-LOCKING CLAMP ON LOWER SIDE SDARD SIZE OF CABLE ENTRIES: PG 16 | 4
7439 | 1003130000 | HDC ENCLOSURES SIZE: HQ PROTECTION DEGREE: IP65 (IN PLUGGED CONDITION) COVER FOR LOWER PART OF HOUSING SIDE-LOCKING CLAMP ON LOWER SIDE SDARD | 4
7440 | 1003210000 | HDC INSERT MALE 250 V 10 A N OF POLES: 17 CRIMP CONNECTION SIZE: HQ | 23
7441 | 1003470000 | HDC ENCLOSURES SIZE: 8 PROTECTION DEGREE: IP66 (IN PLUGGED CONDITION) IP68 (IN PLUGGED CONDITION) CLAMPING YOKE CONNECTION SDARD | 4
7442 | 1011380000 | HEAVY-DUTY CONNECTORS ACCESSORIES SHIELD CLAMP | 86
7443 | 1014080000 | HEAVY-DUTY CONNECTORS HDC INSERT CONCEPT MODULE | 67
7444 | 1016120000 | HEAVY-DUTY CONNECTORS ACCESSORIES CABLE GLANDS NICKEL-PLATED | 239
7445 | 1016130000 | HEAVY-DUTY CONNECTORS ACCESSORIES CABLE GLANDS NICKEL-PLATED | 239
7446 | 1017010000 | HEAVY-DUTY CONNECTORS ACCESSORIES | 236
7447 | 1017040000 | HEAVY-DUTY CONNECTORS ACCESSORIES SHIELD CLAMP | 86
7448 | 1018760000 | HEAVY-DUTY CONNECTORS ACCESSORIES SHIELD CLAMP | 86
7449 | 1041760000 | HDC ENCLOSURES SIZE: 5 PROTECTION DEGREE: IP65 (IN PLUGGED CONDITION) CABLE ENTRY FROM SIDE PLUG HOUSING END-LOCKING CLAMP LOWER SIDE SDARD SIZE OF CABLE ENTRIES: M 20 | 4
7450 | 1044480000 | ACCESSORIES FLAT GASKET PROTECTION DEGREE: DESIGN OF HOUSING: CLAMP VERSION: DESIGN: APPROVALS : | 193
7451 | 1044500000 | ACCESSORIES FLAT GASKET PROTECTION DEGREE: DESIGN OF HOUSING: CLAMP VERSION: DESIGN: APPROVALS : | 193
7452 | 1044640000 | ACCESSORIES MOULDED GASKET SEAL PROTECTION DEGREE: DESIGN OF HOUSING: CLAMP VERSION: DESIGN: APPROVALS : | 193
7453 | 1045560000 | HDC ENCLOSURES SIZE: 8 PROTECTION DEGREE: IP65 (IN PLUGGED CONDITION) CABLE ENTRY FROM TOP PLUG HOUSING SIDE-LOCKING CLAMP ON LOWER SIDE HIGH SIZE OF CABLE ENTRIES: M 40 | 4
7454 | 1205600000 | HDC ENCLOSURES SIZE: 4 PROTECTION DEGREE: IP65 (IN PLUGGED CONDITION) BULKHEAD HOUSING SIDE-LOCKING CLAMP ON UPPER SIDE SDARD WITH COVER | 4
7455 | 1209200000 | HDC ENCLOSURES SIZE: 6 PROTECTION DEGREE: IP65 (IN PLUGGED CONDITION) BULKHEAD HOUSING SIDE-LOCKING CLAMP ON UPPER SIDE SDARD WITH COVER | 4
7456 | 1209700000 | HDC ENCLOSURES SIZE: 6 PROTECTION DEGREE: IP65 (IN PLUGGED CONDITION) BULKHEAD HOUSING END-LOCKING CLAMP LOWER SIDE SDARD | 4
7457 | 1214500000 | HDC ENCLOSURES SIZE: 8 PROTECTION DEGREE: IP65 (IN PLUGGED CONDITION) BASE HOUSING END-LOCKING CLAMP LOWER SIDE SDARD WITH COVER SIZE OF CABLE ENTRIES: PG 21 | 4
7458 | 1218800000 | HDC ENCLOSURES SIZE: 10 PROTECTION DEGREE: IP65 (IN PLUGGED CONDITION) BULKHEAD HOUSING SIDE-LOCKING CLAMP ON UPPER SIDE SDARD WITH COVER | 4
7459 | 1222900000 | HDC ENCLOSURES SIZE: 12 PROTECTION DEGREE: IP65 (IN PLUGGED CONDITION) BULKHEAD HOUSING END-LOCKING CLAMP LOWER SIDE SDARD WITH COVER | 4
7460 | 1611350000 | HDC ENCLOSURES SIZE: 8 PROTECTION DEGREE: IP65 (IN PLUGGED CONDITION) BULKHEAD HOUSING CENTRAL LOCKING AT THE TOP SDARD | 4
7461 | 1650850000 | HDC ENCLOSURES SIZE: 12 PROTECTION DEGREE: IP65 (IN PLUGGED CONDITION) CABLE ENTRY FROM SIDE PLUG HOUSING END-LOCKING CLAMP LOWER SIDE SDARD SIZE OF CABLE ENTRIES: PG 29 | 4
7462 | 1652520000 | HDC ENCLOSURES SIZE: 3 PROTECTION DEGREE: IP65 (IN PLUGGED CONDITION) CABLE ENTRY FROM SIDE PLUG HOUSING END-LOCKING CLAMP LOWER SIDE SDARD SIZE OF CABLE ENTRIES: PG 16 | 4
7463 | 1652560000 | HDC ENCLOSURES SIZE: 3 PROTECTION DEGREE: IP65 (IN PLUGGED CONDITION) CABLE ENTRY FROM SIDE PLUG HOUSING END-LOCKING CLAMP LOWER SIDE HIGH SIZE OF CABLE ENTRIES: PG 21 | 4
7464 | 1652680000 | HDC ENCLOSURES SIZE: 3 PROTECTION DEGREE: IP65 (IN PLUGGED CONDITION) CABLE ENTRY FROM TOP PLUG HOUSING END-LOCKING CLAMP LOWER SIDE HIGH SIZE OF CABLE ENTRIES: PG 21 | 4
7465 | 1652750000 | HDC ENCLOSURES SIZE: 3 PROTECTION DEGREE: IP65 (IN PLUGGED CONDITION) BASE HOUSING END-LOCKING CLAMP LOWER SIDE SDARD SIZE OF CABLE ENTRIES: PG 16 | 4
7466 | 1652840000 | HDC ENCLOSURES SIZE: 3 PROTECTION DEGREE: IP65 (IN PLUGGED CONDITION) BASE HOUSING END-LOCKING CLAMP LOWER SIDE HIGH SIZE OF CABLE ENTRIES: PG 21 | 4
7467 | 1652980000 | HDC ENCLOSURES SIZE: 3 PROTECTION DEGREE: IP65 (IN PLUGGED CONDITION) BASE HOUSING END-LOCKING CLAMP LOWER SIDE SDARD WITH COVER SIZE OF CABLE ENTRIES: PG 16 | 4
7468 | 1654150000 | HDC ENCLOSURES SIZE: 4 PROTECTION DEGREE: IP65 (IN PLUGGED CONDITION) CABLE ENTRY FROM SIDE PLUG HOUSING SIDE-LOCKING CLAMP ON LOWER SIDE HIGH SIZE OF CABLE ENTRIES: PG 21 | 4
7469 | 1654370000 | HDC ENCLOSURES SIZE: 4 PROTECTION DEGREE: IP65 (IN PLUGGED CONDITION) BASE HOUSING SIDE-LOCKING CLAMP ON LOWER SIDE SDARD SIZE OF CABLE ENTRIES: PG 16 | 4
7470 | 1654380000 | HDC ENCLOSURES SIZE: 4 PROTECTION DEGREE: IP65 (IN PLUGGED CONDITION) BASE HOUSING SIDE-LOCKING CLAMP ON LOWER SIDE SDARD SIZE OF CABLE ENTRIES: PG 16 | 4
7471 | 1654470000 | HDC ENCLOSURES SIZE: 4 PROTECTION DEGREE: IP65 (IN PLUGGED CONDITION) BASE HOUSING SIDE-LOCKING CLAMP ON LOWER SIDE HIGH SIZE OF CABLE ENTRIES: PG 29 | 4
7472 | 1654920000 | HDC ENCLOSURES SIZE: 4 PROTECTION DEGREE: IP65 (IN PLUGGED CONDITION) CABLE ENTRY FROM TOP PLUG HOUSING SIDE-LOCKING CLAMP ON UPPER SIDE HIGH SIZE OF CABLE ENTRIES: PG 29 | 4
7473 | 1655000000 | HDC ENCLOSURES SIZE: 4 PROTECTION DEGREE: IP65 (IN PLUGGED CONDITION) BASE HOUSING SIDE-LOCKING CLAMP ON UPPER SIDE SDARD WITH COVER SIZE OF CABLE ENTRIES: PG 16 | 4
7474 | 1655250000 | HDC ENCLOSURES SIZE: 4 PROTECTION DEGREE: IP65 (IN PLUGGED CONDITION) CABLE ENTRY FROM SIDE PLUG HOUSING END-LOCKING CLAMP LOWER SIDE HIGH SIZE OF CABLE ENTRIES: PG 21 | 4
7475 | 1655360000 | HDC ENCLOSURES SIZE: 4 PROTECTION DEGREE: IP65 (IN PLUGGED CONDITION) CABLE ENTRY FROM TOP PLUG HOUSING END-LOCKING CLAMP LOWER SIDE HIGH SIZE OF CABLE ENTRIES: PG 21 | 4
7476 | 1655380000 | HDC ENCLOSURES SIZE: 4 PROTECTION DEGREE: IP65 (IN PLUGGED CONDITION) CABLE ENTRY FROM TOP PLUG HOUSING END-LOCKING CLAMP LOWER SIDE HIGH SIZE OF CABLE ENTRIES: PG 29 | 4
7477 | 1655470000 | HDC ENCLOSURES SIZE: 4 PROTECTION DEGREE: IP65 (IN PLUGGED CONDITION) BASE HOUSING END-LOCKING CLAMP LOWER SIDE SDARD SIZE OF CABLE ENTRIES: PG 16 | 4
7478 | 1655680000 | HDC ENCLOSURES SIZE: 4 PROTECTION DEGREE: IP65 (IN PLUGGED CONDITION) BASE HOUSING END-LOCKING CLAMP LOWER SIDE SDARD WITH COVER SIZE OF CABLE ENTRIES: PG 16 | 4
7479 | 1656520000 | HDC ENCLOSURES SIZE: 6 PROTECTION DEGREE: IP65 (IN PLUGGED CONDITION) CABLE ENTRY FROM SIDE PLUG HOUSING SIDE-LOCKING CLAMP ON LOWER SIDE HIGH SIZE OF CABLE ENTRIES: PG 21 | 4
7480 | 1656540000 | HDC ENCLOSURES SIZE: 6 PROTECTION DEGREE: IP65 (IN PLUGGED CONDITION) CABLE ENTRY FROM SIDE PLUG HOUSING SIDE-LOCKING CLAMP ON LOWER SIDE HIGH SIZE OF CABLE ENTRIES: PG 29 | 4
7481 | 1656590000 | HDC ENCLOSURES SIZE: 6 PROTECTION DEGREE: IP65 (IN PLUGGED CONDITION) CABLE ENTRY FROM TOP PLUG HOUSING SIDE-LOCKING CLAMP ON LOWER SIDE SDARD SIZE OF CABLE ENTRIES: PG 21 | 4
7482 | 1656730000 | HDC ENCLOSURES SIZE: 6 PROTECTION DEGREE: IP65 (IN PLUGGED CONDITION) BASE HOUSING SIDE-LOCKING CLAMP ON LOWER SIDE SDARD SIZE OF CABLE ENTRIES: PG 21 | 4
7483 | 1656830000 | HDC ENCLOSURES SIZE: 6 PROTECTION DEGREE: IP65 (IN PLUGGED CONDITION) BASE HOUSING SIDE-LOCKING CLAMP ON LOWER SIDE HIGH SIZE OF CABLE ENTRIES: PG 29 | 4
7484 | 1657270000 | HDC ENCLOSURES SIZE: 6 PROTECTION DEGREE: IP65 (IN PLUGGED CONDITION) COUPLING HOUSING SIDE-LOCKING CLAMP ON LOWER SIDE SDARD SIZE OF CABLE ENTRIES: PG 21 | 4
7485 | 1657310000 | HDC ENCLOSURES SIZE: 6 PROTECTION DEGREE: IP65 (IN PLUGGED CONDITION) COUPLING HOUSING SIDE-LOCKING CLAMP ON LOWER SIDE HIGH SIZE OF CABLE ENTRIES: PG 21 | 4
7486 | 1657420000 | HDC ENCLOSURES SIZE: 6 PROTECTION DEGREE: IP65 (IN PLUGGED CONDITION) CABLE ENTRY FROM SIDE PLUG HOUSING SIDE-LOCKING CLAMP ON UPPER SIDE HIGH SIZE OF CABLE ENTRIES: PG 21 | 4
7487 | 1657490000 | HDC ENCLOSURES SIZE: 6 PROTECTION DEGREE: IP65 (IN PLUGGED CONDITION) CABLE ENTRY FROM TOP PLUG HOUSING SIDE-LOCKING CLAMP ON UPPER SIDE SDARD SIZE OF CABLE ENTRIES: PG 21 | 4
7488 | 1657550000 | HDC ENCLOSURES SIZE: 6 PROTECTION DEGREE: IP65 (IN PLUGGED CONDITION) CABLE ENTRY FROM TOP PLUG HOUSING SIDE-LOCKING CLAMP ON UPPER SIDE HIGH SIZE OF CABLE ENTRIES: PG 29 | 4
7489 | 1657640000 | HDC ENCLOSURES SIZE: 6 PROTECTION DEGREE: IP65 (IN PLUGGED CONDITION) BASE HOUSING SIDE-LOCKING CLAMP ON UPPER SIDE SDARD WITH COVER SIZE OF CABLE ENTRIES: PG 21 | 4
7490 | 1657960000 | HDC ENCLOSURES SIZE: 6 PROTECTION DEGREE: IP65 (IN PLUGGED CONDITION) CABLE ENTRY FROM TOP PLUG HOUSING END-LOCKING CLAMP LOWER SIDE SDARD SIZE OF CABLE ENTRIES: PG 21 | 4
7491 | 1658020000 | HDC ENCLOSURES SIZE: 6 PROTECTION DEGREE: IP65 (IN PLUGGED CONDITION) CABLE ENTRY FROM TOP PLUG HOUSING END-LOCKING CLAMP LOWER SIDE HIGH SIZE OF CABLE ENTRIES: PG 29 | 4
7492 | 1658110000 | HDC ENCLOSURES SIZE: 6 PROTECTION DEGREE: IP65 (IN PLUGGED CONDITION) BASE HOUSING END-LOCKING CLAMP LOWER SIDE SDARD SIZE OF CABLE ENTRIES: PG 21 | 4
7493 | 1658320000 | HDC ENCLOSURES SIZE: 6 PROTECTION DEGREE: IP65 (IN PLUGGED CONDITION) BASE HOUSING END-LOCKING CLAMP LOWER SIDE SDARD WITH COVER SIZE OF CABLE ENTRIES: PG 21 | 4
7494 | 1661240000 | HDC ENCLOSURES SIZE: 8 PROTECTION DEGREE: IP65 (IN PLUGGED CONDITION) CABLE ENTRY FROM SIDE PLUG HOUSING SIDE-LOCKING CLAMP ON LOWER SIDE SDARD SIZE OF CABLE ENTRIES: PG 29 | 4
7495 | 1661300000 | HDC ENCLOSURES SIZE: 8 PROTECTION DEGREE: IP65 (IN PLUGGED CONDITION) CABLE ENTRY FROM SIDE PLUG HOUSING SIDE-LOCKING CLAMP ON LOWER SIDE HIGH SIZE OF CABLE ENTRIES: PG 21 | 4
7496 | 1661370000 | HDC ENCLOSURES SIZE: 8 PROTECTION DEGREE: IP65 (IN PLUGGED CONDITION) CABLE ENTRY FROM TOP PLUG HOUSING SIDE-LOCKING CLAMP ON LOWER SIDE SDARD SIZE OF CABLE ENTRIES: PG 21 | 4
7497 | 1661380000 | HDC ENCLOSURES SIZE: 8 PROTECTION DEGREE: IP65 (IN PLUGGED CONDITION) CABLE ENTRY FROM TOP PLUG HOUSING SIDE-LOCKING CLAMP ON LOWER SIDE SDARD SIZE OF CABLE ENTRIES: PG 29 | 4
7498 | 1661460000 | HDC ENCLOSURES SIZE: 8 PROTECTION DEGREE: IP65 (IN PLUGGED CONDITION) CABLE ENTRY FROM TOP PLUG HOUSING SIDE-LOCKING CLAMP ON LOWER SIDE HIGH SIZE OF CABLE ENTRIES: PG 29 | 4
7499 | 1661510000 | HDC ENCLOSURES SIZE: 8 PROTECTION DEGREE: IP65 (IN PLUGGED CONDITION) BASE HOUSING SIDE-LOCKING CLAMP ON LOWER SIDE SDARD SIZE OF CABLE ENTRIES: PG 21 | 4
7500 | 1661590000 | HDC ENCLOSURES SIZE: 8 PROTECTION DEGREE: IP65 (IN PLUGGED CONDITION) BASE HOUSING SIDE-LOCKING CLAMP ON LOWER SIDE HIGH SIZE OF CABLE ENTRIES: PG 21 | 4
7501 | 1661720000 | HDC ENCLOSURES SIZE: 8 PROTECTION DEGREE: IP65 (IN PLUGGED CONDITION) COUPLING HOUSING SIDE-LOCKING CLAMP ON LOWER SIDE SDARD SIZE OF CABLE ENTRIES: PG 21 | 4
7502 | 1661860000 | HDC ENCLOSURES SIZE: 8 PROTECTION DEGREE: IP65 (IN PLUGGED CONDITION) CABLE ENTRY FROM SIDE PLUG HOUSING SIDE-LOCKING CLAMP ON UPPER SIDE SDARD SIZE OF CABLE ENTRIES: PG 21 | 4
7503 | 1661880000 | HDC ENCLOSURES SIZE: 8 PROTECTION DEGREE: IP65 (IN PLUGGED CONDITION) CABLE ENTRY FROM SIDE PLUG HOUSING SIDE-LOCKING CLAMP ON UPPER SIDE SDARD SIZE OF CABLE ENTRIES: PG 29 | 4
7504 | 1662020000 | HDC ENCLOSURES SIZE: 8 PROTECTION DEGREE: IP65 (IN PLUGGED CONDITION) CABLE ENTRY FROM TOP PLUG HOUSING SIDE-LOCKING CLAMP ON UPPER SIDE SDARD SIZE OF CABLE ENTRIES: PG 29 | 4
7505 | 1662100000 | HDC ENCLOSURES SIZE: 8 PROTECTION DEGREE: IP65 (IN PLUGGED CONDITION) CABLE ENTRY FROM TOP PLUG HOUSING SIDE-LOCKING CLAMP ON UPPER SIDE HIGH SIZE OF CABLE ENTRIES: PG 29 | 4
7506 | 1662390000 | HDC ENCLOSURES SIZE: 8 PROTECTION DEGREE: IP65 (IN PLUGGED CONDITION) CABLE ENTRY FROM SIDE PLUG HOUSING END-LOCKING CLAMP LOWER SIDE SDARD SIZE OF CABLE ENTRIES: PG 21 | 4
7507 | 1662470000 | HDC ENCLOSURES SIZE: 8 PROTECTION DEGREE: IP65 (IN PLUGGED CONDITION) CABLE ENTRY FROM SIDE PLUG HOUSING END-LOCKING CLAMP LOWER SIDE HIGH SIZE OF CABLE ENTRIES: PG 21 | 4
7508 | 1662550000 | HDC ENCLOSURES SIZE: 8 PROTECTION DEGREE: IP65 (IN PLUGGED CONDITION) CABLE ENTRY FROM TOP PLUG HOUSING END-LOCKING CLAMP LOWER SIDE SDARD SIZE OF CABLE ENTRIES: PG 29 | 4
7509 | 1662610000 | HDC ENCLOSURES SIZE: 8 PROTECTION DEGREE: IP65 (IN PLUGGED CONDITION) CABLE ENTRY FROM TOP PLUG HOUSING END-LOCKING CLAMP LOWER SIDE HIGH SIZE OF CABLE ENTRIES: PG 21 | 4
7510 | 1662630000 | HDC ENCLOSURES SIZE: 8 PROTECTION DEGREE: IP65 (IN PLUGGED CONDITION) CABLE ENTRY FROM TOP PLUG HOUSING END-LOCKING CLAMP LOWER SIDE HIGH SIZE OF CABLE ENTRIES: PG 29 | 4
7511 | 1663370000 | HDC ENCLOSURES SIZE: 8 PROTECTION DEGREE: IP65 (IN PLUGGED CONDITION) CABLE ENTRY FROM SIDE PLUG HOUSING CENTRAL LOCKING AT THE TOP HIGH SIZE OF CABLE ENTRIES: PG 21 | 4
7512 | 1666870000 | HDC ENCLOSURES SIZE: 10 PROTECTION DEGREE: IP65 (IN PLUGGED CONDITION) CABLE ENTRY FROM TOP PLUG HOUSING SIDE-LOCKING CLAMP ON LOWER SIDE SDARD SIZE OF CABLE ENTRIES: PG 29 | 4
7513 | 1667560000 | HDC ENCLOSURES SIZE: 12 PROTECTION DEGREE: IP65 (IN PLUGGED CONDITION) BASE HOUSING END-LOCKING CLAMP LOWER SIDE SDARD WITH COVER SIZE OF CABLE ENTRIES: PG 29 | 4
7514 | 1670470000 | HDC ENCLOSURES SIZE: 12 PROTECTION DEGREE: IP65 (IN PLUGGED CONDITION) CABLE ENTRY FROM SIDE PLUG HOUSING END-LOCKING CLAMP LOWER SIDE SDARD SIZE OF CABLE ENTRIES: PG 42 | 4
7515 | 1670500000 | HDC ENCLOSURES SIZE: 3 PROTECTION DEGREE: IP65 (IN PLUGGED CONDITION) CABLE ENTRY FROM TOP PLUG HOUSING END-LOCKING CLAMP LOWER SIDE SDARD SIZE OF CABLE ENTRIES: PG 13.5 | 4
7516 | 1752970000 | HEAVY-DUTY CONNECTORS MODUFLEX C MODULFLEX C FRAME | 609
7517 | 1786780000 | HDC ENCLOSURES SIZE: 8 PROTECTION DEGREE: IP65 (IN PLUGGED CONDITION) CABLE ENTRY FROM SIDE PLUG HOUSING SIDE-LOCKING CLAMP ON LOWER SIDE HIGH SIZE OF CABLE ENTRIES: M 25 | 4
7518 | 1786810000 | HDC ENCLOSURES SIZE: 8 PROTECTION DEGREE: IP65 (IN PLUGGED CONDITION) CABLE ENTRY FROM SIDE PLUG HOUSING END-LOCKING CLAMP LOWER SIDE HIGH SIZE OF CABLE ENTRIES: M 32 | 4
7519 | 1786830000 | HDC ENCLOSURES SIZE: 8 PROTECTION DEGREE: IP65 (IN PLUGGED CONDITION) CABLE ENTRY FROM TOP PLUG HOUSING SIDE-LOCKING CLAMP ON LOWER SIDE HIGH SIZE OF CABLE ENTRIES: M 32 | 4
7520 | 1786860000 | HDC ENCLOSURES SIZE: 8 PROTECTION DEGREE: IP65 (IN PLUGGED CONDITION) CABLE ENTRY FROM TOP PLUG HOUSING END-LOCKING CLAMP LOWER SIDE HIGH SIZE OF CABLE ENTRIES: M 32 | 4
7521 | 1786870000 | HDC ENCLOSURES SIZE: 8 PROTECTION DEGREE: IP65 (IN PLUGGED CONDITION) CABLE ENTRY FROM TOP PLUG HOUSING END-LOCKING CLAMP LOWER SIDE HIGH SIZE OF CABLE ENTRIES: M 25 | 4
7522 | 1786910000 | HDC ENCLOSURES SIZE: 8 PROTECTION DEGREE: IP65 (IN PLUGGED CONDITION) BASE HOUSING END-LOCKING CLAMP LOWER SIDE HIGH SIZE OF CABLE ENTRIES: M 25 | 4
7523 | 1786920000 | HDC ENCLOSURES SIZE: 8 PROTECTION DEGREE: IP65 (IN PLUGGED CONDITION) BASE HOUSING SIDE-LOCKING CLAMP ON UPPER SIDE HIGH WITH COVER SIZE OF CABLE ENTRIES: M 32 | 4
7524 | 1786950000 | HDC ENCLOSURES SIZE: 8 PROTECTION DEGREE: IP65 (IN PLUGGED CONDITION) BASE HOUSING END-LOCKING CLAMP LOWER SIDE HIGH WITH COVER SIZE OF CABLE ENTRIES: M 25 | 4
7525 | 1787010000 | HDC ENCLOSURES SIZE: 6 PROTECTION DEGREE: IP65 (IN PLUGGED CONDITION) CABLE ENTRY FROM SIDE PLUG HOUSING SIDE-LOCKING CLAMP ON LOWER SIDE HIGH SIZE OF CABLE ENTRIES: M 25 | 4
7526 | 1787050000 | HDC ENCLOSURES SIZE: 6 PROTECTION DEGREE: IP65 (IN PLUGGED CONDITION) CABLE ENTRY FROM SIDE PLUG HOUSING END-LOCKING CLAMP LOWER SIDE HIGH SIZE OF CABLE ENTRIES: M 25 | 4
7527 | 1787070000 | HDC ENCLOSURES SIZE: 6 PROTECTION DEGREE: IP65 (IN PLUGGED CONDITION) CABLE ENTRY FROM TOP PLUG HOUSING SIDE-LOCKING CLAMP ON LOWER SIDE HIGH SIZE OF CABLE ENTRIES: M 25 | 4
7528 | 1787100000 | HDC ENCLOSURES SIZE: 6 PROTECTION DEGREE: IP65 (IN PLUGGED CONDITION) CABLE ENTRY FROM TOP PLUG HOUSING END-LOCKING CLAMP LOWER SIDE HIGH SIZE OF CABLE ENTRIES: M 32 | 4
7529 | 1787180000 | HDC ENCLOSURES SIZE: 6 PROTECTION DEGREE: IP65 (IN PLUGGED CONDITION) BASE HOUSING END-LOCKING CLAMP LOWER SIDE HIGH WITH COVER SIZE OF CABLE ENTRIES: M 25 | 4
7530 | 1787190000 | HDC ENCLOSURES SIZE: 6 PROTECTION DEGREE: IP65 (IN PLUGGED CONDITION) COUPLING HOUSING SIDE-LOCKING CLAMP ON LOWER SIDE HIGH SIZE OF CABLE ENTRIES: M 32 | 4
7531 | 1787230000 | HDC ENCLOSURES SIZE: 4 PROTECTION DEGREE: IP65 (IN PLUGGED CONDITION) CABLE ENTRY FROM SIDE PLUG HOUSING SIDE-LOCKING CLAMP ON LOWER SIDE HIGH SIZE OF CABLE ENTRIES: M 32 | 4
7532 | 1787240000 | HDC ENCLOSURES SIZE: 4 PROTECTION DEGREE: IP65 (IN PLUGGED CONDITION) CABLE ENTRY FROM SIDE PLUG HOUSING SIDE-LOCKING CLAMP ON LOWER SIDE HIGH SIZE OF CABLE ENTRIES: M 25 | 4
7533 | 1787250000 | HDC ENCLOSURES SIZE: 4 PROTECTION DEGREE: IP65 (IN PLUGGED CONDITION) CABLE ENTRY FROM SIDE PLUG HOUSING SIDE-LOCKING CLAMP ON UPPER SIDE HIGH SIZE OF CABLE ENTRIES: M 32 | 4
7534 | 1787280000 | HDC ENCLOSURES SIZE: 4 PROTECTION DEGREE: IP65 (IN PLUGGED CONDITION) CABLE ENTRY FROM SIDE PLUG HOUSING END-LOCKING CLAMP LOWER SIDE HIGH SIZE OF CABLE ENTRIES: M 25 | 4
7535 | 1787330000 | HDC ENCLOSURES SIZE: 4 PROTECTION DEGREE: IP65 (IN PLUGGED CONDITION) CABLE ENTRY FROM TOP PLUG HOUSING END-LOCKING CLAMP LOWER SIDE HIGH SIZE OF CABLE ENTRIES: M 32 | 4
7536 | 1787340000 | HDC ENCLOSURES SIZE: 4 PROTECTION DEGREE: IP65 (IN PLUGGED CONDITION) CABLE ENTRY FROM TOP PLUG HOUSING END-LOCKING CLAMP LOWER SIDE HIGH SIZE OF CABLE ENTRIES: M 25 | 4
7537 | 1787350000 | HDC ENCLOSURES SIZE: 4 PROTECTION DEGREE: IP65 (IN PLUGGED CONDITION) BASE HOUSING SIDE-LOCKING CLAMP ON LOWER SIDE HIGH SIZE OF CABLE ENTRIES: M 25 | 4
7538 | 1787360000 | HDC ENCLOSURES SIZE: 4 PROTECTION DEGREE: IP65 (IN PLUGGED CONDITION) BASE HOUSING SIDE-LOCKING CLAMP ON LOWER SIDE HIGH SIZE OF CABLE ENTRIES: M 32 | 4
7539 | 1787400000 | HDC ENCLOSURES SIZE: 4 PROTECTION DEGREE: IP65 (IN PLUGGED CONDITION) BASE HOUSING SIDE-LOCKING CLAMP ON UPPER SIDE HIGH WITH COVER SIZE OF CABLE ENTRIES: M 25 | 4
7540 | 1787490000 | HDC ENCLOSURES SIZE: 3 PROTECTION DEGREE: IP65 (IN PLUGGED CONDITION) CABLE ENTRY FROM TOP PLUG HOUSING END-LOCKING CLAMP LOWER SIDE HIGH SIZE OF CABLE ENTRIES: M 32 | 4
7541 | 1787520000 | HDC ENCLOSURES SIZE: 3 PROTECTION DEGREE: IP65 (IN PLUGGED CONDITION) BASE HOUSING END-LOCKING CLAMP LOWER SIDE HIGH SIZE OF CABLE ENTRIES: M 25 | 4
7542 | 1787540000 | HDC ENCLOSURES SIZE: 3 PROTECTION DEGREE: IP65 (IN PLUGGED CONDITION) BASE HOUSING END-LOCKING CLAMP LOWER SIDE HIGH WITH COVER SIZE OF CABLE ENTRIES: M 25 | 4
7543 | 1787560000 | HDC ENCLOSURES SIZE: 4 PROTECTION DEGREE: IP65 (IN PLUGGED CONDITION) CABLE ENTRY FROM SIDE PLUG HOUSING SIDE-LOCKING CLAMP ON LOWER SIDE SDARD SIZE OF CABLE ENTRIES: M 20 | 4
7544 | 1787570000 | HDC ENCLOSURES SIZE: 4 PROTECTION DEGREE: IP65 (IN PLUGGED CONDITION) CABLE ENTRY FROM SIDE PLUG HOUSING SIDE-LOCKING CLAMP ON UPPER SIDE SDARD SIZE OF CABLE ENTRIES: M 25 | 4
7545 | 1787580000 | HDC ENCLOSURES SIZE: 4 PROTECTION DEGREE: IP65 (IN PLUGGED CONDITION) CABLE ENTRY FROM SIDE PLUG HOUSING END-LOCKING CLAMP LOWER SIDE SDARD SIZE OF CABLE ENTRIES: M 25 | 4
7546 | 1787610000 | HDC ENCLOSURES SIZE: 4 PROTECTION DEGREE: IP65 (IN PLUGGED CONDITION) CABLE ENTRY FROM TOP PLUG HOUSING SIDE-LOCKING CLAMP ON UPPER SIDE SDARD SIZE OF CABLE ENTRIES: M 25 | 4
7547 | 1787640000 | HDC ENCLOSURES SIZE: 4 PROTECTION DEGREE: IP65 (IN PLUGGED CONDITION) BASE HOUSING SIDE-LOCKING CLAMP ON LOWER SIDE SDARD SIZE OF CABLE ENTRIES: M 20 | 4
7548 | 1787730000 | HDC ENCLOSURES SIZE: 4 PROTECTION DEGREE: IP65 (IN PLUGGED CONDITION) COUPLING HOUSING END-LOCKING CLAMP LOWER SIDE SDARD SIZE OF CABLE ENTRIES: M 25 | 4
7549 | 1787740000 | HDC ENCLOSURES SIZE: 4 PROTECTION DEGREE: IP65 (IN PLUGGED CONDITION) COUPLING HOUSING END-LOCKING CLAMP LOWER SIDE SDARD SIZE OF CABLE ENTRIES: M 20 | 4
7550 | 1787750000 | HDC ENCLOSURES SIZE: 8 PROTECTION DEGREE: IP65 (IN PLUGGED CONDITION) CABLE ENTRY FROM SIDE PLUG HOUSING SIDE-LOCKING CLAMP ON LOWER SIDE SDARD SIZE OF CABLE ENTRIES: M 32 | 4
7551 | 1787780000 | HDC ENCLOSURES SIZE: 8 PROTECTION DEGREE: IP65 (IN PLUGGED CONDITION) CABLE ENTRY FROM SIDE PLUG HOUSING SIDE-LOCKING CLAMP ON UPPER SIDE SDARD SIZE OF CABLE ENTRIES: M 25 | 4
7552 | 1787790000 | HDC ENCLOSURES SIZE: 8 PROTECTION DEGREE: IP65 (IN PLUGGED CONDITION) CABLE ENTRY FROM SIDE PLUG HOUSING END-LOCKING CLAMP LOWER SIDE SDARD SIZE OF CABLE ENTRIES: M 32 | 4
7553 | 1787830000 | HDC ENCLOSURES SIZE: 8 PROTECTION DEGREE: IP65 (IN PLUGGED CONDITION) CABLE ENTRY FROM TOP PLUG HOUSING SIDE-LOCKING CLAMP ON UPPER SIDE SDARD SIZE OF CABLE ENTRIES: M 32 | 4
7554 | 1787860000 | HDC ENCLOSURES SIZE: 8 PROTECTION DEGREE: IP65 (IN PLUGGED CONDITION) CABLE ENTRY FROM TOP PLUG HOUSING END-LOCKING CLAMP LOWER SIDE SDARD SIZE OF CABLE ENTRIES: M 25 | 4
7555 | 1787870000 | HDC ENCLOSURES SIZE: 8 PROTECTION DEGREE: IP65 (IN PLUGGED CONDITION) BASE HOUSING SIDE-LOCKING CLAMP ON LOWER SIDE SDARD SIZE OF CABLE ENTRIES: M 25 | 4
7556 | 1787920000 | HDC ENCLOSURES SIZE: 8 PROTECTION DEGREE: IP65 (IN PLUGGED CONDITION) COUPLING HOUSING SIDE-LOCKING CLAMP ON LOWER SIDE SDARD SIZE OF CABLE ENTRIES: M 25 | 4
7557 | 1787990000 | HDC ENCLOSURES SIZE: 7 PROTECTION DEGREE: IP65 (IN PLUGGED CONDITION) CABLE ENTRY FROM TOP PLUG HOUSING SIDE-LOCKING CLAMP ON LOWER SIDE SDARD SIZE OF CABLE ENTRIES: M 32 | 4
7558 | 1788040000 | HDC ENCLOSURES SIZE: 7 PROTECTION DEGREE: IP65 (IN PLUGGED CONDITION) BASE HOUSING SIDE-LOCKING CLAMP ON LOWER SIDE SDARD SIZE OF CABLE ENTRIES: M 25 | 4
7559 | 1788060000 | HDC ENCLOSURES SIZE: 7 PROTECTION DEGREE: IP65 (IN PLUGGED CONDITION) BASE HOUSING SIDE-LOCKING CLAMP ON UPPER SIDE SDARD WITH COVER SIZE OF CABLE ENTRIES: M 25 | 4
7560 | 1788070000 | HDC ENCLOSURES SIZE: 7 PROTECTION DEGREE: IP65 (IN PLUGGED CONDITION) COUPLING HOUSING SIDE-LOCKING CLAMP ON LOWER SIDE SDARD SIZE OF CABLE ENTRIES: M 32 | 4
7561 | 1788110000 | HDC ENCLOSURES SIZE: 3 PROTECTION DEGREE: IP65 (IN PLUGGED CONDITION) CABLE ENTRY FROM TOP PLUG HOUSING END-LOCKING CLAMP LOWER SIDE SDARD SIZE OF CABLE ENTRIES: M 25 | 4
7562 | 1788140000 | HDC ENCLOSURES SIZE: 3 PROTECTION DEGREE: IP65 (IN PLUGGED CONDITION) BASE HOUSING END-LOCKING CLAMP LOWER SIDE SDARD SIZE OF CABLE ENTRIES: M 20 | 4
7563 | 1788170000 | HDC ENCLOSURES SIZE: 3 PROTECTION DEGREE: IP65 (IN PLUGGED CONDITION) BASE HOUSING END-LOCKING CLAMP LOWER SIDE SDARD WITH COVER SIZE OF CABLE ENTRIES: M 20 | 4
7564 | 1788210000 | HDC ENCLOSURES SIZE: 6 PROTECTION DEGREE: IP65 (IN PLUGGED CONDITION) CABLE ENTRY FROM TOP PLUG HOUSING SIDE-LOCKING CLAMP ON LOWER SIDE SDARD SIZE OF CABLE ENTRIES: M 25 | 4
7565 | 1788290000 | HDC ENCLOSURES SIZE: 6 PROTECTION DEGREE: IP65 (IN PLUGGED CONDITION) COUPLING HOUSING END-LOCKING CLAMP LOWER SIDE SDARD SIZE OF CABLE ENTRIES: M 25 | 4
7566 | 1788310000 | HDC ENCLOSURES SIZE: 12 PROTECTION DEGREE: IP65 (IN PLUGGED CONDITION) CABLE ENTRY FROM SIDE PLUG HOUSING END-LOCKING CLAMP LOWER SIDE SDARD SIZE OF CABLE ENTRIES: M 40 | 4
7567 | 1788320000 | HDC ENCLOSURES SIZE: 12 PROTECTION DEGREE: IP65 (IN PLUGGED CONDITION) CABLE ENTRY FROM SIDE PLUG HOUSING END-LOCKING CLAMP LOWER SIDE SDARD SIZE OF CABLE ENTRIES: M 32 | 4
7568 | 1788350000 | HDC ENCLOSURES SIZE: 12 PROTECTION DEGREE: IP65 (IN PLUGGED CONDITION) CABLE ENTRY FROM TOP PLUG HOUSING END-LOCKING CLAMP LOWER SIDE SDARD SIZE OF CABLE ENTRIES: M 32 | 4
7569 | 1788370000 | HDC ENCLOSURES SIZE: 12 PROTECTION DEGREE: IP65 (IN PLUGGED CONDITION) BASE HOUSING END-LOCKING CLAMP LOWER SIDE SDARD SIZE OF CABLE ENTRIES: M 32 | 4
7570 | 1788390000 | HDC ENCLOSURES SIZE: 12 PROTECTION DEGREE: IP65 (IN PLUGGED CONDITION) BASE HOUSING END-LOCKING CLAMP LOWER SIDE SDARD WITH COVER SIZE OF CABLE ENTRIES: M 32 | 4
7571 | 1788410000 | HDC ENCLOSURES SIZE: 10 PROTECTION DEGREE: IP65 (IN PLUGGED CONDITION) CABLE ENTRY FROM SIDE PLUG HOUSING SIDE-LOCKING CLAMP ON UPPER SIDE SDARD SIZE OF CABLE ENTRIES: M 32 | 4
7572 | 1788420000 | HDC ENCLOSURES SIZE: 10 PROTECTION DEGREE: IP65 (IN PLUGGED CONDITION) CABLE ENTRY FROM SIDE PLUG HOUSING END-LOCKING CLAMP LOWER SIDE SDARD SIZE OF CABLE ENTRIES: M 32 | 4
7573 | 1788430000 | HDC ENCLOSURES SIZE: 10 PROTECTION DEGREE: IP65 (IN PLUGGED CONDITION) CABLE ENTRY FROM TOP PLUG HOUSING SIDE-LOCKING CLAMP ON LOWER SIDE SDARD SIZE OF CABLE ENTRIES: M 32 | 4
7574 | 1788450000 | HDC ENCLOSURES SIZE: 10 PROTECTION DEGREE: IP65 (IN PLUGGED CONDITION) CABLE ENTRY FROM TOP PLUG HOUSING END-LOCKING CLAMP LOWER SIDE SDARD SIZE OF CABLE ENTRIES: M 32 | 4
7575 | 1788460000 | HDC ENCLOSURES SIZE: 10 PROTECTION DEGREE: IP65 (IN PLUGGED CONDITION) BASE HOUSING SIDE-LOCKING CLAMP ON LOWER SIDE SDARD SIZE OF CABLE ENTRIES: M 32 | 4
7576 | 1788470000 | HDC ENCLOSURES SIZE: 10 PROTECTION DEGREE: IP65 (IN PLUGGED CONDITION) BASE HOUSING END-LOCKING CLAMP LOWER SIDE SDARD SIZE OF CABLE ENTRIES: M 32 | 4
7577 | 1788500000 | HDC ENCLOSURES SIZE: 10 PROTECTION DEGREE: IP65 (IN PLUGGED CONDITION) COUPLING HOUSING END-LOCKING CLAMP LOWER SIDE SDARD SIZE OF CABLE ENTRIES: M 32 | 4
7578 | 1804610000 | HDC ENCLOSURES SIZE: 8 PROTECTION DEGREE: IP65 (IN PLUGGED CONDITION) CABLE ENTRY FROM SIDE PLUG HOUSING END-LOCKING CLAMP LOWER SIDE HIGH SIZE OF CABLE ENTRIES: M 40 | 4
7579 | 1804630000 | HDC ENCLOSURES SIZE: 6 PROTECTION DEGREE: IP65 (IN PLUGGED CONDITION) CABLE ENTRY FROM TOP PLUG HOUSING END-LOCKING CLAMP LOWER SIDE SDARD SIZE OF CABLE ENTRIES: M 32 | 4
7580 | 1804640000 | HDC ENCLOSURES SIZE: 6 PROTECTION DEGREE: IP65 (IN PLUGGED CONDITION) CABLE ENTRY FROM SIDE PLUG HOUSING END-LOCKING CLAMP LOWER SIDE SDARD SIZE OF CABLE ENTRIES: M 32 | 4
7581 | 1804650000 | HDC ENCLOSURES SIZE: 6 PROTECTION DEGREE: IP65 (IN PLUGGED CONDITION) CABLE ENTRY FROM SIDE PLUG HOUSING END-LOCKING CLAMP LOWER SIDE HIGH SIZE OF CABLE ENTRIES: M 40 | 4
7582 | 1809620000 | HDC ENCLOSURES SIZE: 6 PROTECTION DEGREE: IP65 (IN PLUGGED CONDITION) CABLE ENTRY FROM SIDE PLUG HOUSING SIDE-LOCKING CLAMP ON LOWER SIDE SDARD SIZE OF CABLE ENTRIES: M 40 | 4
7583 | 1812470000 | SOCKETS PREFABRICATED TO CUSTOMER SPEC. 7/8" SOCKET ANGLED | 26
7584 | 1826770000 | HDC INSERT MALE 500 V 16 A N OF POLES: 46 CRIMP CONNECTION SIZE: 8 | 23
7585 | 1826790000 | HDC INSERT MALE 500 V 16 A N OF POLES: 32 CRIMP CONNECTION SIZE: 6 | 23
7586 | 1826810000 | HDC INSERT MALE 500 V 16 A N OF POLES: 18 CRIMP CONNECTION SIZE: 4 | 23
7587 | 1826820000 | HDC INSERT FEMALE 500 V 16 A N OF POLES: 18 CRIMP CONNECTION SIZE: 4 | 23
7588 | 1826830000 | HDC INSERT MALE 500 V 16 A N OF POLES: 10 CRIMP CONNECTION SIZE: 3 | 23
7589 | 1826840000 | HDC INSERT FEMALE 500 V 16 A N OF POLES: 10 CRIMP CONNECTION SIZE: 3 | 23
7590 | 1827470000 | HDC ENCLOSURES SIZE: 8 PROTECTION DEGREE: IP66 (IN PLUGGED CONDITION) IP68 (IN PLUGGED CONDITION) BULKHEAD HOUSING CLAMPING YOKE CONNECTION SDARD | 4
7591 | 1848600000 | HDC INSERT FEMALE 500 V 16 A N OF POLES: 6 SCREW CONNECTION SIZE: 3 | 23
7592 | 1848730000 | HDC INSERT PIN 500 V 16 A N OF POLES: 24 SCREW CONNECTION SIZE: 8 | 23
7593 | 1848750000 | HDC INSERT PIN 500 V 16 A N OF POLES: 10 SCREW CONNECTION SIZE: 4 | 23
7594 | 1848770000 | HDC INSERT PIN 500 V 16 A N OF POLES: 24 SCREW CONNECTION SIZE: 8 | 23
7595 | 1862080000 | HEAVY-DUTY CONNECTORS HDC INSERT CONCEPT MODULE | 67
7596 | 1867360000 | HEAVY-DUTY CONNECTORS ACCESSORIES SHIELD CLAMP | 86
7597 | 1867370000 | HEAVY-DUTY CONNECTORS ACCESSORIES SHIELD CLAMP | 86
7598 | 1873890000 | HDC INSERT MALE 250 V 16 A N OF POLES: 16 CRIMP CONNECTION SIZE: 5 | 23
7599 | 1894720000 | HEAVY-DUTY CONNECTORS HDC INSERT CONCEPT MODULE | 67
7600 | 1894730000 | HEAVY-DUTY CONNECTORS HDC INSERT CONCEPT MODULE | 67
7601 | 1894770000 | HEAVY-DUTY CONNECTORS HDC INSERT CONCEPT MODULE | 67
7602 | 1899980000 | HDC ENCLOSURES SIZE: 6 PROTECTION DEGREE: IP65 (IN PLUGGED CONDITION) BASE HOUSING SIDE-LOCKING CLAMP ON LOWER SIDE SDARD SIZE OF CABLE ENTRIES: M 25 | 4
7603 | 1900460000 | HDC ENCLOSURES SIZE: 3 PROTECTION DEGREE: IP65 (IN PLUGGED CONDITION) BASE HOUSING END-LOCKING CLAMP LOWER SIDE SDARD SIZE OF CABLE ENTRIES: M 20 | 4
7604 | 1901040000 | HDC ENCLOSURES SIZE: 2 PROTECTION DEGREE: IP65 (IN PLUGGED CONDITION) BASE HOUSING END-LOCKING CLAMP LOWER SIDE SDARD WITH COVER SIZE OF CABLE ENTRIES: M 25 | 4
7605 | 1901370000 | HDC ENCLOSURES SIZE: 4 PROTECTION DEGREE: IP65 (IN PLUGGED CONDITION) BASE HOUSING SIDE-LOCKING CLAMP ON LOWER SIDE SDARD SIZE OF CABLE ENTRIES: M 25 | 4
7606 | 1901480000 | HDC ENCLOSURES SIZE: 8 PROTECTION DEGREE: IP65 (IN PLUGGED CONDITION) BASE HOUSING END-LOCKING CLAMP LOWER SIDE SDARD WITH COVER SIZE OF CABLE ENTRIES: M 25 | 4
7607 | 1901490000 | HDC ENCLOSURES SIZE: 4 PROTECTION DEGREE: IP65 (IN PLUGGED CONDITION) BASE HOUSING SIDE-LOCKING CLAMP ON UPPER SIDE SDARD WITH COVER SIZE OF CABLE ENTRIES: M 20 | 4
7608 | 1901560000 | HDC ENCLOSURES SIZE: 8 PROTECTION DEGREE: IP65 (IN PLUGGED CONDITION) BASE HOUSING END-LOCKING CLAMP LOWER SIDE SDARD SIZE OF CABLE ENTRIES: M 25 | 4
7609 | 1901570000 | HDC ENCLOSURES SIZE: 4 PROTECTION DEGREE: IP65 (IN PLUGGED CONDITION) BASE HOUSING END-LOCKING CLAMP LOWER SIDE SDARD WITH COVER SIZE OF CABLE ENTRIES: M 20 | 4
7610 | 1902740000 | HDC ENCLOSURES SIZE: 10 PROTECTION DEGREE: IP65 (IN PLUGGED CONDITION) COUPLING HOUSING SIDE-LOCKING CLAMP ON LOWER SIDE SDARD SIZE OF CABLE ENTRIES: PG 29 | 4
7611 | 1902970000 | HDC ENCLOSURES SIZE: 6 PROTECTION DEGREE: IP65 (IN PLUGGED CONDITION) BASE HOUSING SIDE-LOCKING CLAMP ON LOWER SIDE HIGH SIZE OF CABLE ENTRIES: M 25 | 4
7612 | 1903080000 | HDC ENCLOSURES SIZE: 6 PROTECTION DEGREE: IP65 (IN PLUGGED CONDITION) BASE HOUSING END-LOCKING CLAMP LOWER SIDE HIGH WITH COVER SIZE OF CABLE ENTRIES: M 32 | 4
7613 | 1903110000 | HDC ENCLOSURES SIZE: 6 PROTECTION DEGREE: IP65 (IN PLUGGED CONDITION) BASE HOUSING END-LOCKING CLAMP LOWER SIDE HIGH SIZE OF CABLE ENTRIES: M 32 | 4
7614 | 1903410000 | HDC ENCLOSURES SIZE: 4 PROTECTION DEGREE: IP65 (IN PLUGGED CONDITION) BASE HOUSING END-LOCKING CLAMP LOWER SIDE HIGH WITH COVER SIZE OF CABLE ENTRIES: M 25 | 4
7615 | 1903510000 | HDC ENCLOSURES SIZE: 4 PROTECTION DEGREE: IP65 (IN PLUGGED CONDITION) BASE HOUSING END-LOCKING CLAMP LOWER SIDE HIGH WITH COVER SIZE OF CABLE ENTRIES: M 32 | 4
7616 | 1903910000 | HDC ENCLOSURES SIZE: 7 PROTECTION DEGREE: IP65 (IN PLUGGED CONDITION) BASE HOUSING SIDE-LOCKING CLAMP ON UPPER SIDE SDARD WITH COVER SIZE OF CABLE ENTRIES: M 32 | 4
7617 | 1904190000 | HDC ENCLOSURES SIZE: 12 PROTECTION DEGREE: IP65 (IN PLUGGED CONDITION) BASE HOUSING END-LOCKING CLAMP LOWER SIDE SDARD SIZE OF CABLE ENTRIES: M 32 | 4
7618 | 1904340000 | HDC ENCLOSURES SIZE: 8 PROTECTION DEGREE: IP65 (IN PLUGGED CONDITION) BASE HOUSING SIDE-LOCKING CLAMP ON LOWER SIDE HIGH SIZE OF CABLE ENTRIES: M 25 | 4
7619 | 1904430000 | HDC ENCLOSURES SIZE: 8 PROTECTION DEGREE: IP65 (IN PLUGGED CONDITION) BASE HOUSING END-LOCKING CLAMP LOWER SIDE HIGH WITH COVER SIZE OF CABLE ENTRIES: M 25 | 4
7620 | 1904480000 | HDC ENCLOSURES SIZE: 8 PROTECTION DEGREE: IP65 (IN PLUGGED CONDITION) BASE HOUSING END-LOCKING CLAMP LOWER SIDE HIGH SIZE OF CABLE ENTRIES: M 25 | 4
7621 | 1904490000 | HDC ENCLOSURES SIZE: 8 PROTECTION DEGREE: IP65 (IN PLUGGED CONDITION) BASE HOUSING END-LOCKING CLAMP LOWER SIDE HIGH SIZE OF CABLE ENTRIES: M 32 | 4
7622 | 1904690000 | HDC ENCLOSURES SIZE: 8 PROTECTION DEGREE: IP65 (IN PLUGGED CONDITION) CABLE ENTRY FROM SIDE PLUG HOUSING CENTRAL LOCKING AT THE TOP HIGH SIZE OF CABLE ENTRIES: M 40 | 4
7623 | 1908520000 | HEAVY-DUTY CONNECTORS HDC INSERT CONCEPT MODULE | 67
7624 | 1912290000 | HEAVY-DUTY CONNECTORS ACCESSORIES SHIELD CLAMP | 86
7625 | 1912460000 | HDC INSERT FEMALE 250 V 16 A N OF POLES: 5 CRIMP CONNECTION SIZE: 1 | 23
7626 | 1919980000 | HDC INSERT FEMALE 500 V 16 A N OF POLES: 8 CRIMP CONNECTION SIZE: HQ | 23
7627 | 1928060000 | RAIL TS 15 WIDTH: 68 MM WITHOUT SLOT STEEL GALVANIZED CHROMIUM-PLATED | 91
7628 | 1928080000 | RAIL TS 15 WIDTH: 147 MM WITHOUT SLOT STEEL GALVANIZED CHROMIUM-PLATED | 91
7629 | 1983470000 | HDC ENCLOSURES SIZE: 8 PROTECTION DEGREE: IP65 (IN PLUGGED CONDITION) CABLE ENTRY FROM TOP PLUG HOUSING END-LOCKING CLAMP LOWER SIDE HIGH SIZE OF CABLE ENTRIES: M 40 | 4
7630 | 1983510000 | HDC ENCLOSURES SIZE: 12 PROTECTION DEGREE: IP65 (IN PLUGGED CONDITION) BASE HOUSING END-LOCKING CLAMP LOWER SIDE SDARD WITH COVER SIZE OF CABLE ENTRIES: M 50 | 4
7631 | 1983750000 | HEAVY-DUTY CONNECTORS HDC INSERT CONCEPT MODULE | 67
7632 | 1983770000 | HEAVY-DUTY CONNECTORS HDC INSERT CONCEPT MODULE | 67
7633 | 1983800000 | HEAVY-DUTY CONNECTORS HDC INSERT CONCEPT MODULE | 67
7634 | 1983830000 | HEAVY-DUTY CONNECTORS HDC INSERT CONCEPT FRAME | 67
7635 | 1983840000 | HEAVY-DUTY CONNECTORS HDC INSERT CONCEPT FRAME | 67
7636 | 1983870000 | HEAVY-DUTY CONNECTORS HDC INSERT CONCEPT FRAME | 67
7637 | 1983930000 | HEAVY-DUTY CONNECTORS ACCESSORIES SHIELD CLAMP | 86
7638 | 1983940000 | HEAVY-DUTY CONNECTORS ACCESSORIES SHIELD CLAMP | 86
7639 | 8000003909 | RAIL TS 35 TS 35 X 7.5 WIDTH: 243 MM WITHOUT SLOT STEEL GALVANIC ZINC PLATED AND PASSIVATED | 73
7640 | 191600000 | SAK SERIES CROSS-CONNECTOR FOR CROSS-CONNECTION LINK N OF POLES: 4 | 52
7641 | 249600000 | ACCESSORIES ADAPTER PLUG | 600
7642 | 267200000 | SAK SERIES SOCKET | 220
7643 | 271200000 | SAK SERIES SOCKET | 220
7644 | 300800000 | SAK SERIES CONNECTING SLEEVE FOR CROSS-CONNECTION LINK N OF POLES: | 271
7645 | 329300000 | SAK SERIES CROSS-CONNECTOR CROSS-CONNECTOR N OF POLES: 3 | 52
7646 | 335400000 | SAK SERIES SET OF FIXINGS | 912
7647 | 338800000 | SAK SERIES CROSS-CONNECTOR FOR CROSS-CONNECTION LINK N OF POLES: 10 | 52
7648 | 343300000 | SAK SERIES SOCKET | 220
7649 | 545300000 | SAK SERIES CROSS-CONNECTOR FOR CROSS-CONNECTION LINK N OF POLES: 58 | 52
7650 | 545400000 | SAK SERIES CROSS-CONNECTOR FOR CROSS-CONNECTION LINK N OF POLES: 58 | 52
7651 | 573200000 | KLIPPON K (ALUMINIUM EMPTY ENCLOSURE) EMPTY ENCLOSURE ALUMINIUM ENCLOSURE HEIGHT: 45 MM WIDTH: 50 MM DEPTH: 30 MM MATERIAL: ALUMINIUM ALSI12 UNTREATED | 42
7652 | 573300000 | KLIPPON K (ALUMINIUM EMPTY ENCLOSURE) EMPTY ENCLOSURE ALUMINIUM ENCLOSURE HEIGHT: 80 MM WIDTH: 75 MM DEPTH: 57 MM MATERIAL: ALUMINIUM ALSI12 UNTREATED | 42
7653 | 573500000 | KLIPPON K (ALUMINIUM EMPTY ENCLOSURE) EMPTY ENCLOSURE ALUMINIUM ENCLOSURE HEIGHT: 80 MM WIDTH: 175 MM DEPTH: 57 MM MATERIAL: ALUMINIUM ALSI12 UNTREATED | 42
7654 | 573600000 | KLIPPON K (ALUMINIUM EMPTY ENCLOSURE) EMPTY ENCLOSURE ALUMINIUM ENCLOSURE HEIGHT: 160 MM WIDTH: 260 MM DEPTH: 91 MM MATERIAL: ALUMINIUM ALSI12 UNTREATED | 42
7655 | 573700000 | KLIPPON K (ALUMINIUM EMPTY ENCLOSURE) EMPTY ENCLOSURE ALUMINIUM ENCLOSURE HEIGHT: 230 MM WIDTH: 280 MM DEPTH: 111 MM MATERIAL: ALUMINIUM ALSI12 UNTREATED | 42
7656 | 1058460000 | W-SERIES COMPONENT PLUG RATED CROSS-SECTION: PLUG-IN CONNECTION DARK | 27
7657 | 1061740000 | ROCKSTAR® HDC KITS-HEAVY-DUTY CONNECTORS KIT HE SIZE: 4 POLES: 10 PUSH IN 500 V 16 A DIECAST ALUMINIUM M 25 | 107
7658 | 1064900000 | BOLT-TYPE SCREW TERMINALS CROSS-CONNECTOR N OF POLES: 2 | 190
7659 | 1065000000 | BOLT-TYPE SCREW TERMINALS CROSS-CONNECTOR N OF POLES: 2 | 190
7660 | 1065300000 | BOLT-TYPE SCREW TERMINALS CROSS-CONNECTOR N OF POLES: 2 | 190
7661 | 1066400000 | W-SERIES ADDITIONAL CONNECTION | 448
7662 | 1070500000 | W-SERIES ADDITIONAL CONNECTION | 448
7663 | 1565250000 | KLIPPON K (ALUMINIUM EMPTY ENCLOSURE) EMPTY ENCLOSURE ALUMINIUM ENCLOSURE HEIGHT: 64 MM WIDTH: 98 MM DEPTH: 34 MM MATERIAL: ALUMINIUM ALSI12 UNTREATED | 42
7664 | 1565280000 | KLIPPON K (ALUMINIUM EMPTY ENCLOSURE) EMPTY ENCLOSURE ALUMINIUM ENCLOSURE HEIGHT: 120 MM WIDTH: 220 MM DEPTH: 81 MM MATERIAL: ALUMINIUM ALSI12 UNTREATED | 42
7665 | 1579000000 | W-SERIES CROSS-CONNECTOR FOR THE TERMINALS N OF POLES: 24 | 51
7666 | 1579050000 | W-SERIES CROSS-CONNECTOR FOR THE TERMINALS N OF POLES: 10 | 51
7667 | 1652380000 | HDC ENCLOSURES SIZE: 1 PROTECTION DEGREE: IP65 (IN PLUGGED CONDITION) CABLE ENTRY FROM TOP PLUG HOUSING SIDE-LOCKING CLAMP ON LOWER SIDE SDARD SIZE OF CABLE ENTRIES: PG 11 | 4
7668 | 1652420000 | HDC ENCLOSURES SIZE: 1 PROTECTION DEGREE: IP65 (IN PLUGGED CONDITION) BULKHEAD HOUSING SIDE-LOCKING CLAMP ON LOWER SIDE SDARD | 4
7669 | 1663850000 | HDC ENCLOSURES SIZE: 2 PROTECTION DEGREE: IP65 (IN PLUGGED CONDITION) CABLE ENTRY FROM SIDE PLUG HOUSING END-LOCKING CLAMP LOWER SIDE HIGH SIZE OF CABLE ENTRIES: PG 16 | 4
7670 | 1663990000 | HDC ENCLOSURES SIZE: 2 PROTECTION DEGREE: IP65 (IN PLUGGED CONDITION) CABLE ENTRY FROM TOP PLUG HOUSING END-LOCKING CLAMP LOWER SIDE HIGH SIZE OF CABLE ENTRIES: PG 21 | 4
7671 | 1664420000 | HDC ENCLOSURES SIZE: 2 PROTECTION DEGREE: IP65 (IN PLUGGED CONDITION) BASE HOUSING END-LOCKING CLAMP LOWER SIDE SDARD WITH COVER SIZE OF CABLE ENTRIES: PG 16 | 4
7672 | 1664730000 | HDC ENCLOSURES SIZE: 5 PROTECTION DEGREE: IP65 (IN PLUGGED CONDITION) CABLE ENTRY FROM SIDE PLUG HOUSING END-LOCKING CLAMP LOWER SIDE HIGH SIZE OF CABLE ENTRIES: PG 16 | 4
7673 | 1664870000 | HDC ENCLOSURES SIZE: 5 PROTECTION DEGREE: IP65 (IN PLUGGED CONDITION) CABLE ENTRY FROM TOP PLUG HOUSING END-LOCKING CLAMP LOWER SIDE HIGH SIZE OF CABLE ENTRIES: PG 21 | 4
7674 | 1664940000 | HDC ENCLOSURES SIZE: 5 PROTECTION DEGREE: IP65 (IN PLUGGED CONDITION) BULKHEAD HOUSING END-LOCKING CLAMP LOWER SIDE SDARD WITH COVER | 4
7675 | 1665070000 | HDC ENCLOSURES SIZE: 5 PROTECTION DEGREE: IP65 (IN PLUGGED CONDITION) BASE HOUSING END-LOCKING CLAMP LOWER SIDE SDARD SIZE OF CABLE ENTRIES: PG 16 | 4
7676 | 1665300000 | HDC ENCLOSURES SIZE: 5 PROTECTION DEGREE: IP65 (IN PLUGGED CONDITION) BASE HOUSING END-LOCKING CLAMP LOWER SIDE SDARD WITH COVER SIZE OF CABLE ENTRIES: PG 16 | 4
7677 | 1712460000 | ROCKSTAR® HDC KITS-HEAVY-DUTY CONNECTORS KIT HE SIZE: 3 POLES: 6 SCREW CONNECTION 500 V 24 A DIECAST ALUMINIUM PG 16 | 107
7678 | 1712510000 | ROCKSTAR® HDC KITS-HEAVY-DUTY CONNECTORS KIT HE SIZE: 4 POLES: 10 SCREW CONNECTION 500 V 16 A DIECAST ALUMINIUM PG 16 | 107
7679 | 1712540000 | ROCKSTAR® HDC KITS-HEAVY-DUTY CONNECTORS KIT HE SIZE: 10 POLES: 32 SCREW CONNECTION 500 V 16 A DIECAST ALUMINIUM PG 29 | 107
7680 | 1712580000 | ROCKSTAR® HDC KITS-HEAVY-DUTY CONNECTORS KIT HA SIZE: 1 POLES: 3 SCREW CONNECTION 400 V 16 A PG 11 | 107
7681 | 1712610000 | ROCKSTAR® HDC KITS-HEAVY-DUTY CONNECTORS KIT HA SIZE: 1 POLES: 4 SCREW CONNECTION 400 V 16 A PG 11 | 107
7682 | 1712630000 | ROCKSTAR® HDC KITS-HEAVY-DUTY CONNECTORS KIT HA SIZE: 1 POLES: 3 SCREW CONNECTION 400 V 16 A PG 11 | 107
7683 | 1712660000 | ROCKSTAR® HDC KITS-HEAVY-DUTY CONNECTORS KIT HE SIZE: 3 POLES: 6 SCREW CONNECTION 500 V 24 A DIECAST ALUMINIUM PG 16 | 107
7684 | 1746170000 | HDC ENCLOSURES SIZE: 2 PROTECTION DEGREE: IP65 (IN PLUGGED CONDITION) CABLE ENTRY FROM TOP PLUG HOUSING END-LOCKING CLAMP LOWER SIDE SDARD SIZE OF CABLE ENTRIES: PG 11 | 4
7685 | 1780980000 | BOLT-TYPE SCREW TERMINALS CROSS-CONNECTOR N OF POLES: 3 | 190
7686 | 1781040000 | BOLT-TYPE SCREW TERMINALS CROSS-CONNECTOR N OF POLES: 3 | 190
7687 | 1783250000 | HDC ENCLOSURES SIZE: 2 PROTECTION DEGREE: IP65 (IN PLUGGED CONDITION) COUPLING HOUSING END-LOCKING CLAMP LOWER SIDE SDARD SIZE OF CABLE ENTRIES: PG 9 | 4
7688 | 1788520000 | HDC ENCLOSURES SIZE: 1 PROTECTION DEGREE: IP65 (IN PLUGGED CONDITION) CABLE ENTRY FROM TOP PLUG HOUSING SIDE-LOCKING CLAMP ON LOWER SIDE SDARD SIZE OF CABLE ENTRIES: M 20 | 4
7689 | 1788540000 | HDC ENCLOSURES SIZE: 1 PROTECTION DEGREE: IP65 (IN PLUGGED CONDITION) COUPLING HOUSING SIDE-LOCKING CLAMP ON LOWER SIDE SDARD SIZE OF CABLE ENTRIES: M 20 | 4
7690 | 1788560000 | HDC ENCLOSURES SIZE: 9 PROTECTION DEGREE: IP65 (IN PLUGGED CONDITION) CABLE ENTRY FROM TOP PLUG HOUSING END-LOCKING CLAMP LOWER SIDE SDARD SIZE OF CABLE ENTRIES: M 32 | 4
7691 | 1788660000 | HDC ENCLOSURES SIZE: 2 PROTECTION DEGREE: IP65 (IN PLUGGED CONDITION) BASE HOUSING END-LOCKING CLAMP LOWER SIDE SDARD WITH COVER SIZE OF CABLE ENTRIES: M 20 | 4
7692 | 1788670000 | HDC ENCLOSURES SIZE: 2 PROTECTION DEGREE: IP65 (IN PLUGGED CONDITION) COUPLING HOUSING END-LOCKING CLAMP LOWER SIDE SDARD SIZE OF CABLE ENTRIES: M 25 | 4
7693 | 1788690000 | HDC ENCLOSURES SIZE: 5 PROTECTION DEGREE: IP65 (IN PLUGGED CONDITION) CABLE ENTRY FROM SIDE PLUG HOUSING END-LOCKING CLAMP LOWER SIDE HIGH SIZE OF CABLE ENTRIES: M 25 | 4
7694 | 1788710000 | HDC ENCLOSURES SIZE: 5 PROTECTION DEGREE: IP65 (IN PLUGGED CONDITION) CABLE ENTRY FROM TOP PLUG HOUSING END-LOCKING CLAMP LOWER SIDE HIGH SIZE OF CABLE ENTRIES: M 20 | 4
7695 | 1788750000 | HDC ENCLOSURES SIZE: 5 PROTECTION DEGREE: IP65 (IN PLUGGED CONDITION) CABLE ENTRY FROM TOP PLUG HOUSING END-LOCKING CLAMP LOWER SIDE SDARD SIZE OF CABLE ENTRIES: M 25 | 4
7696 | 1788760000 | HDC ENCLOSURES SIZE: 5 PROTECTION DEGREE: IP65 (IN PLUGGED CONDITION) BASE HOUSING END-LOCKING CLAMP LOWER SIDE SDARD SIZE OF CABLE ENTRIES: M 25 | 4
7697 | 1788790000 | HDC ENCLOSURES SIZE: 5 PROTECTION DEGREE: IP65 (IN PLUGGED CONDITION) BASE HOUSING END-LOCKING CLAMP LOWER SIDE SDARD WITH COVER SIZE OF CABLE ENTRIES: M 20 | 4
7698 | 1788810000 | HDC ENCLOSURES SIZE: 1 PROTECTION DEGREE: IP65 (IN PLUGGED CONDITION) CABLE ENTRY FROM SIDE PLUG HOUSING SIDE-LOCKING CLAMP ON LOWER SIDE SDARD SIZE OF CABLE ENTRIES: M 20 | 4
7699 | 1788820000 | HDC ENCLOSURES SIZE: 1 PROTECTION DEGREE: IP65 (IN PLUGGED CONDITION) CABLE ENTRY FROM TOP PLUG HOUSING SIDE-LOCKING CLAMP ON LOWER SIDE SDARD SIZE OF CABLE ENTRIES: M 20 | 4
7700 | 1788830000 | HDC ENCLOSURES SIZE: 1 PROTECTION DEGREE: IP65 (IN PLUGGED CONDITION) BASE HOUSING SIDE-LOCKING CLAMP ON LOWER SIDE SDARD SIZE OF CABLE ENTRIES: M 20 | 4
7701 | 1788840000 | HDC ENCLOSURES SIZE: 1 PROTECTION DEGREE: IP65 (IN PLUGGED CONDITION) COUPLING HOUSING SIDE-LOCKING CLAMP ON LOWER SIDE SDARD SIZE OF CABLE ENTRIES: M 20 | 4
7702 | 1788850000 | HDC ENCLOSURES SIZE: 2 PROTECTION DEGREE: IP65 (IN PLUGGED CONDITION) CABLE ENTRY FROM SIDE PLUG HOUSING END-LOCKING CLAMP LOWER SIDE HIGH SIZE OF CABLE ENTRIES: M 25 | 4
7703 | 1788860000 | HDC ENCLOSURES SIZE: 2 PROTECTION DEGREE: IP65 (IN PLUGGED CONDITION) CABLE ENTRY FROM SIDE PLUG HOUSING END-LOCKING CLAMP LOWER SIDE HIGH SIZE OF CABLE ENTRIES: M 20 | 4
7704 | 1802400000 | ROCKSTAR® HDC KITS-HEAVY-DUTY CONNECTORS KIT HE SIZE: 6 POLES: 16 SCREW CONNECTION 500 V 16 A DIECAST ALUMINIUM M 25 | 107
7705 | 1802410000 | ROCKSTAR® HDC KITS-HEAVY-DUTY CONNECTORS KIT HE SIZE: 4 POLES: 10 SCREW CONNECTION 500 V 16 A DIECAST ALUMINIUM M 25 | 107
7706 | 1802420000 | ROCKSTAR® HDC KITS-HEAVY-DUTY CONNECTORS KIT HE SIZE: 4 POLES: 10 SCREW CONNECTION 500 V 16 A DIECAST ALUMINIUM M 25 | 107
7707 | 1802440000 | ROCKSTAR® HDC KITS-HEAVY-DUTY CONNECTORS KIT HA SIZE: 1 POLES: 4 SCREW CONNECTION 400 V 16 A M 20 | 107
7708 | 1802460000 | ROCKSTAR® HDC KITS-HEAVY-DUTY CONNECTORS KIT HA SIZE: 1 POLES: 3 SCREW CONNECTION 400 V 16 A M 20 | 107
7709 | 1812740000 | BOLT-TYPE SCREW TERMINALS CROSS-CONNECTOR N OF POLES: 3 | 190
7710 | 1847740000 | ACCESSORIES SOCKET | 145
7711 | 1847770000 | ACCESSORIES SOCKET | 145
7712 | 1859620000 | W-SERIES CROSS-CONNECTOR FOR THE TERMINALS N OF POLES: 2 | 51
7713 | 1868560000 | DAE (VENTILATION ELEMENT) COMPENSATING ELEMENT M 12 6 MM IP66 IP68 IP69K POLYAMIDE 6 | 509
7714 | 1884310000 | ROCKSTAR® HDC KITS-HEAVY-DUTY CONNECTORS KIT HA SIZE: 2 POLES: 10 SCREW CONNECTION 250 V 16 A PG 16 | 107
7715 | 1936260000 | ACCESSORIES SOCKET | 145
7716 | 1936270000 | ACCESSORIES SOCKET | 145
7717 | 1936290000 | ACCESSORIES SOCKET | 145
7718 | 1937720000 | KLIPPON K (ALUMINIUM EMPTY ENCLOSURE) EMPTY ENCLOSURE ALUMINIUM ENCLOSURE HEIGHT: 230 MM WIDTH: 280 MM DEPTH: 111 MM MATERIAL: ALUMINIUM ALSI12 POWDER-COATED TEXTU GREY | 42
7719 | 1937750000 | KLIPPON K (ALUMINIUM EMPTY ENCLOSURE) EMPTY ENCLOSURE ALUMINIUM ENCLOSURE HEIGHT: 120 MM WIDTH: 220 MM DEPTH: 81 MM MATERIAL: ALUMINIUM ALSI12 POWDER-COATED TEXTU GREY | 42
7720 | 1937850000 | KLIPPON K (ALUMINIUM EMPTY ENCLOSURE) EMPTY ENCLOSURE ALUMINIUM ENCLOSURE HEIGHT: 64 MM WIDTH: 58 MM DEPTH: 34 MM MATERIAL: ALUMINIUM ALSI12 POWDER-COATED TEXTU GREY | 42
7721 | 1937900000 | KLIPPON K (ALUMINIUM EMPTY ENCLOSURE) EMPTY ENCLOSURE ALUMINIUM ENCLOSURE HEIGHT: 70 MM WIDTH: 165 MM DEPTH: 45 MM MATERIAL: ALUMINIUM ALSI12 POWDER-COATED TEXTU GREY | 42
7722 | 1937920000 | KLIPPON K (ALUMINIUM EMPTY ENCLOSURE) EMPTY ENCLOSURE ALUMINIUM ENCLOSURE HEIGHT: 45 MM WIDTH: 50 MM DEPTH: 30 MM MATERIAL: ALUMINIUM ALSI12 POWDER-COATED TEXTU GREY | 42
7723 | 1939560000 | KLIPPON K (ALUMINIUM EMPTY ENCLOSURE) EMPTY ENCLOSURE ALUMINIUM ENCLOSURE HEIGHT: 70 MM WIDTH: 70 MM DEPTH: 45 MM MATERIAL: ALUMINIUM ALSI12 UNTREATED | 42
7724 | 1939570000 | KLIPPON K (ALUMINIUM EMPTY ENCLOSURE) EMPTY ENCLOSURE ALUMINIUM ENCLOSURE HEIGHT: 80 MM WIDTH: 75 MM DEPTH: 57 MM MATERIAL: ALUMINIUM ALSI12 UNTREATED | 42
7725 | 1939610000 | KLIPPON K (ALUMINIUM EMPTY ENCLOSURE) EMPTY ENCLOSURE ALUMINIUM ENCLOSURE HEIGHT: 80 MM WIDTH: 175 MM DEPTH: 57 MM MATERIAL: ALUMINIUM ALSI12 UNTREATED | 42
7726 | 1939620000 | KLIPPON K (ALUMINIUM EMPTY ENCLOSURE) EMPTY ENCLOSURE ALUMINIUM ENCLOSURE HEIGHT: 80 MM WIDTH: 250 MM DEPTH: 55 MM MATERIAL: ALUMINIUM ALSI12 UNTREATED | 42
7727 | 1939650000 | KLIPPON K (ALUMINIUM EMPTY ENCLOSURE) EMPTY ENCLOSURE ALUMINIUM ENCLOSURE HEIGHT: 130 MM WIDTH: 170 MM DEPTH: 90 MM MATERIAL: ALUMINIUM ALSI12 UNTREATED | 42
7728 | 1939670000 | KLIPPON K (ALUMINIUM EMPTY ENCLOSURE) EMPTY ENCLOSURE ALUMINIUM ENCLOSURE HEIGHT: 160 MM WIDTH: 160 MM DEPTH: 91 MM MATERIAL: ALUMINIUM ALSI12 UNTREATED | 42
7729 | 3073040000 | KLIPPON K (ALUMINIUM EMPTY ENCLOSURE) MOUNTING PLATE MOUNTING PLATE HEIGHT: 67 MM WIDTH: 164 MM DEPTH: 2 MM MATERIAL: SHEET STEEL GALVANIZED GALVANIZED | 42
7730 | 3073050000 | KLIPPON K (ALUMINIUM EMPTY ENCLOSURE) MOUNTING PLATE MOUNTING PLATE HEIGHT: 67 MM WIDTH: 239 MM DEPTH: 2 MM MATERIAL: SHEET STEEL GALVANIZED GALVANIZED | 42
7731 | 3073060000 | KLIPPON K (ALUMINIUM EMPTY ENCLOSURE) MOUNTING PLATE MOUNTING PLATE HEIGHT: 68 MM WIDTH: 116 MM DEPTH: 2 MM MATERIAL: SHEET STEEL GALVANIZED GALVANIZED | 42
7732 | 7940011570 | SIGNAL CONVERTER/INSULATOR 0...10 V | 797
7733 | 7940015595 | DISPLAY 0...10 KHZ | 923
7734 | 7940018956 | DISPLAY -22...+22 MA / -11...+11 V | 924
7735 | 8432250000 | RTD TRANSFORMER PT100 2-/3-/4-WIRE CONNECTION TECHNOLOGY CONFIGURABLE INPUT : TEMPERATURE PT100 (4- WIRE) OUTPUT : 0-10 V | 497
7736 | 8445010000 | SIGNAL CONVERTER/INSULATOR INPUT : 4-20 MA OUTPUT : 0-20 MA | 154
7737 | 8560700000 | RTD ISOLATING TRANSFORMER 2-/3-/4- WIRE RTD CONFIGURABLE INPUT : TEMPERATURE PT100 OUTPUT : 0(4)-20 MA 0-10 V | 497
7738 | 8705630000 | WAVESERIES VOLTAGE MONITORING 1 X THREE-PHASE (R S T N) 250 V SCREW CONNECTION | 761
7739 | 8924270000 | SURGE PROTECTION FLANGE-MOUNTED HOUSING FLANGE-MOUNTED HOUSING | 377
7740 | 8924300000 | SURGE PROTECTION FLANGE-MOUNTED HOUSING FLANGE-MOUNTED HOUSING | 377
7741 | 8924320000 | SURGE PROTECTION FOR INSTRUMENTATION AND CONTROL WITHOUT WARNING FUNCTION / FUNCTION INDICATOR UP(L/N-PE) 250 V | 109
7742 | 8924340000 | SURGE PROTECTION FOR INSTRUMENTATION AND CONTROL WITHOUT WARNING FUNCTION / FUNCTION INDICATOR UP(L/N-PE) 250 V | 109
7743 | 8924350000 | SURGE PROTECTION FOR INSTRUMENTATION AND CONTROL WITHOUT WARNING FUNCTION / FUNCTION INDICATOR UP(L/N-PE) 250 V | 109
7744 | 8924430000 | SURGE PROTECTION FOR INSTRUMENTATION AND CONTROL WITHOUT WARNING FUNCTION / FUNCTION INDICATOR UP(L/N-PE) < 800 V | 109
7745 | 8924550000 | SURGE PROTECTION FOR INSTRUMENTATION AND CONTROL WITHOUT WARNING FUNCTION / FUNCTION INDICATOR UP(L/N-PE) < 800 V | 109
7746 | 8939670000 | INPUT : UNIVERSAL U I R? OUTPUT : I/U UNIVERSAL 2 X RELAYS | 851
7747 | 8951550000 | SURGE PROTECTION FOR INSTRUMENTATION AND CONTROL WITH WARNING FUNCTION / FUNCTION INDICATOR UP(L/N-PE) < 800 V | 109
7748 | 8951590000 | SURGE PROTECTION FOR INSTRUMENTATION AND CONTROL WITH WARNING FUNCTION / FUNCTION INDICATOR UP(L/N-PE) < 200 V | 109
7749 | 8951630000 | SURGE PROTECTION FOR INSTRUMENTATION AND CONTROL WITH WARNING FUNCTION / FUNCTION INDICATOR UP(L/N-PE) < 200 V | 109
7750 | 8951680000 | SURGE PROTECTION FOR INSTRUMENTATION AND CONTROL WITH WARNING FUNCTION / FUNCTION INDICATOR UP(L/N-PE) < 800 V | 109
7751 | 8951780000 | SURGE PROTECTION FLANGE-MOUNTED HOUSING FLANGE-MOUNTED HOUSING | 377
7752 | 8953600000 | SURGE PROTECTION FOR INSTRUMENTATION AND CONTROL WITHOUT WARNING FUNCTION / FUNCTION INDICATOR UP(L/N-PE) < 800 V | 109
7753 | 8953620000 | SURGE PROTECTION FOR INSTRUMENTATION AND CONTROL WITHOUT WARNING FUNCTION / FUNCTION INDICATOR UP(L/N-PE) < 200 V | 109
7754 | 8953670000 | SURGE PROTECTION FOR INSTRUMENTATION AND CONTROL WITHOUT WARNING FUNCTION / FUNCTION INDICATOR UP(L/N-PE) 250 V | 109
7755 | 8965340000 | EX SIGNAL ISOLATING CONVERTER EX-INPUT: NAMUR SENSOR/SWITCH SAFE-OUTPUT: RELAY NO CONTACT 1-CHANNEL | 148
7756 | 8965400000 | EX SIGNAL ISOLATING CONVERTER SAFE-INPUT: RELAY EX-OUTPUT: OPTO MODULE 1-CHANNEL OUTPUT CURRENT : MAX. 35 MA | 112
7757 | 8965450000 | EX SIGNAL ISOLATING CONVERTER SAFE-INPUT: 4-20MA EX OUTPUT: 4 - 20 MA 1-CHANNEL | 112
7758 | 8965480000 | EX SIGNAL ISOLATING CONVERTER EX-INPUT: I? SAFE-OUTPUT: 4-20MA 2-CHANNEL | 112
7759 | 9445060000 | INTERFACE RSM 12 COMPACT RCL SCREW CONNECTION | 261
7760 | 9445180000 | INTERFACE RSM 16 WITH FUSE RCL SCREW CONNECTION | 413
7761 | 9445220000 | INTERFACE RSM 32 WITH FUSE RCL SCREW CONNECTION | 413
7762 | 9445700000 | INTERFACE RS 1-WIRE SCREW CONNECTION | 101
7763 | 9445730000 | INTERFACE RS LED 2-WIRE SCREW CONNECTION | 101
7764 | 9445750000 | INTERFACE RS SPACER LED 2-WIRE SCREW CONNECTION | 101
7765 | 9445820000 | INTERFACE RS FUSE 2-WIRE SCREW CONNECTION | 101
7766 | 9445870000 | INTERFACE RS SPACER LED 1-WIRE SCREW CONNECTION | 101
7767 | 9445900000 | INTERFACE RS 1-WIRE SCREW CONNECTION | 101
7768 | 9445960000 | INTERFACE RS 3-WIRE SCREW CONNECTION | 101
7769 | 9445970000 | INTERFACE RS LED 3-WIRE SCREW CONNECTION | 101
7770 | 9447000000 | INTERFACE RSM 8 COMPACT RCL TENSION-CLAMP CONNECTION | 403
7771 | 9447100000 | INTERFACE RSM 16 COMPACT RCL TENSION-CLAMP CONNECTION | 403
7772 | 9447120000 | INTERFACE RSM 16 WITH FUSE RCL TENSION-CLAMP CONNECTION | 416
7773 | 9447930000 | INTERFACE RS LED 2-WIRE TENSION-CLAMP CONNECTION | 96
7774 | 9448020000 | INTERFACE RS 2-WIRE SCREW CONNECTION | 101
7775 | 9448040000 | INTERFACE RS 1-WIRE SCREW CONNECTION | 101
7776 | 9510570000 | KLIPPON POK (POLYESTER EMPTY ENCLOSURE) MOUNTING PLATE HEIGHT: 64 MM WIDTH: 69 MM DEPTH: 1.5 MM MATERIAL: SHEET STEEL GALVANIZED GALVANIZED | 5
7777 | 9510600000 | KLIPPON POK (POLYESTER EMPTY ENCLOSURE) MOUNTING PLATE HEIGHT: 107 MM WIDTH: 207 MM DEPTH: 1.5 MM MATERIAL: SHEET STEEL GALVANIZED MISCELLANEOUS | 5
7778 | 9510610000 | KLIPPON POK (POLYESTER EMPTY ENCLOSURE) MOUNTING PLATE HEIGHT: 143 MM WIDTH: 145 MM DEPTH: 1.5 MM MATERIAL: SHEET STEEL GALVANIZED MISCELLANEOUS | 5
7779 | 9510640000 | KLIPPON POK (POLYESTER EMPTY ENCLOSURE) MOUNTING PLATE HEIGHT: 233 MM WIDTH: 238 MM DEPTH: 1.5 MM MATERIAL: SHEET STEEL GALVANIZED MISCELLANEOUS | 5
7780 | 9510660000 | KLIPPON POK (POLYESTER EMPTY ENCLOSURE) MOUNTING PLATE HEIGHT: 233 MM WIDTH: 583 MM DEPTH: 1.5 MM MATERIAL: SHEET STEEL GALVANIZED MISCELLANEOUS | 5
7781 | 9510710000 | KLIPPON POK (POLYESTER EMPTY ENCLOSURE) MOUNTING PLATE HEIGHT: 143 MM WIDTH: 545 MM DEPTH: 1.5 MM MATERIAL: SHEET STEEL GALVANIZED MISCELLANEOUS | 5
7782 | 9525840000 | W-SERIES CROSS-CONNECTOR FOR THE TERMINALS N OF POLES: 2 | 51
7783 | 9526850000 | KLIPPON K (ALUMINIUM EMPTY ENCLOSURE) EMPTY ENCLOSURE ALUMINIUM ENCLOSURE HEIGHT: 80 MM WIDTH: 75 MM DEPTH: 57 MM MATERIAL: ALUMINIUM ALSI12 UNTREATED | 42
7784 | 9526870000 | KLIPPON K (ALUMINIUM EMPTY ENCLOSURE) EMPTY ENCLOSURE ALUMINIUM ENCLOSURE HEIGHT: 80 MM WIDTH: 125 MM DEPTH: 57 MM MATERIAL: ALUMINIUM ALSI12 UNTREATED | 42
7785 | 9526900000 | KLIPPON K (ALUMINIUM EMPTY ENCLOSURE) EMPTY ENCLOSURE ALUMINIUM ENCLOSURE HEIGHT: 80 MM WIDTH: 250 MM DEPTH: 55 MM MATERIAL: ALUMINIUM ALSI12 UNTREATED | 42
7786 | 9526910000 | KLIPPON K (ALUMINIUM EMPTY ENCLOSURE) EMPTY ENCLOSURE ALUMINIUM ENCLOSURE HEIGHT: 82 MM WIDTH: 130 MM DEPTH: 72 MM MATERIAL: ALUMINIUM ALSI12 UNTREATED | 42
7787 | 9526920000 | KLIPPON K (ALUMINIUM EMPTY ENCLOSURE) EMPTY ENCLOSURE ALUMINIUM ENCLOSURE HEIGHT: 120 MM WIDTH: 122 MM DEPTH: 81 MM MATERIAL: ALUMINIUM ALSI12 UNTREATED | 42
7788 | 9526930000 | KLIPPON K (ALUMINIUM EMPTY ENCLOSURE) EMPTY ENCLOSURE ALUMINIUM ENCLOSURE HEIGHT: 130 MM WIDTH: 170 MM DEPTH: 90 MM MATERIAL: ALUMINIUM ALSI12 UNTREATED | 42
7789 | 9526940000 | KLIPPON K (ALUMINIUM EMPTY ENCLOSURE) EMPTY ENCLOSURE ALUMINIUM ENCLOSURE HEIGHT: 120 MM WIDTH: 220 MM DEPTH: 81 MM MATERIAL: ALUMINIUM ALSI12 UNTREATED | 42
7790 | 9526990000 | KLIPPON K (ALUMINIUM EMPTY ENCLOSURE) EMPTY ENCLOSURE ALUMINIUM ENCLOSURE HEIGHT: 230 MM WIDTH: 280 MM DEPTH: 111 MM MATERIAL: ALUMINIUM ALSI12 UNTREATED | 42
7791 | 9529090000 | KLIPPON K (ALUMINIUM EMPTY ENCLOSURE) EMPTY ENCLOSURE ALUMINIUM ENCLOSURE HEIGHT: 45 MM WIDTH: 50 MM DEPTH: 30 MM MATERIAL: ALUMINIUM ALSI12 POWDER-COATED TEXTU GREY | 42
7792 | 9529100000 | KLIPPON K (ALUMINIUM EMPTY ENCLOSURE) EMPTY ENCLOSURE ALUMINIUM ENCLOSURE HEIGHT: 64 MM WIDTH: 58 MM DEPTH: 34 MM MATERIAL: ALUMINIUM ALSI12 POWDER-COATED TEXTU GREY | 42
7793 | 9529120000 | KLIPPON K (ALUMINIUM EMPTY ENCLOSURE) EMPTY ENCLOSURE ALUMINIUM ENCLOSURE HEIGHT: 70 MM WIDTH: 70 MM DEPTH: 45 MM MATERIAL: ALUMINIUM ALSI12 POWDER-COATED TEXTU GREY | 42
7794 | 9529130000 | KLIPPON K (ALUMINIUM EMPTY ENCLOSURE) EMPTY ENCLOSURE ALUMINIUM ENCLOSURE HEIGHT: 80 MM WIDTH: 75 MM DEPTH: 57 MM MATERIAL: ALUMINIUM ALSI12 POWDER-COATED TEXTU GREY | 42
7795 | 9529140000 | KLIPPON K (ALUMINIUM EMPTY ENCLOSURE) EMPTY ENCLOSURE ALUMINIUM ENCLOSURE HEIGHT: 70 MM WIDTH: 100 MM DEPTH: 45 MM MATERIAL: ALUMINIUM ALSI12 POWDER-COATED TEXTU GREY | 42
7796 | 9529160000 | KLIPPON K (ALUMINIUM EMPTY ENCLOSURE) EMPTY ENCLOSURE ALUMINIUM ENCLOSURE HEIGHT: 70 MM WIDTH: 165 MM DEPTH: 45 MM MATERIAL: ALUMINIUM ALSI12 POWDER-COATED TEXTU GREY | 42
7797 | 9529190000 | KLIPPON K (ALUMINIUM EMPTY ENCLOSURE) EMPTY ENCLOSURE ALUMINIUM ENCLOSURE HEIGHT: 82 MM WIDTH: 130 MM DEPTH: 72 MM MATERIAL: ALUMINIUM ALSI12 POWDER-COATED TEXTU GREY | 42
7798 | 9529210000 | KLIPPON K (ALUMINIUM EMPTY ENCLOSURE) EMPTY ENCLOSURE ALUMINIUM ENCLOSURE HEIGHT: 130 MM WIDTH: 170 MM DEPTH: 90 MM MATERIAL: ALUMINIUM ALSI12 POWDER-COATED TEXTU GREY | 42
7799 | 9529230000 | KLIPPON K (ALUMINIUM EMPTY ENCLOSURE) EMPTY ENCLOSURE ALUMINIUM ENCLOSURE HEIGHT: 160 MM WIDTH: 160 MM DEPTH: 91 MM MATERIAL: ALUMINIUM ALSI12 POWDER-COATED TEXTU GREY | 42
7800 | 8965360000 | EX SIGNAL ISOLATING CONVERTER EX-INPUT: NAMUR SENSOR/SWITCH SAFE-OUTPUT: OPTOCOUPLER 1-CHANNEL | 148
7801 | 8965390000 | EX SIGNAL ISOLATING CONVERTER EX-INPUT: NAMUR SENSOR/SWITCH SAFE-OUTPUT: OPTOCOUPLER 2-CHANNEL | 148
7802 | 8965430000 | EX SIGNAL ISOLATING CONVERTER EX-INPUT: 4 - 20 MA SAFE-OUTPUT: 4-20MA 1-CHANNEL | 112
7803 | 8965380000 | EX SIGNAL ISOLATING CONVERTER EX-INPUT: NAMUR SENSOR/SWITCH SAFE-OUTPUT: RELAY NC CONTACT 2-CHANNEL | 148
7804 | 178600000 | SAK SERIES COVER PLATE 25 MM | 290
7805 | 179900000 | SAK SERIES PARTITION PLATE 2 MM | 526
7806 | 180600000 | SAK SERIES END PLATE 2 MM | 529
7807 | 199360000 | ACCESSORIES END BRACKET | 262
7808 | 205200000 | SAK SERIES END PLATE 2 MM | 529
7809 | 240600000 | ACCESSORIES STRAIN RELIEF | 612
7810 | 285300000 | SAK SERIES COVER PLATE 25.6 MM | 290
7811 | 294460000 | SAK SERIES END PLATE 1.5 MM DIRECT MOUNTING | 114
7812 | 348260000 | SAK SERIES PARTITION PLATE 0.6 MM DARK USED BETWEEN TERMINALS | 891
7813 | 1002740000 | KLIPPON STB (SMALL TERMINAL BOX) EMPTY ENCLOSURE STAINLESS STEEL ENCLOSURE HEIGHT: 150 MM WIDTH: 150 MM DEPTH: 90 MM MATERIAL: STAINLESS STEEL 1.4404 (316L) MIRROR POLISHED | 5
7814 | 1002760000 | KLIPPON STB (SMALL TERMINAL BOX) EMPTY ENCLOSURE STAINLESS STEEL ENCLOSURE HEIGHT: 250 MM WIDTH: 400 MM DEPTH: 130 MM MATERIAL: STAINLESS STEEL 1.4404 (316L) MIRROR POLISHED | 5
7815 | 1009090000 | HDC ENCLOSURES SIZE: 6 PROTECTION DEGREE: IP65 (IN PLUGGED CONDITION) COVER FOR LOWER PART OF HOUSING SIDE-LOCKING CLAMP ON UPPER SIDE SDARD | 4
7816 | 1009850000 | VG S (SDARD STAINLESS STEEL CABLE GLAND) CABLE GLANDS M 16 7 MM OD MIN. 4 - OD MAX. 8 MM STAINLESS STEEL 1.4305 (303) | 832
7817 | 1023040000 | HDC INSERT PIN 250 V 10 A N OF POLES: 25 CRIMP CONNECTION SIZE: 5 7 | 23
7818 | 1023220000 | HDC INSERT MALE 830 V 80 A N OF POLES: 4 SCREW CONNECTION SIZE: 6 | 23
7819 | 1023260000 | HDC INSERT MALE 400 V 80 A N OF POLES: 12 SCREW CONNECTION SIZE: 8 | 23
7820 | 1023330000 | HDC INSERT FEMALE 690 V 40 A N OF POLES: 14 CRIMP CONNECTION SIZE: 6 | 23
7821 | 1023350000 | HDC INSERT FEMALE 690 V 110 A N OF POLES: 8 AXIAL SCREW CONNECTION SIZE: 8 | 23
7822 | 1023360000 | HDC INSERT MALE 690 V 110 A N OF POLES: 8 AXIAL SCREW CONNECTION SIZE: 8 | 23
7823 | 1024980000 | KLIPPON STB (SMALL TERMINAL BOX) EMPTY ENCLOSURE SHEET STEEL ENCLOSURE HEIGHT: 150 MM WIDTH: 120 MM DEPTH: 80 MM MATERIAL: SHEET STEEL POWDER-COATED PEBBLE GREY | 5
7824 | 1024990000 | KLIPPON STB (SMALL TERMINAL BOX) EMPTY ENCLOSURE SHEET STEEL ENCLOSURE HEIGHT: 150 MM WIDTH: 150 MM DEPTH: 90 MM MATERIAL: SHEET STEEL POWDER-COATED PEBBLE GREY | 5
7825 | 1025010000 | KLIPPON STB (SMALL TERMINAL BOX) EMPTY ENCLOSURE SHEET STEEL ENCLOSURE HEIGHT: 190 MM WIDTH: 150 MM DEPTH: 90 MM MATERIAL: SHEET STEEL POWDER-COATED PEBBLE GREY | 5
7826 | 1025030000 | KLIPPON STB (SMALL TERMINAL BOX) EMPTY ENCLOSURE SHEET STEEL ENCLOSURE HEIGHT: 250 MM WIDTH: 250 MM DEPTH: 120 MM MATERIAL: SHEET STEEL POWDER-COATED PEBBLE GREY | 5
7827 | 1027160000 | SAK SERIES PARTITION PLATE 0.6 MM GREEN DIRECT MOUNTING | 500
7828 | 1044090000 | ACCESSORIES ACCESSORIES | 399
7829 | 1044100000 | ACCESSORIES ACCESSORIES | 399
7830 | 1052290000 | P-SERIES END PLATE 2.5 MM | 915
7831 | 1058810000 | KLIPPON STB (SMALL TERMINAL BOX) EMPTY ENCLOSURE STAINLESS STEEL ENCLOSURE HEIGHT: 120 MM WIDTH: 120 MM DEPTH: 80 MM MATERIAL: STAINLESS STEEL 1.4404 (316L) ELECTROPOLISHED | 5
7832 | 1058820000 | KLIPPON STB (SMALL TERMINAL BOX) EMPTY ENCLOSURE STAINLESS STEEL ENCLOSURE HEIGHT: 150 MM WIDTH: 120 MM DEPTH: 80 MM MATERIAL: STAINLESS STEEL 1.4404 (316L) ELECTROPOLISHED | 5
7833 | 1058830000 | KLIPPON STB (SMALL TERMINAL BOX) EMPTY ENCLOSURE STAINLESS STEEL ENCLOSURE HEIGHT: 150 MM WIDTH: 150 MM DEPTH: 90 MM MATERIAL: STAINLESS STEEL 1.4404 (316L) ELECTROPOLISHED | 5
7834 | 1058840000 | KLIPPON STB (SMALL TERMINAL BOX) EMPTY ENCLOSURE STAINLESS STEEL ENCLOSURE HEIGHT: 190 MM WIDTH: 150 MM DEPTH: 90 MM MATERIAL: STAINLESS STEEL 1.4404 (316L) ELECTROPOLISHED | 5
7835 | 1058850000 | KLIPPON STB (SMALL TERMINAL BOX) EMPTY ENCLOSURE STAINLESS STEEL ENCLOSURE HEIGHT: 190 MM WIDTH: 190 MM DEPTH: 100 MM MATERIAL: STAINLESS STEEL 1.4404 (316L) ELECTROPOLISHED | 5
7836 | 1059110000 | Z-SERIES STRAIN RELIEF | 910
7837 | 1059170000 | FIELDPOWER® CABLE N OF WIRES: 4 ÖLFLEX CLASSIC 110 4G2.5 OR SIMILAR CROSS-SECTION: 2.5 MM² 3 M 3 M | 221
7838 | 1059190000 | FIELDPOWER® CABLE N OF WIRES: 4 ÖLFLEX CLASSIC 110 4G2.5 OR SIMILAR CROSS-SECTION: 2.5 MM² 3 M | 221
7839 | 1067100000 | BOLT-TYPE SCREW TERMINALS PARTITION PLATE GREY 2 MM | 499
7840 | 1067300000 | BOLT-TYPE SCREW TERMINALS PARTITION PLATE GREY 2 MM | 499
7841 | 1072660000 | W-SERIES FIXING BRACKET ORANGE 5 MM | 486
7842 | 1074600000 | W-SERIES END PLATE | 79
7843 | 1083100000 | ACCESSORIES RAIL SUPPORT METAL | 651
7844 | 1113561001 | RSM-SERIES RELAY MODULE N OF CONTACTS: 8 CO CONTACT AGNI 90/10 RATED CONTROL VOLTAGE: 24 V DC CONTINUOUS CURRENT: 6 A SCREW CONNECTION TEST BUTTON AVAILABLE: NO | 3
7845 | 1114561001 | RSM-SERIES RELAY MODULE N OF CONTACTS: 4 CO CONTACT AGNI 90/10 RATED CONTROL VOLTAGE: 115 V AC / DC CONTINUOUS CURRENT: 6 A SCREW CONNECTION TEST BUTTON AVAILABLE: NO | 3
7846 | 1114661001 | RSM-SERIES RELAY MODULE N OF CONTACTS: 8 CO CONTACT AGNI 90/10 RATED CONTROL VOLTAGE: 115 V AC / DC CONTINUOUS CURRENT: 6 A SCREW CONNECTION TEST BUTTON AVAILABLE: NO | 3
7847 | 1114861001 | RSM-SERIES RELAY MODULE N OF CONTACTS: 4 CO CONTACT AGNI 90/10 RATED CONTROL VOLTAGE: 230 V AC CONTINUOUS CURRENT: 3 A SCREW CONNECTION TEST BUTTON AVAILABLE: NO | 3
7848 | 1115061001 | RSM-SERIES RELAY MODULE N OF CONTACTS: 16 CO CONTACT AGNI 90/10 RATED CONTROL VOLTAGE: 230 V AC CONTINUOUS CURRENT: 3 A SCREW CONNECTION TEST BUTTON AVAILABLE: NO | 3
7849 | 1200000000 | HDC INSERT MALE 500 V 24 A N OF POLES: 6 SCREW CONNECTION SIZE: 3 | 23
7850 | 1201000000 | HDC INSERT FEMALE 500 V 24 A N OF POLES: 6 CRIMP CONNECTION SIZE: 3 | 23
7851 | 1211300000 | HDC INSERT FEMALE 500 V 16 A N OF POLES: 24 SCREW CONNECTION SIZE: 8 | 23
7852 | 1211500000 | HDC INSERT MALE 500 V 16 A N OF POLES: 24 CRIMP CONNECTION SIZE: 8 | 23
7853 | 1211600000 | HDC INSERT FEMALE 500 V 16 A N OF POLES: 24 CRIMP CONNECTION SIZE: 8 | 23
7854 | 1216700000 | HDC INSERT FEMALE 500 V 16 A N OF POLES: 16 CRIMP CONNECTION SIZE: 6 | 23
7855 | 1221200000 | HDC INSERT FEMALE 500 V 16 A N OF POLES: 24 SCREW CONNECTION SIZE: 8 | 23
7856 | 1226600000 | HDC INSERT FEMALE 500 V 16 A N OF POLES: 24 CRIMP CONNECTION SIZE: 8 | 23
7857 | 1430800000 | HEAVY-DUTY CONNECTORS ACCESSORIES CODING SYSTEM | 236
7858 | 1430900000 | HEAVY-DUTY CONNECTORS ACCESSORIES CODING SYSTEM | 236
7859 | 1498700000 | HDC INSERT MALE 400 V 35 A N OF POLES: 6 SCREW CONNECTION SIZE: 6 | 23
7860 | 1498800000 | HDC INSERT PIN 400 V 35 A N OF POLES: 6 SCREW CONNECTION SIZE: 6 | 23
7861 | 1601710000 | HDC INSERT MALE 250 V 10 A N OF POLES: 40 CRIMP CONNECTION SIZE: 6 | 23
7862 | 1601720000 | HDC INSERT MALE 250 V 10 A N OF POLES: 64 CRIMP CONNECTION SIZE: 8 | 23
7863 | 1650600000 | HDC INSERT FEMALE 50 V 10 A N OF POLES: 8 CRIMP CONNECTION SIZE: 1 | 23
7864 | 1650660000 | HDC INSERT FEMALE 250 V 10 A N OF POLES: 15 CRIMP CONNECTION SIZE: 2 | 23
7865 | 1650810000 | HDC INSERT MALE 250 V 10 A N OF POLES: 25 CRIMP CONNECTION SIZE: 5 | 23
7866 | 1650870000 | HDC INSERT PIN 250 V 10 A N OF POLES: 24 CRIMP CONNECTION SIZE: 4 | 23
7867 | 1650890000 | HDC INSERT FEMALE 250 V 10 A N OF POLES: 24 CRIMP CONNECTION SIZE: 4 | 23
7868 | 1651160000 | HDC INSERT FEMALE 250 V 10 A N OF POLES: 24 CRIMP CONNECTION SIZE: 3 | 23
7869 | 1651200000 | HDC INSERT FEMALE 250 V 10 A N OF POLES: 72 CRIMP CONNECTION SIZE: 6 | 23
7870 | 1651210000 | HDC INSERT MALE 250 V 10 A N OF POLES: 108 CRIMP CONNECTION SIZE: 8 | 23
7871 | 1651260000 | HDC INSERT FEMALE 250 V 10 A N OF POLES: 72 CRIMP CONNECTION SIZE: 6 | 23
7872 | 1651310000 | HDC INSERT PIN 830 V 20 A N OF POLES: 5 SCREW CONNECTION SIZE: 4 | 23
7873 | 1651330000 | HDC INSERT MALE 830 V 20 A N OF POLES: 8 SCREW CONNECTION SIZE: 6 | 23
7874 | 1651350000 | HDC INSERT MALE 830 V 20 A N OF POLES: 12 SCREW CONNECTION SIZE: 8 | 23
7875 | 1664330000 | HEAVY-DUTY CONNECTORS ACCESSORIES COVER PLATE SIZE: 2 PLASTIC GREY | 215
7876 | 1664970000 | HEAVY-DUTY CONNECTORS ACCESSORIES COVER PLATE SIZE: 8 PLASTIC GREY | 215
7877 | 1664990000 | HEAVY-DUTY CONNECTORS ACCESSORIES ADAPTER PLATE SIZE: 8 PLASTIC GREY 3 | 215
7878 | 1665250000 | HDC ENCLOSURES SIZE: 4 PROTECTION DEGREE: IP65 (IN PLUGGED CONDITION) COVER FOR UPPER PART OF HOUSING SIDE-LOCKING CLAMP ON UPPER SIDE SDARD | 4
7879 | 1665270000 | HDC ENCLOSURES SIZE: 6 PROTECTION DEGREE: IP65 (IN PLUGGED CONDITION) COVER FOR UPPER PART OF HOUSING SIDE-LOCKING CLAMP ON LOWER SIDE SDARD | 4
7880 | 1665640000 | HDC ENCLOSURES SIZE: 8 PROTECTION DEGREE: IP65 (IN PLUGGED CONDITION) COVER FOR UPPER PART OF HOUSING SIDE-LOCKING CLAMP ON LOWER SIDE SDARD | 4
7881 | 1665650000 | HDC ENCLOSURES SIZE: 8 PROTECTION DEGREE: IP65 (IN PLUGGED CONDITION) COVER FOR UPPER PART OF HOUSING SIDE-LOCKING CLAMP ON UPPER SIDE SDARD | 4
7882 | 1665740000 | HDC ENCLOSURES SIZE: 1 PROTECTION DEGREE: IP65 (IN PLUGGED CONDITION) COVER FOR LOWER PART OF HOUSING SIDE-LOCKING CLAMP ON LOWER SIDE SDARD | 4
7883 | 1665750000 | HDC ENCLOSURES SIZE: 1 PROTECTION DEGREE: IP65 (IN PLUGGED CONDITION) COVER FOR LOWER PART OF HOUSING SIDE-LOCKING CLAMP ON LOWER SIDE SDARD | 4
7884 | 1665770000 | HDC ENCLOSURES SIZE: 1 PROTECTION DEGREE: IP65 (IN PLUGGED CONDITION) COVER FOR LOWER PART OF HOUSING SIDE-LOCKING CLAMP ON LOWER SIDE SDARD | 4
7885 | 1739690000 | ACCESSORIES CROSS-CONNECTOR 76 A | 80
7886 | 1758390000 | HEAVY-DUTY CONNECTORS HDC INSERT CONCEPT MODULE | 67
7887 | 1758410000 | HEAVY-DUTY CONNECTORS HDC INSERT CONCEPT MODULE | 67
7888 | 1776050000 | Z-SERIES END PLATE PARTITION PLATE | 72
7889 | 1785120100 | BUS LINE ONE END WITHOUT CONNECTOR M12 N OF POLES: 2 1 M PIN STRAIGHT SHIELDED: YES LED: NO SHEATH MATERIAL: PVC HALOGEN: YES | 0
7890 | 1785120500 | BUS LINE ONE END WITHOUT CONNECTOR M12 N OF POLES: 2 5 M PIN STRAIGHT SHIELDED: YES LED: NO SHEATH MATERIAL: PVC HALOGEN: YES | 0
7891 | 1785140100 | BUS LINE ONE END WITHOUT CONNECTOR M12 N OF POLES: 2 1 M FEMALE SOCKET STRAIGHT SHIELDED: YES LED: NO SHEATH MATERIAL: PVC HALOGEN: YES | 0
7892 | 1785140200 | BUS LINE ONE END WITHOUT CONNECTOR M12 N OF POLES: 2 2 M FEMALE SOCKET STRAIGHT SHIELDED: YES LED: NO SHEATH MATERIAL: PVC HALOGEN: YES | 0
7893 | 1785150200 | BUS LINE ONE END WITHOUT CONNECTOR M12 N OF POLES: 2 2 M PIN STRAIGHT SHIELDED: YES LED: NO SHEATH MATERIAL: PVC HALOGEN: YES | 0
7894 | 1789990000 | HDC INSERT MALE 1000 V 40 A N OF POLES: 4 AXIAL SCREW CONNECTION SIZE: 3 | 23
7895 | 1790000000 | HDC INSERT MALE 690 V 48 A N OF POLES: 18 AXIAL SCREW CONNECTION SIZE: 6 | 23
7896 | 1790020000 | HDC INSERT FEMALE 690 V 100 A N OF POLES: 12 AXIAL SCREW CONNECTION SIZE: 8 | 23
7897 | 1791060000 | Z-SERIES END PLATE PARTITION PLATE | 72
7898 | 1791070000 | Z-SERIES END PLATE PARTITION PLATE | 72
7899 | 1791160000 | Z-SERIES END PLATE PARTITION PLATE | 72
7900 | 1803940000 | PLUGS PREFABRICATED TO CUSTOMER SPEC. M12 PIN 90° | 66
7901 | 1805610000 | ACCESSORIES END BRACKET | 262
7902 | 1806030000 | HEAVY-DUTY CONNECTORS HDC INSERT CONCEPT MODULE | 67
7903 | 1808170000 | Z-SERIES END PLATE PARTITION PLATE | 72
7904 | 1814310000 | HEAVY-DUTY CONNECTORS HDC INSERT CONCEPT MODULE | 67
7905 | 1828380000 | HEAVY-DUTY CONNECTORS HDC INSERT CONCEPT MODULE | 67
7906 | 1828390000 | HEAVY-DUTY CONNECTORS HDC INSERT CONCEPT MODULE | 67
7907 | 1837070000 | P-SERIES END PLATE DARK 1.5 MM | 397
7908 | 1855310000 | PROTECTED COMPONENT ASSEMBLIES PROTECTIVE CAP | 102
7909 | 1866730000 | TOOLS CONTACT REMOVAL TOOL | 428
7910 | 1866740000 | TOOLS CONTACT REMOVAL TOOL | 428
7911 | 1905150000 | W-SERIES END PLATE | 79
7912 | 1916170000 | P-SERIES COVER 7.3 MM | 735
7913 | 1916400000 | P-SERIES UCING SLEEVE | 721
7914 | 1916790000 | P-SERIES END PLATE FIXING PLATE 3 MM | 320
7915 | 1919710000 | P-SERIES END PLATE FIXING PLATE 3 MM | 320
7916 | 1934160000 | Z-SERIES COVER | 272
7917 | 1934700000 | P-SERIES END PLATE DARK 2.5 MM | 397
7918 | 1950280000 | HEAVY-DUTY CONNECTORS HDC INSERT CONCEPT MODULE | 67
7919 | 1957710000 | W-SERIES END PLATE | 79
7920 | 1963690000 | HDC ENCLOSURES SIZE: 1 PROTECTION DEGREE: IP65 (IN PLUGGED CONDITION) COVER FOR UPPER PART OF HOUSING SIDE-LOCKING CLAMP ON LOWER SIDE SDARD | 4
7921 | 3073070000 | KLIPPON K (ALUMINIUM EMPTY ENCLOSURE) MOUNTING PLATE MOUNTING PLATE HEIGHT: 104 MM WIDTH: 109 MM DEPTH: 2 MM MATERIAL: SHEET STEEL GALVANIZED GALVANIZED | 42
7922 | 3073080000 | KLIPPON K (ALUMINIUM EMPTY ENCLOSURE) MOUNTING PLATE MOUNTING PLATE HEIGHT: 110 MM WIDTH: 150 MM DEPTH: 2 MM MATERIAL: SHEET STEEL GALVANIZED GALVANIZED | 42
7923 | 3073100000 | KLIPPON K (ALUMINIUM EMPTY ENCLOSURE) MOUNTING PLATE MOUNTING PLATE HEIGHT: 146 MM WIDTH: 145 MM DEPTH: 2 MM MATERIAL: SHEET STEEL GALVANIZED GALVANIZED | 42
7924 | 7904120000 | Z-SERIES END PLATE PARTITION PLATE | 72
7925 | 7904210000 | Z-SERIES END PLATE PARTITION PLATE | 72
7926 | 7904230000 | Z-SERIES END PLATE PARTITION PLATE | 72
7927 | 7907380000 | Z-SERIES END PLATE PARTITION PLATE | 72
7928 | 7907390000 | Z-SERIES END PLATE PARTITION PLATE | 72
7929 | 7920080000 | ACCESSORIES CROSS-CONNECTOR 76 A | 80
7930 | 7920100000 | ACCESSORIES CROSS-CONNECTOR 125 A | 80
7931 | 8425960000 | PROTECTED COMPONENT ASSEMBLIES PROTECTIVE CAP | 102
7932 | 8426220000 | SOCKETS PREFABRICATED TO CUSTOMER SPEC. M12 FEMALE SOCKET STRAIGHT | 26
7933 | 8433290100 | PRE-ASSEMBLED CABLE SIM SIEMENS S7-300 40 P | 494
7934 | 8433310200 | PRE-ASSEMBLED CABLE SIM SIEMENS S7-300 40 P | 494
7935 | 8692620000 | RIDERSERIES RCI RETAINING CLIP | 275
7936 | 8869850000 | RIDERSERIES RCI RELAY N OF CONTACTS: 1 CO CONTACT AGNI RATED CONTROL VOLTAGE: 115 V AC CONTINUOUS CURRENT: 16 A PLUG-IN CONNECTION TEST BUTTON AVAILABLE: NO | 3
7937 | 8869930000 | RIDERSERIES RCI RELAY N OF CONTACTS: 2 CO CONTACT AGNI RATED CONTROL VOLTAGE: 115 V AC CONTINUOUS CURRENT: 8 A PLUG-IN CONNECTION TEST BUTTON AVAILABLE: NO | 3
7938 | 9003140000 | PRESSING TOOL REPLACEMENT PART | 291
7939 | 9003640000 | ACCESSORIES SET OF CUTTERS | 264
7940 | 9008320000 | SCREWDRIVER SCREWDRIVER | 156
7941 | 9008410000 | SCREWDRIVER SCREWDRIVER | 156
7942 | 9008450000 | SCREWDRIVER BLADE WIDTH (B): 3.5 MM BLADE LENGTH: 100 MM BLADE THICKNESS (A): 0.6 MM | 48
7943 | 9008460000 | SCREWDRIVER BLADE WIDTH (B): 4 MM BLADE LENGTH: 100 MM BLADE THICKNESS (A): 0.8 MM | 48
7944 | 9008500000 | SCREWDRIVER SCREWDRIVER | 156
7945 | 9008590000 | SCREWDRIVER SCREWDRIVER | 156
7946 | 9008860000 | MOUNTING TOOL | 128
7947 | 9008880000 | SOCKET WRENCHES | 549
7948 | 9009030000 | SCREWDRIVER SCREWDRIVER | 156
7949 | 9032220000 | ACCESSORIES CUTTER CASSETTE | 543
7950 | 9202300000 | INSERT | 521
7951 | 9202680000 | CUTTER HOLDER | 621
7952 | 9204260000 | ACCESSORIES SPARE CUTTING BLADE | 240
7953 | 9204570000 | INSERT | 521
7954 | 9444610000 | INTERFACE RSM 16 RCL SCREW CONNECTION | 261
7955 | 9445100000 | INTERFACE RSM 16 COMPACT RCL SCREW CONNECTION | 261
7956 | 9509630000 | SAK SERIES END PLATE 1.5 MM DIRECT MOUNTING | 114
7957 | 9535190000 | MPC (POLYCARBONATE EMPTY ENCLOSURE) EMPTY ENCLOSURE HEIGHT: 75 MM WIDTH: 125 MM DEPTH: 100 MM MATERIAL: POLYCARBONATE LIGHT GREY | 5
7958 | 9535230000 | MPC (POLYCARBONATE EMPTY ENCLOSURE) EMPTY ENCLOSURE HEIGHT: 125 MM WIDTH: 125 MM DEPTH: 75 MM MATERIAL: POLYCARBONATE LIGHT GREY | 5
7959 | 9535280000 | MPC (POLYCARBONATE EMPTY ENCLOSURE) EMPTY ENCLOSURE HEIGHT: 125 MM WIDTH: 125 MM DEPTH: 125 MM MATERIAL: POLYCARBONATE LIGHT GREY TRANSPARENT | 5
7960 | 9535310000 | MPC (POLYCARBONATE EMPTY ENCLOSURE) EMPTY ENCLOSURE HEIGHT: 125 MM WIDTH: 175 MM DEPTH: 100 MM MATERIAL: POLYCARBONATE LIGHT GREY | 5
7961 | 9535400000 | MPC (POLYCARBONATE EMPTY ENCLOSURE) EMPTY ENCLOSURE HEIGHT: 175 MM WIDTH: 175 MM DEPTH: 100 MM MATERIAL: POLYCARBONATE LIGHT GREY TRANSPARENT | 5
7962 | 9535440000 | MPC (POLYCARBONATE EMPTY ENCLOSURE) EMPTY ENCLOSURE HEIGHT: 175 MM WIDTH: 175 MM DEPTH: 150 MM MATERIAL: POLYCARBONATE LIGHT GREY TRANSPARENT | 5
7963 | 9535470000 | MPC (POLYCARBONATE EMPTY ENCLOSURE) EMPTY ENCLOSURE HEIGHT: 175 MM WIDTH: 250 MM DEPTH: 100 MM MATERIAL: POLYCARBONATE LIGHT GREY | 5
7964 | 9535490000 | MPC (POLYCARBONATE EMPTY ENCLOSURE) EMPTY ENCLOSURE HEIGHT: 175 MM WIDTH: 250 MM DEPTH: 150 MM MATERIAL: POLYCARBONATE LIGHT GREY | 5
7965 | 9535540000 | MPC (POLYCARBONATE EMPTY ENCLOSURE) MOUNTING PLATE MOUNTING PLATE MATERIAL: SHEET STEEL GALVANIZED | 289
7966 | 9535550000 | MPC (POLYCARBONATE EMPTY ENCLOSURE) MOUNTING PLATE MOUNTING PLATE MATERIAL: SHEET STEEL GALVANIZED | 289
7967 | 9535580000 | MPC (POLYCARBONATE EMPTY ENCLOSURE) MOUNTING PLATE MOUNTING PLATE MATERIAL: SHEET STEEL GALVANIZED | 289
7968 | 9535590000 | MPC (POLYCARBONATE EMPTY ENCLOSURE) EXTERNAL JOINT HINGE MATERIAL: PLASTIC | 289
7969 | 9535640000 | MPC (POLYCARBONATE EMPTY ENCLOSURE) MOUNTING SCREW SCREWS MATERIAL: STEEL GALVANISED | 680
7970 | 9535710000 | FPC (POLYCARBONATE EMPTY ENCLOSURE) EMPTY ENCLOSURE HEIGHT: 200 MM WIDTH: 300 MM DEPTH: 132 MM MATERIAL: POLYCARBONATE LIGHT GREY | 5
7971 | 9535740000 | FPC (POLYCARBONATE EMPTY ENCLOSURE) EMPTY ENCLOSURE HEIGHT: 300 MM WIDTH: 300 MM DEPTH: 132 MM MATERIAL: POLYCARBONATE LIGHT GREY TRANSPARENT | 5
7972 | 9535760000 | FPC (POLYCARBONATE EMPTY ENCLOSURE) EMPTY ENCLOSURE HEIGHT: 300 MM WIDTH: 400 MM DEPTH: 132 MM MATERIAL: POLYCARBONATE LIGHT GREY TRANSPARENT | 5
7973 | 9535770000 | FPC (POLYCARBONATE EMPTY ENCLOSURE) EMPTY ENCLOSURE HEIGHT: 300 MM WIDTH: 400 MM DEPTH: 132 MM MATERIAL: POLYCARBONATE LIGHT GREY | 5
7974 | 9535940000 | FPC (POLYCARBONATE EMPTY ENCLOSURE) MOUNTING PLATE MOUNTING PLATE HEIGHT: 160 MM WIDTH: 360 MM DEPTH: 1.5 MM MATERIAL: SHEET STEEL GALVANIZED | 5
7975 | 9535990000 | FPC (POLYCARBONATE EMPTY ENCLOSURE) EXTERNAL JOINT HINGE HEIGHT: 40 MM WIDTH: 50 MM DEPTH: 16.5 MM MATERIAL: PLASTIC LIGHT GREY | 5
7976 | 9537680000 | ACCESSORIES FUSE HOLDER RATED CROSS-SECTION: | 592
7977 | 9537910000 | SAK SERIES END PLATE 1.5 MM DARK DIRECT MOUNTING | 114
7978 | 1934480000 | PRINTED CIRCUIT BOARD TERMINALS 5.08 MM N OF POLES: 3 90° SOLDER PIN LENGTH (L): 4.5 MM TINNED CLAMPING YOKE CONNECTION CLAMPING RANGE MAX. : 6 MM² BOX | 1
7979 | 1979170000 | PRINTED CIRCUIT BOARD TERMINALS 5.08 MM N OF POLES: 45 90° SOLDER PIN LENGTH (L): 3.2 MM TINNED ORANGE CLAMPING YOKE CONNECTION CLAMPING RANGE MAX. : 6 MM² BOX | 1
7980 | 1979130000 | PRINTED CIRCUIT BOARD TERMINALS 5.08 MM N OF POLES: 33 90° SOLDER PIN LENGTH (L): 3.2 MM TINNED ORANGE CLAMPING YOKE CONNECTION CLAMPING RANGE MAX. : 6 MM² BOX | 1
7981 | 1979210000 | PRINTED CIRCUIT BOARD TERMINALS 5.08 MM N OF POLES: 57 90° SOLDER PIN LENGTH (L): 3.2 MM TINNED ORANGE CLAMPING YOKE CONNECTION CLAMPING RANGE MAX. : 6 MM² BOX | 1
7982 | 1979070000 | PRINTED CIRCUIT BOARD TERMINALS 5.08 MM N OF POLES: 15 90° SOLDER PIN LENGTH (L): 3.2 MM TINNED ORANGE CLAMPING YOKE CONNECTION CLAMPING RANGE MAX. : 6 MM² BOX | 1
7983 | 1979250000 | PRINTED CIRCUIT BOARD TERMINALS 5.08 MM N OF POLES: 69 90° SOLDER PIN LENGTH (L): 3.2 MM TINNED ORANGE CLAMPING YOKE CONNECTION CLAMPING RANGE MAX. : 6 MM² BOX | 1
7984 | 1977460000 | PRINTED CIRCUIT BOARD TERMINALS 5.00 MM N OF POLES: 46 90° SOLDER PIN LENGTH (L): 3.2 MM TINNED ORANGE CLAMPING YOKE CONNECTION CLAMPING RANGE MAX. : 6 MM² BOX | 1
7985 | 1977420000 | PRINTED CIRCUIT BOARD TERMINALS 5.00 MM N OF POLES: 38 90° SOLDER PIN LENGTH (L): 3.2 MM TINNED ORANGE CLAMPING YOKE CONNECTION CLAMPING RANGE MAX. : 6 MM² BOX | 1
7986 | 1977650000 | PRINTED CIRCUIT BOARD TERMINALS 5.08 MM N OF POLES: 42 90° SOLDER PIN LENGTH (L): 3.2 MM TINNED ORANGE CLAMPING YOKE CONNECTION CLAMPING RANGE MAX. : 6 MM² BOX | 1
7987 | 1977400000 | PRINTED CIRCUIT BOARD TERMINALS 5.00 MM N OF POLES: 34 90° SOLDER PIN LENGTH (L): 3.2 MM TINNED ORANGE CLAMPING YOKE CONNECTION CLAMPING RANGE MAX. : 6 MM² BOX | 1
7988 | 1977270000 | PRINTED CIRCUIT BOARD TERMINALS 5.00 MM N OF POLES: 10 90° SOLDER PIN LENGTH (L): 3.2 MM TINNED ORANGE CLAMPING YOKE CONNECTION CLAMPING RANGE MAX. : 6 MM² BOX | 1
7989 | 1977630000 | PRINTED CIRCUIT BOARD TERMINALS 5.08 MM N OF POLES: 38 90° SOLDER PIN LENGTH (L): 3.2 MM TINNED ORANGE CLAMPING YOKE CONNECTION CLAMPING RANGE MAX. : 6 MM² BOX | 1
7990 | 1977550000 | PRINTED CIRCUIT BOARD TERMINALS 5.08 MM N OF POLES: 22 90° SOLDER PIN LENGTH (L): 3.2 MM TINNED ORANGE CLAMPING YOKE CONNECTION CLAMPING RANGE MAX. : 6 MM² BOX | 1
7991 | 1977610000 | PRINTED CIRCUIT BOARD TERMINALS 5.08 MM N OF POLES: 34 90° SOLDER PIN LENGTH (L): 3.2 MM TINNED ORANGE CLAMPING YOKE CONNECTION CLAMPING RANGE MAX. : 6 MM² BOX | 1
7992 | 1934320000 | PRINTED CIRCUIT BOARD TERMINALS 5.00 MM N OF POLES: 6 90° TINNED CLAMPING YOKE CONNECTION CLAMPING RANGE MAX. : 6 MM² BOX | 1
7993 | 1979190000 | PRINTED CIRCUIT BOARD TERMINALS 5.08 MM N OF POLES: 51 90° SOLDER PIN LENGTH (L): 3.2 MM TINNED ORANGE CLAMPING YOKE CONNECTION CLAMPING RANGE MAX. : 6 MM² BOX | 1
7994 | 224461001 | INTERFACE RSF PLUG-IN CONNECTOR IN ACC. WITH IEC60603-13 / DIN41651 40-POLE SCREW CONNECTION | 146
7995 | 224561001 | INTERFACE RSF PLUG-IN CONNECTOR IN ACC. WITH IEC60603-13 / DIN41651 50-POLE SCREW CONNECTION | 146
7996 | 225061001 | INTERFACE RSF PLUG-IN CONNECTOR IN ACC. WITH IEC60603-13 / DIN41651 14-POLE SCREW CONNECTION | 146
7997 | 360200000 | TBF (POLYESTER EMPTY ENCLOSURE) EMPTY ENCLOSURE HEIGHT: 302 MM WIDTH: 186 MM DEPTH: 175 MM MATERIAL: GLASS FIBRE-REINFORCED POLYESTER LIGHT GREY | 822
7998 | 500500000 | TBF (POLYESTER EMPTY ENCLOSURE) EMPTY ENCLOSURE HEIGHT: 186 MM WIDTH: 151 MM DEPTH: 140 MM MATERIAL: GLASS FIBRE-REINFORCED POLYESTER LIGHT GREY TRANSPARENT | 822
7999 | 500600000 | TBF (POLYESTER EMPTY ENCLOSURE) EMPTY ENCLOSURE HEIGHT: 302 MM WIDTH: 186 MM DEPTH: 175 MM MATERIAL: GLASS FIBRE-REINFORCED POLYESTER LIGHT GREY TRANSPARENT | 822
8000 | 514570000 | RAIL TS 35 TS 35 X 7.5 WITH SLOT STEEL GALVANIC ZINC PLATED AND PASSIVATED | 73
8001 | 563600000 | CABLELINE MOUNTING MANDREL HOLDER | 791
8002 | 586861001 | INTERFACE PLUG-IN CONNECTOR ACC. TO DIN 41612 FEMALE 32F | 330
8003 | 648661001 | INTERFACE PLUG-IN CONNECTOR ACC. TO DIN 41617 FEMALE | 330
8004 | 1002900000 | FIELDPOWER® BOX IP65 AC BOX | 768
8005 | 1049230000 | BOLT-TYPE SCREW TERMINALS FEED-THROUGH TERMINAL RATED CROSS-SECTION: 70 MM² THREADED STUD CONNECTION DIRECT MOUNTING TS 35 | 9
8006 | 1049240000 | BOLT-TYPE SCREW TERMINALS FEED-THROUGH TERMINAL RATED CROSS-SECTION: 120 MM² DIRECT MOUNTING TS 35 | 786
8007 | 1498400000 | HDC INSERT FEMALE 400 V 16 A N OF POLES: 4 SCREW CONNECTION SIZE: 1 | 23
8008 | 1650770000 | HDC INSERT MALE 250 V 16 A N OF POLES: 16 SCREW CONNECTION SIZE: 5 | 23
8009 | 1714680000 | PLUG-IN CONNECTOR TENSION-CLAMP CONNECTION 1.5 MM² DISTRIBUTION STRIP DARK | 349
8010 | 1745760000 | HDC INSERT FEMALE 500 V 24 A N OF POLES: 6 TENSION-CLAMP CONNECTION SIZE: 3 | 23
8011 | 1745770000 | HDC INSERT FEMALE 500 V 16 A N OF POLES: 10 TENSION-CLAMP CONNECTION SIZE: 4 | 23
8012 | 1745790000 | HDC INSERT FEMALE 500 V 16 A N OF POLES: 24 TENSION-CLAMP CONNECTION SIZE: 8 | 23
8013 | 1745800000 | HDC INSERT FEMALE 500 V 16 A N OF POLES: 16 TENSION-CLAMP CONNECTION SIZE: 6 | 23
8014 | 1745820000 | HDC INSERT MALE 500 V 24 A N OF POLES: 6 TENSION-CLAMP CONNECTION SIZE: 3 | 23
8015 | 1745850000 | HDC INSERT MALE 500 V 16 A N OF POLES: 24 TENSION-CLAMP CONNECTION SIZE: 8 | 23
8016 | 1773630000 | HEAVY-DUTY CONNECTORS CRIMP CONTACT HD HDD HQ MIXMATE PIN CONDUCTOR CROSS-SECTION MAX.: 1 TURNED ALLOY | 56
8017 | 1802690000 | TERMINAL RAILS RAIL DIN EN 60715 STEEL | 907
8018 | 1803870000 | SOCKETS PREFABRICATED TO CUSTOMER SPEC. M8 FEMALE SOCKET STRAIGHT | 26
8019 | 1834070000 | W-SERIES CROSS-CONNECTOR FOR THE TERMINALS N OF POLES: 3 | 51
8020 | 1861030000 | Z-SERIES COVER PLATE 4.2 MM | 771
8021 | 1880450000 | W-SERIES END PLATE | 79
8022 | 1896780000 | HDC INSERT FEMALE 250 V 16 A N OF POLES: 10 TENSION-CLAMP CONNECTION SIZE: 2 | 23
8023 | 1896790000 | HDC INSERT MALE 250 V 16 A N OF POLES: 10 TENSION-CLAMP CONNECTION SIZE: 2 | 23
8024 | 1896800000 | HDC INSERT FEMALE 250 V 16 A N OF POLES: 16 TENSION-CLAMP CONNECTION SIZE: 5 | 23
8025 | 1896840000 | HDC INSERT MALE 250 V 16 A N OF POLES: 16 TENSION-CLAMP CONNECTION SIZE: 5 | 23
8026 | 1896850000 | HDC INSERT MALE 250 V 16 A N OF POLES: 16 TENSION-CLAMP CONNECTION SIZE: 5 | 23
8027 | 1910070000 | RAIL TS 35 TS 35 X 7.5 WIDTH: 105 MM WITHOUT SLOT STEEL GALVANIZED CHROMIUM-PLATED | 91
8028 | 1910080000 | RAIL TS 35 TS 35 X 7.5 WIDTH: 148 MM WITHOUT SLOT STEEL GALVANIZED CHROMIUM-PLATED | 91
8029 | 1910090000 | RAIL TS 35 TS 35 X 7.5 WIDTH: 203 MM WITHOUT SLOT STEEL GALVANIZED CHROMIUM-PLATED | 91
8030 | 1910140000 | RAIL TS 35 TS 35 X 7.5 WIDTH: 260 MM WITHOUT SLOT STEEL GALVANIZED CHROMIUM-PLATED | 91
8031 | 1967110000 | W-SERIES SPACER SLEEVE | 736
8032 | 1967210000 | HDC INSERT MALE 830 V 20 A N OF POLES: 12 TENSION-CLAMP CONNECTION SIZE: 8 | 23
8033 | 1967250000 | HDC INSERT MALE 830 V 20 A N OF POLES: 8 TENSION-CLAMP CONNECTION SIZE: 6 | 23
8034 | 1968340000 | HDC ENCLOSURES SIZE: 8 PROTECTION DEGREE: IP65 (IN PLUGGED CONDITION) COUPLING HOUSING END-LOCKING CLAMP LOWER SIDE SDARD SIZE OF CABLE ENTRIES: M 25 | 4
8035 | 1968370000 | HDC ENCLOSURES SIZE: 8 PROTECTION DEGREE: IP65 (IN PLUGGED CONDITION) BASE HOUSING CENTRAL LOCKING AT THE TOP HIGH SIZE OF CABLE ENTRIES: PG 29 | 4
8036 | 8174830000 | INTERFACE PLUG-IN CONNECTOR ACC. TO DIN 41612 FEMALE 32D | 330
8037 | 8216360000 | PRE-ASSEMBLED CABLE FBK FLAT CABLE PLANO HE10 40P | 473
8038 | 8216390000 | PRE-ASSEMBLED CABLE FBK FLAT CABLE PLANO HE10 40P | 473
8039 | 8395500000 | SUB-D | 98
8040 | 8540340000 | SIGNAL CONVERTER/INSULATOR INPUT : 0-10 V OUTPUT : 0-10 V | 501
8041 | 8543820000 | LIMIT VALUE MONITORING INPUT : 0-20 MA 0-10 V OUTPUT : 2 X RELAYS | 867
8042 | 8581180000 | FREQUENCY SIGNAL ISOLATING TRANSFORMER INPUT : FREQUENCY OUTPUT : I / U | 801
8043 | 8594810000 | MICRIES SIGNAL CONVERTER/INSULATOR | 681
8044 | 8615240000 | TC ISOLATING TRANSFORMER THERMOCOUPLE CONFIGURABLE | 679
8045 | 8615700000 | INTERFACE CONVERTER RS232 RS485 RS422 | 696
8046 | 8952140000 | POWER SOLID-STATE RELAIS SOLID STATE CONTACTOR 3 NO CONTACT (TRIAC (ZERO-CROSS SWITCH)) RATED CONTROL VOLTAGE: 90...240 V AC / DC RATED SWITCHING VOLTAGE: 24...520 V AC CONTINUOUS CURRENT: 20 A @ 55 °C 12 A (AC 53) SCREW CONNECTION | 3
8047 | 8975590000 | CURRENT MONITORING INPUT CURRENT: 0...1 A AC/ 0...5 A AC/ 0...10 A AC OUTPUT : 4-20 MA (LOOP POWE) | 706
8048 | 9003610000 | ACCESSORIES SET OF CUTTERS | 264
8049 | 9004810000 | TESTING TOOLS BATTERY | 892
8050 | 9006970000 | ACCESSORIES SET OF CUTTERS | 264
8051 | 9013960000 | ACCESSORIES SPARE CUTTING BLADE | 240
8052 | 9014000000 | ACCESSORIES SPARE CUTTING BLADE | 240
8053 | 9014050000 | ACCESSORIES SPARE CUTTING BLADE | 240
8054 | 9205630000 | ACCESSORIES SCREWDRIVER INSERT | 418
8055 | 9205640000 | ACCESSORIES SCREWDRIVER INSERT | 418
8056 | 9457260000 | SOCKETS PREFABRICATED TO CUSTOMER SPEC. M12 SOCKET ANGLED | 26
8057 | 9457720000 | SENSOR/ACTUATOR PLUG-IN CONNECTOR M12 PIN STRAIGHT | 678
8058 | 9502740000 | TBF (POLYESTER EMPTY ENCLOSURE) MOUNTING PLATE MOUNTING PLATE HEIGHT: 319 MM WIDTH: 249 MM DEPTH: 2 MM MATERIAL: SHEET STEEL GALVANIZED | 5
8059 | 9502750000 | TBF (POLYESTER EMPTY ENCLOSURE) MOUNTING PLATE MOUNTING PLATE HEIGHT: 550 MM WIDTH: 249 MM DEPTH: 2 MM MATERIAL: SHEET STEEL GALVANIZED | 5
8060 | 9502800000 | TBF (POLYESTER EMPTY ENCLOSURE) EMPTY ENCLOSURE HEIGHT: 488 MM WIDTH: 302 MM DEPTH: 175 MM MATERIAL: GLASS FIBRE-REINFORCED POLYESTER LIGHT GREY | 822
8061 | 9510910000 | KLIPPON POK (POLYESTER EMPTY ENCLOSURE) MOUNTING FOOT FIXING LUGS MATERIAL: STAINLESS STEEL 1.4301 MISCELLANEOUS | 302
8062 | 9529080000 | KLIPPON K (ALUMINIUM EMPTY ENCLOSURE) MOUNTING FOOT FIXING LUGS MATERIAL: STAINLESS STEEL 1.4301 | 302
8063 | 9532470000 | SAK SERIES END PLATE 1.5 MM DARK DIRECT MOUNTING | 114
8064 | 1615580000 | PCB PLUG-IN CONNECTOR MALE HEADER FLANGE THT SOLDER CONNECTION 3.50 MM N OF POLES: 7 90° SOLDER PIN LENGTH (L): 4.5 MM TINNED BOX | 0
8065 | 1206360000 | A2LC (KLIPPON UNARMO WITH CONDUIT CONNECTION THREAD EX E/D CABLE GLAND) CABLE GLANDS 1 1/4" NPT 18 MM OD MIN. 25.5 - OD MAX. 32.2 MM NICKEL-PLATED | 32
8066 | 1185070000 | E1XZ (KLIPPON DOUBLE SEAL SWB/STA ARMO EX E/D CABLE GLAND) CABLE GLANDS M 63 X 1.5 19 MM BRAIDED ARMOURING METAL FOIL ARMOURING 2.5 - 2.5 MM OD MIN. 58 - OD MAX. 66 MM ID MIN. 49.50 - ID MAX. 56.00 MM NICKEL-PLATED | 7
8067 | 1205190000 | A2LC (KLIPPON UNARMO WITH CONDUIT CONNECTION THREAD EX E/D CABLE GLAND) CABLE GLANDS M 16 X 1.5 16 MM OD MIN. 4.5 - OD MAX. 8.7 MM NICKEL-PLATED | 32
8068 | 1186990000 | A2L (KLIPPON UNARMO EX E/D CABLE GLAND) CABLE GLANDS 1/2" NPT 13.6 MM OD MIN. 4.5 - OD MAX. 8.7 MM NICKEL-PLATED | 32
8069 | 1184940000 | E1W (KLIPPON DOUBLE SEAL SWA ARMO EX E/D CABLE GLAND) CABLE GLANDS 2" NPT 19.2 MM SINGLE-WIRE ARMOURING 2 - 2.5 MM OD MIN. 38.5 - OD MAX. 46.5 MM ID MIN. 31.50 - ID MAX. 38.20 MM NICKEL-PLATED | 7
8070 | 1205180000 | A2LC (KLIPPON UNARMO WITH CONDUIT CONNECTION THREAD EX E/D CABLE GLAND) CABLE GLANDS M 63 X 1.5 19 MM OD MIN. 49.5 - OD MAX. 56 MM NICKEL-PLATED | 32
8071 | 1205320000 | A2LC (KLIPPON UNARMO WITH CONDUIT CONNECTION THREAD EX E/D CABLE GLAND) CABLE GLANDS M 50 X 1.5 16 MM OD MIN. 31.5 - OD MAX. 38.2 MM NICKEL-PLATED | 32
8072 | 8000005295 | FIELDPOWER® CABLE METAL HOUSING N OF WIRES: 4 ÖLFLEX CLASSIC 110 4G2.5 OR SIMILAR CROSS-SECTION: 2.5 MM² 5 M | 221
8073 | 8000003591 | TERMINAL BOX ATEX LL 2GD T85°C EX E LL T6 KLIPPON K41 EX KL SET 12W4 S DRILL HOLES SIDE A: 3 X M20X1.5 DRILL HOLES SIDE B: 3 X M20X1.5 | 178
8074 | 8000004209 | TERMINAL BOX ATEX LL 2GD T85°C EX E LL T6 KLIPPON K11 EX KL SET 5A4 S DRILL HOLES SIDE A: 2 X M20X1.5 DRILL HOLES SIDE B: 2 X M20X1.5 | 178
8075 | 8000004211 | TERMINAL BOX ATEX LL 2GD T85°C EX E LL T6 KLIPPON K21 EX KL SET 14Z2.5 S DRILL HOLES SIDE A: 3 X M16X1.5 DRILL HOLES SIDE B: 3 X M16X1.5 | 178
8076 | 8000004215 | TERMINAL BOX ATEX LL 2GD T85°C EX E LL T6 KLIPPON K31 EX KL SET 21A4 S DRILL HOLES SIDE A: 4 X M20X1.5 DRILL HOLES SIDE B: 4 X M20X1.5 | 178
8077 | 8000004224 | TERMINAL BOX ATEX LL 2GD T85°C EX E LL T6 KLIPPON POK 081106 EX KL SET KLIPPON POK2 BK6 DRILL HOLES SIDE A: 2 X M20X1.5 DRILL HOLES SIDE B: 2 X M20X1.5 | 178
8078 | 8000004229 | TERMINAL BOX ATEX LL 2GD T85°C EX E LL T6 KLIPPON POK 161609 EX KL SET 32W4 S DRILL HOLES SIDE A: 4 X M20X1.5 DRILL HOLES SIDE B: 4 X M20X1.5 | 178
8079 | 8000011750 | FIELDPOWER® CABLE METAL HOUSING N OF WIRES: 4 ÖLFLEX CLASSIC 110 CY 4G2.5 OR SIMILAR CROSS-SECTION: 2.5 MM² 10 M | 221
8080 | 8000003903 | RAIL TS 35 TS 35 X 7.5 WIDTH: 172 MM WITHOUT SLOT STEEL GALVANIZED CHROMIUM-PLATED | 91
8081 | 8000003899 | RAIL TS 35 TS 35 X 7.5 WIDTH: 64 MM WITHOUT SLOT STEEL GALVANIC ZINC PLATED AND PASSIVATED | 73
8082 | 8000003890 | RAIL TS 15 WIDTH: 15 MM WITHOUT SLOT STEEL GALVANIC ZINC PLATED AND PASSIVATED | 73
8083 | 8000006720 | RAIL TS 35 TS 35 X 7.5 WIDTH: 91 MM WITHOUT SLOT STEEL GALVANIZED CHROMIUM-PLATED | 91
8084 | 8000003897 | RAIL TS 35 TS 35 X 7.5 WIDTH: 114 MM WITHOUT SLOT STEEL GALVANIC ZINC PLATED AND PASSIVATED | 73
8085 | 8000003891 | RAIL TS 15 WIDTH: 147 MM WITHOUT SLOT STEEL GALVANIC ZINC PLATED AND PASSIVATED | 73
8086 | 8000003912 | RAIL TS 35 TS 35 X 7.5 WIDTH: 239 MM WITHOUT SLOT STEEL GALVANIC ZINC PLATED AND PASSIVATED | 73
8087 | 8000006709 | RAIL TS 35 TS 35 X 7.5 WIDTH: 205 MM WITHOUT SLOT STEEL GALVANIC ZINC PLATED AND PASSIVATED | 73
8088 | 8000006722 | RAIL TS 35 TS 35 X 7.5 WIDTH: 245 MM WITHOUT SLOT STEEL GALVANIZED CHROMIUM-PLATED | 91
8089 | 8000006726 | RAIL TS 35 TS 35 X 7.5 WIDTH: 289 MM WITHOUT SLOT STEEL GALVANIZED CHROMIUM-PLATED | 91
8090 | 8000006728 | RAIL TS 35 TS 35 X 7.5 WIDTH: 447 MM WITHOUT SLOT STEEL GALVANIC ZINC PLATED AND PASSIVATED | 73
8091 | 8000006715 | RAIL TS 35 TS 35 X 7.5 WIDTH: 495 MM WITHOUT SLOT STEEL GALVANIZED CHROMIUM-PLATED | 91
8092 | 8000003911 | RAIL TS 35 TS 35 X 7.5 WIDTH: 543 MM WITH SLOT STEEL GALVANIC ZINC PLATED AND PASSIVATED | 73
8093 | 8000006718 | RAIL TS 35 TS 35 X 7.5 WIDTH: 845 MM WITHOUT SLOT STEEL GALVANIZED CHROMIUM-PLATED | 91
8094 | 8000006719 | RAIL TS 35 TS 35 X 7.5 WIDTH: 912 MM WITHOUT SLOT STEEL GALVANIZED CHROMIUM-PLATED | 91
8095 | 8000004365 | TERMINAL STRIP FIT TO HOUSING SIZE: KLIPPON POK 1 POK 1 | 888
8096 | 8000004139 | TERMINAL STRIP RAIL: TS 35 FIT TO HOUSING SIZE: K4 KLIPPON K4 | 890
8097 | 8000003905 | RAIL TS 35 TS 35 X 7.5 WIDTH: 324 MM WITHOUT SLOT STEEL GALVANIZED CHROMIUM-PLATED | 91
8098 | 8000003439 | RAIL TS 35 TS 35 X 7.5 WIDTH: 105 MM WITHOUT SLOT STEEL GALVANIC ZINC PLATED AND PASSIVATED | 73
8099 | 8000003913 | RAIL TS 35 TS 35 X 7.5 WIDTH: 384 MM WITHOUT SLOT STEEL GALVANIC ZINC PLATED AND PASSIVATED | 73
8100 | 8000015137 | MOUNTING TOOL | 128
8101 | 8000003589 | TERMINAL BOX ATEX LL 2GD T85°C EX E LL T6 KLIPPON K41 EX KL SET 12W4 S DRILL HOLES SIDE A: 2 X M25X1.5 DRILL HOLES SIDE B: 2 X M25X1.5 | 178
8102 | 8000004222 | TERMINAL BOX ATEX LL 2GD T85°C EX E LL T6 KLIPPON POK 080806 EX KL SET 6A4 S DRILL HOLES SIDE A: 2 X M16X1.5 DRILL HOLES SIDE B: 2 X M16X1.5 | 178
8103 | 8000011743 | FIELDPOWER® CABLE PLASTIC HOUSING N OF WIRES: 4 ÖLFLEX CLASSIC 110 4G2.5 OR SIMILAR CROSS-SECTION: 2.5 MM² 5 M | 221
8104 | 8003881001 | INTERFACE RSSD D-SUB CONNECTORS ACC. TO IEC 60807 / DIN 41652 37-POLE PLUG SCREW CONNECTION | 168
8105 | 8005161001 | INTERFACE RSSD D-SUB CONNECTORS ACC. TO IEC 60807 / DIN 41652 50-POLE PLUG SCREW CONNECTION | 168
8106 | 8005171001 | INTERFACE RSSD D-SUB CONNECTORS ACC. TO IEC 60807 / DIN 41652 50-POLE FEMALE SCREW CONNECTION | 168
8107 | 8012850000 | INTERFACE RSF PLUG-IN CONNECTOR IN ACC. WITH IEC60603-13 / DIN41651 10-POLE SCREW CONNECTION | 146
8108 | 8012960000 | INTERFACE RSF PLUG-IN CONNECTOR IN ACC. WITH IEC60603-13 / DIN41651 60-POLE SCREW CONNECTION | 146
8109 | 8155630000 | INTERFACE RSSD D-SUB CONNECTORS ACC. TO IEC 60807 / DIN 41652 37-POLE FEMALE SCREW CONNECTION | 168
8110 | 8155650000 | INTERFACE RSSD D-SUB CONNECTORS ACC. TO IEC 60807 / DIN 41652 25-POLE PLUG SCREW CONNECTION | 168
8111 | 8155670000 | INTERFACE RSSD D-SUB CONNECTORS ACC. TO IEC 60807 / DIN 41652 50-POLE FEMALE SCREW CONNECTION | 168
8112 | 8259000000 | INTERFACE RSF PLUG-IN CONNECTOR IN ACC. WITH IEC60603-13 / DIN41651 60-POLE SCREW CONNECTION | 146
8113 | 8428870000 | INTERFACE RSF 1-WIRE TENSION-CLAMP CONNECTION | 96
8114 | 8537110000 | INTERFACE RSF PLUG-IN CONNECTOR IN ACC. WITH IEC60603-13 / DIN41651 20-POLE TENSION-CLAMP CONNECTION | 146
8115 | 8537200000 | INTERFACE RSF PLUG-IN CONNECTOR IN ACC. WITH IEC60603-13 / DIN41651 14-POLE TENSION-CLAMP CONNECTION | 146
8116 | 8537240000 | INTERFACE RSSD D-SUB CONNECTORS ACC. TO IEC 60807 / DIN 41652 37-POLE PLUG TENSION-CLAMP CONNECTION | 168
8117 | 8537350000 | INTERFACE RSSD D-SUB CONNECTORS ACC. TO IEC 60807 / DIN 41652 50-POLE PLUG TENSION-CLAMP CONNECTION | 168
8118 | 8564060000 | SDARD DISTRIBUTOR 1-WAY DISTRIBUTOR IP66 | 514
8119 | 8564160000 | SDARD DISTRIBUTOR FOR EX APPLICATIONS EEX(IA) 2-WAY DISTRIBUTOR EEX IP66 | 253
8120 | 8564170000 | SDARD DISTRIBUTOR FOR EX APPLICATIONS EEX(IA) 4-WAY DISTRIBUTOR EEX IP66 | 253
8121 | 8564180000 | SDARD DISTRIBUTOR FOR EX APPLICATIONS EEX(IA) 1-WAY DISTRIBUTOR EEX IP66 | 253
8122 | 8564200000 | SDARD DISTRIBUTOR FOR EX APPLICATIONS EEX(IA) 4-WAY DISTRIBUTOR EEX IP66 | 253
8123 | 8564320000 | SDARD DISTRIBUTOR WITH BUS TERMINATION (ACTIVE) TERMINATOR IP66 | 503
8124 | 8606200000 | SDARD DISTRIBUTOR FOR EX APPLICATIONS EEX(IA) IP66 | 253
8125 | 8613680000 | SDARD DISTRIBUTOR 4-WAY DISTRIBUTOR IP66 | 514
8126 | 8630780000 | RIDERSERIES RELAY N OF CONTACTS: 1 CO CONTACT AGNI 90/10 RATED CONTROL VOLTAGE: 24 V DC CONTINUOUS CURRENT: 16 A PLUG-IN CONNECTION TEST BUTTON AVAILABLE: NO | 3
8127 | 8694400000 | RIDERSERIES RCM RETAINING CLIP | 275
8128 | 8714180000 | SDARD DISTRIBUTOR WITH CURRENT LIMITING 4-CHANNEL DISTRIBUTOR LIMITER IP66 | 251
8129 | 8714200000 | SDARD DISTRIBUTOR WITH CURRENT LIMITING 1-CHANNEL DISTRIBUTOR LIMITER IP66 | 251
8130 | 8714220000 | SDARD DISTRIBUTOR WITH CURRENT LIMITING 4-CHANNEL DISTRIBUTOR LIMITER IP66 | 251
8131 | 8714250000 | SDARD DISTRIBUTOR WITH BUS TERMINATION (ACTIVE) TERMINATOR IP66 | 503
8132 | 8715260000 | SDARD DISTRIBUTOR WITH CURRENT LIMITING 4-CHANNEL DISTRIBUTOR LIMITER IP66 | 251
8133 | 8726110000 | SDARD DISTRIBUTOR WITH CURRENT LIMITING 1-CHANNEL DISTRIBUTOR LIMITER IP66 | 251
8134 | 8800220000 | ADAPTER MICRO-INTERFACE IEC 60603/DIN41612 PLUG-IN CONNECTORS SCREW CONNECTION | 417
8135 | 8800230000 | ADAPTER MICRO-INTERFACE IEC 60603/DIN41612 PLUG-IN CONNECTORS SCREW CONNECTION | 417
8136 | 8937830000 | MICROOPTO SOLID-STATE RELAY 1 NO CONTACT (POWER MOS-FET) RATED CONTROL VOLTAGE: 24 V DC ±20 % RATED SWITCHING VOLTAGE: 12...300 V DC CONTINUOUS CURRENT: 1 A SCREW CONNECTION | 3
8137 | 8937920000 | MICROOPTO SOLID-STATE RELAY 1 NO CONTACT (BIPOLAR TRANSISTOR) RATED CONTROL VOLTAGE: 5 V TTL RATED SWITCHING VOLTAGE: 24 VDC ±20% CONTINUOUS CURRENT: 100 MA SCREW CONNECTION | 3
8138 | 8937990000 | MICROOPTO SOLID-STATE RELAY 1 NO CONTACT (TRANSISTOR) RATED CONTROL VOLTAGE: 12 V DC...28 V DC RATED SWITCHING VOLTAGE: 19.6?28.8 V DC CONTINUOUS CURRENT: 50 MA SCREW CONNECTION | 3
8139 | 8973450000 | MICROOPTO FEED-THROUGH TERMINAL SCREW CONNECTION | 603
8140 | 8973460000 | MICROOPTO SUPPLY MODULE SCREW CONNECTION | 580
8141 | 8000005264 | FIELDPOWER® CABLE PLASTIC HOUSING N OF WIRES: 4 ÖLFLEX CLASSIC 110 4G2.5 OR SIMILAR CROSS-SECTION: 2.5 MM² 2 M 2 M | 221
8142 | 2698080000 | KLIPPON TB MH (TERMINAL BOX - MULTI HINGE) EMPTY ENCLOSURE STAINLESS STEEL ENCLOSURE HEIGHT: 500 MM WIDTH: 760 MM DEPTH: 200 MM MATERIAL: STAINLESS STEEL 1.4404 (316L) ELECTROPOLISHED | 5
8143 | 2741590000 | PCB PLUG-IN CONNECTOR FEMALE PLUG PITCH IN MM (P): 5.00 MM N OF POLES: 5 180° BOX | 1
8144 | 2741690000 | PCB PLUG-IN CONNECTOR FEMALE PLUG PITCH IN MM (P): 5.00 MM N OF POLES: 4 180° BOX | 1
8145 | 2741730000 | PCB PLUG-IN CONNECTOR FEMALE PLUG PITCH IN MM (P): 5.00 MM N OF POLES: 8 180° BOX | 1
8146 | 2741460000 | PCB PLUG-IN CONNECTOR MALE HEADER THT/THR SOLDER CONNECTION PITCH IN MM (P): 5.00 MM N OF POLES: 7 90° T | 41
8147 | 2741400000 | PCB PLUG-IN CONNECTOR MALE HEADER THT/THR SOLDER CONNECTION PITCH IN MM (P): 5.00 MM N OF POLES: 2 90° T | 0
8148 | 2741490000 | PCB PLUG-IN CONNECTOR MALE HEADER THT/THR SOLDER CONNECTION PITCH IN MM (P): 5.00 MM N OF POLES: 10 90° T | 41
8149 | 2741430000 | PCB PLUG-IN CONNECTOR MALE HEADER THT/THR SOLDER CONNECTION PITCH IN MM (P): 5.00 MM N OF POLES: 4 90° T | 41
8150 | 2741580000 | PCB PLUG-IN CONNECTOR FEMALE PLUG PITCH IN MM (P): 5.00 MM N OF POLES: 4 180° BOX | 1
8151 | 4000002611 | PHOTOVOLTAICS | 270
8152 | 4000002613 | PHOTOVOLTAICS 1500 V 10X85 | 760
8153 | 8000068264 | PHOTOVOLTAICS ASSEMBLED ENCLOSURE COMBINER BOX WITH FUSE HOLDER SURGE PROTECTION II CABLE GLAND FOR WALL MOUNTING SWITCH DISCONNECTOR | 50
8154 | 8000071485 | PHOTOVOLTAICS ASSEMBLED ENCLOSURE COMBINER BOX WITH FUSE HOLDER SURGE PROTECTION II CABLE GLAND FOR WALL MOUNTING SWITCH DISCONNECTOR | 50
8155 | 2716130000 | KLIPPON TB (TERMINAL BOX) MOUNTING PLATE PREPUNCHED HEIGHT: 453 MM WIDTH: 701 MM DEPTH: 1.5 MM MATERIAL: SHEET STEEL GALVANIZED | 5
8156 | 2716120000 | KLIPPON TB (TERMINAL BOX) MOUNTING PLATE HEIGHT: 453 MM WIDTH: 701 MM DEPTH: 1.5 MM MATERIAL: SHEET STEEL GALVANIZED | 5
8157 | 1206620000 | A2LC (KLIPPON UNARMO WITH CONDUIT CONNECTION THREAD EX E/D CABLE GLAND) CABLE GLANDS 1 1/4" NPT 18 MM OD MIN. 19.5 - OD MAX. 26.3 MM NICKEL-PLATED | 32
8158 | 1206570000 | A2LC (KLIPPON UNARMO WITH CONDUIT CONNECTION THREAD EX E/D CABLE GLAND) CABLE GLANDS 2 1/2" NPT 19.2 MM OD MIN. 43.5 - OD MAX. 50.1 MM NICKEL-PLATED | 32
8159 | 1186930000 | A2L (KLIPPON UNARMO EX E/D CABLE GLAND) CABLE GLANDS M 40 X 1.5 16 MM OD MIN. 25.5 - OD MAX. 32.2 MM NICKEL-PLATED | 7
8160 | 1184830000 | E1W (KLIPPON DOUBLE SEAL SWA ARMO EX E/D CABLE GLAND) CABLE GLANDS 1 1/2" NPT 18.4 MM SINGLE-WIRE ARMOURING 2 - 2.5 MM OD MIN. 38.5 - OD MAX. 46.5 MM ID MIN. 31.50 - ID MAX. 38.20 MM NICKEL-PLATED | 7
8161 | 1762630000 | ACCESSORIES CROSS-CONNECTOR 32 A | 80
8162 | 1206640000 | A2LC (KLIPPON UNARMO WITH CONDUIT CONNECTION THREAD EX E/D CABLE GLAND) CABLE GLANDS 1 1/2" NPT 18.4 MM OD MIN. 25.5 - OD MAX. 32.2 MM NICKEL-PLATED | 32
8163 | 1206590000 | A2LC (KLIPPON UNARMO WITH CONDUIT CONNECTION THREAD EX E/D CABLE GLAND) CABLE GLANDS 1 1/2" NPT 18.4 MM OD MIN. 25.5 - OD MAX. 32.2 MM NICKEL-PLATED | 32
8164 | 1205440000 | A2LC (KLIPPON UNARMO WITH CONDUIT CONNECTION THREAD EX E/D CABLE GLAND) CABLE GLANDS 3/4" NPT 13.9 MM OD MIN. 13.5 - OD MAX. 20 MM NICKEL-PLATED | 32
8165 | 1206290000 | A2LC (KLIPPON UNARMO WITH CONDUIT CONNECTION THREAD EX E/D CABLE GLAND) CABLE GLANDS 2 1/2" NPT 28.9 MM OD MIN. 49.5 - OD MAX. 56 MM NICKEL-PLATED | 32
8166 | 1206560000 | A2LC (KLIPPON UNARMO WITH CONDUIT CONNECTION THREAD EX E/D CABLE GLAND) CABLE GLANDS 3/4" NPT 13.9 MM OD MIN. 4.5 - OD MAX. 8.7 MM NICKEL-PLATED | 32
8167 | 2771440000 | MODULAR HOUSING OMNIMATE HOUSING - SERIES CH20M PEBBLE GREY HOUSING BASE PART WIDTH: 6.1 MM | 39
8168 | 2771180000 | FLANGE-MOUNTED HOUSING OMNIMATE HOUSING - SERIES CH20M PEBBLE GREY HOOD WIDTH: 5.2 MM | 39
8169 | 2771400000 | MODULAR HOUSING OMNIMATE HOUSING - SERIES CH20M TRAFFIC GREY (RAL) HOUSING BASE PART WIDTH: 6.1 MM | 39
8170 | 2771130000 | FLANGE-MOUNTED HOUSING OMNIMATE HOUSING - SERIES CH20M HOOD WIDTH: 5.2 MM | 39
8171 | 2771420000 | MODULAR HOUSING OMNIMATE HOUSING - SERIES CH20M AGATE GREY HOUSING BASE PART WIDTH: 6.1 MM | 39
8172 | 2771430000 | MODULAR HOUSING OMNIMATE HOUSING - SERIES CH20M HOUSING BASE PART WIDTH: 6.1 MM | 39
8173 | 2771210000 | FLANGE-MOUNTED HOUSING OMNIMATE HOUSING - SERIES CH20M AGATE GREY HOOD WIDTH: 5.2 MM | 39
8174 | 2771160000 | FLANGE-MOUNTED HOUSING OMNIMATE HOUSING - SERIES CH20M HOOD WIDTH: 5.2 MM | 39
8175 | 8000054730 | KLIPPON POK (POLYESTER EMPTY ENCLOSURE) ENCLOSURES HEIGHT: 250 MM WIDTH: 255 MM DEPTH: 120 MM MATERIAL: GLASS FIBRE-REINFORCED POLYESTER UNTREATED LIGHT GREY | 5
8176 | 1424760000 | PRINTED CIRCUIT BOARD TERMINALS 5.00 MM N OF POLES: 2 90° SOLDER PIN LENGTH (L): 3.5 MM TINNED PUSH IN WITH ACTUATOR CLAMPING RANGE MAX. : 2.5 MM² BOX | 41
8177 | 1424770000 | PRINTED CIRCUIT BOARD TERMINALS 5.00 MM N OF POLES: 3 90° SOLDER PIN LENGTH (L): 3.5 MM TINNED PUSH IN WITH ACTUATOR CLAMPING RANGE MAX. : 2.5 MM² BOX | 41
8178 | 1424880000 | PRINTED CIRCUIT BOARD TERMINALS 5.00 MM N OF POLES: 12 90° SOLDER PIN LENGTH (L): 3.5 MM TINNED PUSH IN WITH ACTUATOR CLAMPING RANGE MAX. : 2.5 MM² BOX | 41
8179 | 1424890000 | PRINTED CIRCUIT BOARD TERMINALS 5.00 MM N OF POLES: 13 90° SOLDER PIN LENGTH (L): 3.5 MM TINNED PUSH IN WITH ACTUATOR CLAMPING RANGE MAX. : 2.5 MM² BOX | 41
8180 | 1424910000 | PRINTED CIRCUIT BOARD TERMINALS 5.00 MM N OF POLES: 14 90° SOLDER PIN LENGTH (L): 3.5 MM TINNED PUSH IN WITH ACTUATOR CLAMPING RANGE MAX. : 2.5 MM² BOX | 41
8181 | 1424940000 | PRINTED CIRCUIT BOARD TERMINALS 5.00 MM N OF POLES: 17 90° SOLDER PIN LENGTH (L): 3.5 MM TINNED PUSH IN WITH ACTUATOR CLAMPING RANGE MAX. : 2.5 MM² BOX | 41
8182 | 1424950000 | PRINTED CIRCUIT BOARD TERMINALS 5.00 MM N OF POLES: 18 90° SOLDER PIN LENGTH (L): 3.5 MM TINNED PUSH IN WITH ACTUATOR CLAMPING RANGE MAX. : 2.5 MM² BOX | 41
8183 | 1424970000 | PRINTED CIRCUIT BOARD TERMINALS 5.00 MM N OF POLES: 20 90° SOLDER PIN LENGTH (L): 3.5 MM TINNED PUSH IN WITH ACTUATOR CLAMPING RANGE MAX. : 2.5 MM² BOX | 41
8184 | 1425010000 | PRINTED CIRCUIT BOARD TERMINALS 5.00 MM N OF POLES: 23 90° SOLDER PIN LENGTH (L): 3.5 MM TINNED PUSH IN WITH ACTUATOR CLAMPING RANGE MAX. : 2.5 MM² BOX | 41
8185 | 1425020000 | PRINTED CIRCUIT BOARD TERMINALS 5.00 MM N OF POLES: 24 90° SOLDER PIN LENGTH (L): 3.5 MM TINNED PUSH IN WITH ACTUATOR CLAMPING RANGE MAX. : 2.5 MM² BOX | 41
8186 | 1425340000 | PRINTED CIRCUIT BOARD TERMINALS 5.00 MM N OF POLES: 7 90° SOLDER PIN LENGTH (L): 3.5 MM TINNED PUSH IN WITHOUT ACTUATOR CLAMPING RANGE MAX. : 2.5 MM² BOX | 41
8187 | 1425360000 | PRINTED CIRCUIT BOARD TERMINALS 5.00 MM N OF POLES: 9 90° SOLDER PIN LENGTH (L): 3.5 MM TINNED PUSH IN WITHOUT ACTUATOR CLAMPING RANGE MAX. : 2.5 MM² BOX | 41
8188 | 1425430000 | PRINTED CIRCUIT BOARD TERMINALS 5.00 MM N OF POLES: 15 90° SOLDER PIN LENGTH (L): 3.5 MM TINNED PUSH IN WITHOUT ACTUATOR CLAMPING RANGE MAX. : 2.5 MM² BOX | 41
8189 | 1425460000 | PRINTED CIRCUIT BOARD TERMINALS 5.00 MM N OF POLES: 18 90° SOLDER PIN LENGTH (L): 3.5 MM TINNED PUSH IN WITHOUT ACTUATOR CLAMPING RANGE MAX. : 2.5 MM² BOX | 41
8190 | 1425480000 | PRINTED CIRCUIT BOARD TERMINALS 5.00 MM N OF POLES: 20 90° SOLDER PIN LENGTH (L): 3.5 MM TINNED PUSH IN WITHOUT ACTUATOR CLAMPING RANGE MAX. : 2.5 MM² BOX | 41
8191 | 1425510000 | PRINTED CIRCUIT BOARD TERMINALS 5.00 MM N OF POLES: 22 90° SOLDER PIN LENGTH (L): 3.5 MM TINNED PUSH IN WITHOUT ACTUATOR CLAMPING RANGE MAX. : 2.5 MM² BOX | 41
8192 | 1425860000 | PRINTED CIRCUIT BOARD TERMINALS 5.08 MM N OF POLES: 7 90° SOLDER PIN LENGTH (L): 3.5 MM TINNED PUSH IN WITH ACTUATOR CLAMPING RANGE MAX. : 2.5 MM² BOX | 41
8193 | 1425920000 | PRINTED CIRCUIT BOARD TERMINALS 5.08 MM N OF POLES: 12 90° SOLDER PIN LENGTH (L): 3.5 MM TINNED PUSH IN WITH ACTUATOR CLAMPING RANGE MAX. : 2.5 MM² BOX | 41
8194 | 1425940000 | PRINTED CIRCUIT BOARD TERMINALS 5.08 MM N OF POLES: 14 90° SOLDER PIN LENGTH (L): 3.5 MM TINNED PUSH IN WITH ACTUATOR CLAMPING RANGE MAX. : 2.5 MM² BOX | 41
8195 | 1425950000 | PRINTED CIRCUIT BOARD TERMINALS 5.08 MM N OF POLES: 15 90° SOLDER PIN LENGTH (L): 3.5 MM TINNED PUSH IN WITH ACTUATOR CLAMPING RANGE MAX. : 2.5 MM² BOX | 41
8196 | 1426020000 | PRINTED CIRCUIT BOARD TERMINALS 5.08 MM N OF POLES: 21 90° SOLDER PIN LENGTH (L): 3.5 MM TINNED PUSH IN WITH ACTUATOR CLAMPING RANGE MAX. : 2.5 MM² BOX | 41
8197 | 1426040000 | PRINTED CIRCUIT BOARD TERMINALS 5.08 MM N OF POLES: 23 90° SOLDER PIN LENGTH (L): 3.5 MM TINNED PUSH IN WITH ACTUATOR CLAMPING RANGE MAX. : 2.5 MM² BOX | 41
8198 | 1426350000 | PRINTED CIRCUIT BOARD TERMINALS 5.08 MM N OF POLES: 5 90° SOLDER PIN LENGTH (L): 3.5 MM TINNED PUSH IN WITHOUT ACTUATOR CLAMPING RANGE MAX. : 2.5 MM² BOX | 41
8199 | 1426390000 | PRINTED CIRCUIT BOARD TERMINALS 5.08 MM N OF POLES: 9 90° SOLDER PIN LENGTH (L): 3.5 MM TINNED PUSH IN WITHOUT ACTUATOR CLAMPING RANGE MAX. : 2.5 MM² BOX | 41
8200 | 1426410000 | PRINTED CIRCUIT BOARD TERMINALS 5.08 MM N OF POLES: 10 90° SOLDER PIN LENGTH (L): 3.5 MM TINNED PUSH IN WITHOUT ACTUATOR CLAMPING RANGE MAX. : 2.5 MM² BOX | 41
8201 | 1426430000 | PRINTED CIRCUIT BOARD TERMINALS 5.08 MM N OF POLES: 12 90° SOLDER PIN LENGTH (L): 3.5 MM TINNED PUSH IN WITHOUT ACTUATOR CLAMPING RANGE MAX. : 2.5 MM² BOX | 41
8202 | 1426460000 | PRINTED CIRCUIT BOARD TERMINALS 5.08 MM N OF POLES: 15 90° SOLDER PIN LENGTH (L): 3.5 MM TINNED PUSH IN WITHOUT ACTUATOR CLAMPING RANGE MAX. : 2.5 MM² BOX | 41
8203 | 1426510000 | PRINTED CIRCUIT BOARD TERMINALS 5.08 MM N OF POLES: 19 90° SOLDER PIN LENGTH (L): 3.5 MM TINNED PUSH IN WITHOUT ACTUATOR CLAMPING RANGE MAX. : 2.5 MM² BOX | 41
8204 | 1426540000 | PRINTED CIRCUIT BOARD TERMINALS 5.08 MM N OF POLES: 22 90° SOLDER PIN LENGTH (L): 3.5 MM TINNED PUSH IN WITHOUT ACTUATOR CLAMPING RANGE MAX. : 2.5 MM² BOX | 41
8205 | 2047520000 | MULTIFIT TERMINAL MARKER 12 X 8 MM PITCH IN MM (P): 8.00 ABB SNK SERIES TO CUSTOMER SPECIFICATION | 71
8206 | 1454790000 | AUTOMATIC MACHINES REPLACEMENT PART | 214
8207 | 2472150000 | PRINTED CIRCUIT BOARD TERMINALS 7.50 MM N OF POLES: 9 90° SOLDER PIN LENGTH (L): 5 MM TINNED PUSH IN WITH ACTUATOR CLAMPING RANGE MAX. : 6 MM² BOX | 41
8208 | 2472160000 | PRINTED CIRCUIT BOARD TERMINALS 7.50 MM N OF POLES: 10 90° SOLDER PIN LENGTH (L): 5 MM TINNED PUSH IN WITH ACTUATOR CLAMPING RANGE MAX. : 6 MM² BOX | 41
8209 | 2472170000 | PRINTED CIRCUIT BOARD TERMINALS 7.50 MM N OF POLES: 11 90° SOLDER PIN LENGTH (L): 5 MM TINNED PUSH IN WITH ACTUATOR CLAMPING RANGE MAX. : 6 MM² BOX | 41
8210 | 2224040000 | SMALL HOUSING OMNIMATE HOUSING - TERMINALBOX TRANSPARENT TILT COVER WIDTH: 5.9 MM | 844
8211 | 1132810000 | D-SERIES DRR RELAY SOCKET N OF CONTACTS: 2 CO CONTACT CONTINUOUS CURRENT: 12 A SCREW CONNECTION | 3
8212 | 1133360000 | D-SERIES DRR RELAY N OF CONTACTS: 2 CO CONTACT AGCDO RATED CONTROL VOLTAGE: 12 V DC CONTINUOUS CURRENT: 10 A PLUG-IN CONNECTION TEST BUTTON AVAILABLE: NO | 3
8213 | 1133380000 | D-SERIES DRR RELAY N OF CONTACTS: 2 CO CONTACT AGCDO RATED CONTROL VOLTAGE: 48 V DC CONTINUOUS CURRENT: 10 A PLUG-IN CONNECTION TEST BUTTON AVAILABLE: NO | 3
8214 | 1133510000 | D-SERIES DRL RELAY N OF CONTACTS: 2 CO CONTACT AGCDO RATED CONTROL VOLTAGE: 12 V DC CONTINUOUS CURRENT: 10 A FLAT BLADE CONNECTIONS (4.8 MM X 0.5 MM) TEST BUTTON AVAILABLE: NO | 3
8215 | 1133540000 | D-SERIES DRL RELAY N OF CONTACTS: 2 CO CONTACT AGCDO RATED CONTROL VOLTAGE: 110 V DC CONTINUOUS CURRENT: 10 A FLAT BLADE CONNECTIONS (4.8 MM X 0.5 MM) TEST BUTTON AVAILABLE: NO | 3
8216 | 1133570000 | D-SERIES DRL RELAY N OF CONTACTS: 3 CO CONTACT AGCDO RATED CONTROL VOLTAGE: 12 V DC CONTINUOUS CURRENT: 10 A FLAT BLADE CONNECTIONS (4.8 MM X 0.5 MM) TEST BUTTON AVAILABLE: NO | 3
8217 | 1133600000 | D-SERIES DRL RELAY N OF CONTACTS: 3 CO CONTACT AGCDO RATED CONTROL VOLTAGE: 110 V DC CONTINUOUS CURRENT: 10 A FLAT BLADE CONNECTIONS (4.8 MM X 0.5 MM) TEST BUTTON AVAILABLE: NO | 3
8218 | 1133640000 | D-SERIES DRL RELAY N OF CONTACTS: 4 CO CONTACT AGCDO RATED CONTROL VOLTAGE: 48 V DC CONTINUOUS CURRENT: 10 A FLAT BLADE CONNECTIONS (4.8 MM X 0.5 MM) TEST BUTTON AVAILABLE: NO | 3
8219 | 1133650000 | D-SERIES DRL RELAY N OF CONTACTS: 4 CO CONTACT AGCDO RATED CONTROL VOLTAGE: 110 V DC CONTINUOUS CURRENT: 10 A FLAT BLADE CONNECTIONS (4.8 MM X 0.5 MM) TEST BUTTON AVAILABLE: NO | 3
8220 | 1133780000 | D-SERIES DRR RELAY N OF CONTACTS: 2 CO CONTACT AGCDO RATED CONTROL VOLTAGE: 115 V AC CONTINUOUS CURRENT: 10 A PLUG-IN CONNECTION TEST BUTTON AVAILABLE: NO | 3
8221 | 1219430000 | D-SERIES DRW / DRH RELAY N OF CONTACTS: 3 CO CONTACT AGCDO RATED CONTROL VOLTAGE: 115 V AC CONTINUOUS CURRENT: 16 A FLAT BLADE CONNECTIONS (4.8 MM X 0.5 MM) TEST BUTTON AVAILABLE: YES | 3
8222 | 1219570000 | D-SERIES PWR RELAY MODULE N OF CONTACTS: 2 NO CONTACT AGSNO RATED CONTROL VOLTAGE: 110 V DC CONTINUOUS CURRENT: 25 A TEST BUTTON AVAILABLE: NO | 3
8223 | 1219890000 | D-SERIES DRW / DRH RELAY N OF CONTACTS: 1 NO CONTACT WITH BLOW-OUT MAGNET AGSNO RATED CONTROL VOLTAGE: 24 V AC CONTINUOUS CURRENT: 16 A FLAT BLADE CONNECTIONS (4.8 MM X 0.5 MM) TEST BUTTON AVAILABLE: YES | 3
8224 | 1219980000 | D-SERIES DRW / DRH RELAY N OF CONTACTS: 1 NC CONTACT WITH BLOW-OUT MAGNET AGSNO RATED CONTROL VOLTAGE: 220 V DC CONTINUOUS CURRENT: 16 A FLAT BLADE CONNECTIONS (4.8 MM X 0.5 MM) TEST BUTTON AVAILABLE: YES | 3
8225 | 1219990000 | D-SERIES DRW / DRH RELAY N OF CONTACTS: 1 NC CONTACT WITH BLOW-OUT MAGNET AGSNO RATED CONTROL VOLTAGE: 24 V AC CONTINUOUS CURRENT: 16 A FLAT BLADE CONNECTIONS (4.8 MM X 0.5 MM) TEST BUTTON AVAILABLE: YES | 3
8226 | 1220020000 | D-SERIES DRW / DRH RELAY N OF CONTACTS: 1 NC CONTACT WITH BLOW-OUT MAGNET AGSNO RATED CONTROL VOLTAGE: 115 V AC CONTINUOUS CURRENT: 16 A FLAT BLADE CONNECTIONS (4.8 MM X 0.5 MM) TEST BUTTON AVAILABLE: YES | 3
8227 | 1220090000 | D-SERIES DRW / DRH RELAY 1 NO CONTACT AND 1 NC CONTACT WITH BLOW-OUT MAGNET AGSNO RATED CONTROL VOLTAGE: 24 V AC CONTINUOUS CURRENT: 16 A FLAT BLADE CONNECTIONS (4.8 MM X 0.5 MM) TEST BUTTON AVAILABLE: YES | 3
8228 | 1319040000 | BOLT-TYPE SCREW TERMINALS FEED-THROUGH TERMINAL RATED CROSS-SECTION: 16 MM² THREADED STUD CONNECTION | 9
8229 | 1417650000 | TEST-DISCONNECT TERMINAL PUSH IN 4 MM² 500 V 23 A PIVOTING ORANGE | 68
8230 | 1429440000 | THM CONDUCTOR AND CABLE MARKERS 9.6 - 12.7 MM 15 X 70 MM | 15
8231 | 1476280000 | WIRE-END FERRULE SDARD 10 MM 8 MM | 24
8232 | 1502470000 | 16MM² WM CRIMP | 635
8233 | 1502540000 | 120MM² WM CRIMP | 657
8234 | 1502600000 | HEXAGONAL CRIMP | 191
8235 | 1502670000 | HEXAGONAL CRIMP | 191
8236 | 1502690000 | HEXAGONAL CRIMP | 191
8237 | 1502750000 | HEXAGONAL CRIMP | 191
8238 | 1502780000 | HEXAGONAL CRIMP | 191
8239 | 1502800000 | 150MM² INDENT CRIMP | 282
8240 | 1502820000 | 6MM² INDENT CRIMP | 280
8241 | 1502830000 | 10MM² INDENT CRIMP | 282
8242 | 1502840000 | 16MM² INDENT CRIMP | 280
8243 | 1516990000 | THM DEVICE MARKERS 5.1 X 16.5 MM | 250
8244 | 1517180000 | THM DEVICE MARKERS 30 X | 161
8245 | 1517230000 | THM DEVICE MARKERS 30 X | 161
8246 | 1521900000 | FEED-THROUGH TERMINAL PUSH IN 2.5 MM² 800 24 A | 12
8247 | 1529600000 | TEST-DISCONNECT TERMINAL PUSH IN 4 MM² 500 V 24 A PIVOTING | 68
8248 | 1562780000 | CONDUCTOR AND CABLE MARKERS 3.2 - 6.4 MM | 54
8249 | 1562790000 | CONDUCTOR AND CABLE MARKERS 4.8 - 9.5 MM | 54
8250 | 1562830000 | CONDUCTOR AND CABLE MARKERS 12.7 - 25.4 MM | 54
8251 | 1562880000 | CONDUCTOR AND CABLE MARKERS 3.2 - 6.4 MM | 54
8252 | 1562900000 | CONDUCTOR AND CABLE MARKERS 6.4 - 12.7 MM | 54
8253 | 1984030000 | TERMSERIES RELAY N OF CONTACTS: 1 CO CONTACT AGNI RATED CONTROL VOLTAGE: 12 V DC CONTINUOUS CURRENT: 16 A PLUG-IN CONNECTION TEST BUTTON AVAILABLE: NO | 3
8254 | 2051580000 | FEED-THROUGH TERMINAL PUSH IN 4 MM² 800 V 32 A GREEN | 12
8255 | 2051610000 | FEED-THROUGH TERMINAL PUSH IN 4 MM² 800 V 32 A | 12
8256 | 2051660000 | FEED-THROUGH TERMINAL PUSH IN 4 MM² 800 V 32 A | 12
8257 | 2112290000 | W-SERIES FUSE TERMINAL RATED CROSS-SECTION: 2.5 MM² SCREW CONNECTION | 9
8258 | 2153550000 | TERMSERIES RELAY MODULE N OF CONTACTS: 1 CO CONTACT AGSNO RATED CONTROL VOLTAGE: 60 V UC ±10 % CONTINUOUS CURRENT: 6 A SCREW CONNECTION TEST BUTTON AVAILABLE: NO | 3
8259 | 2436360000 | TEST-DISCONNECT TERMINAL SCREW CONNECTION 4 MM² 500 V 27 A WITHOUT DARK | 43
8260 | 9802720001 | W-SERIES FUSE TERMINAL RATED CROSS-SECTION: 4 MM² SCREW CONNECTION | 9
8261 | 1095720000 | PCB PLUG-IN CONNECTOR FEMALE PLUG 7.62 MM N OF POLES: 6 CLAMPING YOKE CONNECTION CLAMPING RANGE MAX. : 4 MM² BOX | 1
8262 | 1095730000 | PCB PLUG-IN CONNECTOR FEMALE PLUG 7.62 MM N OF POLES: 7 CLAMPING YOKE CONNECTION CLAMPING RANGE MAX. : 4 MM² BOX | 1
8263 | 1095740000 | PCB PLUG-IN CONNECTOR FEMALE PLUG 7.62 MM N OF POLES: 8 CLAMPING YOKE CONNECTION CLAMPING RANGE MAX. : 4 MM² BOX | 1
8264 | 1095760000 | PCB PLUG-IN CONNECTOR FEMALE PLUG 7.62 MM N OF POLES: 10 CLAMPING YOKE CONNECTION CLAMPING RANGE MAX. : 4 MM² BOX | 1
8265 | 1095770000 | PCB PLUG-IN CONNECTOR FEMALE PLUG 7.62 MM N OF POLES: 11 CLAMPING YOKE CONNECTION CLAMPING RANGE MAX. : 4 MM² BOX | 1
8266 | 1119580000 | PRESSING TOOL CRIMPING TOOL FOR CONTACTS 0.08MM² 1MM² FODERBCRIMP | 218
8267 | 1120900000 | ACCESSORIES REPLACEMENT PART | 265
8268 | 1133420000 | D-SERIES DRR RELAY N OF CONTACTS: 3 CO CONTACT AGCDO RATED CONTROL VOLTAGE: 24 V DC CONTINUOUS CURRENT: 10 A PLUG-IN CONNECTION TEST BUTTON AVAILABLE: NO | 3
8269 | 1133480000 | D-SERIES DRL RELAY N OF CONTACTS: 1 CO CONTACT AGCDO RATED CONTROL VOLTAGE: 110 V DC CONTINUOUS CURRENT: 16 A FLAT BLADE CONNECTIONS (4.8 MM X 0.5 MM) TEST BUTTON AVAILABLE: NO | 3
8270 | 1133840000 | D-SERIES DRL RELAY N OF CONTACTS: 1 CO CONTACT AGCDO RATED CONTROL VOLTAGE: 24 V AC CONTINUOUS CURRENT: 16 A FLAT BLADE CONNECTIONS (4.8 MM X 0.5 MM) TEST BUTTON AVAILABLE: NO | 3
8271 | 1133860000 | D-SERIES DRL RELAY N OF CONTACTS: 1 CO CONTACT AGCDO RATED CONTROL VOLTAGE: 230 V AC CONTINUOUS CURRENT: 16 A FLAT BLADE CONNECTIONS (4.8 MM X 0.5 MM) TEST BUTTON AVAILABLE: NO | 3
8272 | 1133950000 | D-SERIES DRL RELAY N OF CONTACTS: 4 CO CONTACT AGCDO RATED CONTROL VOLTAGE: 115 V AC CONTINUOUS CURRENT: 10 A FLAT BLADE CONNECTIONS (4.8 MM X 0.5 MM) TEST BUTTON AVAILABLE: NO | 3
8273 | 1133960000 | D-SERIES DRL RELAY N OF CONTACTS: 4 CO CONTACT AGCDO RATED CONTROL VOLTAGE: 230 V AC CONTINUOUS CURRENT: 10 A FLAT BLADE CONNECTIONS (4.8 MM X 0.5 MM) TEST BUTTON AVAILABLE: NO | 3
8274 | 1134160000 | D-SERIES DRR RETAINING CLIP | 197
8275 | 1219140000 | D-SERIES PWR RELAY MODULE N OF CONTACTS: 1 NO CONTACT AGSNO RATED CONTROL VOLTAGE: 230 V AC CONTINUOUS CURRENT: 30 A TEST BUTTON AVAILABLE: NO | 3
8276 | 1219160000 | D-SERIES PWR RELAY MODULE N OF CONTACTS: 2 NO CONTACT AGSNO RATED CONTROL VOLTAGE: 24 V AC CONTINUOUS CURRENT: 25 A TEST BUTTON AVAILABLE: NO | 3
8277 | 1219190000 | D-SERIES PWR RELAY MODULE N OF CONTACTS: 2 NO CONTACT AGSNO RATED CONTROL VOLTAGE: 230 V AC CONTINUOUS CURRENT: 25 A TEST BUTTON AVAILABLE: NO | 3
8278 | 1219220000 | D-SERIES PWR RELAY MODULE N OF CONTACTS: 2 NO CONTACT AGSNO RATED CONTROL VOLTAGE: 380 V AC CONTINUOUS CURRENT: 25 A TEST BUTTON AVAILABLE: NO | 3
8279 | 1219350000 | D-SERIES DRW / DRH RELAY N OF CONTACTS: 2 CO CONTACT AGCDO RATED CONTROL VOLTAGE: 24 V AC CONTINUOUS CURRENT: 16 A FLAT BLADE CONNECTIONS (4.8 MM X 0.5 MM) TEST BUTTON AVAILABLE: YES | 3
8280 | 1219370000 | D-SERIES DRW / DRH RELAY N OF CONTACTS: 2 CO CONTACT AGCDO RATED CONTROL VOLTAGE: 115 V AC CONTINUOUS CURRENT: 16 A FLAT BLADE CONNECTIONS (4.8 MM X 0.5 MM) TEST BUTTON AVAILABLE: YES | 3
8281 | 1219380000 | D-SERIES DRW / DRH RELAY N OF CONTACTS: 2 CO CONTACT AGCDO RATED CONTROL VOLTAGE: 230 V AC CONTINUOUS CURRENT: 16 A FLAT BLADE CONNECTIONS (4.8 MM X 0.5 MM) TEST BUTTON AVAILABLE: YES | 3
8282 | 1219460000 | D-SERIES PWR RELAY MODULE N OF CONTACTS: 1 NO CONTACT AGSNO RATED CONTROL VOLTAGE: 6 V DC CONTINUOUS CURRENT: 30 A TEST BUTTON AVAILABLE: NO | 3
8283 | 1219470000 | D-SERIES PWR RELAY MODULE N OF CONTACTS: 1 NO CONTACT AGSNO RATED CONTROL VOLTAGE: 12 V DC CONTINUOUS CURRENT: 30 A TEST BUTTON AVAILABLE: NO | 3
8284 | 1219490000 | D-SERIES PWR RELAY MODULE N OF CONTACTS: 1 NO CONTACT AGSNO RATED CONTROL VOLTAGE: 48 V DC CONTINUOUS CURRENT: 30 A TEST BUTTON AVAILABLE: NO | 3
8285 | 1219520000 | D-SERIES PWR RELAY MODULE N OF CONTACTS: 1 NO CONTACT AGSNO RATED CONTROL VOLTAGE: 220 V DC CONTINUOUS CURRENT: 30 A TEST BUTTON AVAILABLE: NO | 3
8286 | 1219560000 | D-SERIES PWR RELAY MODULE N OF CONTACTS: 2 NO CONTACT AGSNO RATED CONTROL VOLTAGE: 48 V DC CONTINUOUS CURRENT: 25 A TEST BUTTON AVAILABLE: NO | 3
8287 | 1219580000 | D-SERIES PWR RELAY MODULE N OF CONTACTS: 2 NO CONTACT AGSNO RATED CONTROL VOLTAGE: 220 V DC CONTINUOUS CURRENT: 25 A TEST BUTTON AVAILABLE: NO | 3
8288 | 1219730000 | D-SERIES DRW / DRH RELAY N OF CONTACTS: 2 CO CONTACT AGCDO RATED CONTROL VOLTAGE: 12 V DC CONTINUOUS CURRENT: 16 A FLAT BLADE CONNECTIONS (4.8 MM X 0.5 MM) TEST BUTTON AVAILABLE: YES | 3
8289 | 1219860000 | D-SERIES DRW / DRH RELAY N OF CONTACTS: 1 NO CONTACT WITH BLOW-OUT MAGNET AGSNO RATED CONTROL VOLTAGE: 48 V DC CONTINUOUS CURRENT: 16 A FLAT BLADE CONNECTIONS (4.8 MM X 0.5 MM) TEST BUTTON AVAILABLE: YES | 3
8290 | 1219870000 | D-SERIES DRW / DRH RELAY N OF CONTACTS: 1 NO CONTACT WITH BLOW-OUT MAGNET AGSNO RATED CONTROL VOLTAGE: 110 V DC CONTINUOUS CURRENT: 16 A FLAT BLADE CONNECTIONS (4.8 MM X 0.5 MM) TEST BUTTON AVAILABLE: YES | 3
8291 | 1220050000 | D-SERIES DRW / DRH RELAY 1 NO CONTACT AND 1 NC CONTACT WITH BLOW-OUT MAGNET AGSNO RATED CONTROL VOLTAGE: 24 V DC CONTINUOUS CURRENT: 16 A FLAT BLADE CONNECTIONS (4.8 MM X 0.5 MM) TEST BUTTON AVAILABLE: YES | 3
8292 | 1220120000 | D-SERIES DRW / DRH RELAY 1 NO CONTACT AND 1 NC CONTACT WITH BLOW-OUT MAGNET AGSNO RATED CONTROL VOLTAGE: 115 V AC CONTINUOUS CURRENT: 16 A FLAT BLADE CONNECTIONS (4.8 MM X 0.5 MM) TEST BUTTON AVAILABLE: YES | 3
8293 | 1220180000 | D-SERIES DRW / DRH RELAY N OF CONTACTS: 2 NO CONTACT WITH BLOW-OUT MAGNET AGSNO RATED CONTROL VOLTAGE: 110 V DC CONTINUOUS CURRENT: 16 A FLAT BLADE CONNECTIONS (4.8 MM X 0.5 MM) TEST BUTTON AVAILABLE: YES | 3
8294 | 1220190000 | D-SERIES DRW / DRH RELAY N OF CONTACTS: 2 NO CONTACT WITH BLOW-OUT MAGNET AGSNO RATED CONTROL VOLTAGE: 220 V DC CONTINUOUS CURRENT: 16 A FLAT BLADE CONNECTIONS (4.8 MM X 0.5 MM) TEST BUTTON AVAILABLE: YES | 3
8295 | 1220250000 | D-SERIES DRW / DRH RELAY SOCKET N OF CONTACTS: 3 CO CONTACT CONTINUOUS CURRENT: 16 A SCREW CONNECTION | 3
8296 | 1232650000 | BUS LINE N OF POLES: 4 SHIELDED: YES LED: NO SHEATH MATERIAL: PVC HALOGEN: YES | 20
8297 | 1266150000 | CLIPCARD DEVICE MARKERS 30 X 30 MM WITH HOLE TO CUSTOMER SPECIFICATION | 598
8298 | 1270320000 | PRESSING TOOL CRIMPING TOOL FOR CONTACTS 4MM² 10MM² W CRIMP | 218
8299 | 1276220000 | FIELDPOWER® ENCLOSURES IP65 WITH CORRESPONDING HOUSING POLYCARBONATE GF 10 | 470
8300 | 1338800000 | CUTTING TOOL FOR ONE-HAND OPERATION | 373
8301 | 1362930000 | W-SERIES TEST-DISCONNECT TERMINAL RATED CROSS-SECTION: 2.5 MM² SCREW CONNECTION | 9
8302 | 1393390000 | FEED-THROUGH TERMINAL SCREW CONNECTION 16 MM² 1000 V 76 A DARK | 16
8303 | 1398110000 | RIDERSERIES RELAY MODULE N OF CONTACTS: 4 CO CONTACT WITH TEST BUTTON AGNI GOLD-PLATED RATED CONTROL VOLTAGE: 230 V AC CONTINUOUS CURRENT: 6 A PUSH IN TEST BUTTON AVAILABLE: YES | 3
8304 | 1399770000 | P-SERIES PARTITION PLATE GREY 2 MM PRINTED | 304
8305 | 1403050000 | CLAMPING YOKE CLAMPING YOKE PA 66 GF 30 | 354
8306 | 1403080000 | CLAMPING YOKE CLAMPING YOKE PA 66 GF 30 | 354
8307 | 1411500000 | MODULAR HOUSING OMNIMATE HOUSING - SERIES CH20M GRAPHITE GREY WIDTH: 22.5 MM | 39
8308 | 1412950000 | FEED-THROUGH TERMINAL SCREW CONNECTION 2.5 MM² 1000 V 24 A DARK | 16
8309 | 1415650000 | THM DEVICE MARKERS 50.8 X 76.2 MM | 250
8310 | 1417670000 | FEED-THROUGH TERMINAL DOUBLE-TIER TERMINAL PUSH IN 4 MM² 800 V 24 A ORANGE | 122
8311 | 1418030000 | WIRE-END FERRULE SDARD 19 MM 16 MM | 24
8312 | 1420020000 | THM CONDUCTOR AND CABLE MARKERS 12.7 MM 25.4 X 95.3 MM / | 15
8313 | 1421440000 | SURGE PROTECTION FOR INSTRUMENTATION AND CONTROL SURGE PROTECTION FOR MEASUREMENT AND CONTROL UP(L/N-PE) ? 1870 V | 57
8314 | 1422430000 | PE TERMINAL SCREW CONNECTION 50 MM² 6000 A (50 MM²) GREEN/ | 457
8315 | 1423230000 | CONDUCTOR AND CABLE MARKERS 1.6 - 3.2 MM | 54
8316 | 1423260000 | CONDUCTOR AND CABLE MARKERS 4.8 - 9.5 MM | 54
8317 | 1423280000 | CONDUCTOR AND CABLE MARKERS 9.5 - 19.1 MM | 54
8318 | 1423310000 | CONDUCTOR AND CABLE MARKERS 19.1 - 38.1 MM | 54
8319 | 1423330000 | CONDUCTOR AND CABLE MARKERS 1.2 - 2.4 MM | 54
8320 | 1423360000 | CONDUCTOR AND CABLE MARKERS 3.2 - 6.4 MM | 54
8321 | 1423380000 | CONDUCTOR AND CABLE MARKERS 6.4 - 12.7 MM | 54
8322 | 1423410000 | CONDUCTOR AND CABLE MARKERS 12.7 - 25.4 MM | 54
8323 | 1423430000 | CONDUCTOR AND CABLE MARKERS 25.4 - 50.8 MM | 54
8324 | 1426210000 | INK RIBBON | 533
8325 | 1429430000 | TERMINAL MARKERS INSERT MARKERS 90 X 8 MM | 211
8326 | 1434760000 | TM-I INSERT MARKERS 12 X 4 MM | 167
8327 | 1444310000 | SLIMFIX CONDUCTOR AND CABLE MARKERS 3 - 3.7 MM 12 X 4.6 MM GREEN | 22
8328 | 1454770000 | AUTOMATIC MACHINES REPLACEMENT PART | 214
8329 | 1469110000 | W-SERIES FUSE TERMINAL RATED CROSS-SECTION: 25 MM² SCREW CONNECTION | 9
8330 | 1469160000 | ACCESSORIES FUSE HOLDER RATED CROSS-SECTION: DIRECT MOUNTING | 335
8331 | 1473300000 | P-SERIES END PLATE FIXING PLATE 3 MM | 320
8332 | 1474640000 | THM DEVICE MARKERS 45 X | 161
8333 | 1476120000 | WIRE-END FERRULE SDARD 12 MM 10 MM GREY | 24
8334 | 1476240000 | WIRE-END FERRULE SDARD 10 MM 8 MM | 24
8335 | 1476250000 | WIRE-END FERRULE SDARD 10 MM 8 MM | 24
8336 | 1476310000 | WIRE-END FERRULE SDARD 10 MM 8 MM GREY | 24
8337 | 1483920000 | W-SERIES FEED-THROUGH TERMINAL RATED CROSS-SECTION: 6 MM² SCREW CONNECTION | 9
8338 | 1487680000 | THM DEVICE MARKERS 31 X 12.8 MM SIEMENS | 299
8339 | 1489550000 | CONDUCTOR AND CABLE MARKERS 1.6 - 4.8 MM | 54
8340 | 1489560000 | CONDUCTOR AND CABLE MARKERS 2.1 - 6.4 MM | 54
8341 | 1489580000 | CONDUCTOR AND CABLE MARKERS 4.2 - 12.7 MM | 54
8342 | 1489630000 | CONDUCTOR AND CABLE MARKERS 1 - 3.2 MM | 54
8343 | 1489640000 | CONDUCTOR AND CABLE MARKERS 1.6 - 4.8 MM | 54
8344 | 1489660000 | CONDUCTOR AND CABLE MARKERS 3.2 - 9.5 MM | 54
8345 | 1491270000 | CABLE LUG TERMINAL ENDINSULATED CABLE CONNECTOR6 MM²4 MM² - 6 MM² | 33
8346 | 1491290000 | CABLE LUG TERMINAL ENDINSULATED CABLE CONNECTOR4 MM²4 MM² - 6 MM² | 33
8347 | 1491350000 | CABLE LUG TERMINAL ENDINSULATED CABLE CONNECTOR16 MM²16 MM² - 16 MM² | 33
8348 | 1491370000 | CABLE LUG TERMINAL ENDINSULATED CABLE CONNECTOR0.5 MM²0.1 MM² - 0.5 MM² | 33
8349 | 1491390000 | CABLE LUG TERMINAL ENDINSULATED CABLE CONNECTOR2.5 MM²1.5 MM² - 2.5 MM² | 33
8350 | 1491430000 | CABLE LUG TERMINAL ENDINSULATED CABLE CONNECTOR10 MM²10 MM² | 33
8351 | 1491460000 | CABLE LUG TERMINAL ENDINSULATED CABLE CONNECTOR1 MM²0.5 MM² - 1 MM² | 33
8352 | 1491620000 | CABLE LUG TERMINAL ENDINSULATED CABLE CONNECTOR0.5 MM²0.1 MM² - 0.5 MM² | 33
8353 | 1491630000 | CABLE LUG TERMINAL ENDINSULATED CABLE CONNECTOR0.5 MM²0.1 MM² - 0.5 MM² | 33
8354 | 1491680000 | CABLE LUG TERMINAL ENDINSULATED CABLE CONNECTOR1 MM²0.5 MM² - 1 MM² | 33
8355 | 1491720000 | CABLE LUG TERMINAL ENDINSULATED CABLE CONNECTOR2.5 MM²1.5 MM² - 2.5 MM² | 33
8356 | 1491760000 | CABLE LUG TERMINAL ENDINSULATED CABLE CONNECTOR6 MM²4 MM² - 6 MM² | 33
8357 | 1491840000 | CABLE LUG TERMINAL ENDINSULATED CABLE CONNECTOR6 MM²4 MM² - 6 MM² | 33
8358 | 1491870000 | CABLE LUG TERMINAL ENDINSULATED CABLE CONNECTOR1 MM²0.5 MM² - 1 MM² | 33
8359 | 1491920000 | CABLE LUG TERMINAL ENDINSULATED CABLE CONNECTOR2.5 MM²1.5 MM² - 2.5 MM² | 33
8360 | 1491950000 | CABLE LUG TERMINAL ENDINSULATED CABLE CONNECTOR6 MM²4 MM² - 6 MM² | 33
8361 | 1492010000 | CABLE LUG TERMINAL ENDINSULATED CABLE CONNECTOR6 MM²4 MM² - 6 MM² | 33
8362 | 1492050000 | CABLE LUG TERMINAL ENDINSULATED CABLE CONNECTOR2.5 MM²1.5 MM² - 2.5 MM² | 33
8363 | 1492060000 | CABLE LUG TERMINAL ENDINSULATED CABLE CONNECTOR6 MM²4 MM² - 6 MM² | 33
8364 | 1492070000 | CABLE LUG TERMINAL ENDINSULATED CABLE CONNECTOR1 MM²0.5 MM² - 1 MM² | 33
8365 | 1492140000 | CABLE LUG TERMINAL ENDINSULATED CABLE CONNECTOR1 MM²0.5 MM² - 1 MM² | 33
8366 | 1492150000 | CABLE LUG TERMINAL ENDINSULATED CABLE CONNECTOR1 MM²0.5 MM² - 1 MM² | 33
8367 | 1492170000 | CABLE LUG TERMINAL ENDINSULATED CABLE CONNECTOR1 MM²0.5 MM² - 1 MM² | 33
8368 | 1492250000 | CABLE LUG TERMINAL ENDINSULATED CABLE CONNECTOR2.5 MM²1.5 MM² - 2.5 MM² | 33
8369 | 1492270000 | CABLE LUG TERMINAL ENDINSULATED CABLE CONNECTOR2.5 MM²1.5 MM² - 2.5 MM² | 33
8370 | 1492290000 | CABLE LUG TERMINAL ENDINSULATED CABLE CONNECTOR2.5 MM²1.5 MM² - 2.5 MM² | 33
8371 | 1492350000 | CABLE LUG TERMINAL ENDINSULATED CABLE CONNECTOR2.5 MM²1.5 MM² - 2.5 MM² | 33
8372 | 1492450000 | CABLE LUG TERMINAL ENDINSULATED CABLE CONNECTOR10 MM²10 MM² - 10 MM² | 33
8373 | 1492490000 | CABLE LUG TERMINAL ENDINSULATED CABLE CONNECTOR16 MM²16 MM² - 16 MM² | 33
8374 | 1492510000 | CABLE LUG TERMINAL ENDINSULATED CABLE CONNECTOR16 MM²16 MM² - 16 MM² | 33
8375 | 1492530000 | CABLE LUG TERMINAL ENDINSULATED CABLE CONNECTOR1 MM²0.5 MM² - 1 MM² | 33
8376 | 1492540000 | CABLE LUG TERMINAL ENDINSULATED CABLE CONNECTOR1 MM²0.5 MM² - 1 MM² | 33
8377 | 1492600000 | CABLE LUG TERMINAL ENDINSULATED CABLE CONNECTOR2.5 MM²1.5 MM² - 2.5 MM² | 33
8378 | 1492620000 | CABLE LUG TERMINAL ENDINSULATED CABLE CONNECTOR2.5 MM²1.5 MM² - 2.5 MM² | 33
8379 | 1492650000 | CABLE LUG TERMINAL END4 MM²6 MM² | 295
8380 | 1492680000 | CABLE LUG TERMINAL END10 MM²10 MM² | 296
8381 | 1492690000 | CABLE LUG TERMINAL END10 MM²10 MM² | 296
8382 | 1492720000 | CABLE LUG TERMINAL END0.1 MM² - 0.5 MM² | 77
8383 | 1492730000 | CABLE LUG TERMINAL END0.5 MM² - 1 MM² | 77
8384 | 1492740000 | CABLE LUG TERMINAL END1.5 MM² - 2.5 MM² | 77
8385 | 1492750000 | CABLE LUG TERMINAL END1.5 MM² - 2.5 MM² | 77
8386 | 1492770000 | CABLE LUG TERMINAL END4 MM² - 6 MM² | 295
8387 | 1492870000 | CABLE LUG TERMINAL END1.5 MM² - 2.5 MM² | 77
8388 | 1493220000 | CABLE LUG TERMINAL END70 MM² | 14
8389 | 1493240000 | CABLE LUG TERMINAL END70 MM² | 14
8390 | 1493250000 | CABLE LUG TERMINAL END70 MM² | 14
8391 | 1493290000 | CABLE LUG TERMINAL END95 MM² | 14
8392 | 1493340000 | CABLE LUG TERMINAL END120 MM² | 14
8393 | 1493450000 | CABLE LUG TERMINAL END185 MM² | 14
8394 | 1494580000 | CABLE LUG TERMINAL END185 MM² | 14
8395 | 1494630000 | CABLE LUG TERMINAL END240 MM² | 14
8396 | 1494670000 | CABLE LUG TERMINAL END95 MM² | 14
8397 | 1495420000 | CABLE LUG TERMINAL END240 MM² | 14
8398 | 1496210000 | CABLE LUG TERMINAL END25 MM² | 14
8399 | 1496720000 | CABLE LUG TERMINAL END185 MM² | 14
8400 | 1497020000 | CABLE LUG TERMINAL END10 MM² | 14
8401 | 1497210000 | CABLE LUG TERMINAL END6 MM² | 14
8402 | 1497320000 | CABLE LUG TERMINAL END300 MM² | 14
8403 | 1497420000 | CABLE LUG TERMINAL END10 MM² | 14
8404 | 1497580000 | CABLE LUG TERMINAL END35 MM² | 14
8405 | 1497710000 | CABLE LUG TERMINAL END95 MM² | 14
8406 | 1497730000 | CABLE LUG TERMINAL END95 MM² | 14
8407 | 1497780000 | CABLE LUG TERMINAL END120 MM² | 14
8408 | 1497790000 | CABLE LUG TERMINAL END150 MM² | 14
8409 | 1498790000 | THM DEVICE MARKERS 25 X 76 MM | 777
8410 | 1501070000 | 25MM² TRAPEZOIDAL CRIMP | 742
8411 | 1502090000 | 120MM² TRAPEZOIDAL CRIMP | 748
8412 | 1502390000 | 6MM² 400MM² | 948
8413 | 1502440000 | 10MM² WM CRIMP | 636
8414 | 1502870000 | 35MM² INDENT CRIMP | 455
8415 | 1505810000 | CONDUCTOR AND CABLE MARKERS 4.2 - 12.7 MM | 54
8416 | 1505870000 | CONDUCTOR AND CABLE MARKERS 2.1 - 6.4 MM | 54
8417 | 1505900000 | CONDUCTOR AND CABLE MARKERS 6.4 - 19.1 MM | 54
8418 | 1518370000 | W-SERIES FUSE TERMINAL RATED CROSS-SECTION: 4 MM² SCREW CONNECTION | 9
8419 | 1520970000 | CLIPCARD DEVICE MARKERS 27 X 85 MM GREY | 65
8420 | 1529440000 | FEED-THROUGH TERMINAL PUSH IN 4 MM² 800 V 32 A | 12
8421 | 1537890000 | W-SERIES TEST-DISCONNECT TERMINAL PE TERMINAL RATED CROSS-SECTION: 2.5 MM² SCREW CONNECTION | 9
8422 | 1542260000 | ASSORTMENT CRIMPING TOOL CRIMPING TOOL: PZ 10 HEX STRIPPING TOOL: STRIPAX CRIMPING RANGE MIN.: 0.14 COLOUR CODE: DIN | 224
8423 | 1542310000 | ASSORTMENT CRIMPING TOOL CRIMPING TOOL: PZ 10 SQR STRIPPING TOOL: STRIPAX CRIMPING RANGE MIN.: 0.14 COLOUR CODE: MISCELLANEOUS | 224
8424 | 1542520000 | D-SERIES DRM RELAY MODULE N OF CONTACTS: 4 CO CONTACT AGNI FLASH GOLD-PLATED RATED CONTROL VOLTAGE: 220 V DC CONTINUOUS CURRENT: 5 A SCREW CONNECTION TEST BUTTON AVAILABLE: YES | 3
8425 | 1548060000 | FEED-THROUGH TERMINAL PUSH IN 2.5 MM² 800 V 24 A DARK | 12
8426 | 1548380000 | SHEET HOLES | 209
8427 | 1548400000 | SHEET HOLES | 209
8428 | 1550340000 | AUTOMATIC MACHINES REPLACEMENT PART | 214
8429 | 1550370000 | AUTOMATIC MACHINES REPLACEMENT PART | 214
8430 | 1552690000 | FEED-THROUGH TERMINAL PUSH IN 1.5 MM² 500 V 17.5 A DARK | 12
8431 | 1552700000 | FEED-THROUGH TERMINAL PUSH IN 1.5 MM² 500 V 17.5 A | 181
8432 | 1552790000 | FEED-THROUGH TERMINAL PUSH IN 1.5 MM² 500 V 17.5 A DARK | 12
8433 | 1552820000 | FEED-THROUGH TERMINAL PUSH IN 1.5 MM² 500 V 17.5 A | 181
8434 | 1552830000 | FEED-THROUGH TERMINAL PUSH IN 1.5 MM² 500 V 17.5 A ORANGE | 12
8435 | 1553270000 | ACCESSORIES BUSBAR STEEL | 601
8436 | 1561960000 | W-SERIES CROSS-CONNECTOR N OF POLES: 2 | 269
8437 | 1562690000 | CONDUCTOR AND CABLE MARKERS 4.8 - 9.5 MM | 54
8438 | 1562700000 | CONDUCTOR AND CABLE MARKERS 6.4 - 12.7 MM | 54
8439 | 1562750000 | CONDUCTOR AND CABLE MARKERS 1.6 - 3.2 MM | 54
8440 | 1562950000 | CONDUCTOR AND CABLE MARKERS 1.6 - 3.2 MM GREEN | 54
8441 | 1984570000 | TERMSERIES RELAY MODULE N OF CONTACTS: 1 CO CONTACT AGNI RATED CONTROL VOLTAGE: 24 V DC ±20 % CONTINUOUS CURRENT: 6 A SCREW CONNECTION TEST BUTTON AVAILABLE: NO | 3
8442 | 1984580000 | TERMSERIES RELAY MODULE N OF CONTACTS: 1 CO CONTACT AGNI RATED CONTROL VOLTAGE: 24 V UC ±10 % CONTINUOUS CURRENT: 6 A SCREW CONNECTION TEST BUTTON AVAILABLE: NO | 3
8443 | 1984650000 | TERMSERIES RELAY MODULE N OF CONTACTS: 1 CO CONTACT AGNI GOLD-PLATED RATED CONTROL VOLTAGE: 24?230 V UC ±10 % CONTINUOUS CURRENT: 6 A SCREW CONNECTION TEST BUTTON AVAILABLE: NO | 3
8444 | 2003130000 | FEED-THROUGH TERMINAL PUSH IN 2.5 MM² 800 V 24 A LIGHT GREY | 12
8445 | 2009910000 | SLIMFIX X CONDUCTOR AND CABLE MARKERS 7 - 40 MM 40 X 13.62 MM | 22
8446 | 2009920000 | SLIMFIX X CONDUCTOR AND CABLE MARKERS 7 - 40 MM 40 X 13.62 MM | 22
8447 | 2051180000 | FEED-THROUGH TERMINAL PUSH IN 4 MM² 800 V 32 A DARK | 12
8448 | 2051220000 | FEED-THROUGH TERMINAL PUSH IN 4 MM² 800 V 32 A | 12
8449 | 2051250000 | FEED-THROUGH TERMINAL PUSH IN 4 MM² 800 V 32 A | 12
8450 | 2065120000 | SUPPLY TERMINAL PUSH IN 6 MM² 800 V 41 A | 379
8451 | 2152910000 | TERMSERIES RELAY MODULE N OF CONTACTS: 1 CO CONTACT AGSNO RATED CONTROL VOLTAGE: 120 V AC ±10 % CONTINUOUS CURRENT: 6 A TENSION-CLAMP CONNECTION TEST BUTTON AVAILABLE: NO | 3
8452 | 2152920000 | TERMSERIES RELAY MODULE N OF CONTACTS: 1 CO CONTACT AGSNO RATED CONTROL VOLTAGE: 230 V AC ±10 % CONTINUOUS CURRENT: 6 A SCREW CONNECTION TEST BUTTON AVAILABLE: NO | 3
8453 | 2153560000 | TERMSERIES RELAY MODULE N OF CONTACTS: 1 CO CONTACT AGSNO RATED CONTROL VOLTAGE: 60 V UC ±10 % CONTINUOUS CURRENT: 6 A TENSION-CLAMP CONNECTION TEST BUTTON AVAILABLE: NO | 3
8454 | 2153570000 | TERMSERIES RELAY MODULE N OF CONTACTS: 1 CO CONTACT AGSNO RATED CONTROL VOLTAGE: 120 V UC ±10 % CONTINUOUS CURRENT: 6 A SCREW CONNECTION TEST BUTTON AVAILABLE: NO | 3
8455 | 2153690000 | TERMSERIES RELAY MODULE N OF CONTACTS: 1 CO CONTACT AGSNO RATED CONTROL VOLTAGE: 230 V UC ±10% CONTINUOUS CURRENT: 6 A TENSION-CLAMP CONNECTION TEST BUTTON AVAILABLE: NO | 3
8456 | 2430040000 | PUSH IN 2.5 MM² 500 V 20 A | 878
8457 | 2450460000 | RIDERSERIES RCM RELAY N OF CONTACTS: 3 CO CONTACT WITHOUT TEST BUTTON AGNI GOLD-PLATED RATED CONTROL VOLTAGE: 230 V AC CONTINUOUS CURRENT: 10 A PLUG-IN CONNECTION TEST BUTTON AVAILABLE: YES | 3
8458 | 7760056225 | D-SERIES DRL RELAY SOCKET N OF CONTACTS: 2 CO CONTACT CONTINUOUS CURRENT: 10 A SCREW CONNECTION | 3
8459 | 7760056226 | D-SERIES DRL RELAY SOCKET N OF CONTACTS: 3 CO CONTACT CONTINUOUS CURRENT: 10 A SCREW CONNECTION | 3
8460 | 7760056235 | D-SERIES RETAINING CLIP | 197
8461 | 7760056298 | D-SERIES DRI RELAY N OF CONTACTS: 1 CO CONTACT AGSNO RATED CONTROL VOLTAGE: 48 V DC CONTINUOUS CURRENT: 10 A FLAT BLADE CONNECTIONS (4.7 MM X 0.5 MM) TEST BUTTON AVAILABLE: NO | 3
8462 | 7760056300 | D-SERIES DRI RELAY N OF CONTACTS: 1 CO CONTACT AGSNO RATED CONTROL VOLTAGE: 24 V AC CONTINUOUS CURRENT: 10 A FLAT BLADE CONNECTIONS (4.7 MM X 0.5 MM) TEST BUTTON AVAILABLE: NO | 3
8463 | 7760056307 | D-SERIES DRI RELAY N OF CONTACTS: 1 CO CONTACT AGSNO RATED CONTROL VOLTAGE: 24 V AC CONTINUOUS CURRENT: 10 A FLAT BLADE CONNECTIONS (4.7 MM X 0.5 MM) TEST BUTTON AVAILABLE: NO | 3
8464 | 7760056313 | D-SERIES DRI RELAY N OF CONTACTS: 1 CO CONTACT AGSNO RATED CONTROL VOLTAGE: 110 V DC CONTINUOUS CURRENT: 10 A FLAT BLADE CONNECTIONS (4.7 MM X 0.5 MM) TEST BUTTON AVAILABLE: NO | 3
8465 | 7760056317 | D-SERIES DRI RELAY N OF CONTACTS: 1 CO CONTACT AGSNO RATED CONTROL VOLTAGE: 110 V DC CONTINUOUS CURRENT: 10 A FLAT BLADE CONNECTIONS (4.7 MM X 0.5 MM) TEST BUTTON AVAILABLE: YES | 3
8466 | 7760056322 | D-SERIES DRI RELAY N OF CONTACTS: 2 CO CONTACT AGSNO RATED CONTROL VOLTAGE: 24 V DC CONTINUOUS CURRENT: 5 A FLAT BLADE CONNECTIONS (2.5 MM X 0.5 MM) TEST BUTTON AVAILABLE: NO | 3
8467 | 7760056323 | D-SERIES DRI RELAY N OF CONTACTS: 2 CO CONTACT AGSNO RATED CONTROL VOLTAGE: 48 V DC CONTINUOUS CURRENT: 5 A FLAT BLADE CONNECTIONS (2.5 MM X 0.5 MM) TEST BUTTON AVAILABLE: NO | 3
8468 | 7760056328 | D-SERIES DRI RELAY N OF CONTACTS: 2 CO CONTACT AGSNO RATED CONTROL VOLTAGE: 12 V DC CONTINUOUS CURRENT: 5 A FLAT BLADE CONNECTIONS (2.5 MM X 0.5 MM) TEST BUTTON AVAILABLE: NO | 3
8469 | 7760056329 | D-SERIES DRI RELAY N OF CONTACTS: 2 CO CONTACT AGSNO RATED CONTROL VOLTAGE: 24 V DC CONTINUOUS CURRENT: 5 A FLAT BLADE CONNECTIONS (2.5 MM X 0.5 MM) TEST BUTTON AVAILABLE: NO | 3
8470 | 7760056332 | D-SERIES DRI RELAY N OF CONTACTS: 2 CO CONTACT AGSNO RATED CONTROL VOLTAGE: 24 V AC CONTINUOUS CURRENT: 5 A FLAT BLADE CONNECTIONS (2.5 MM X 0.5 MM) TEST BUTTON AVAILABLE: NO | 3
8471 | 7760056340 | D-SERIES DRI RELAY N OF CONTACTS: 2 CO CONTACT AGSNO RATED CONTROL VOLTAGE: 24 V DC CONTINUOUS CURRENT: 5 A FLAT BLADE CONNECTIONS (2.5 MM X 0.5 MM) TEST BUTTON AVAILABLE: YES | 3
8472 | 7760056343 | D-SERIES DRI RELAY N OF CONTACTS: 2 CO CONTACT AGSNO RATED CONTROL VOLTAGE: 24 V AC CONTINUOUS CURRENT: 5 A FLAT BLADE CONNECTIONS (2.5 MM X 0.5 MM) TEST BUTTON AVAILABLE: YES | 3
8473 | 7760056346 | D-SERIES DRI RELAY SOCKET N OF CONTACTS: 1 CO CONTACT CONTINUOUS CURRENT: 12 A SCREW CONNECTION | 626
8474 | 7760056349 | D-SERIES DRI RELAY SOCKET N OF CONTACTS: 2 CO CONTACT CONTINUOUS CURRENT: 8 A SCREW CONNECTION | 626
8475 | 7760056351 | D-SERIES DRI RELAY SOCKET N OF CONTACTS: 2 CO CONTACT CONTINUOUS CURRENT: 8 A SCREW CONNECTION | 626
8476 | 7760056352 | D-SERIES DRI RETAINING CLIP | 197
8477 | 7760056345 | D-SERIES DRI RELAY N OF CONTACTS: 2 CO CONTACT AGSNO RATED CONTROL VOLTAGE: 230 V AC CONTINUOUS CURRENT: 5 A FLAT BLADE CONNECTIONS (2.5 MM X 0.5 MM) TEST BUTTON AVAILABLE: YES | 3
8478 | 1193450000 | TEST-DISCONNECT TERMINAL SCREW CONNECTION 4 MM² 500 V 27 A PIVOTING | 43
8479 | 1208870000 | PRESSING TOOL | 183
8480 | 1218410000 | RIDERSERIES FG RELAY MODULE WITH POSITIVELY DRIVEN CONTACTS N OF CONTACTS: 2 CO CONTACTS FORCIBILY GUIDED (EN 61810-3 TYPE B) AGCUNI RATED CONTROL VOLTAGE: 24 V DC ±10 % CONTINUOUS CURRENT: 6 A SCREW CONNECTION TEST BUTTON AVAILABLE: NO | 3
8481 | 1283470000 | ACCESSORIES COVER CAP END PLATE POLYPROPYLENE | 425
8482 | 1292870000 | PRESSING TOOL CRIMPING TOOL FOR CONTACTS 10MM² 25MM² HEXAGONAL CRIMP | 218
8483 | 1295550000 | Z-SERIES FEED-THROUGH TERMINAL RATED CROSS-SECTION: 2.5 MM² TENSION-CLAMP CONNECTION | 9
8484 | 1307670000 | THM DEVICE MARKERS 15 X | 161
8485 | 1314510000 | ACCESSORIES REPLACEMENT PART | 265
8486 | 1315850000 | Z-SERIES FUSE TERMINAL RATED CROSS-SECTION: 2.5 MM² TENSION-CLAMP CONNECTION DIRECT MOUNTING | 9
8487 | 1338670000 | MARKING SYSTEMS INK K | 528
8488 | 1338680000 | MARKING SYSTEMS INK K | 528
8489 | 1338720000 | MARKING SYSTEMS INK K | 913
8490 | 1345330000 | ASSORTMENT BOX | 894
8491 | 1346330000 | ESG DEVICE MARKERS X 11 MM PA 66 COLOUR: TO CUSTOMER SPECIFICATION | 126
8492 | 1354790000 | SURGE PROTECTION FOR INSTRUMENTATION AND CONTROL SURGE PROTECTION FOR MEASUREMENT AND CONTROL UP(L/N-PE) 150 V | 57
8493 | 1356790000 | Z-SERIES PLUG-IN CONNECTOR DIRECT MOUNTING | 27
8494 | 1357440000 | W-SERIES TEST-DISCONNECT TERMINAL PE TERMINAL RATED CROSS-SECTION: 2.5 MM² SCREW CONNECTION | 9
8495 | 1361900000 | TEST-DISCONNECT TERMINAL SCREW CONNECTION 4 MM² 500 V 27 A PIVOTING | 43
8496 | 1367460000 | SAK SERIES FUSE TERMINAL RATED CROSS-SECTION: 4 MM² SCREW CONNECTION | 9
8497 | 1381900000 | TERMSERIES RELAY MODULE N OF CONTACTS: 1 NO CONTACT AGNI RATED CONTROL VOLTAGE: 24 V DC ±20 % CONTINUOUS CURRENT: 6 A SCREW CONNECTION TEST BUTTON AVAILABLE: NO | 3
8498 | 1382930000 | THM CONDUCTOR AND CABLE MARKERS 4.4 - 6.7 MM 17.8 X 34 MM | 15
8499 | 1389250000 | P-SERIES PARTITION PLATE GREY 2 MM CUSTOMER-SPECIFIC PRINTING | 714
8500 | 1390350000 | TERMSERIES CROSS-CONNECTOR | 81
8501 | 1390400000 | METALLICARD DEVICE MARKERS 18 X 52 MM | 97
8502 | 1391690000 | TERMSERIES SOLID-STATE RELAY 1 NO CONTACT (MOS-FET) RATED CONTROL VOLTAGE: 24 V DC ±20 % RATED SWITCHING VOLTAGE: 3...33 V DC CONTINUOUS CURRENT: 2 A TENSION-CLAMP CONNECTION | 3
8503 | 1393410000 | FEED-THROUGH TERMINAL SCREW CONNECTION 35 MM² 500 V 125 A DARK | 16
8504 | 1394040000 | DOUBLE-TIER TERMINAL TENSION-CLAMP CONNECTION 2.5 MM² 800 V 22 A | 672
8505 | 1394810000 | PCB PLUG-IN CONNECTOR MALE HEADER DOVETAILS FOR FIXING BLOCKS THT SOLDER CONNECTION 7.50 MM N OF POLES: 2 180° SOLDER PIN LENGTH (L): 3.2 MM BOX | 0
8506 | 1403090000 | CLAMPING YOKE CLAMPING YOKE PA 66 GF 30 | 354
8507 | 1420790000 | PCB PLUG-IN CONNECTOR FEMALE PLUG PITCH IN MM (P): 7.50 MM N OF POLES: 10 BOX | 1
8508 | 1425620000 | PRINTED CIRCUIT BOARD TERMINALS 5.00 MM N OF POLES: 9 180° SOLDER PIN LENGTH (L): 3.5 MM TINNED PUSH IN WITHOUT ACTUATOR CLAMPING RANGE MAX. : 2.5 MM² BOX | 41
8509 | 1425630000 | PRINTED CIRCUIT BOARD TERMINALS 5.00 MM N OF POLES: 10 180° SOLDER PIN LENGTH (L): 3.5 MM TINNED PUSH IN WITHOUT ACTUATOR CLAMPING RANGE MAX. : 2.5 MM² BOX | 41
8510 | 1425650000 | PRINTED CIRCUIT BOARD TERMINALS 5.00 MM N OF POLES: 12 180° SOLDER PIN LENGTH (L): 3.5 MM TINNED PUSH IN WITHOUT ACTUATOR CLAMPING RANGE MAX. : 2.5 MM² BOX | 41
8511 | 1425690000 | PRINTED CIRCUIT BOARD TERMINALS 5.00 MM N OF POLES: 16 180° SOLDER PIN LENGTH (L): 3.5 MM TINNED PUSH IN WITHOUT ACTUATOR CLAMPING RANGE MAX. : 2.5 MM² BOX | 41
8512 | 1425730000 | PRINTED CIRCUIT BOARD TERMINALS 5.00 MM N OF POLES: 19 180° SOLDER PIN LENGTH (L): 3.5 MM TINNED PUSH IN WITHOUT ACTUATOR CLAMPING RANGE MAX. : 2.5 MM² BOX | 41
8513 | 1425740000 | PRINTED CIRCUIT BOARD TERMINALS 5.00 MM N OF POLES: 20 180° SOLDER PIN LENGTH (L): 3.5 MM TINNED PUSH IN WITHOUT ACTUATOR CLAMPING RANGE MAX. : 2.5 MM² BOX | 41
8514 | 1425760000 | PRINTED CIRCUIT BOARD TERMINALS 5.00 MM N OF POLES: 22 180° SOLDER PIN LENGTH (L): 3.5 MM TINNED PUSH IN WITHOUT ACTUATOR CLAMPING RANGE MAX. : 2.5 MM² BOX | 41
8515 | 1425770000 | PRINTED CIRCUIT BOARD TERMINALS 5.00 MM N OF POLES: 23 180° SOLDER PIN LENGTH (L): 3.5 MM TINNED PUSH IN WITHOUT ACTUATOR CLAMPING RANGE MAX. : 2.5 MM² BOX | 41
8516 | 1426060000 | PRINTED CIRCUIT BOARD TERMINALS 5.08 MM N OF POLES: 2 180° SOLDER PIN LENGTH (L): 3.5 MM TINNED PUSH IN WITH ACTUATOR CLAMPING RANGE MAX. : 2.5 MM² BOX | 41
8517 | 1426170000 | PRINTED CIRCUIT BOARD TERMINALS 5.08 MM N OF POLES: 12 180° SOLDER PIN LENGTH (L): 3.5 MM TINNED PUSH IN WITH ACTUATOR CLAMPING RANGE MAX. : 2.5 MM² BOX | 41
8518 | 1426190000 | PRINTED CIRCUIT BOARD TERMINALS 5.08 MM N OF POLES: 14 180° SOLDER PIN LENGTH (L): 3.5 MM TINNED PUSH IN WITH ACTUATOR CLAMPING RANGE MAX. : 2.5 MM² BOX | 41
8519 | 1426200000 | PRINTED CIRCUIT BOARD TERMINALS 5.08 MM N OF POLES: 15 180° SOLDER PIN LENGTH (L): 3.5 MM TINNED PUSH IN WITH ACTUATOR CLAMPING RANGE MAX. : 2.5 MM² BOX | 41
8520 | 1426280000 | PRINTED CIRCUIT BOARD TERMINALS 5.08 MM N OF POLES: 22 180° SOLDER PIN LENGTH (L): 3.5 MM TINNED PUSH IN WITH ACTUATOR CLAMPING RANGE MAX. : 2.5 MM² BOX | 41
8521 | 1426310000 | PRINTED CIRCUIT BOARD TERMINALS 5.08 MM N OF POLES: 24 180° SOLDER PIN LENGTH (L): 3.5 MM TINNED PUSH IN WITH ACTUATOR CLAMPING RANGE MAX. : 2.5 MM² BOX | 41
8522 | 1426590000 | PRINTED CIRCUIT BOARD TERMINALS 5.08 MM N OF POLES: 4 180° SOLDER PIN LENGTH (L): 3.5 MM TINNED PUSH IN WITHOUT ACTUATOR CLAMPING RANGE MAX. : 2.5 MM² BOX | 41
8523 | 1426610000 | PRINTED CIRCUIT BOARD TERMINALS 5.08 MM N OF POLES: 5 180° SOLDER PIN LENGTH (L): 3.5 MM TINNED PUSH IN WITHOUT ACTUATOR CLAMPING RANGE MAX. : 2.5 MM² BOX | 41
8524 | 1426620000 | PRINTED CIRCUIT BOARD TERMINALS 5.08 MM N OF POLES: 6 180° SOLDER PIN LENGTH (L): 3.5 MM TINNED PUSH IN WITHOUT ACTUATOR CLAMPING RANGE MAX. : 2.5 MM² BOX | 41
8525 | 1426650000 | PRINTED CIRCUIT BOARD TERMINALS 5.08 MM N OF POLES: 9 180° SOLDER PIN LENGTH (L): 3.5 MM TINNED PUSH IN WITHOUT ACTUATOR CLAMPING RANGE MAX. : 2.5 MM² BOX | 41
8526 | 1426670000 | PRINTED CIRCUIT BOARD TERMINALS 5.08 MM N OF POLES: 11 180° SOLDER PIN LENGTH (L): 3.5 MM TINNED PUSH IN WITHOUT ACTUATOR CLAMPING RANGE MAX. : 2.5 MM² BOX | 41
8527 | 1426680000 | PRINTED CIRCUIT BOARD TERMINALS 5.08 MM N OF POLES: 12 180° SOLDER PIN LENGTH (L): 3.5 MM TINNED PUSH IN WITHOUT ACTUATOR CLAMPING RANGE MAX. : 2.5 MM² BOX | 41
8528 | 1426730000 | PRINTED CIRCUIT BOARD TERMINALS 5.08 MM N OF POLES: 16 180° SOLDER PIN LENGTH (L): 3.5 MM TINNED PUSH IN WITHOUT ACTUATOR CLAMPING RANGE MAX. : 2.5 MM² BOX | 41
8529 | 1426750000 | PRINTED CIRCUIT BOARD TERMINALS 5.08 MM N OF POLES: 18 180° SOLDER PIN LENGTH (L): 3.5 MM TINNED PUSH IN WITHOUT ACTUATOR CLAMPING RANGE MAX. : 2.5 MM² BOX | 41
8530 | 1426760000 | PRINTED CIRCUIT BOARD TERMINALS 5.08 MM N OF POLES: 19 180° SOLDER PIN LENGTH (L): 3.5 MM TINNED PUSH IN WITHOUT ACTUATOR CLAMPING RANGE MAX. : 2.5 MM² BOX | 41
8531 | 1426810000 | PRINTED CIRCUIT BOARD TERMINALS 5.08 MM N OF POLES: 23 180° SOLDER PIN LENGTH (L): 3.5 MM TINNED PUSH IN WITHOUT ACTUATOR CLAMPING RANGE MAX. : 2.5 MM² BOX | 41
8532 | 1427310000 | PRINTED CIRCUIT BOARD TERMINALS 5.00 MM N OF POLES: 4 180° SOLDER PIN LENGTH (L): 3.5 MM TINNED PUSH IN WITH ACTUATOR CLAMPING RANGE MAX. : 2.5 MM² BOX | 41
8533 | 1427320000 | PRINTED CIRCUIT BOARD TERMINALS 5.00 MM N OF POLES: 8 180° SOLDER PIN LENGTH (L): 3.5 MM TINNED PUSH IN WITH ACTUATOR CLAMPING RANGE MAX. : 2.5 MM² BOX | 41
8534 | 1427330000 | PRINTED CIRCUIT BOARD TERMINALS 5.00 MM N OF POLES: 11 180° SOLDER PIN LENGTH (L): 3.5 MM TINNED PUSH IN WITH ACTUATOR CLAMPING RANGE MAX. : 2.5 MM² BOX | 41
8535 | 1427350000 | PCB PLUG-IN CONNECTOR MALE HEADER CLIP-ON FLANGE THT/THR SOLDER CONNECTION 3.50 MM N OF POLES: 2 90° SOLDER PIN LENGTH (L): 3.2 MM TINNED BOX | 0
8536 | 1451120000 | MODULAR HOUSING OMNIMATE HOUSING - SERIES CH20M GRAPHITE GREY WIDTH: 22.5 MM | 39
8537 | 1454780000 | AUTOMATIC MACHINES REPLACEMENT PART | 214
8538 | 1454800000 | AUTOMATIC MACHINES REPLACEMENT PART | 214
8539 | 1463810000 | THM DEVICE MARKERS 25 X | 161
8540 | 1463870000 | METALLICARD DEVICE MARKERS 26.8 X 18 MM | 97
8541 | 1468880000 | TOOLS STRIPPING AND CUTTING TOOL | 200
8542 | 1476050000 | WIRE-END FERRULE SDARD 12 MM 10 MM | 24
8543 | 1476060000 | WIRE-END FERRULE SDARD 12 MM 10 MM | 24
8544 | 1476900000 | ACCESSORIES REPLACEMENT PART | 265
8545 | 1479090000 | MOUNTING TOOL | 128
8546 | 1479120000 | MOUNTING TOOL | 128
8547 | 1479670000 | TERMSERIES RELAY MODULE N OF CONTACTS: 1 CO CONTACT AGNI RATED CONTROL VOLTAGE: 12 V DC ±20 % CONTINUOUS CURRENT: 16 A SCREW CONNECTION TEST BUTTON AVAILABLE: NO | 3
8548 | 1479680000 | TERMSERIES RELAY MODULE N OF CONTACTS: 1 CO CONTACT AGNI RATED CONTROL VOLTAGE: 24 V DC ±20 % CONTINUOUS CURRENT: 16 A SCREW CONNECTION TEST BUTTON AVAILABLE: NO | 3
8549 | 1479710000 | TERMSERIES RELAY MODULE N OF CONTACTS: 1 CO CONTACT AGNI RATED CONTROL VOLTAGE: 60 V UC ±10 % CONTINUOUS CURRENT: 16 A SCREW CONNECTION TEST BUTTON AVAILABLE: NO | 3
8550 | 1479810000 | TERMSERIES RELAY MODULE N OF CONTACTS: 1 NO CONTACT AGSNO + W RATED CONTROL VOLTAGE: 24 V DC ±20 % CONTINUOUS CURRENT: 16 A SCREW CONNECTION TEST BUTTON AVAILABLE: NO | 3
8551 | 1479820000 | TERMSERIES RELAY MODULE N OF CONTACTS: 1 CO CONTACT AGNI RATED CONTROL VOLTAGE: 12 V DC ±20 % CONTINUOUS CURRENT: 16 A TENSION-CLAMP CONNECTION TEST BUTTON AVAILABLE: NO | 3
8552 | 1479830000 | TERMSERIES RELAY MODULE N OF CONTACTS: 1 NO CONTACT AGSNO + W RATED CONTROL VOLTAGE: 24?230 V UC ±10 % CONTINUOUS CURRENT: 16 A SCREW CONNECTION TEST BUTTON AVAILABLE: NO | 3
8553 | 1479910000 | TERMSERIES RELAY MODULE N OF CONTACTS: 1 CO CONTACT AGNI RATED CONTROL VOLTAGE: 120 V AC ±10 % CONTINUOUS CURRENT: 16 A TENSION-CLAMP CONNECTION TEST BUTTON AVAILABLE: NO | 3
8554 | 1479940000 | TERMSERIES RELAY MODULE N OF CONTACTS: 1 NO CONTACT AGSNO RATED CONTROL VOLTAGE: 24 V DC ±20 % CONTINUOUS CURRENT: 16 A TENSION-CLAMP CONNECTION TEST BUTTON AVAILABLE: NO | 3
8555 | 1479950000 | TERMSERIES RELAY MODULE N OF CONTACTS: 1 NO CONTACT AGSNO RATED CONTROL VOLTAGE: 24?230 V UC ±10 % CONTINUOUS CURRENT: 16 A TENSION-CLAMP CONNECTION TEST BUTTON AVAILABLE: NO | 3
8556 | 1479970000 | TERMSERIES RELAY MODULE N OF CONTACTS: 1 NO CONTACT AGSNO + W RATED CONTROL VOLTAGE: 24 V DC ±20 % CONTINUOUS CURRENT: 16 A TENSION-CLAMP CONNECTION TEST BUTTON AVAILABLE: NO | 3
8557 | 1479980000 | TERMSERIES RELAY MODULE N OF CONTACTS: 1 NO CONTACT AGSNO + W RATED CONTROL VOLTAGE: 24?230 V UC ±10 % CONTINUOUS CURRENT: 16 A TENSION-CLAMP CONNECTION TEST BUTTON AVAILABLE: NO | 3
8558 | 1483780000 | METALLICARD DEVICE MARKERS 10 X 30 MM | 97
8559 | 1492950000 | CABLE LUG TERMINAL END95 MM²95 MM² | 484
8560 | 1493040000 | CABLE LUG TERMINAL END16 MM²16 MM² | 483
8561 | 1493050000 | CABLE LUG TERMINAL END25 MM²25 MM² | 485
8562 | 1493490000 | CABLE LUG TERMINAL END25 MM² | 14
8563 | 1493520000 | CABLE LUG TERMINAL END35 MM² | 14
8564 | 1493560000 | CABLE LUG TERMINAL END0.5 MM² - 1 MM² | 77
8565 | 1493680000 | CABLE LUG TERMINAL END0.1 MM² - 0.5 MM² | 77
8566 | 1493690000 | CABLE LUG TERMINAL END0.1 MM² - 0.5 MM² | 77
8567 | 1493720000 | CABLE LUG TERMINAL END0.5 MM² - 1 MM² | 77
8568 | 1493750000 | CABLE LUG TERMINAL END0.5 MM² - 1 MM² | 77
8569 | 1493810000 | CABLE LUG TERMINAL END0.5 MM² - 1 MM² | 77
8570 | 1493830000 | CABLE LUG TERMINAL END1.5 MM² - 2.5 MM² | 77
8571 | 1493890000 | CABLE LUG TERMINAL END1.5 MM² - 2.5 MM² | 77
8572 | 1493930000 | CABLE LUG TERMINAL END1.5 MM² - 2.5 MM² | 77
8573 | 1493980000 | CABLE LUG TERMINAL END4 MM² - 6 MM² | 295
8574 | 1494010000 | CABLE LUG TERMINAL END10 MM² | 14
8575 | 1494090000 | CABLE LUG TERMINAL END16 MM² | 14
8576 | 1494160000 | CABLE LUG TERMINAL END25 MM² | 14
8577 | 1494170000 | CABLE LUG TERMINAL END35 MM² | 14
8578 | 1494390000 | CABLE LUG TERMINAL END300 MM² | 14
8579 | 1494450000 | CABLE LUG TERMINAL END120 MM² | 14
8580 | 1494500000 | CABLE LUG TERMINAL END150 MM² | 14
8581 | 1494530000 | CABLE LUG TERMINAL END150 MM² | 14
8582 | 1494720000 | CABLE LUG TERMINAL END6 MM²6 MM² | 295
8583 | 1494880000 | CABLE LUG TERMINAL END70 MM² | 14
8584 | 1494910000 | CABLE LUG TERMINAL END95 MM² | 14
8585 | 1494930000 | CABLE LUG TERMINAL END120 MM² | 14
8586 | 1494970000 | CABLE LUG TERMINAL END150 MM² | 14
8587 | 1495070000 | CABLE LUG TERMINAL END1 MM² - 1.5 MM² | 77
8588 | 1495080000 | CABLE LUG TERMINAL END1 MM² - 1.5 MM² | 77
8589 | 1495090000 | CABLE LUG TERMINAL END2.5 MM² | 14
8590 | 1495130000 | CABLE LUG TERMINAL END4 MM² | 14
8591 | 1495140000 | CABLE LUG TERMINAL END4 MM² | 14
8592 | 1495170000 | CABLE LUG TERMINAL END4 MM² | 14
8593 | 1495190000 | CABLE LUG TERMINAL END0.5 MM² - 0.75 MM² | 77
8594 | 1495220000 | CABLE LUG TERMINAL END1 MM² - 1.5 MM² | 77
8595 | 1495230000 | CABLE LUG TERMINAL END1 MM² - 1.5 MM² | 77
8596 | 1495240000 | CABLE LUG TERMINAL END1 MM² - 1.5 MM² | 77
8597 | 1495250000 | CABLE LUG TERMINAL END2.5 MM² | 14
8598 | 1495300000 | CABLE LUG TERMINAL END4 MM² | 14
8599 | 1495330000 | CABLE LUG TERMINAL END4 MM² | 14
8600 | 1495350000 | CABLE LUG TERMINAL END185 MM² | 14
8601 | 1495390000 | CABLE LUG TERMINAL END240 MM² | 14
8602 | 1495480000 | CABLE LUG TERMINAL END240 MM² | 14
8603 | 1495540000 | CABLE LUG TERMINAL END300 MM² | 14
8604 | 1495630000 | CABLE LUG TERMINAL END95 MM² | 14
8605 | 1495680000 | CABLE LUG TERMINAL END120 MM² | 14
8606 | 1495740000 | CABLE LUG TERMINAL END150 MM² | 14
8607 | 1495770000 | CABLE LUG TERMINAL END70 MM² | 14
8608 | 1495790000 | CABLE LUG TERMINAL END120 MM² | 14
8609 | 1495800000 | CABLE LUG TERMINAL END120 MM² | 14
8610 | 1495920000 | CABLE LUG TERMINAL END35 MM² | 14
8611 | 1495940000 | CABLE LUG TERMINAL END35 MM² | 14
8612 | 1495990000 | CABLE LUG TERMINAL END50 MM² | 14
8613 | 1496050000 | CABLE LUG TERMINAL END70 MM² | 14
8614 | 1496090000 | CABLE LUG TERMINAL END95 MM² | 14
8615 | 1496140000 | CABLE LUG TERMINAL END6 MM² | 14
8616 | 1496270000 | CABLE LUG TERMINAL END50 MM² | 14
8617 | 1496350000 | CABLE LUG TERMINAL END95 MM² | 14
8618 | 1496440000 | CABLE LUG TERMINAL END150 MM² | 14
8619 | 1496490000 | CABLE LUG TERMINAL END25 MM² | 14
8620 | 1496630000 | CABLE LUG TERMINAL END50 MM² | 14
8621 | 1496730000 | CABLE LUG TERMINAL END240 MM² | 14
8622 | 1496810000 | CABLE LUG TERMINAL END10 MM² | 14
8623 | 1496820000 | CABLE LUG TERMINAL END10 MM² | 14
8624 | 1496870000 | CABLE LUG TERMINAL END16 MM² | 14
8625 | 1497350000 | CABLE LUG TERMINAL END2.5 MM²2.5 MM² | 485
8626 | 1497400000 | CABLE LUG TERMINAL END240 MM²240 MM² | 488
8627 | 1497410000 | CABLE LUG TERMINAL END300 MM²300 MM² | 805
8628 | 1497490000 | CABLE LUG TERMINAL END25 MM² | 14
8629 | 1497510000 | CABLE LUG TERMINAL END25 MM² | 14
8630 | 1497550000 | CABLE LUG TERMINAL END35 MM² | 14
8631 | 1497610000 | CABLE LUG TERMINAL END50 MM² | 14
8632 | 1497620000 | CABLE LUG TERMINAL END50 MM² | 14
8633 | 1497640000 | CABLE LUG TERMINAL END70 MM² | 14
8634 | 1497690000 | CABLE LUG TERMINAL END95 MM² | 14
8635 | 1497890000 | CABLE LUG TERMINAL END10 MM² | 14
8636 | 1497930000 | CABLE LUG TERMINAL END16 MM² | 14
8637 | 1497940000 | CABLE LUG TERMINAL END16 MM² | 14
8638 | 1498010000 | CABLE LUG TERMINAL END25 MM² | 14
8639 | 1498140000 | CABLE LUG TERMINAL END70 MM² | 14
8640 | 1498160000 | CABLE LUG TERMINAL END70 MM² | 14
8641 | 1498230000 | CABLE LUG TERMINAL END95 MM² | 14
8642 | 1498240000 | CABLE LUG TERMINAL END120 MM² | 14
8643 | 1498310000 | CABLE LUG TERMINAL END150 MM² | 14
8644 | 1498320000 | CABLE LUG TERMINAL END150 MM² | 14
8645 | 1498360000 | CABLE LUG TERMINAL END185 MM² | 14
8646 | 1498370000 | CABLE LUG TERMINAL END185 MM² | 14
8647 | 1498410000 | CABLE LUG TERMINAL END240 MM² | 14
8648 | 1498440000 | CABLE LUG TERMINAL END300 MM² | 14
8649 | 1498450000 | CABLE LUG TERMINAL END300 MM² | 14
8650 | 1498470000 | CABLE LUG TERMINAL END300 MM² | 14
8651 | 1498480000 | CABLE LUG TERMINAL END120 MM² | 14
8652 | 1498560000 | CABLE LUG TERMINAL END70 MM² | 14
8653 | 1498580000 | CABLE LUG TERMINAL END150 MM² | 14
8654 | 1498590000 | CABLE LUG TERMINAL END185 MM² | 14
8655 | 1498630000 | CABLE LUG TERMINAL END16 MM²16 MM² | 483
8656 | 1498680000 | CABLE LUG TERMINAL END95 MM²95 MM² | 484
8657 | 1498710000 | CABLE LUG TERMINAL END150 MM²150 MM² | 296
8658 | 1498730000 | CABLE LUG TERMINAL END240 MM²240 MM² | 488
8659 | 1500240000 | METALLICARD CONDUCTOR AND CABLE MARKERS 7 - 40 MM 40 X 12 MM | 6
8660 | 1500440000 | 6MM² 70MM² | 947
8661 | 1500980000 | HEXAGONAL CRIMP | 191
8662 | 1500990000 | HEXAGONAL CRIMP | 191
8663 | 1501290000 | 6MM² INDENT CRIMP | 280
8664 | 1501320000 | 10MM² INDENT CRIMP | 282
8665 | 1501330000 | 16MM² INDENT CRIMP | 280
8666 | 1501350000 | 35MM² INDENT CRIMP | 455
8667 | 1501370000 | 50MM² INDENT CRIMP | 282
8668 | 1502490000 | 35MM² WM CRIMP | 637
8669 | 1505070000 | PCB PLUG-IN CONNECTOR FEMALE PLUG 5.08 MM N OF POLES: 8 180° CLAMPING YOKE CONNECTION CLAMPING RANGE MAX. : 4 MM² BOX | 1
8670 | 1505180000 | METALLICARD DEVICE MARKERS 43 X 70 MM | 97
8671 | 1507070000 | TM SOCKET X 5 MM PVC COLOUR: TRANSPARENT CONDUCTOR O.D.: 2 - 4 MM | 341
8672 | 1513170000 | CONDUCTOR AND CABLE MARKERS 2.4 - 4.8 MM | 54
8673 | 1513200000 | CONDUCTOR AND CABLE MARKERS 6.4 - 12.7 MM | 54
8674 | 1513280000 | CONDUCTOR AND CABLE MARKERS 3.2 - 6.4 MM | 54
8675 | 1520940000 | CLIPCARD DEVICE MARKERS 27 X 85 MM | 65
8676 | 1521690000 | FEED-THROUGH TERMINAL PUSH IN 2.5 MM² 800 V 24 A DARK | 12
8677 | 1521700000 | FEED-THROUGH TERMINAL PUSH IN 2.5 MM² 800 V 24 A | 12
8678 | 1521710000 | FEED-THROUGH TERMINAL PUSH IN 2.5 MM² 800 V 24 A | 12
8679 | 1521780000 | FEED-THROUGH TERMINAL PUSH IN 2.5 MM² 800 V 24 A | 12
8680 | 1521830000 | FEED-THROUGH TERMINAL PUSH IN 2.5 MM² 800 V 24 A ORANGE | 12
8681 | 1521880000 | FEED-THROUGH TERMINAL PUSH IN 2.5 MM² 800 24 A | 12
8682 | 1521920000 | FEED-THROUGH TERMINAL PUSH IN 2.5 MM² 800 V 24 A | 12
8683 | 1984070000 | TERMSERIES RELAY N OF CONTACTS: 1 CO CONTACT AGNI RATED CONTROL VOLTAGE: 110 V DC CONTINUOUS CURRENT: 16 A PLUG-IN CONNECTION TEST BUTTON AVAILABLE: NO | 3
8684 | 1988170000 | MODULAR DISTRIBUTION TERMINALS PUSH IN 1.5 MM² 500 V 17.5 A DARK | 165
8685 | 1988240000 | SUPPLY TERMINAL PUSH IN 10 MM² 500 V 57 A DARK | 255
8686 | 1988250000 | SUPPLY TERMINAL PUSH IN 10 MM² 500 V 57 A DARK | 255
8687 | 1989310000 | 0.14MM² 10MM² SQUARE CRIMP | 758
8688 | 1989810000 | TEST-DISCONNECT TERMINAL PUSH IN 2.5 MM² 500 V 20 A | 68
8689 | 1989830000 | TEST-DISCONNECT TERMINAL PUSH IN 2.5 MM² 500 V 20 A DARK | 68
8690 | 1989840000 | TEST-DISCONNECT TERMINAL PUSH IN 2.5 MM² 500 V 20 A | 68
8691 | 1989860000 | TEST-DISCONNECT TERMINAL PUSH IN 2.5 MM² 500 V 20 A DARK | 68
8692 | 1989870000 | TEST-DISCONNECT TERMINAL PUSH IN 2.5 MM² 500 V 20 A | 68
8693 | 1989910000 | FEED-THROUGH TERMINAL PUSH IN 2.5 MM² 800 V 24 A | 12
8694 | 1989930000 | TEST-DISCONNECT TERMINAL PUSH IN 2.5 MM² 500 V 20 A DARK | 68
8695 | 1991920000 | A-SERIES END BRACKET | 171
8696 | 1992260000 | INITIATOR/ACTUATOR TERMINAL PUSH IN 1.5 MM² 250 V 13.5 A DARK | 120
8697 | 2007330000 | ACCESSORIES SET OF CUTTERS | 264
8698 | 2007760000 | WS TERMINAL MARKER 10 X 3.5 MM PITCH IN MM (P): 3.50 WEIDMUELLER TO CUSTOMER SPECIFICATION | 71
8699 | 2007770000 | WS TERMINAL MARKER 10 X 5 MM PITCH IN MM (P): 5.00 WEIDMUELLER ALLEN-BRADLEY TO CUSTOMER SPECIFICATION | 71
8700 | 1105550000 | THM DEVICE MARKERS 24 X | 161
8701 | 1107340000 | DEVICE MARKERS DEVICE MARKERS 8 X 54 MM | 194
8702 | 1107790000 | W-SERIES PLUG-IN CONNECTOR | 622
8703 | 1109130000 | THM CONDUCTOR AND CABLE MARKERS 6.1 - 13.7 MM 24.5 X 62 MM | 15
8704 | 1109180000 | THM CONDUCTOR AND CABLE MARKERS 8.1 - 39.7 MM 50.8 X 150 MM | 15
8705 | 1112950000 | GROUP MARKERS COVER 33.3 X 8 MM PITCH IN MM (P): 8.00 | 476
8706 | 1114720000 | FEED-THROUGH TERMINAL SCREW CONNECTION 4 MM² 800 V 32 A | 16
8707 | 1116540000 | HEAVY-DUTY CONNECTORS CRIMP CONTACT HE HEE HQ MIXMATE PIN CONDUCTOR CROSS-SECTION MAX.: 4.65 TURNED ALLOY | 56
8708 | 1119810000 | W-SERIES FUSE TERMINAL RATED CROSS-SECTION: 6 MM² SCREW CONNECTION | 9
8709 | 1121120000 | Z-SERIES COMPONENT TERMINAL FEED-THROUGH TERMINAL RATED CROSS-SECTION: 6 MM² TENSION-CLAMP CONNECTION | 9
8710 | 1121740000 | ACCESSORIES TEST PLUG | 420
8711 | 1122750000 | TERMSERIES RELAY MODULE N OF CONTACTS: 1 CO CONTACT AGNI RATED CONTROL VOLTAGE: 12 V DC ±20 % CONTINUOUS CURRENT: 6 A SCREW CONNECTION TEST BUTTON AVAILABLE: NO | 3
8712 | 1122770000 | TERMSERIES RELAY MODULE N OF CONTACTS: 1 CO CONTACT AGNI RATED CONTROL VOLTAGE: 24 V DC ±20 % CONTINUOUS CURRENT: 6 A SCREW CONNECTION TEST BUTTON AVAILABLE: NO | 3
8713 | 1122780000 | TERMSERIES RELAY MODULE N OF CONTACTS: 1 CO CONTACT AGNI RATED CONTROL VOLTAGE: 24 V UC ±10 % CONTINUOUS CURRENT: 6 A SCREW CONNECTION TEST BUTTON AVAILABLE: NO | 3
8714 | 1122790000 | TERMSERIES RELAY MODULE N OF CONTACTS: 1 CO CONTACT AGNI RATED CONTROL VOLTAGE: 48 V UC ±10 % CONTINUOUS CURRENT: 6 A SCREW CONNECTION TEST BUTTON AVAILABLE: NO | 3
8715 | 1122830000 | TERMSERIES RELAY MODULE N OF CONTACTS: 1 CO CONTACT AGNI RATED CONTROL VOLTAGE: 120 V AC ±10 % CONTINUOUS CURRENT: 6 A SCREW CONNECTION TEST BUTTON AVAILABLE: NO | 3
8716 | 1122840000 | TERMSERIES RELAY MODULE N OF CONTACTS: 1 CO CONTACT AGNI RATED CONTROL VOLTAGE: 230 V AC ±10 % CONTINUOUS CURRENT: 6 A SCREW CONNECTION TEST BUTTON AVAILABLE: NO | 3
8717 | 1122850000 | TERMSERIES RELAY MODULE N OF CONTACTS: 1 CO CONTACT AGNI RATED CONTROL VOLTAGE: 24?230 V UC ±10 % CONTINUOUS CURRENT: 6 A SCREW CONNECTION TEST BUTTON AVAILABLE: NO | 3
8718 | 1122860000 | TERMSERIES RELAY MODULE N OF CONTACTS: 1 CO CONTACT AGNI RATED CONTROL VOLTAGE: 5 V DC ±20 % CONTINUOUS CURRENT: 6 A TENSION-CLAMP CONNECTION TEST BUTTON AVAILABLE: NO | 3
8719 | 1122900000 | TERMSERIES RELAY MODULE N OF CONTACTS: 1 CO CONTACT AGNI RATED CONTROL VOLTAGE: 48 V UC ±10 % CONTINUOUS CURRENT: 6 A TENSION-CLAMP CONNECTION TEST BUTTON AVAILABLE: NO | 3
8720 | 1122920000 | TERMSERIES RELAY MODULE N OF CONTACTS: 1 CO CONTACT AGNI RATED CONTROL VOLTAGE: 120 V UC ±10 % CONTINUOUS CURRENT: 6 A TENSION-CLAMP CONNECTION TEST BUTTON AVAILABLE: NO | 3
8721 | 1122930000 | TERMSERIES RELAY MODULE N OF CONTACTS: 1 CO CONTACT AGNI RATED CONTROL VOLTAGE: 230 V UC ±10% CONTINUOUS CURRENT: 6 A TENSION-CLAMP CONNECTION TEST BUTTON AVAILABLE: NO | 3
8722 | 1122950000 | TERMSERIES RELAY MODULE N OF CONTACTS: 1 CO CONTACT AGNI RATED CONTROL VOLTAGE: 230 V AC ±10 % CONTINUOUS CURRENT: 6 A TENSION-CLAMP CONNECTION TEST BUTTON AVAILABLE: NO | 3
8723 | 1122990000 | TERMSERIES RELAY MODULE N OF CONTACTS: 1 CO CONTACT AGNI GOLD-PLATED RATED CONTROL VOLTAGE: 12 V DC ±20 % CONTINUOUS CURRENT: 6 A SCREW CONNECTION TEST BUTTON AVAILABLE: NO | 3
8724 | 1123020000 | TERMSERIES RELAY MODULE N OF CONTACTS: 1 CO CONTACT AGNI GOLD-PLATED RATED CONTROL VOLTAGE: 48 V UC ±10 % CONTINUOUS CURRENT: 6 A SCREW CONNECTION TEST BUTTON AVAILABLE: NO | 3
8725 | 1123030000 | TERMSERIES RELAY MODULE N OF CONTACTS: 1 CO CONTACT AGNI GOLD-PLATED RATED CONTROL VOLTAGE: 60 V UC ±10 % CONTINUOUS CURRENT: 6 A SCREW CONNECTION TEST BUTTON AVAILABLE: NO | 3
8726 | 1123040000 | TERMSERIES RELAY MODULE N OF CONTACTS: 1 CO CONTACT AGNI GOLD-PLATED RATED CONTROL VOLTAGE: 120 V UC ±10 % CONTINUOUS CURRENT: 6 A SCREW CONNECTION TEST BUTTON AVAILABLE: NO | 3
8727 | 1123070000 | TERMSERIES RELAY MODULE N OF CONTACTS: 1 CO CONTACT AGNI GOLD-PLATED RATED CONTROL VOLTAGE: 120 V AC ±10 % CONTINUOUS CURRENT: 6 A SCREW CONNECTION TEST BUTTON AVAILABLE: NO | 3
8728 | 1123100000 | TERMSERIES RELAY MODULE N OF CONTACTS: 1 CO CONTACT AGNI GOLD-PLATED RATED CONTROL VOLTAGE: 5 V DC ±20 % CONTINUOUS CURRENT: 6 A TENSION-CLAMP CONNECTION TEST BUTTON AVAILABLE: NO | 3
8729 | 1123140000 | TERMSERIES RELAY MODULE N OF CONTACTS: 1 CO CONTACT AGNI GOLD-PLATED RATED CONTROL VOLTAGE: 48 V UC ±10 % CONTINUOUS CURRENT: 6 A TENSION-CLAMP CONNECTION TEST BUTTON AVAILABLE: NO | 3
8730 | 1123250000 | TERMSERIES RELAY SOCKET N OF CONTACTS: 1 CO CONTACT RATED CONTROL VOLTAGE: 24 V UC ±10 % CONTINUOUS CURRENT: 10 A SCREW CONNECTION | 3
8731 | 1123290000 | TERMSERIES RELAY SOCKET N OF CONTACTS: 1 CO CONTACT RATED CONTROL VOLTAGE: 120 V UC ±10 % CONTINUOUS CURRENT: 10 A SCREW CONNECTION | 3
8732 | 1123390000 | TERMSERIES RELAY SOCKET N OF CONTACTS: 1 CO CONTACT RATED CONTROL VOLTAGE: 48 V UC ±10 % CONTINUOUS CURRENT: 10 A TENSION-CLAMP CONNECTION | 3
8733 | 1123400000 | TERMSERIES RELAY SOCKET N OF CONTACTS: 1 CO CONTACT RATED CONTROL VOLTAGE: 60 V UC ±10 % CONTINUOUS CURRENT: 10 A TENSION-CLAMP CONNECTION | 3
8734 | 1123410000 | TERMSERIES RELAY SOCKET N OF CONTACTS: 1 CO CONTACT RATED CONTROL VOLTAGE: 120 V UC ±10 % CONTINUOUS CURRENT: 10 A TENSION-CLAMP CONNECTION | 3
8735 | 1123420000 | TERMSERIES RELAY SOCKET N OF CONTACTS: 1 CO CONTACT RATED CONTROL VOLTAGE: 230 V UC ±10% CONTINUOUS CURRENT: 10 A TENSION-CLAMP CONNECTION | 3
8736 | 1123470000 | TERMSERIES RELAY MODULE N OF CONTACTS: 2 CO CONTACT AGNI RATED CONTROL VOLTAGE: 5 V DC ±20 % CONTINUOUS CURRENT: 8 A SCREW CONNECTION TEST BUTTON AVAILABLE: NO | 3
8737 | 1123490000 | TERMSERIES RELAY MODULE N OF CONTACTS: 2 CO CONTACT AGNI RATED CONTROL VOLTAGE: 24 V DC ±20 % CONTINUOUS CURRENT: 8 A SCREW CONNECTION TEST BUTTON AVAILABLE: NO | 3
8738 | 1123500000 | TERMSERIES RELAY MODULE N OF CONTACTS: 2 CO CONTACT AGNI RATED CONTROL VOLTAGE: 24 V UC ±10 % CONTINUOUS CURRENT: 8 A SCREW CONNECTION TEST BUTTON AVAILABLE: NO | 3
8739 | 1123570000 | TERMSERIES RELAY MODULE N OF CONTACTS: 2 CO CONTACT AGNI RATED CONTROL VOLTAGE: 230 V AC ±5 % CONTINUOUS CURRENT: 8 A SCREW CONNECTION TEST BUTTON AVAILABLE: NO | 3
8740 | 1123580000 | TERMSERIES RELAY MODULE N OF CONTACTS: 2 CO CONTACT AGNI RATED CONTROL VOLTAGE: 24?230 V UC ±10 % CONTINUOUS CURRENT: 8 A SCREW CONNECTION TEST BUTTON AVAILABLE: NO | 3
8741 | 1123600000 | TERMSERIES RELAY MODULE N OF CONTACTS: 2 CO CONTACT AGNI RATED CONTROL VOLTAGE: 12 V DC ±20 % CONTINUOUS CURRENT: 8 A TENSION-CLAMP CONNECTION TEST BUTTON AVAILABLE: NO | 3
8742 | 1123610000 | TERMSERIES RELAY MODULE N OF CONTACTS: 2 CO CONTACT AGNI RATED CONTROL VOLTAGE: 24 V DC ±20 % CONTINUOUS CURRENT: 8 A TENSION-CLAMP CONNECTION TEST BUTTON AVAILABLE: NO | 3
8743 | 1123630000 | TERMSERIES RELAY MODULE N OF CONTACTS: 2 CO CONTACT AGNI RATED CONTROL VOLTAGE: 48 V UC ±10 % CONTINUOUS CURRENT: 8 A TENSION-CLAMP CONNECTION TEST BUTTON AVAILABLE: NO | 3
8744 | 1123710000 | TERMSERIES RELAY MODULE N OF CONTACTS: 2 CO CONTACT AGNI GOLD-PLATED RATED CONTROL VOLTAGE: 5 V DC ±20 % CONTINUOUS CURRENT: 8 A SCREW CONNECTION TEST BUTTON AVAILABLE: NO | 3
8745 | 1123720000 | TERMSERIES RELAY MODULE N OF CONTACTS: 2 CO CONTACT AGNI GOLD-PLATED RATED CONTROL VOLTAGE: 12 V DC ±20 % CONTINUOUS CURRENT: 8 A SCREW CONNECTION TEST BUTTON AVAILABLE: NO | 3
8746 | 1123780000 | TERMSERIES RELAY MODULE N OF CONTACTS: 2 CO CONTACT AGNI GOLD-PLATED RATED CONTROL VOLTAGE: 120 V UC ±10 % CONTINUOUS CURRENT: 8 A SCREW CONNECTION TEST BUTTON AVAILABLE: NO | 3
8747 | 1123790000 | TERMSERIES RELAY MODULE N OF CONTACTS: 2 CO CONTACT AGNI GOLD-PLATED RATED CONTROL VOLTAGE: 230 V UC ±5 % CONTINUOUS CURRENT: 8 A SCREW CONNECTION TEST BUTTON AVAILABLE: NO | 3
8748 | 1123800000 | TERMSERIES RELAY MODULE N OF CONTACTS: 2 CO CONTACT AGNI GOLD-PLATED RATED CONTROL VOLTAGE: 120 V AC ±10 % CONTINUOUS CURRENT: 8 A SCREW CONNECTION TEST BUTTON AVAILABLE: NO | 3
8749 | 1123840000 | TERMSERIES RELAY MODULE N OF CONTACTS: 2 CO CONTACT AGNI GOLD-PLATED RATED CONTROL VOLTAGE: 12 V DC ±20 % CONTINUOUS CURRENT: 8 A TENSION-CLAMP CONNECTION TEST BUTTON AVAILABLE: NO | 3
8750 | 1123900000 | TERMSERIES RELAY MODULE N OF CONTACTS: 2 CO CONTACT AGNI GOLD-PLATED RATED CONTROL VOLTAGE: 120 V UC ±10 % CONTINUOUS CURRENT: 8 A TENSION-CLAMP CONNECTION TEST BUTTON AVAILABLE: NO | 3
8751 | 1123910000 | TERMSERIES RELAY MODULE N OF CONTACTS: 2 CO CONTACT AGNI GOLD-PLATED RATED CONTROL VOLTAGE: 230 V UC ±5 % CONTINUOUS CURRENT: 8 A TENSION-CLAMP CONNECTION TEST BUTTON AVAILABLE: NO | 3
8752 | 1123920000 | TERMSERIES RELAY MODULE N OF CONTACTS: 2 CO CONTACT AGNI GOLD-PLATED RATED CONTROL VOLTAGE: 120 V AC ±10 % CONTINUOUS CURRENT: 8 A TENSION-CLAMP CONNECTION TEST BUTTON AVAILABLE: NO | 3
8753 | 1123940000 | TERMSERIES RELAY MODULE N OF CONTACTS: 2 CO CONTACT AGNI GOLD-PLATED RATED CONTROL VOLTAGE: 24?230 V UC ±10 % CONTINUOUS CURRENT: 8 A TENSION-CLAMP CONNECTION TEST BUTTON AVAILABLE: NO | 3
8754 | 1124000000 | TERMSERIES RELAY SOCKET N OF CONTACTS: 2 CO CONTACT RATED CONTROL VOLTAGE: 48 V UC ±10 % CONTINUOUS CURRENT: 10 A SCREW CONNECTION | 3
8755 | 1124080000 | TERMSERIES RELAY SOCKET N OF CONTACTS: 2 CO CONTACT RATED CONTROL VOLTAGE: 5 V DC ±20 % CONTINUOUS CURRENT: 10 A TENSION-CLAMP CONNECTION | 3
8756 | 1124150000 | TERMSERIES RELAY SOCKET N OF CONTACTS: 2 CO CONTACT RATED CONTROL VOLTAGE: 230 V UC ±10% CONTINUOUS CURRENT: 10 A TENSION-CLAMP CONNECTION | 3
8757 | 1124180000 | TERMSERIES RELAY SOCKET N OF CONTACTS: 2 CO CONTACT RATED CONTROL VOLTAGE: 230 V AC ±10 % CONTINUOUS CURRENT: 10 A TENSION-CLAMP CONNECTION | 3
8758 | 1126940000 | TERMSERIES SOLID-STATE RELAY 1 NO CONTACT (BIPOLAR TRANSISTOR) RATED CONTROL VOLTAGE: 24 V DC ±20 % RATED SWITCHING VOLTAGE: 3... 48 V DC CONTINUOUS CURRENT: 100 MA SCREW CONNECTION | 3
8759 | 1126970000 | TERMSERIES SOLID-STATE RELAY 1 NO CONTACT (BIPOLAR TRANSISTOR) RATED CONTROL VOLTAGE: 60 V UC ±10 % RATED SWITCHING VOLTAGE: 3... 48 V DC CONTINUOUS CURRENT: 100 MA SCREW CONNECTION | 3
8760 | 1126980000 | TERMSERIES SOLID-STATE RELAY 1 NO CONTACT (BIPOLAR TRANSISTOR) RATED CONTROL VOLTAGE: 120 V UC ±10 % RATED SWITCHING VOLTAGE: 3... 48 V DC CONTINUOUS CURRENT: 100 MA SCREW CONNECTION | 3
8761 | 1127040000 | TERMSERIES SOLID-STATE RELAY 1 NO CONTACT (BIPOLAR TRANSISTOR) RATED CONTROL VOLTAGE: 12 V DC ±20 % RATED SWITCHING VOLTAGE: 3... 48 V DC CONTINUOUS CURRENT: 100 MA TENSION-CLAMP CONNECTION | 3
8762 | 1127050000 | TERMSERIES SOLID-STATE RELAY 1 NO CONTACT (BIPOLAR TRANSISTOR) RATED CONTROL VOLTAGE: 24 V DC ±20 % RATED SWITCHING VOLTAGE: 3... 48 V DC CONTINUOUS CURRENT: 100 MA TENSION-CLAMP CONNECTION | 3
8763 | 1127120000 | TERMSERIES SOLID-STATE RELAY 1 NO CONTACT (BIPOLAR TRANSISTOR) RATED CONTROL VOLTAGE: 230 V AC ±10 % RATED SWITCHING VOLTAGE: 3... 48 V DC CONTINUOUS CURRENT: 100 MA TENSION-CLAMP CONNECTION | 3
8764 | 1127190000 | TERMSERIES SOLID-STATE RELAY 1 NO CONTACT (MOS-FET) RATED CONTROL VOLTAGE: 48 V UC ±10 % RATED SWITCHING VOLTAGE: 3...33 V DC CONTINUOUS CURRENT: 2 A SCREW CONNECTION | 3
8765 | 1127250000 | TERMSERIES SOLID-STATE RELAY 1 NO CONTACT (MOS-FET) RATED CONTROL VOLTAGE: 24?230 V UC ±10 % RATED SWITCHING VOLTAGE: 3...33 V DC CONTINUOUS CURRENT: 2 A SCREW CONNECTION | 3
8766 | 1127290000 | TERMSERIES SOLID-STATE RELAY 1 NO CONTACT (MOS-FET) RATED CONTROL VOLTAGE: 24 V DC ±20 % RATED SWITCHING VOLTAGE: 3...33 V DC CONTINUOUS CURRENT: 2 A TENSION-CLAMP CONNECTION | 3
8767 | 1127410000 | TERMSERIES SOLID-STATE RELAY 1 NO CONTACT (TRIAC (ZERO-CROSS SWITCH)) RATED CONTROL VOLTAGE: 24 V DC ±20 % RATED SWITCHING VOLTAGE: 24...240 V AC CONTINUOUS CURRENT: 1 A SCREW CONNECTION | 3
8768 | 1127420000 | TERMSERIES SOLID-STATE RELAY 1 NO CONTACT (TRIAC (ZERO-CROSS SWITCH)) RATED CONTROL VOLTAGE: 24 V UC ±10 % RATED SWITCHING VOLTAGE: 24...240 V AC CONTINUOUS CURRENT: 1 A SCREW CONNECTION | 3
8769 | 1127500000 | TERMSERIES SOLID-STATE RELAY 1 NO CONTACT (TRIAC (ZERO-CROSS SWITCH)) RATED CONTROL VOLTAGE: 24?230 V UC ±10 % RATED SWITCHING VOLTAGE: 24...240 V AC CONTINUOUS CURRENT: 1 A SCREW CONNECTION | 3
8770 | 1127510000 | TERMSERIES SOLID-STATE RELAY 1 NO CONTACT (TRIAC (ZERO-CROSS SWITCH)) RATED CONTROL VOLTAGE: 5 V DC ±20 % RATED SWITCHING VOLTAGE: 24...240 V AC CONTINUOUS CURRENT: 1 A TENSION-CLAMP CONNECTION | 3
8771 | 1127550000 | TERMSERIES SOLID-STATE RELAY 1 NO CONTACT (TRIAC (ZERO-CROSS SWITCH)) RATED CONTROL VOLTAGE: 48 V UC ±10 % RATED SWITCHING VOLTAGE: 24...240 V AC CONTINUOUS CURRENT: 1 A TENSION-CLAMP CONNECTION | 3
8772 | 1127580000 | TERMSERIES SOLID-STATE RELAY 1 NO CONTACT (TRIAC (ZERO-CROSS SWITCH)) RATED CONTROL VOLTAGE: 120 V UC ±10 % RATED SWITCHING VOLTAGE: 24...240 V AC CONTINUOUS CURRENT: 1 A TENSION-CLAMP CONNECTION | 3
8773 | 1127590000 | TERMSERIES SOLID-STATE RELAY 1 NO CONTACT (TRIAC (ZERO-CROSS SWITCH)) RATED CONTROL VOLTAGE: 230 V UC +5 %/ -10 % RATED SWITCHING VOLTAGE: 24...240 V AC CONTINUOUS CURRENT: 1 A TENSION-CLAMP CONNECTION | 3
8774 | 1127600000 | TERMSERIES SOLID-STATE RELAY 1 NO CONTACT (TRIAC (ZERO-CROSS SWITCH)) RATED CONTROL VOLTAGE: 120 V AC ±10 % RATED SWITCHING VOLTAGE: 24...240 V AC CONTINUOUS CURRENT: 1 A TENSION-CLAMP CONNECTION | 3
8775 | 1127630000 | TERMSERIES SOLID-STATE RELAY 1 NO CONTACT (MOS-FET) RATED CONTROL VOLTAGE: 24 V DC ±20 % RATED SWITCHING VOLTAGE: 3...33 V DC CONTINUOUS CURRENT: 3.5 A SCREW CONNECTION | 3
8776 | 1127650000 | TERMSERIES SOLID-STATE RELAY 1 NO CONTACT (MOS-FET) RATED CONTROL VOLTAGE: 24 V DC ±20 % RATED SWITCHING VOLTAGE: 3...33 V DC CONTINUOUS CURRENT: 3.5 A TENSION-CLAMP CONNECTION | 3
8777 | 1127690000 | TERMSERIES SOLID-STATE RELAY 1 NO CONTACT (TRIAC (ZERO-CROSS SWITCH)) RATED CONTROL VOLTAGE: 24?230 V UC ±10 % RATED SWITCHING VOLTAGE: 12...275 V AC CONTINUOUS CURRENT: 1 A SCREW CONNECTION | 3
8778 | 1127700000 | TERMSERIES SOLID-STATE RELAY 1 NO CONTACT (TRIAC (ZERO-CROSS SWITCH)) RATED CONTROL VOLTAGE: 24 V DC ±20 % RATED SWITCHING VOLTAGE: 12...275 V AC CONTINUOUS CURRENT: 1 A TENSION-CLAMP CONNECTION | 3
8779 | 1127730000 | TERMSERIES RELAY SOCKET 1 NO CONTACT CO CONTACT () RATED CONTROL VOLTAGE: 24?230 V UC ±10 % RATED SWITCHING VOLTAGE: 250 V AC CONTINUOUS CURRENT: 16 A SCREW CONNECTION | 3
8780 | 1130670000 | SURGE PROTECTION FOR INSTRUMENTATION AND CONTROL SURGE PROTECTION FOR MEASUREMENT AND CONTROL UP(L/N-PE) ? 1.8 KV | 57
8781 | 1131750000 | MULTI-TIER MODULAR TERMINAL TENSION-CLAMP CONNECTION 2.5 MM² 500 V 20 A DARK | 672
8782 | 1131840000 | SWITCHMARK DEVICE MARKERS 27 X 27 MM SWITCHMARK HOLDER | 53
8783 | 1167640000 | ACCESSORIES FUSE HOLDER RATED CROSS-SECTION: DIRECT MOUNTING | 335
8784 | 1167670000 | ACCESSORIES FUSE HOLDER RATED CROSS-SECTION: DIRECT MOUNTING | 335
8785 | 1172210000 | RIDERSERIES RC FILTER RATED CONTROL VOLTAGE: 230 V UC PLUG-IN CONNECTION | 116
8786 | 1186730000 | W-SERIES END PLATE | 79
8787 | 1186770000 | FEED-THROUGH TERMINAL DOUBLE-TIER TERMINAL SCREW CONNECTION 10 MM² 800 V 57 A DARK | 16
8788 | 1231880000 | P-SERIES FUSE TERMINAL RATED CROSS-SECTION: 6 MM² PUSH IN | 364
8789 | 1238280000 | DEKAFIX TERMINAL MARKER 5 X 6 MM PITCH IN MM (P): 6.00 WEIDMUELLER | 18
8790 | 1240790000 | TERMSERIES SUPPLY MODULE N OF CONTACTS: 5 CONTINUOUS CURRENT: 10 A TENSION-CLAMP CONNECTION | 626
8791 | 1243790000 | AUTOMATIC STRIPPER AND CRIMPER | 444
8792 | 1247290000 | TEST-DISCONNECT TERMINAL SCREW CONNECTION 2.5 MM² 500 V 24 A PIVOTING DARK | 43
8793 | 1247310000 | TEST-DISCONNECT TERMINAL SCREW CONNECTION 2.5 MM² 500 V 24 A PIVOTING DARK | 43
8794 | 1252540000 | CLAMPING YOKE CLAMPING YOKE FOR SHIELD CONNECTION | 426
8795 | 1252550000 | CLAMPING YOKE CLAMPING YOKE FOR SHIELD CONNECTION | 426
8796 | 1254740000 | P-SERIES PARTITION PLATE GREY 2 MM PRINTED 4-1 VERTICAL | 304
8797 | 1259130000 | Z-SERIES END PLATE | 258
8798 | 1265990000 | Z-SERIES FUSE TERMINAL RATED CROSS-SECTION: 6 MM² TENSION-CLAMP CONNECTION | 9
8799 | 1266520000 | W-SERIES PARTITION PLATE | 257
8800 | 1267840000 | P-SERIES PATCH DISTRIBUTOR RATED CROSS-SECTION: 1.5 MM² N OF LEVELS: 8 N OF CONNECTIONS: 32 COLOUR: COLOUR OF OPERATIONAL ELEMENTS: - TS 35 X 7.5 | 117
8801 | 1267890000 | P-SERIES PATCH DISTRIBUTOR RATED CROSS-SECTION: 1.5 MM² N OF LEVELS: 4 N OF CONNECTIONS: 16 COLOUR: COLOUR OF OPERATIONAL ELEMENTS: TS 35 X 15 | 117
8802 | 1267900000 | P-SERIES PATCH DISTRIBUTOR RATED CROSS-SECTION: 1.5 MM² N OF LEVELS: 4 N OF CONNECTIONS: 16 COLOUR: COLOUR OF OPERATIONAL ELEMENTS: TS 35 X 7.5 | 117
8803 | 1267910000 | P-SERIES POTENTIAL DISTRIBUTOR RATED CROSS-SECTION: 1.5 MM² N OF LEVELS: 4 N OF CONNECTIONS: 16 COLOUR: | 117
8804 | 1267930000 | P-SERIES MARKER HOLDER N OF LEVELS: 16 TS 35 X 15 | 398
8805 | 1270050000 | W-SERIES PE TERMINAL FEED-THROUGH TERMINAL RATED CROSS-SECTION: 2.5 MM² SCREW CONNECTION | 9
8806 | 1270070000 | W-SERIES TEST-DISCONNECT TERMINAL RATED CROSS-SECTION: 2.5 MM² SCREW CONNECTION | 9
8807 | 1288250000 | P-SERIES PATCH DISTRIBUTOR RATED CROSS-SECTION: 1.5 MM² N OF LEVELS: 8 N OF CONNECTIONS: 32 COLOUR: COLOUR OF OPERATIONAL ELEMENTS: TS 35 X 7.5 | 117
8808 | 1301620000 | P-SERIES POTENTIAL DISTRIBUTOR RATED CROSS-SECTION: 1.5 MM² N OF LEVELS: 8 N OF CONNECTIONS: 32 COLOUR: ORANGE | 117
8809 | 1305240000 | W-SERIES END PLATE | 79
8810 | 1312410000 | P-SERIES PARTITION PLATE GREY 2 MM PRINTED 1-8 VERTICAL | 304
8811 | 1315820000 | Z-SERIES FUSE TERMINAL RATED CROSS-SECTION: 2.5 MM² TENSION-CLAMP CONNECTION DIRECT MOUNTING | 9
8812 | 1315840000 | Z-SERIES FUSE TERMINAL RATED CROSS-SECTION: 2.5 MM² TENSION-CLAMP CONNECTION DIRECT MOUNTING | 9
8813 | 1315900000 | Z-SERIES FUSE TERMINAL RATED CROSS-SECTION: 2.5 MM² TENSION-CLAMP CONNECTION DIRECT MOUNTING | 9
8814 | 1316890000 | FEED-THROUGH TERMINAL TENSION-CLAMP CONNECTION 2.5 MM² 800 V 24 A ORANGE | 16
8815 | 1324100000 | W-SERIES ADAPTER | 905
8816 | 1335100000 | THM DEVICE MARKERS 19 X 38 MM | 83
8817 | 1336670000 | SWITCHMARK DEVICE MARKERS 18 X 35 MM TO CUSTOMER SPECIFICATION | 333
8818 | 1336700000 | SWITCHMARK DEVICE MARKERS 18 X 35 MM GREY | 53
8819 | 1339570000 | TERMINAL MARKERS INSERT MARKERS 27 X 6.3 MM | 211
8820 | 1339670000 | THM DEVICE MARKERS | 704
8821 | 1340340000 | P-SERIES PARTITION PLATE GREY 2 MM PRINTED 17-32 HORIZONTALLY | 317
8822 | 1341170000 | METALLICARD ADHESIVE STRIP 15 X 45 MM TRANSPARENT | 824
8823 | 1341180000 | METALLICARD ADHESIVE STRIP TRANSPARENT | 810
8824 | 1341610000 | DEKAFIX TERMINAL MARKER 5 X 8 MM PITCH IN MM (P): 8.00 WEIDMUELLER TO CUSTOMER SPECIFICATION | 71
8825 | 1409260000 | PCB PLUG-IN CONNECTOR MALE HEADER DOVETAILS FOR FIXING BLOCKS THT SOLDER CONNECTION 5.08 MM N OF POLES: 2 90° SOLDER PIN LENGTH (L): 3.2 MM TINNED PALE GREEN BOX | 0
8826 | 1410320000 | PCB PLUG-IN CONNECTOR FEMALE PLUG 5.00 MM N OF POLES: 18 180° CLAMPING YOKE CONNECTION CLAMPING RANGE MAX. : 4 MM² BOX | 1
8827 | 1420610000 | PCB PLUG-IN CONNECTOR FEMALE PLUG PITCH IN MM (P): 7.50 MM N OF POLES: 4 BOX | 352
8828 | 1425040000 | PRINTED CIRCUIT BOARD TERMINALS 5.00 MM N OF POLES: 3 180° SOLDER PIN LENGTH (L): 3.5 MM TINNED PUSH IN WITH ACTUATOR CLAMPING RANGE MAX. : 2.5 MM² BOX | 41
8829 | 1425060000 | PRINTED CIRCUIT BOARD TERMINALS 5.00 MM N OF POLES: 5 180° SOLDER PIN LENGTH (L): 3.5 MM TINNED PUSH IN WITH ACTUATOR CLAMPING RANGE MAX. : 2.5 MM² BOX | 41
8830 | 1425110000 | PRINTED CIRCUIT BOARD TERMINALS 5.00 MM N OF POLES: 9 180° SOLDER PIN LENGTH (L): 3.5 MM TINNED PUSH IN WITH ACTUATOR CLAMPING RANGE MAX. : 2.5 MM² BOX | 41
8831 | 1425120000 | PRINTED CIRCUIT BOARD TERMINALS 5.00 MM N OF POLES: 10 180° SOLDER PIN LENGTH (L): 3.5 MM TINNED PUSH IN WITH ACTUATOR CLAMPING RANGE MAX. : 2.5 MM² BOX | 41
8832 | 1425150000 | PRINTED CIRCUIT BOARD TERMINALS 5.00 MM N OF POLES: 13 180° SOLDER PIN LENGTH (L): 3.5 MM TINNED PUSH IN WITH ACTUATOR CLAMPING RANGE MAX. : 2.5 MM² BOX | 41
8833 | 1425230000 | PRINTED CIRCUIT BOARD TERMINALS 5.00 MM N OF POLES: 20 180° SOLDER PIN LENGTH (L): 3.5 MM TINNED PUSH IN WITH ACTUATOR CLAMPING RANGE MAX. : 2.5 MM² BOX | 41
8834 | 1425240000 | PRINTED CIRCUIT BOARD TERMINALS 5.00 MM N OF POLES: 21 180° SOLDER PIN LENGTH (L): 3.5 MM TINNED PUSH IN WITH ACTUATOR CLAMPING RANGE MAX. : 2.5 MM² BOX | 41
8835 | 1425540000 | PRINTED CIRCUIT BOARD TERMINALS 5.00 MM N OF POLES: 2 180° SOLDER PIN LENGTH (L): 3.5 MM TINNED PUSH IN WITHOUT ACTUATOR CLAMPING RANGE MAX. : 2.5 MM² BOX | 41
8836 | 1425550000 | PRINTED CIRCUIT BOARD TERMINALS 5.00 MM N OF POLES: 3 180° SOLDER PIN LENGTH (L): 3.5 MM TINNED PUSH IN WITHOUT ACTUATOR CLAMPING RANGE MAX. : 2.5 MM² BOX | 41
8837 | 1425560000 | PRINTED CIRCUIT BOARD TERMINALS 5.00 MM N OF POLES: 4 180° SOLDER PIN LENGTH (L): 3.5 MM TINNED PUSH IN WITHOUT ACTUATOR CLAMPING RANGE MAX. : 2.5 MM² BOX | 41
8838 | 1440110000 | PCB PLUG-IN CONNECTOR MALE HEADER CLOSED SIDE THT SOLDER CONNECTION 5.08 MM N OF POLES: 9 180° SOLDER PIN LENGTH (L): 3.2 MM TINNED PALE GREEN BOX | 0
8839 | 1452640000 | PCB PLUG-IN CONNECTOR MALE HEADER DOVETAILS FOR FIXING BLOCKS THT SOLDER CONNECTION 7.62 MM N OF POLES: 10 180° SOLDER PIN LENGTH (L): 3.2 MM PALE GREEN BOX | 0
8840 | 1452700000 | PCB PLUG-IN CONNECTOR FEMALE PLUG 7.50 MM N OF POLES: 7 180° CLAMPING YOKE CONNECTION CLAMPING RANGE MAX. : 3.31 MM² BOX | 1
8841 | 1467990000 | PCB PLUG-IN CONNECTOR FEMALE PLUG 3.50 MM N OF POLES: 18 90° CLAMPING YOKE CONNECTION CLAMPING RANGE MAX. : 1.5 MM² BOX | 1
8842 | 1472490000 | PCB PLUG-IN CONNECTOR MALE HEADER CLOSED SIDE THT SOLDER CONNECTION 7.62 MM N OF POLES: 3 270° SOLDER PIN LENGTH (L): 3.2 MM ORANGE BOX | 0
8843 | 1472530000 | PCB PLUG-IN CONNECTOR MALE HEADER CLOSED SIDE THT SOLDER CONNECTION 7.62 MM N OF POLES: 6 270° SOLDER PIN LENGTH (L): 3.2 MM ORANGE BOX | 0
8844 | 1472540000 | PCB PLUG-IN CONNECTOR MALE HEADER CLOSED SIDE THT SOLDER CONNECTION 7.62 MM N OF POLES: 7 270° SOLDER PIN LENGTH (L): 3.2 MM ORANGE BOX | 0
8845 | 1472650000 | PCB PLUG-IN CONNECTOR MALE HEADER SOLDER FLANGE THT SOLDER CONNECTION 7.62 MM N OF POLES: 6 270° SOLDER PIN LENGTH (L): 3.2 MM ORANGE BOX | 0
8846 | 1472690000 | PCB PLUG-IN CONNECTOR MALE HEADER SOLDER FLANGE THT SOLDER CONNECTION 7.62 MM N OF POLES: 10 270° SOLDER PIN LENGTH (L): 3.2 MM ORANGE BOX | 0
8847 | 1473320000 | PRINTED CIRCUIT BOARD TERMINALS 3.50 MM N OF POLES: 3 135° PUSH IN WITH ACTUATOR CLAMPING RANGE MAX. : 1.5 MM² TAPE | 279
8848 | 1473350000 | PRINTED CIRCUIT BOARD TERMINALS 3.50 MM N OF POLES: 6 135° PUSH IN WITH ACTUATOR CLAMPING RANGE MAX. : 1.5 MM² TAPE | 279
8849 | 1473430000 | PRINTED CIRCUIT BOARD TERMINALS 3.50 MM N OF POLES: 12 135° PUSH IN WITH ACTUATOR CLAMPING RANGE MAX. : 1.5 MM² TAPE | 279
8850 | 1473520000 | PRINTED CIRCUIT BOARD TERMINALS 3.50 MM N OF POLES: 5 90° PUSH IN WITH ACTUATOR CLAMPING RANGE MAX. : 1.5 MM² TAPE | 279
8851 | 1473620000 | PRINTED CIRCUIT BOARD TERMINALS 3.50 MM N OF POLES: 11 90° PUSH IN WITH ACTUATOR CLAMPING RANGE MAX. : 1.5 MM² TAPE | 279
8852 | 1473640000 | PRINTED CIRCUIT BOARD TERMINALS 5.00 MM N OF POLES: 5 180° PUSH IN WITH ACTUATOR CLAMPING RANGE MAX. : 1.5 MM² TAPE | 41
8853 | 1473680000 | PRINTED CIRCUIT BOARD TERMINALS 5.00 MM N OF POLES: 8 180° PUSH IN WITH ACTUATOR CLAMPING RANGE MAX. : 1.5 MM² TAPE | 41
8854 | 1473690000 | PRINTED CIRCUIT BOARD TERMINALS 5.00 MM N OF POLES: 2 135° PUSH IN WITH ACTUATOR CLAMPING RANGE MAX. : 1.5 MM² TAPE | 279
8855 | 1473720000 | PRINTED CIRCUIT BOARD TERMINALS 5.00 MM N OF POLES: 5 135° PUSH IN WITH ACTUATOR CLAMPING RANGE MAX. : 1.5 MM² TAPE | 120
8856 | 1473870000 | PRINTED CIRCUIT BOARD TERMINALS 7.50 MM N OF POLES: 5 180° PUSH IN WITH ACTUATOR CLAMPING RANGE MAX. : 1.5 MM² TAPE | 41
8857 | 1473880000 | PRINTED CIRCUIT BOARD TERMINALS 7.50 MM N OF POLES: 6 180° PUSH IN WITH ACTUATOR CLAMPING RANGE MAX. : 1.5 MM² TAPE | 279
8858 | 1473940000 | PRINTED CIRCUIT BOARD TERMINALS 7.50 MM N OF POLES: 2 90° PUSH IN WITH ACTUATOR CLAMPING RANGE MAX. : 1.5 MM² TAPE | 279
8859 | 1473950000 | PRINTED CIRCUIT BOARD TERMINALS 7.50 MM N OF POLES: 3 90° PUSH IN WITH ACTUATOR CLAMPING RANGE MAX. : 1.5 MM² TAPE | 279
8860 | 1473960000 | PRINTED CIRCUIT BOARD TERMINALS 7.50 MM N OF POLES: 4 90° PUSH IN WITH ACTUATOR CLAMPING RANGE MAX. : 1.5 MM² TAPE | 41
8861 | 1473980000 | PRINTED CIRCUIT BOARD TERMINALS 7.50 MM N OF POLES: 6 90° PUSH IN WITH ACTUATOR CLAMPING RANGE MAX. : 1.5 MM² TAPE | 41
8862 | 1475560000 | PCB PLUG-IN CONNECTOR MALE HEADER FLANGE THT SOLDER CONNECTION 5.08 MM N OF POLES: 15 90° SOLDER PIN LENGTH (L): 3.2 MM TINNED PALE GREEN BOX | 0
8863 | 1475570000 | PCB PLUG-IN CONNECTOR MALE HEADER FLANGE THT SOLDER CONNECTION 5.08 MM N OF POLES: 20 90° SOLDER PIN LENGTH (L): 3.2 MM TINNED PALE GREEN BOX | 0
8864 | 1475580000 | PCB PLUG-IN CONNECTOR MALE HEADER FLANGE THT SOLDER CONNECTION 5.08 MM N OF POLES: 24 90° SOLDER PIN LENGTH (L): 3.2 MM TINNED PALE GREEN BOX | 0
8865 | 1475780000 | PCB PLUG-IN CONNECTOR FEMALE PLUG 5.08 MM N OF POLES: 3 180° TOP CONNECTION CLAMPING RANGE MAX. : 2.5 MM² BOX | 1
8866 | 1481690020 | PRE-ASSEMBLED CABLE PAC CABLE LIYCY 0.25 MM² | 2
8867 | 1481720020 | PRE-ASSEMBLED CABLE PAC CABLE LIYCY 0.50 MM² | 2
8868 | 1512590060 | PRE-ASSEMBLED CABLE PAC CABLE LIYY 5.4 ± 1 MM | 13
8869 | 1521850000 | FEED-THROUGH TERMINAL PUSH IN 2.5 MM² 800 24 A DARK | 12
8870 | 1525850000 | CLIPCARD DEVICE MARKERS 27 X 85 MM TO CUSTOMER SPECIFICATION | 333
8871 | 1530370000 | PCB PLUG-IN CONNECTOR MALE PLUG 5.08 MM N OF POLES: 12 180° CLAMPING YOKE CONNECTION CLAMPING RANGE MAX. : 3.31 MM² BOX | 1
8872 | 1531030000 | PCB PLUG-IN CONNECTOR FEMALE PLUG 3.50 MM N OF POLES: 6 180° CLAMPING YOKE CONNECTION CLAMPING RANGE MAX. : 1.5 MM² BOX | 1
8873 | 1531120000 | PCB PLUG-IN CONNECTOR FEMALE PLUG 3.50 MM N OF POLES: 14 180° CLAMPING YOKE CONNECTION CLAMPING RANGE MAX. : 1.5 MM² BOX | 1
8874 | 1531210000 | PCB PLUG-IN CONNECTOR FEMALE PLUG 3.50 MM N OF POLES: 2 180° TENSION-CLAMP CONNECTION CLAMPING RANGE MAX. : 1.5 MM² BOX | 1
8875 | 1531230000 | PCB PLUG-IN CONNECTOR FEMALE PLUG 3.50 MM N OF POLES: 4 180° TENSION-CLAMP CONNECTION CLAMPING RANGE MAX. : 1.5 MM² BOX | 1
8876 | 1531360000 | PCB PLUG-IN CONNECTOR FEMALE PLUG 3.50 MM N OF POLES: 14 180° TENSION-CLAMP CONNECTION CLAMPING RANGE MAX. : 1.5 MM² BOX | 1
8877 | 1537730000 | PCB PLUG-IN CONNECTOR MALE HEADER OPEN SIDE THT SOLDER CONNECTION 5.00 MM N OF POLES: 2 180° SOLDER PIN LENGTH (L): 3.2 MM TINNED PALE GREEN BOX | 0
8878 | 2422080000 | BUILT-IN PLUGS M8 SOCKET CONNECTOR N OF POLES: 8 | 219
8879 | 2422360000 | BUILT-IN PLUGS M12 N OF POLES: 4 | 58
8880 | 2422380000 | BUILT-IN PLUGS M8 N OF POLES: 4 REAR PANEL MOUNTING | 31
8881 | 2422410000 | BUILT-IN PLUGS M8 N OF POLES: 4 FRONT MOUNTING | 129
8882 | 2422470000 | BUILT-IN PLUGS M8 N OF POLES: 4 FRONT MOUNTING | 129
8883 | 2423280000 | BUILT-IN PLUGS M8 N OF POLES: 5 FRONT MOUNTING | 129
8884 | 2423310000 | BUILT-IN PLUGS M8 N OF POLES: 8 FRONT MOUNTING | 129
8885 | 2423400000 | BUILT-IN PLUGS M8 M 12 N OF POLES: 8 REAR PANEL MOUNTING | 31
8886 | 2423640000 | BUILT-IN PLUGS M8 M 8 N OF POLES: 4 REAR PANEL MOUNTING | 31
8887 | 2423680000 | BUILT-IN PLUGS M12 N OF POLES: 4 | 58
8888 | 2423740000 | BUILT-IN PLUGS M12 N OF POLES: 4 | 58
8889 | 2423770000 | BUILT-IN PLUGS M12 N OF POLES: 5 | 58
8890 | 2423800000 | BUILT-IN PLUGS M12 N OF POLES: 4 | 58
8891 | 2423830000 | BUILT-IN PLUGS M12 N OF POLES: 5 | 58
8892 | 2423900000 | BUILT-IN PLUGS M12 M 12 N OF POLES: 4 FRONT MOUNTING | 31
8893 | 2424020000 | BUILT-IN PLUGS M12 M 12 N OF POLES: 4 FRONT MOUNTING | 31
8894 | 2437960000 | CONDUCTOR AND CABLE MARKERS 19.5 - 38.1 MM 25.4 X 60.5 MM | 15
8895 | 2438130000 | CONDUCTOR AND CABLE MARKERS 6.4 - 12.7 MM 25.4 X 20.9 MM | 15
8896 | 2445100000 | GROUP MARKERS COVER 36.2 X 11.9 MM TO CUSTOMER SPECIFICATION | 652
8897 | 1063970000 | SURGE PROTECTION FOR INSTRUMENTATION AND CONTROL SURGE PROTECTION FOR MEASUREMENT AND CONTROL UP(L/N-PE) 250 V | 57
8898 | 1063990000 | SURGE PROTECTION FOR INSTRUMENTATION AND CONTROL SURGE PROTECTION FOR MEASUREMENT AND CONTROL UP(L/N-PE) < 600 V | 57
8899 | 1064130000 | SURGE PROTECTION FOR INSTRUMENTATION AND CONTROL SURGE PROTECTION FOR MEASUREMENT AND CONTROL UP(L/N-PE) < 500 V | 57
8900 | 1064150000 | SURGE PROTECTION FOR INSTRUMENTATION AND CONTROL SURGE PROTECTION FOR MEASUREMENT AND CONTROL UP(L/N-PE) 900 V | 57
8901 | 1064230000 | SURGE PROTECTION FOR INSTRUMENTATION AND CONTROL SURGE PROTECTION FOR MEASUREMENT AND CONTROL UP(L/N-PE) 900 V | 57
8902 | 1064250000 | SURGE PROTECTION FOR INSTRUMENTATION AND CONTROL SURGE PROTECTION FOR MEASUREMENT AND CONTROL UP(L/N-PE) 780 V | 57
8903 | 1064290000 | SURGE PROTECTION FOR INSTRUMENTATION AND CONTROL SURGE PROTECTION FOR MEASUREMENT AND CONTROL UP(L/N-PE) ? 1510 V | 57
8904 | 1064330000 | SURGE PROTECTION FOR INSTRUMENTATION AND CONTROL SURGE PROTECTION FOR MEASUREMENT AND CONTROL UP(L/N-PE) ? 1550 V | 57
8905 | 1064340000 | SURGE PROTECTION FOR INSTRUMENTATION AND CONTROL SURGE PROTECTION FOR MEASUREMENT AND CONTROL UP(L/N-PE) ? 100 V | 57
8906 | 1064390000 | SURGE PROTECTION FOR INSTRUMENTATION AND CONTROL SURGE PROTECTION FOR MEASUREMENT AND CONTROL UP(L/N-PE) 150 V | 57
8907 | 1064420000 | SURGE PROTECTION FOR INSTRUMENTATION AND CONTROL SURGE PROTECTION FOR MEASUREMENT AND CONTROL UP(L/N-PE) ? 100 V | 57
8908 | 1064430000 | SURGE PROTECTION FOR INSTRUMENTATION AND CONTROL SURGE PROTECTION FOR MEASUREMENT AND CONTROL UP(L/N-PE) 150 V | 57
8909 | 1064500000 | SURGE PROTECTION FOR INSTRUMENTATION AND CONTROL SURGE PROTECTION FOR MEASUREMENT AND CONTROL UP(L/N-PE) 150 V | 57
8910 | 1064530000 | SURGE PROTECTION FOR INSTRUMENTATION AND CONTROL SURGE PROTECTION FOR MEASUREMENT AND CONTROL UP(L/N-PE) ? 100 V | 57
8911 | 1064610000 | SURGE PROTECTION FOR INSTRUMENTATION AND CONTROL SURGE PROTECTION FOR MEASUREMENT AND CONTROL UP(L/N-PE) < 600 V | 57
8912 | 1064690000 | SURGE PROTECTION FOR INSTRUMENTATION AND CONTROL SURGE PROTECTION FOR MEASUREMENT AND CONTROL UP(L/N-PE) ? 1200 V | 57
8913 | 1064710000 | SURGE PROTECTION FOR INSTRUMENTATION AND CONTROL SURGE PROTECTION FOR MEASUREMENT AND CONTROL UP(L/N-PE) ? 1900 V | 57
8914 | 1064950000 | SURGE PROTECTION FOR INSTRUMENTATION AND CONTROL SURGE PROTECTION FOR MEASUREMENT AND CONTROL UP(L/N-PE) ? 100 V | 57
8915 | 1064980000 | SURGE PROTECTION FOR INSTRUMENTATION AND CONTROL SURGE PROTECTION FOR MEASUREMENT AND CONTROL UP(L/N-PE) ? 100 V | 57
8916 | 1064990000 | SURGE PROTECTION FOR INSTRUMENTATION AND CONTROL SURGE PROTECTION FOR MEASUREMENT AND CONTROL UP(L/N-PE) ? 100 V | 57
8917 | 1067940000 | FEED-THROUGH TERMINAL DOUBLE-TIER TERMINAL SCREW CONNECTION 2.5 MM² 400 V 24 A | 16
8918 | 1067970000 | FEED-THROUGH TERMINAL DOUBLE-TIER TERMINAL SCREW CONNECTION 2.5 MM² 400 V 24 A GREY | 16
8919 | 1069550000 | PCB PLUG-IN CONNECTOR CONNECTION ELEMENT RIGHT MALE HEADER OPEN SIDE THT/THR SOLDER CONNECTION 5.00 MM N OF POLES: 2 90° SOLDER PIN LENGTH (L): 1.5 MM TINNED BOX | 0
8920 | 1069570000 | PCB PLUG-IN CONNECTOR CONNECTION ELEMENT RIGHT MALE HEADER OPEN SIDE THT/THR SOLDER CONNECTION 5.00 MM N OF POLES: 4 90° SOLDER PIN LENGTH (L): 4.2 MM TINNED BOX | 0
8921 | 1069690000 | PCB PLUG-IN CONNECTOR CONNECTION ELEMENT RIGHT MALE HEADER OPEN SIDE THT/THR SOLDER CONNECTION 5.00 MM N OF POLES: 3 90° SOLDER PIN LENGTH (L): 5.9 MM TINNED BOX | 0
8922 | 1077010000 | PRESSING TOOL CRIMPING TOOL FOR CONTACTS 0.5MM² 6MM² B-CRIMP | 218
8923 | 1083050000 | P-SERIES FUSE TERMINAL RATED CROSS-SECTION: 6 MM² PUSH IN | 364
8924 | 1084770000 | Z-SERIES DOUBLE-TIER TERMINAL RATED CROSS-SECTION: 2.5 MM² TENSION-CLAMP CONNECTION | 9
8925 | 1137810000 | RIDERSERIES RCI RELAY MODULE N OF CONTACTS: 2 CO CONTACT AGNI RATED CONTROL VOLTAGE: 24 V DC CONTINUOUS CURRENT: 8 A SCREW CONNECTION TEST BUTTON AVAILABLE: NO | 3
8926 | 1143000000 | W-SERIES TEST-DISCONNECT TERMINAL RATED CROSS-SECTION: 2.5 MM² SCREW CONNECTION | 9
8927 | 1143050000 | W-SERIES FEED-THROUGH TERMINAL RATED CROSS-SECTION: 2.5 MM² SCREW CONNECTION | 9
8928 | 1143060000 | W-SERIES PE TERMINAL FEED-THROUGH TERMINAL RATED CROSS-SECTION: 2.5 MM² SCREW CONNECTION | 9
8929 | 1143070000 | W-SERIES FEED-THROUGH TERMINAL RATED CROSS-SECTION: 2.5 MM² SCREW CONNECTION | 9
8930 | 1161710000 | THM DEVICE MARKERS 251 X 13.5 MM SIEMENS | 299
8931 | 1161730000 | THM DEVICE MARKERS 103.8 X 17.3 MM SIEMENS | 299
8932 | 1161740000 | THM DEVICE MARKERS 103.8 X 17.3 MM SIEMENS | 299
8933 | 1161810000 | THM DEVICE MARKERS 50 X 12.5 MM SIEMENS | 299
8934 | 1162930000 | W-SERIES FUSE TERMINAL RATED CROSS-SECTION: 2.5 MM² SCREW CONNECTION | 9
8935 | 1162950000 | W-SERIES FUSE TERMINAL RATED CROSS-SECTION: 2.5 MM² SCREW CONNECTION | 9
8936 | 1163040000 | W-SERIES FUSE TERMINAL PE TERMINAL RATED CROSS-SECTION: 2.5 MM² SCREW CONNECTION | 9
8937 | 1163050000 | W-SERIES FUSE TERMINAL PE TERMINAL RATED CROSS-SECTION: 2.5 MM² SCREW CONNECTION | 9
8938 | 1163060000 | W-SERIES FUSE TERMINAL PE TERMINAL RATED CROSS-SECTION: 2.5 MM² SCREW CONNECTION | 9
8939 | 1163080000 | W-SERIES FUSE TERMINAL PE TERMINAL RATED CROSS-SECTION: 2.5 MM² SCREW CONNECTION | 9
8940 | 1173540000 | P-SERIES MARKER HOLDER N OF LEVELS: 16 TS 35 X 15 | 398
8941 | 1173580000 | P-SERIES MARKER HOLDER N OF LEVELS: 8 TS 35 X 7.5 | 398
8942 | 1173620000 | P-SERIES PATCH DISTRIBUTOR RATED CROSS-SECTION: 1.5 MM² N OF LEVELS: 16 N OF CONNECTIONS: 64 COLOUR: COLOUR OF OPERATIONAL ELEMENTS: - TS 35 X 15 | 117
8943 | 1173650000 | P-SERIES PATCH DISTRIBUTOR RATED CROSS-SECTION: 1.5 MM² N OF LEVELS: 16 N OF CONNECTIONS: 64 COLOUR: COLOUR OF OPERATIONAL ELEMENTS: - TS 35 X 15 | 117
8944 | 1173710000 | P-SERIES PATCH DISTRIBUTOR RATED CROSS-SECTION: 1.5 MM² N OF LEVELS: 16 N OF CONNECTIONS: 64 COLOUR: COLOUR OF OPERATIONAL ELEMENTS: - TS 35 X 7.5 | 117
8945 | 1173740000 | P-SERIES PATCH DISTRIBUTOR RATED CROSS-SECTION: 1.5 MM² N OF LEVELS: 8 N OF CONNECTIONS: 32 COLOUR: COLOUR OF OPERATIONAL ELEMENTS: - TS 35 X 15 | 117
8946 | 1173840000 | P-SERIES PATCH DISTRIBUTOR RATED CROSS-SECTION: 1.5 MM² N OF LEVELS: 4 N OF CONNECTIONS: 16 COLOUR: COLOUR OF OPERATIONAL ELEMENTS: TS 35 X 7.5 | 117
8947 | 1173890000 | P-SERIES POTENTIAL DISTRIBUTOR RATED CROSS-SECTION: 1.5 MM² N OF LEVELS: 4 N OF CONNECTIONS: 16 COLOUR: GREY | 117
8948 | 1173920000 | P-SERIES PATCH DISTRIBUTOR RATED CROSS-SECTION: 1.5 MM² N OF LEVELS: 4 N OF CONNECTIONS: 16 COLOUR: COLOUR OF OPERATIONAL ELEMENTS: TS 35 X 15 | 117
8949 | 1189260000 | TERMOPTO SOLID-STATE RELAY 1 NO CONTACT (TRANSISTOR) RATED CONTROL VOLTAGE: 230 V AC +10 %/ -15 % RATED SWITCHING VOLTAGE: 5...48 V DC CONTINUOUS CURRENT: 500 MA PUSH IN | 3
8950 | 1190340000 | SAK SERIES PARTITION PLATE 2 MM | 526
8951 | 1190490000 | PHOTOVOLTAICS PLUG-IN CONNECTOR | 266
8952 | 1191630000 | TEST-DISCONNECT TERMINAL SCREW CONNECTION 2.5 MM² 500 V 24 A PIVOTING GREEN | 43
8953 | 1192740000 | THM DEVICE MARKERS 48 X 101 MM | 83
8954 | 1193260000 | Z-SERIES CROSS-CONNECTOR FOR THE TERMINALS N OF POLES: 2 | 51
8955 | 1193280000 | Z-SERIES CROSS-CONNECTOR FOR THE TERMINALS N OF POLES: 4 | 51
8956 | 1193340000 | Z-SERIES CROSS-CONNECTOR FOR THE TERMINALS N OF POLES: 10 | 51
8957 | 1193350000 | Z-SERIES CROSS-CONNECTOR FOR THE TERMINALS N OF POLES: 20 | 51
8958 | 1988300000 | A-SERIES END PLATE | 40
8959 | 1988340000 | A-SERIES END PLATE | 40
8960 | 1989980000 | A-SERIES END PLATE | 40
8961 | 1991970000 | A-SERIES END PLATE | 40
8962 | 1993580000 | A-SERIES END PLATE | 40
8963 | 1993810000 | HDC INSERT MALE 400 V 10 A N OF POLES: 12 CRIMP CONNECTION SIZE: 1 | 23
8964 | 2004960000 | W-SERIES CROSS-CONNECTOR N OF POLES: 5 | 269
8965 | 2004970000 | THM CONDUCTOR AND CABLE MARKERS 8 - 23 MM 25.4 X 100 MM | 15
8966 | 2005100000 | ESG DEVICE MARKERS 6 X 17 MM | 111
8967 | 2005160000 | ESG DEVICE MARKERS 8 X 20 MM GREY | 249
8968 | 2005190000 | ESG DEVICE MARKERS 9 X 17 MM | 111
8969 | 2005240000 | ELS INSERT MARKERS 20 X 8 MM | 917
8970 | 2005260000 | ELS INSERT MARKERS 40 X 16 MM | 321
8971 | 2005270000 | CLIPCARD DEVICE MARKERS 54 X 85 MM | 65
8972 | 2005280000 | CLIPCARD DEVICE MARKERS 54 X 85 MM | 65
8973 | 2005320000 | SLIMFIX CONDUCTOR AND CABLE MARKERS 7 - 26 X 15 MM | 22
8974 | 2005340000 | SLIMFIX CONDUCTOR AND CABLE MARKERS 7 - 60 X 13 MM | 22
8975 | 2005350000 | CLIPCARD DEVICE MARKERS 30 X 60 MM | 587
8976 | 2005380000 | SLIMFIX CONDUCTOR AND CABLE MARKERS 7 - 26 X 15 MM | 22
8977 | 2005390000 | CLIPCARD DEVICE MARKERS 30 X 60 MM | 587
8978 | 2005410000 | CLIPCARD DEVICE MARKERS 15 X 60 MM | 65
8979 | 2005420000 | SLIMFIX CONDUCTOR AND CABLE MARKERS 7 - 60 X 32 MM | 22
8980 | 2005460000 | CLIPCARD DEVICE MARKERS 15 X 60 MM GREY | 65
8981 | 2005470000 | TM-I INSERT MARKERS 18 X 4 MM | 167
8982 | 2005480000 | CLIPCARD DEVICE MARKERS 15 X 60 MM | 65
8983 | 2005530000 | TM-I INSERT MARKERS 30 X 4 MM | 318
8984 | 2005540000 | CLIPCARD DEVICE MARKERS 15 X 45 MM GREY | 65
8985 | 2005570000 | CLIPCARD DEVICE MARKERS 15 X 45 MM | 65
8986 | 2005600000 | CLIPCARD DEVICE MARKERS 15 X 27 MM | 65
8987 | 2005610000 | TM-I INSERT MARKERS 18 X 4 MM | 167
8988 | 2005730000 | TM-I INSERT MARKERS 12 X 4 MM | 167
8989 | 2005810000 | SWITCHMARK DEVICE MARKERS 47.75 X 27 MM | 53
8990 | 2005860000 | SWITCHMARK DEVICE MARKERS 47.75 X 27 MM GREY | 53
8991 | 2005910000 | TM-I INSERT MARKERS 15 X 4 MM | 167
8992 | 2005920000 | SWITCHMARK DEVICE MARKERS 47.75 X 27 MM GREEN | 53
8993 | 2005930000 | TM-I INSERT MARKERS 18 X 4 MM | 167
8994 | 2006060000 | SWITCHMARK DEVICE MARKERS | 624
8995 | 2006070000 | WM CONDUCTOR AND CABLE MARKERS 5 - 8 MM 32 X 10 MM | 22
8996 | 2006130000 | WM CONDUCTOR AND CABLE MARKERS 3.5 - 5 MM 32 X 6.4 MM | 15
8997 | 2006140000 | SWITCHMARK DEVICE MARKERS 56 X 36 MM | 284
8998 | 2006270000 | WM CONDUCTOR AND CABLE MARKERS 2 - 3.5 MM 23 X 4.8 MM | 15
8999 | 2006340000 | SWITCHMARK DEVICE MARKERS 18 X 27 MM GREY | 53
9000 | 2006390000 | WM CONDUCTOR AND CABLE MARKERS 5 - 8 MM 17 X 10 MM | 22
9001 | 2006410000 | WM CONDUCTOR AND CABLE MARKERS 1 - 2 MM 17 X 3.5 MM | 15
9002 | 2006430000 | WM CONDUCTOR AND CABLE MARKERS 2 - 3.5 MM 17 X 4.8 MM | 15
9003 | 2006480000 | SWITCHMARK DEVICE MARKERS 8 X 27 MM GREY | 53
9004 | 2006570000 | THM DEVICE MARKERS 12 X | 161
9005 | 2007120000 | DEKAFIX TERMINAL MARKER 5 X 6 MM WEIDMUELLER | 166
9006 | 2007160000 | WS TERMINAL MARKER 8 X 6 MM WEIDMUELLER | 93
9007 | 2007200000 | WS TERMINAL MARKER 12 X 6 MM WEIDMUELLER | 93
9008 | 2009980000 | ELS INSERT MARKERS 30 X 6 MM | 321
9009 | 2047320000 | MULTIFIT TERMINAL MARKER 12 X 5 MM PITCH IN MM (P): 5.00 ABB SNK SERIES | 839
9010 | 2051350000 | FEED-THROUGH TERMINAL PUSH IN 4 MM² 800 V 32 A GREEN | 12
9011 | 2051690000 | A-SERIES END PLATE | 40
9012 | 2051910000 | A-SERIES END PLATE | 40
9013 | 2051920000 | A-SERIES END PLATE | 40
9014 | 2052290000 | A-SERIES END PLATE | 40
9015 | 2052520000 | A-SERIES END PLATE | 40
9016 | 2422300000 | BUILT-IN PLUGS M12 N OF POLES: 4 | 58
9017 | 2422430000 | BUILT-IN PLUGS M12 M 16 N OF POLES: 4 REAR PANEL MOUNTING | 31
9018 | 2422550000 | BUILT-IN PLUGS M12 M 12 N OF POLES: 5 FRONT MOUNTING | 31
9019 | 2422580000 | BUILT-IN PLUGS M12 M 12 N OF POLES: 4 FRONT MOUNTING | 31
9020 | 2422590000 | BUILT-IN PLUGS M8 N OF POLES: 4 FRONT MOUNTING | 129
9021 | 2422670000 | BUILT-IN PLUGS M12 M 12 N OF POLES: 5 FRONT MOUNTING | 31
9022 | 2422730000 | BUILT-IN PLUGS M12 M 12 N OF POLES: 4 REAR PANEL MOUNTING | 31
9023 | 2422780000 | BUILT-IN PLUGS M12 PIN N OF POLES: 5 | 58
9024 | 2422830000 | BUILT-IN PLUGS M8 N OF POLES: 3 FRONT MOUNTING | 129
9025 | 2422860000 | BUILT-IN PLUGS M8 N OF POLES: 3 FRONT MOUNTING | 129
9026 | 2422900000 | BUILT-IN PLUGS M12 SOCKET CONNECTOR N OF POLES: 5 | 219
9027 | 2422910000 | BUILT-IN PLUGS M12 M 12 N OF POLES: 5 REAR PANEL MOUNTING | 31
9028 | 2423010000 | BUILT-IN PLUGS M8 N OF POLES: 4 FRONT MOUNTING | 129
9029 | 2423020000 | BUILT-IN PLUGS M12 N OF POLES: 4 | 58
9030 | 2423030000 | BUILT-IN PLUGS M12 M 12 N OF POLES: 5 FRONT MOUNTING | 31
9031 | 2423040000 | BUILT-IN PLUGS M8 N OF POLES: 4 FRONT MOUNTING | 129
9032 | 2423060000 | BUILT-IN PLUGS M12 M 12 N OF POLES: 4 FRONT MOUNTING | 31
9033 | 2423070000 | BUILT-IN PLUGS M8 N OF POLES: 4 FRONT MOUNTING | 129
9034 | 2423150000 | BUILT-IN PLUGS M12 M 12 N OF POLES: 5 FRONT MOUNTING | 31
9035 | 2423180000 | BUILT-IN PLUGS M12 M 12 N OF POLES: 4 REAR PANEL MOUNTING | 31
9036 | 2423340000 | BUILT-IN PLUGS M8 N OF POLES: 8 FRONT MOUNTING | 129
9037 | 2423430000 | BUILT-IN PLUGS M8 N OF POLES: 3 FRONT MOUNTING | 129
9038 | 2423470000 | BUILT-IN PLUGS M12 N OF POLES: 8 | 58
9039 | 2423480000 | BUILT-IN PLUGS M12 M 12 N OF POLES: 5 REAR PANEL MOUNTING | 31
9040 | 2424130000 | BUILT-IN PLUGS M8 SOCKET CONNECTOR M 12 N OF POLES: 5 | 219
9041 | 2424170000 | BUILT-IN PLUGS M12 M 12 N OF POLES: 4 REAR PANEL MOUNTING | 31
9042 | 2424230000 | BUILT-IN PLUGS M12 M 12 N OF POLES: 4 REAR PANEL MOUNTING | 31
9043 | 2466610000 | FUSE TERMINAL PUSH IN 2.5 MM² 12 V 10 A | 871
9044 | 2469360000 | W-SERIES FUSE TERMINAL RATED CROSS-SECTION: 25 MM² SCREW CONNECTION TS 35 | 9
9045 | 2469420000 | A-SERIES END PLATE | 40
9046 | 2482520000 | A-SERIES END PLATE | 40
9047 | 2485980000 | A-SERIES END PLATE | 40
9048 | 2486640000 | A-SERIES END PLATE | 40
9049 | 2486660000 | A-SERIES END PLATE | 40
9050 | 2489090000 | A-SERIES PARTITION PLATE | 257
9051 | 2489110000 | A-SERIES PARTITION PLATE | 257
9052 | 2490380000 | A-SERIES END PLATE | 40
9053 | 2490390000 | A-SERIES END PLATE | 40
9054 | 2496790000 | ESG DEVICE MARKERS 6 X 17 MM | 111
9055 | 2496800000 | ESG DEVICE MARKERS 8 X 20 MM | 249
9056 | 2496870000 | SWITCHMARK DEVICE MARKERS 12.5 X 27 MM | 53
9057 | 2496900000 | SWITCHMARK DEVICE MARKERS 18 X 27 MM GREY | 53
9058 | 2496920000 | SWITCHMARK DEVICE MARKERS 18 X 27 MM | 53
9059 | 2496930000 | SWITCHMARK DEVICE MARKERS 47.75 X 27 MM | 53
9060 | 2496940000 | SWITCHMARK DEVICE MARKERS 47.75 X 27 MM GREY | 53
9061 | 2496950000 | SWITCHMARK DEVICE MARKERS 47.75 X 27 MM | 53
9062 | 2497000000 | SWITCHMARK DEVICE MARKERS 8 X 27 MM | 53
9063 | 2506090000 | MODULAR DISTRIBUTION TERMINALS PUSH IN 6 MM² 500 V 35 A DARK | 165
9064 | 2506360000 | MODULAR DISTRIBUTION TERMINALS PUSH IN 10 MM² 500 V 57 A DARK | 165
9065 | 2518940000 | CONDUCTOR AND CABLE MARKERS 3.2 - 6.4 MM | 54
9066 | 2519020000 | THM DEVICE MARKERS 60 X | 161
9067 | 2519040000 | SLIMFIX CONDUCTOR AND CABLE MARKERS 7 - 60 X 13 MM | 22
9068 | 2519180000 | TERMINAL MARKER 10 X 6 MM | 530
9069 | 2519200000 | TERMINAL MARKER 5 X 5 MM | 259
9070 | 2522840000 | MODULAR DISTRIBUTION TERMINALS PUSH IN 2.5 MM² 800 V 24 A | 165
9071 | 2525650000 | POWER CONNECTOR SOCKET CONNECTOR | 541
9072 | 2526110000 | CONDUCTOR AND CABLE MARKERS 2.1 - 6.4 MM 12.7 X 11.3 MM | 15
9073 | 2526240000 | CONDUCTOR AND CABLE MARKERS 1.2 - 2.4 MM 12.7 X 5 MM | 15
9074 | 2526310000 | CONDUCTOR AND CABLE MARKERS 4.8 - 9.5 MM 12.7 X 16.1 MM | 15
9075 | 2528360000 | THM DEVICE MARKERS 60 X GREEN | 776
9076 | 2528380000 | THM DEVICE MARKERS 12 X | 161
9077 | 2528410000 | THM DEVICE MARKERS 38 X | 161
9078 | 2528420000 | THM DEVICE MARKERS 60 X | 161
9079 | 2528430000 | THM DEVICE MARKERS 100 X | 762
9080 | 2528550000 | WIRE-END FERRULE SDARD 10 MM 8 MM ORANGE | 24
9081 | 2528590000 | WIRE-END FERRULE SDARD 10 MM 8 MM | 24
9082 | 2528610000 | WIRE-END FERRULE SDARD 10 MM 8 MM | 24
9083 | 2528630000 | WIRE-END FERRULE SDARD 10 MM 8 MM LIGHT | 208
9084 | 2530850000 | BUILT-IN PLUGS M12 M 16 N OF POLES: 5 | 58
9085 | 2530870000 | BUILT-IN PLUGS M12 M 16 N OF POLES: 5 | 58
9086 | 2530920000 | POWER CONNECTOR PIN | 237
9087 | 2530930000 | POWER CONNECTOR PIN | 237
9088 | 2530940000 | POWER CONNECTOR PIN | 237
9089 | 2530960000 | POWER CONNECTOR PIN | 237
9090 | 2530970000 | POWER CONNECTOR PIN | 237
9091 | 2534260000 | FEED-THROUGH TERMINAL PUSH IN 1.5 MM² 500 V 17.5 A | 181
9092 | 2534360000 | FEED-THROUGH TERMINAL PUSH IN 4 MM² 800 V 32 A DARK | 12
9093 | 2534440000 | FEED-THROUGH TERMINAL PUSH IN 1.5 MM² 500 V 17.5 A | 181
9094 | 2534480000 | FEED-THROUGH TERMINAL PUSH IN 1.5 MM² 500 V 17.5 A GREEN | 181
9095 | 2534540000 | FEED-THROUGH TERMINAL PUSH IN 1.5 MM² 500 V 17.5 A DARK | 12
9096 | 2534690000 | FEED-THROUGH TERMINAL PUSH IN 2.5 MM² 800 V 24 A DARK | 12
9097 | 2534740000 | FEED-THROUGH TERMINAL PUSH IN 2.5 MM² 800 V 24 A DARK | 12
9098 | 2535610000 | SWITCHMARK DEVICE MARKERS 22 X 22 MM | 244
9099 | 2549680000 | ELECTRONICS HOUSINGS GREEN END PLATE WIDTH: 8 MM | 472
9100 | 2549690000 | ELECTRONICS HOUSINGS GREEN END PLATE WIDTH: 8 MM | 472
9101 | 2554740000 | HOOD OMNIMATE HOUSING - SERIES CH20M AGATE GREY WIDTH: 17.5 MM | 39
9102 | 2554750000 | MODULAR HOUSING OMNIMATE HOUSING - SERIES CH20M AGATE GREY WIDTH: 17.5 MM | 39
9103 | 2554760000 | MODULAR HOUSING OMNIMATE HOUSING - SERIES CH20M AGATE GREY WIDTH: 12.5 MM | 39
9104 | 2554850000 | MODULAR HOUSING OMNIMATE HOUSING - SERIES CH20M AGATE GREY WIDTH: 22.5 MM | 39
9105 | 2556240000 | THM DEVICE MARKERS 10 X 20 MM | 83
9106 | 2632790000 | PCB PLUG-IN CONNECTOR MALE PLUG 7.62 MM N OF POLES: 4 180° PUSH IN WITH ACTUATOR TENSION-CLAMP CONNECTION CLAMPING RANGE MAX. : 2.5 MM² BOX | 1
9107 | 7760056014 | D-SERIES RC FILTER RATED CONTROL VOLTAGE: 110?230 V AC PLUG-IN CONNECTION | 116
9108 | 7760056018 | D-SERIES LED MODULE RATED CONTROL VOLTAGE: 24?60 V UC PLUG-IN CONNECTION | 116
9109 | 7760056045 | D-SERIES RC FILTER RATED CONTROL VOLTAGE: 110?230 V AC PLUG-IN CONNECTION | 116
9110 | 7760056051 | D-SERIES DRM RELAY N OF CONTACTS: 2 CO CONTACT AGNI FLASH GOLD-PLATED RATED CONTROL VOLTAGE: 24 V DC CONTINUOUS CURRENT: 10 A PLUG-IN CONNECTION | 3
9111 | 7760056056 | D-SERIES DRM RELAY N OF CONTACTS: 2 CO CONTACT AGNI FLASH GOLD-PLATED RATED CONTROL VOLTAGE: 48 V AC CONTINUOUS CURRENT: 10 A PLUG-IN CONNECTION | 3
9112 | 7760056060 | D-SERIES DRM RELAY N OF CONTACTS: 2 CO CONTACT AGNI FLASH GOLD-PLATED RATED CONTROL VOLTAGE: 24 V DC CONTINUOUS CURRENT: 10 A PLUG-IN CONNECTION | 3
9113 | 7760056063 | D-SERIES DRM RELAY N OF CONTACTS: 2 CO CONTACT AGNI FLASH GOLD-PLATED RATED CONTROL VOLTAGE: 220 V DC CONTINUOUS CURRENT: 10 A PLUG-IN CONNECTION | 3
9114 | 7760056064 | D-SERIES DRM RELAY N OF CONTACTS: 2 CO CONTACT AGNI FLASH GOLD-PLATED RATED CONTROL VOLTAGE: 24 V AC CONTINUOUS CURRENT: 10 A PLUG-IN CONNECTION | 3
9115 | 7760056067 | D-SERIES DRM RELAY N OF CONTACTS: 2 CO CONTACT AGNI FLASH GOLD-PLATED RATED CONTROL VOLTAGE: 230 V AC CONTINUOUS CURRENT: 10 A PLUG-IN CONNECTION | 3
9116 | 7760056069 | D-SERIES DRM RELAY N OF CONTACTS: 2 CO CONTACT AGNI FLASH GOLD-PLATED RATED CONTROL VOLTAGE: 24 V DC CONTINUOUS CURRENT: 10 A PLUG-IN CONNECTION | 3
9117 | 7760056076 | D-SERIES DRM RELAY N OF CONTACTS: 2 CO CONTACT AGNI FLASH GOLD-PLATED RATED CONTROL VOLTAGE: 230 V AC CONTINUOUS CURRENT: 10 A PLUG-IN CONNECTION | 3
9118 | 7760056082 | D-SERIES DRM RELAY N OF CONTACTS: 4 CO CONTACT AGNI FLASH GOLD-PLATED RATED CONTROL VOLTAGE: 220 V DC CONTINUOUS CURRENT: 5 A PLUG-IN CONNECTION | 3
9119 | 7760056083 | D-SERIES DRM RELAY N OF CONTACTS: 4 CO CONTACT AGNI FLASH GOLD-PLATED RATED CONTROL VOLTAGE: 24 V AC CONTINUOUS CURRENT: 5 A PLUG-IN CONNECTION | 3
9120 | 7760056085 | D-SERIES DRM RELAY N OF CONTACTS: 4 CO CONTACT AGNI FLASH GOLD-PLATED RATED CONTROL VOLTAGE: 115 V AC CONTINUOUS CURRENT: 5 A PLUG-IN CONNECTION | 3
9121 | 7760056086 | D-SERIES DRM RELAY N OF CONTACTS: 4 CO CONTACT AGNI FLASH GOLD-PLATED RATED CONTROL VOLTAGE: 230 V AC CONTINUOUS CURRENT: 5 A PLUG-IN CONNECTION | 3
9122 | 7760056087 | D-SERIES DRM RELAY N OF CONTACTS: 4 CO CONTACT AGNI FLASH GOLD-PLATED RATED CONTROL VOLTAGE: 12 V DC CONTINUOUS CURRENT: 5 A PLUG-IN CONNECTION | 3
9123 | 7760056088 | D-SERIES DRM RELAY N OF CONTACTS: 4 CO CONTACT AGNI FLASH GOLD-PLATED RATED CONTROL VOLTAGE: 24 V DC CONTINUOUS CURRENT: 5 A PLUG-IN CONNECTION | 3
9124 | 7760056097 | D-SERIES DRM RELAY N OF CONTACTS: 4 CO CONTACT AGNI FLASH GOLD-PLATED RATED CONTROL VOLTAGE: 24 V DC CONTINUOUS CURRENT: 5 A PLUG-IN CONNECTION | 3
9125 | 7760056102 | D-SERIES DRM RELAY N OF CONTACTS: 4 CO CONTACT AGNI FLASH GOLD-PLATED RATED CONTROL VOLTAGE: 48 V AC CONTINUOUS CURRENT: 5 A PLUG-IN CONNECTION | 3
9126 | 7760056104 | D-SERIES DRM RELAY N OF CONTACTS: 4 CO CONTACT AGNI FLASH GOLD-PLATED RATED CONTROL VOLTAGE: 230 V AC CONTINUOUS CURRENT: 5 A PLUG-IN CONNECTION | 3
9127 | 7760056107 | D-SERIES DRM RELAY SOCKET N OF CONTACTS: 4 CO CONTACT CONTINUOUS CURRENT: 10 A SCREW CONNECTION | 626
9128 | 7760056185 | D-SERIES DRM RELAY N OF CONTACTS: 2 CO CONTACT AGNI GOLD-PLATED RATED CONTROL VOLTAGE: 24 V DC CONTINUOUS CURRENT: 10 A PLUG-IN CONNECTION | 3
9129 | 2554730000 | MODULAR HOUSING OMNIMATE HOUSING - SERIES CH20M WIDTH: 67.5 MM | 39
9130 | 1067570000 | PRINTED CIRCUIT BOARD TERMINALS 5.08 MM N OF POLES: 3 90° SOLDER PIN LENGTH (L): 3.2 MM TINNED CLAMPING YOKE CONNECTION CLAMPING RANGE MAX. : 6 MM² BOX | 1
9131 | 1079490000 | SWITCHMARK DEVICE MARKERS 12.5 X 27 MM SWITCHMARK HOLDER GREY | 53
9132 | 1079520000 | SWITCHMARK DEVICE MARKERS 27 X 27 MM GREY | 53
9133 | 1081780000 | PCB PLUG-IN CONNECTOR MALE HEADER CLOSED SIDE MIDDLE SOLDER FLANGE THT SOLDER CONNECTION 7.62 MM N OF POLES: 4 90° SOLDER PIN LENGTH (L): 3.2 MM TINNED BOX | 0
9134 | 1081850000 | PCB PLUG-IN CONNECTOR MALE HEADER CLOSED SIDE MIDDLE SOLDER FLANGE THT SOLDER CONNECTION 7.62 MM N OF POLES: 4 90° SOLDER PIN LENGTH (L): 3.2 MM TINNED BOX | 0
9135 | 1087050000 | PCB PLUG-IN CONNECTOR FEMALE PLUG 5.08 MM N OF POLES: 5 90° CLAMPING YOKE CONNECTION CLAMPING RANGE MAX. : 4 MM² BOX | 1
9136 | 1087080000 | PCB PLUG-IN CONNECTOR FEMALE PLUG 5.08 MM N OF POLES: 8 90° CLAMPING YOKE CONNECTION CLAMPING RANGE MAX. : 4 MM² BOX | 1
9137 | 1087130000 | PCB PLUG-IN CONNECTOR FEMALE PLUG 5.08 MM N OF POLES: 12 90° CLAMPING YOKE CONNECTION CLAMPING RANGE MAX. : 4 MM² BOX | 1
9138 | 1087310000 | PCB PLUG-IN CONNECTOR FEMALE PLUG 5.08 MM N OF POLES: 8 90° CLAMPING YOKE CONNECTION CLAMPING RANGE MAX. : 4 MM² BOX | 1
9139 | 1087410000 | PCB PLUG-IN CONNECTOR FEMALE PLUG 5.08 MM N OF POLES: 18 90° CLAMPING YOKE CONNECTION CLAMPING RANGE MAX. : 4 MM² BOX | 1
9140 | 1093430000 | PCB PLUG-IN CONNECTOR FEMALE PLUG 7.62 MM N OF POLES: 2 CLAMPING YOKE CONNECTION CLAMPING RANGE MAX. : 4 MM² BOX | 1
9141 | 1093490000 | PCB PLUG-IN CONNECTOR FEMALE PLUG 7.62 MM N OF POLES: 4 CLAMPING YOKE CONNECTION CLAMPING RANGE MAX. : 4 MM² BOX | 1
9142 | 1093500000 | PCB PLUG-IN CONNECTOR FEMALE PLUG 7.62 MM N OF POLES: 5 CLAMPING YOKE CONNECTION CLAMPING RANGE MAX. : 4 MM² BOX | 1
9143 | 1095920000 | PCB PLUG-IN CONNECTOR MALE HEADER SOLDER FLANGE THT SOLDER CONNECTION 7.62 MM N OF POLES: 2 90° SOLDER PIN LENGTH (L): 3.2 MM TINNED BOX | 0
9144 | 1095930000 | PCB PLUG-IN CONNECTOR MALE HEADER SOLDER FLANGE THT SOLDER CONNECTION 7.62 MM N OF POLES: 3 90° SOLDER PIN LENGTH (L): 3.2 MM TINNED BOX | 0
9145 | 1095940000 | PCB PLUG-IN CONNECTOR MALE HEADER SOLDER FLANGE THT SOLDER CONNECTION 7.62 MM N OF POLES: 4 90° SOLDER PIN LENGTH (L): 3.2 MM TINNED BOX | 0
9146 | 1095960000 | PCB PLUG-IN CONNECTOR MALE HEADER SOLDER FLANGE THT SOLDER CONNECTION 7.62 MM N OF POLES: 6 90° SOLDER PIN LENGTH (L): 3.2 MM TINNED BOX | 0
9147 | 1096060000 | PCB PLUG-IN CONNECTOR MALE HEADER SOLDER FLANGE THT SOLDER CONNECTION 7.62 MM N OF POLES: 5 90° SOLDER PIN LENGTH (L): 3.2 MM TINNED ORANGE BOX | 0
9148 | 1096080000 | PCB PLUG-IN CONNECTOR MALE HEADER SOLDER FLANGE THT SOLDER CONNECTION 7.62 MM N OF POLES: 7 90° SOLDER PIN LENGTH (L): 3.2 MM TINNED ORANGE BOX | 0
9149 | 1096090000 | PCB PLUG-IN CONNECTOR MALE HEADER SOLDER FLANGE THT SOLDER CONNECTION 7.62 MM N OF POLES: 8 90° SOLDER PIN LENGTH (L): 3.2 MM TINNED ORANGE BOX | 0
9150 | 1097360000 | PCB PLUG-IN CONNECTOR MALE HEADER CLOSED SIDE THT/THR SOLDER CONNECTION 3.50 MM N OF POLES: 34 180° SOLDER PIN LENGTH (L): 1.5 MM TINNED BOX | 0
9151 | 1100600000 | PCB PLUG-IN CONNECTOR FEMALE PLUG 5.08 MM N OF POLES: 18 180° CRIMP CONNECTION CLAMPING RANGE MAX. : 2.5 MM² BOX | 1
9152 | 1140870000 | PCB PLUG-IN CONNECTOR MALE HEADER FLANGE THT SOLDER CONNECTION 7.62 MM N OF POLES: 2 180° SOLDER PIN LENGTH (L): 3.2 MM TINNED BOX | 0
9153 | 1140880000 | PCB PLUG-IN CONNECTOR MALE HEADER FLANGE THT SOLDER CONNECTION 7.62 MM N OF POLES: 3 180° SOLDER PIN LENGTH (L): 3.2 MM TINNED BOX | 0
9154 | 1140920000 | PCB PLUG-IN CONNECTOR MALE HEADER FLANGE THT SOLDER CONNECTION 7.62 MM N OF POLES: 7 180° SOLDER PIN LENGTH (L): 3.2 MM TINNED BOX | 0
9155 | 1140930000 | PCB PLUG-IN CONNECTOR MALE HEADER FLANGE THT SOLDER CONNECTION 7.62 MM N OF POLES: 8 180° SOLDER PIN LENGTH (L): 3.2 MM TINNED BOX | 0
9156 | 1140950000 | PCB PLUG-IN CONNECTOR MALE HEADER FLANGE THT SOLDER CONNECTION 7.62 MM N OF POLES: 10 180° SOLDER PIN LENGTH (L): 3.2 MM TINNED BOX | 0
9157 | 1140980000 | PCB PLUG-IN CONNECTOR MALE HEADER FLANGE THT SOLDER CONNECTION 7.62 MM N OF POLES: 2 180° SOLDER PIN LENGTH (L): 3.2 MM TINNED ORANGE BOX | 0
9158 | 1141020000 | PCB PLUG-IN CONNECTOR MALE HEADER FLANGE THT SOLDER CONNECTION 7.62 MM N OF POLES: 6 180° SOLDER PIN LENGTH (L): 3.2 MM TINNED ORANGE BOX | 0
9159 | 1141090000 | PCB PLUG-IN CONNECTOR MALE HEADER SOLDER FLANGE THT SOLDER CONNECTION 7.62 MM N OF POLES: 2 180° SOLDER PIN LENGTH (L): 3.2 MM TINNED BOX | 0
9160 | 1141120000 | PCB PLUG-IN CONNECTOR MALE HEADER SOLDER FLANGE THT SOLDER CONNECTION 7.62 MM N OF POLES: 5 180° SOLDER PIN LENGTH (L): 3.2 MM TINNED BOX | 0
9161 | 1141160000 | PCB PLUG-IN CONNECTOR MALE HEADER SOLDER FLANGE THT SOLDER CONNECTION 7.62 MM N OF POLES: 9 180° SOLDER PIN LENGTH (L): 3.2 MM TINNED BOX | 0
9162 | 1141200000 | PCB PLUG-IN CONNECTOR MALE HEADER SOLDER FLANGE THT SOLDER CONNECTION 7.62 MM N OF POLES: 2 180° SOLDER PIN LENGTH (L): 3.2 MM TINNED ORANGE BOX | 0
9163 | 1141300000 | PCB PLUG-IN CONNECTOR MALE HEADER SOLDER FLANGE THT SOLDER CONNECTION 7.62 MM N OF POLES: 12 180° SOLDER PIN LENGTH (L): 3.2 MM TINNED ORANGE BOX | 0
9164 | 1141500000 | PCB PLUG-IN CONNECTOR MALE HEADER FLANGE THT SOLDER CONNECTION 3.50 MM N OF POLES: 4 90° SOLDER PIN LENGTH (L): 3.2 MM TINNED BOX | 0
9165 | 1146410000 | PCB PLUG-IN CONNECTOR MALE HEADER OPEN SIDE THT SOLDER CONNECTION 5.08 MM N OF POLES: 5 180° SOLDER PIN LENGTH (L): 3.2 MM TINNED ORANGE BOX | 0
9166 | 1146470000 | PCB PLUG-IN CONNECTOR MALE HEADER OPEN SIDE THT SOLDER CONNECTION 5.08 MM N OF POLES: 7 180° SOLDER PIN LENGTH (L): 3.2 MM TINNED ORANGE BOX | 0
9167 | 1146510000 | PCB PLUG-IN CONNECTOR MALE HEADER OPEN SIDE THT SOLDER CONNECTION 5.08 MM N OF POLES: 9 180° SOLDER PIN LENGTH (L): 3.2 MM TINNED ORANGE BOX | 0
9168 | 1146530000 | PCB PLUG-IN CONNECTOR MALE HEADER OPEN SIDE THT SOLDER CONNECTION 5.08 MM N OF POLES: 10 180° SOLDER PIN LENGTH (L): 3.2 MM TINNED ORANGE BOX | 0
9169 | 1146570000 | PCB PLUG-IN CONNECTOR MALE HEADER OPEN SIDE THT SOLDER CONNECTION 5.08 MM N OF POLES: 12 180° SOLDER PIN LENGTH (L): 3.2 MM TINNED ORANGE BOX | 0
9170 | 1146580000 | PCB PLUG-IN CONNECTOR MALE HEADER OPEN SIDE THT SOLDER CONNECTION 5.08 MM N OF POLES: 13 180° SOLDER PIN LENGTH (L): 3.2 MM TINNED ORANGE BOX | 0
9171 | 1146590000 | PCB PLUG-IN CONNECTOR MALE HEADER OPEN SIDE THT SOLDER CONNECTION 5.08 MM N OF POLES: 14 180° SOLDER PIN LENGTH (L): 3.2 MM TINNED ORANGE BOX | 0
9172 | 1146610000 | PCB PLUG-IN CONNECTOR MALE HEADER OPEN SIDE THT SOLDER CONNECTION 5.08 MM N OF POLES: 16 180° SOLDER PIN LENGTH (L): 3.2 MM TINNED ORANGE BOX | 0
9173 | 1146640000 | PCB PLUG-IN CONNECTOR MALE HEADER OPEN SIDE THT SOLDER CONNECTION 5.08 MM N OF POLES: 19 180° SOLDER PIN LENGTH (L): 3.2 MM TINNED ORANGE BOX | 0
9174 | 1146690000 | PCB PLUG-IN CONNECTOR MALE HEADER OPEN SIDE THT SOLDER CONNECTION 5.08 MM N OF POLES: 22 180° SOLDER PIN LENGTH (L): 3.2 MM TINNED ORANGE BOX | 0
9175 | 1146720000 | PCB PLUG-IN CONNECTOR MALE HEADER OPEN SIDE THT SOLDER CONNECTION 5.08 MM N OF POLES: 2 90° SOLDER PIN LENGTH (L): 3.2 MM TINNED ORANGE BOX | 0
9176 | 1146740000 | PCB PLUG-IN CONNECTOR MALE HEADER OPEN SIDE THT SOLDER CONNECTION 5.08 MM N OF POLES: 3 90° SOLDER PIN LENGTH (L): 3.2 MM TINNED ORANGE BOX | 0
9177 | 1146770000 | PCB PLUG-IN CONNECTOR MALE HEADER OPEN SIDE THT SOLDER CONNECTION 5.08 MM N OF POLES: 4 90° SOLDER PIN LENGTH (L): 3.2 MM TINNED ORANGE BOX | 0
9178 | 1146810000 | PCB PLUG-IN CONNECTOR MALE HEADER OPEN SIDE THT SOLDER CONNECTION 5.08 MM N OF POLES: 6 90° SOLDER PIN LENGTH (L): 3.2 MM TINNED ORANGE BOX | 0
9179 | 1146870000 | PCB PLUG-IN CONNECTOR MALE HEADER CLOSED SIDE THT SOLDER CONNECTION 5.08 MM N OF POLES: 8 180° SOLDER PIN LENGTH (L): 3.2 MM TINNED ORANGE BOX | 0
9180 | 1146930000 | PCB PLUG-IN CONNECTOR MALE HEADER CLOSED SIDE THT SOLDER CONNECTION 5.08 MM N OF POLES: 11 180° SOLDER PIN LENGTH (L): 3.2 MM TINNED ORANGE BOX | 0
9181 | 1146980000 | PCB PLUG-IN CONNECTOR MALE HEADER CLOSED SIDE THT SOLDER CONNECTION 5.08 MM N OF POLES: 13 180° SOLDER PIN LENGTH (L): 3.2 MM TINNED ORANGE BOX | 0
9182 | 1147020000 | PCB PLUG-IN CONNECTOR MALE HEADER CLOSED SIDE THT SOLDER CONNECTION 5.08 MM N OF POLES: 15 180° SOLDER PIN LENGTH (L): 3.2 MM TINNED ORANGE BOX | 0
9183 | 1147030000 | PCB PLUG-IN CONNECTOR MALE HEADER OPEN SIDE THT SOLDER CONNECTION 5.08 MM N OF POLES: 16 90° SOLDER PIN LENGTH (L): 3.2 MM TINNED ORANGE BOX | 0
9184 | 1147040000 | PCB PLUG-IN CONNECTOR MALE HEADER CLOSED SIDE THT SOLDER CONNECTION 5.08 MM N OF POLES: 16 180° SOLDER PIN LENGTH (L): 3.2 MM TINNED ORANGE BOX | 0
9185 | 1147090000 | PCB PLUG-IN CONNECTOR MALE HEADER CLOSED SIDE THT SOLDER CONNECTION 5.08 MM N OF POLES: 18 180° SOLDER PIN LENGTH (L): 3.2 MM TINNED ORANGE BOX | 0
9186 | 1147130000 | PCB PLUG-IN CONNECTOR MALE HEADER FLANGE THT SOLDER CONNECTION 5.08 MM N OF POLES: 2 180° SOLDER PIN LENGTH (L): 3.2 MM TINNED ORANGE BOX | 0
9187 | 1147140000 | PCB PLUG-IN CONNECTOR MALE HEADER CLOSED SIDE THT SOLDER CONNECTION 5.08 MM N OF POLES: 20 180° SOLDER PIN LENGTH (L): 3.2 MM TINNED ORANGE BOX | 0
9188 | 1147150000 | PCB PLUG-IN CONNECTOR MALE HEADER OPEN SIDE THT SOLDER CONNECTION 5.08 MM N OF POLES: 21 90° SOLDER PIN LENGTH (L): 3.2 MM TINNED ORANGE BOX | 0
9189 | 1147250000 | PCB PLUG-IN CONNECTOR MALE HEADER OPEN SIDE THT SOLDER CONNECTION 5.08 MM N OF POLES: 24 90° SOLDER PIN LENGTH (L): 3.2 MM TINNED ORANGE BOX | 0
9190 | 1147260000 | PCB PLUG-IN CONNECTOR MALE HEADER FLANGE THT SOLDER CONNECTION 5.08 MM N OF POLES: 6 180° SOLDER PIN LENGTH (L): 3.2 MM TINNED ORANGE BOX | 0
9191 | 1147400000 | PCB PLUG-IN CONNECTOR MALE HEADER CLOSED SIDE THT SOLDER CONNECTION 5.08 MM N OF POLES: 6 90° SOLDER PIN LENGTH (L): 3.2 MM TINNED ORANGE BOX | 0
9192 | 1147410000 | PCB PLUG-IN CONNECTOR MALE HEADER FLANGE THT SOLDER CONNECTION 5.08 MM N OF POLES: 11 180° SOLDER PIN LENGTH (L): 3.2 MM TINNED ORANGE BOX | 0
9193 | 1147480000 | PCB PLUG-IN CONNECTOR MALE HEADER FLANGE THT SOLDER CONNECTION 5.08 MM N OF POLES: 13 180° SOLDER PIN LENGTH (L): 3.2 MM TINNED ORANGE BOX | 0
9194 | 1147510000 | PCB PLUG-IN CONNECTOR MALE HEADER DOVETAILS FOR FIXING BLOCKS THT SOLDER CONNECTION 5.08 MM N OF POLES: 8 180° SOLDER PIN LENGTH (L): 3.2 MM TINNED ORANGE BOX | 0
9195 | 1147630000 | PCB PLUG-IN CONNECTOR MALE HEADER CLOSED SIDE THT SOLDER CONNECTION 5.08 MM N OF POLES: 13 90° SOLDER PIN LENGTH (L): 3.2 MM TINNED ORANGE BOX | 0
9196 | 1147680000 | PCB PLUG-IN CONNECTOR MALE HEADER CLOSED SIDE THT SOLDER CONNECTION 5.08 MM N OF POLES: 14 90° SOLDER PIN LENGTH (L): 3.2 MM TINNED ORANGE BOX | 0
9197 | 1147690000 | PCB PLUG-IN CONNECTOR MALE HEADER FLANGE THT SOLDER CONNECTION 5.08 MM N OF POLES: 19 180° SOLDER PIN LENGTH (L): 3.2 MM TINNED ORANGE BOX | 0
9198 | 1147840000 | PCB PLUG-IN CONNECTOR MALE HEADER CLOSED SIDE THT SOLDER CONNECTION 5.08 MM N OF POLES: 19 90° SOLDER PIN LENGTH (L): 3.2 MM TINNED ORANGE BOX | 0
9199 | 1147890000 | PCB PLUG-IN CONNECTOR MALE HEADER SOLDER FLANGE THT SOLDER CONNECTION 5.08 MM N OF POLES: 2 180° SOLDER PIN LENGTH (L): 3.2 MM TINNED ORANGE BOX | 0
9200 | 1148640000 | PCB PLUG-IN CONNECTOR MALE HEADER FLANGE THT SOLDER CONNECTION 5.08 MM N OF POLES: 3 90° SOLDER PIN LENGTH (L): 3.2 MM TINNED ORANGE BOX | 0
9201 | 1148740000 | PCB PLUG-IN CONNECTOR MALE HEADER FLANGE THT SOLDER CONNECTION 5.08 MM N OF POLES: 6 90° SOLDER PIN LENGTH (L): 3.2 MM TINNED ORANGE BOX | 0
9202 | 1148780000 | PCB PLUG-IN CONNECTOR MALE HEADER FLANGE THT SOLDER CONNECTION 5.08 MM N OF POLES: 7 90° SOLDER PIN LENGTH (L): 3.2 MM TINNED ORANGE BOX | 0
9203 | 1148880000 | PCB PLUG-IN CONNECTOR MALE HEADER FLANGE THT SOLDER CONNECTION 5.08 MM N OF POLES: 10 90° SOLDER PIN LENGTH (L): 3.2 MM TINNED ORANGE BOX | 0
9204 | 1148910000 | PCB PLUG-IN CONNECTOR MALE HEADER FLANGE THT SOLDER CONNECTION 5.08 MM N OF POLES: 11 90° SOLDER PIN LENGTH (L): 3.2 MM TINNED ORANGE BOX | 0
9205 | 1148980000 | PCB PLUG-IN CONNECTOR MALE HEADER FLANGE THT SOLDER CONNECTION 5.08 MM N OF POLES: 13 90° SOLDER PIN LENGTH (L): 3.2 MM TINNED ORANGE BOX | 0
9206 | 1149040000 | PCB PLUG-IN CONNECTOR MALE HEADER FLANGE THT SOLDER CONNECTION 5.08 MM N OF POLES: 15 90° SOLDER PIN LENGTH (L): 3.2 MM TINNED ORANGE BOX | 0
9207 | 1149140000 | PCB PLUG-IN CONNECTOR MALE HEADER FLANGE THT SOLDER CONNECTION 5.08 MM N OF POLES: 18 90° SOLDER PIN LENGTH (L): 3.2 MM TINNED ORANGE BOX | 0
9208 | 1149180000 | PCB PLUG-IN CONNECTOR MALE HEADER FLANGE THT SOLDER CONNECTION 5.08 MM N OF POLES: 19 90° SOLDER PIN LENGTH (L): 3.2 MM TINNED ORANGE BOX | 0
9209 | 1149310000 | PCB PLUG-IN CONNECTOR MALE HEADER FLANGE THT SOLDER CONNECTION 5.08 MM N OF POLES: 23 90° SOLDER PIN LENGTH (L): 3.2 MM TINNED ORANGE BOX | 0
9210 | 1164750000 | MODULAR HOUSING OMNIMATE HOUSING - SERIES CH20M LIGHT GREY WIDTH: 45 MM | 39
9211 | 1173530000 | PCB PLUG-IN CONNECTOR FEMALE PLUG 7.62 MM N OF POLES: 4 CLAMPING YOKE CONNECTION CLAMPING RANGE MAX. : 4 MM² BOX | 1
9212 | 1173770000 | PCB PLUG-IN CONNECTOR MALE HEADER CLOSED SIDE MIDDLE FLANGE THT SOLDER CONNECTION 7.62 MM N OF POLES: 4 90° SOLDER PIN LENGTH (L): 3.2 MM TINNED BOX | 0
9213 | 1189900000 | ELECTRONICS HOUSINGS END PLATE WIDTH: 27.2 MM | 740
9214 | 1189910000 | PCB PLUG-IN CONNECTOR MALE HEADER OPEN SIDE THT SOLDER CONNECTION 7.62 MM N OF POLES: 11 180° | 0
9215 | 1191540000 | PCB PLUG-IN CONNECTOR MALE HEADER OPEN SIDE THT SOLDER CONNECTION 5.08 MM N OF POLES: 4 90° SOLDER PIN LENGTH (L): 3.2 MM BOX | 0
9216 | 1202720000 | PCB PLUG-IN CONNECTOR MALE HEADER DOVETAILS FOR FIXING BLOCKS THT SOLDER CONNECTION 5.08 MM N OF POLES: 9 90° SOLDER PIN LENGTH (L): 3.2 MM | 0
9217 | 1211110000 | PCB PLUG-IN CONNECTOR FEMALE PLUG 5.08 MM N OF POLES: 18 180° CRIMP CONNECTION CLAMPING RANGE MAX. : 2.5 MM² BOX | 1
9218 | 1211270000 | PCB PLUG-IN CONNECTOR MALE HEADER DOVETAILS FOR FIXING BLOCKS THT SOLDER CONNECTION 5.00 MM N OF POLES: 5 180° SOLDER PIN LENGTH (L): 3.2 MM TINNED BOX | 0
9219 | 1211310000 | PCB PLUG-IN CONNECTOR MALE HEADER DOVETAILS FOR FIXING BLOCKS THT SOLDER CONNECTION 5.00 MM N OF POLES: 12 180° SOLDER PIN LENGTH (L): 3.2 MM TINNED BOX | 0
9220 | 1223810000 | PCB PLUG-IN CONNECTOR FEMALE PLUG 5.08 MM N OF POLES: 6 180° CLAMPING YOKE CONNECTION CLAMPING RANGE MAX. : 4 MM² BOX | 1
9221 | 1226380000 | PRINTED CIRCUIT BOARD TERMINALS 12.70 MM N OF POLES: 3 90° SOLDER PIN LENGTH (L): 3.2 MM TINNED CLAMPING YOKE CONNECTION CLAMPING RANGE MAX. : 16 MM² BOX | 1
9222 | 1226530000 | PRINTED CIRCUIT BOARD TERMINALS 15.00 MM N OF POLES: 3 90° SOLDER PIN LENGTH (L): 4.5 MM TINNED CLAMPING YOKE CONNECTION CLAMPING RANGE MAX. : 25 MM² BOX | 1
9223 | 1226580000 | PRINTED CIRCUIT BOARD TERMINALS 15.00 MM N OF POLES: 8 90° SOLDER PIN LENGTH (L): 4.5 MM TINNED CLAMPING YOKE CONNECTION CLAMPING RANGE MAX. : 25 MM² BOX | 1
9224 | 1227350000 | PCB PLUG-IN CONNECTOR FEMALE PLUG 7.62 MM N OF POLES: 7 PUSH IN WITH ACTUATOR TENSION-CLAMP CONNECTION CLAMPING RANGE MAX. : 2.5 MM² BOX | 1
9225 | 1227390000 | PCB PLUG-IN CONNECTOR FEMALE PLUG 7.62 MM N OF POLES: 11 PUSH IN WITH ACTUATOR TENSION-CLAMP CONNECTION CLAMPING RANGE MAX. : 2.5 MM² BOX | 1
9226 | 1227430000 | PCB PLUG-IN CONNECTOR FEMALE PLUG 7.62 MM N OF POLES: 7 PUSH IN WITH ACTUATOR TENSION-CLAMP CONNECTION CLAMPING RANGE MAX. : 2.5 MM² BOX | 1
9227 | 1230180000 | PCB PLUG-IN CONNECTOR FEMALE PLUG 7.62 MM N OF POLES: 6 PUSH IN WITH ACTUATOR TENSION-CLAMP CONNECTION CLAMPING RANGE MAX. : 2.5 MM² BOX | 1
9228 | 1230190000 | PCB PLUG-IN CONNECTOR FEMALE PLUG 7.62 MM N OF POLES: 7 PUSH IN WITH ACTUATOR TENSION-CLAMP CONNECTION CLAMPING RANGE MAX. : 2.5 MM² BOX | 1
9229 | 1230250000 | PCB PLUG-IN CONNECTOR FEMALE PLUG 7.62 MM N OF POLES: 12 PUSH IN WITH ACTUATOR TENSION-CLAMP CONNECTION CLAMPING RANGE MAX. : 2.5 MM² BOX | 1
9230 | 1230310000 | PCB PLUG-IN CONNECTOR FEMALE PLUG 7.62 MM N OF POLES: 10 PUSH IN WITH ACTUATOR TENSION-CLAMP CONNECTION CLAMPING RANGE MAX. : 2.5 MM² BOX | 1
9231 | 1233950000 | PRINTED CIRCUIT BOARD TERMINALS 5.00 MM N OF POLES: 17 135° SOLDER PIN LENGTH (L): 3.5 MM TINNED ORANGE CLAMPING YOKE CONNECTION CLAMPING RANGE MAX. : 2.5 MM² BOX | 1
9232 | 1233980000 | PRINTED CIRCUIT BOARD TERMINALS 5.00 MM N OF POLES: 19 135° SOLDER PIN LENGTH (L): 3.5 MM TINNED ORANGE CLAMPING YOKE CONNECTION CLAMPING RANGE MAX. : 2.5 MM² BOX | 1
9233 | 1234050000 | PRINTED CIRCUIT BOARD TERMINALS 5.00 MM N OF POLES: 13 90° SOLDER PIN LENGTH (L): 3.5 MM TINNED ORANGE CLAMPING YOKE CONNECTION CLAMPING RANGE MAX. : 2.5 MM² BOX | 1
9234 | 1234150000 | PRINTED CIRCUIT BOARD TERMINALS 5.00 MM N OF POLES: 19 90° SOLDER PIN LENGTH (L): 3.5 MM TINNED ORANGE CLAMPING YOKE CONNECTION CLAMPING RANGE MAX. : 2.5 MM² BOX | 1
9235 | 1234270000 | PRINTED CIRCUIT BOARD TERMINALS 5.00 MM N OF POLES: 7 180° SOLDER PIN LENGTH (L): 3.5 MM TINNED ORANGE CLAMPING YOKE CONNECTION CLAMPING RANGE MAX. : 2.5 MM² BOX | 1
9236 | 1234330000 | PRINTED CIRCUIT BOARD TERMINALS 5.00 MM N OF POLES: 12 180° SOLDER PIN LENGTH (L): 3.5 MM TINNED ORANGE CLAMPING YOKE CONNECTION CLAMPING RANGE MAX. : 2.5 MM² BOX | 1
9237 | 1234380000 | PRINTED CIRCUIT BOARD TERMINALS 5.00 MM N OF POLES: 16 180° SOLDER PIN LENGTH (L): 3.5 MM TINNED ORANGE CLAMPING YOKE CONNECTION CLAMPING RANGE MAX. : 2.5 MM² BOX | 1
9238 | 1234680000 | PRINTED CIRCUIT BOARD TERMINALS 5.00 MM N OF POLES: 6 90° SOLDER PIN LENGTH (L): 3.5 MM TINNED ORANGE PRESSURE CLAMP CONNECTION CLAMPING RANGE MAX. : 2.5 MM² BOX | 1
9239 | 1235820000 | PCB PLUG-IN CONNECTOR FEMALE PLUG 3.81 MM N OF POLES: 8 180° PUSH IN WITH ACTUATOR TENSION-CLAMP CONNECTION CLAMPING RANGE MAX. : 1.5 MM² BOX | 1
9240 | 1235830000 | PCB PLUG-IN CONNECTOR FEMALE PLUG 3.81 MM N OF POLES: 9 180° PUSH IN WITH ACTUATOR TENSION-CLAMP CONNECTION CLAMPING RANGE MAX. : 1.5 MM² BOX | 1
9241 | 1236420000 | PCB PLUG-IN CONNECTOR FEMALE PLUG 3.81 MM N OF POLES: 17 180° CLAMPING YOKE CONNECTION CLAMPING RANGE MAX. : 1.5 MM² BOX | 1
9242 | 1236540000 | PCB PLUG-IN CONNECTOR FEMALE PLUG 3.81 MM N OF POLES: 6 180° CLAMPING YOKE CONNECTION CLAMPING RANGE MAX. : 1.5 MM² BOX | 1
9243 | 1236620000 | PCB PLUG-IN CONNECTOR FEMALE PLUG 3.81 MM N OF POLES: 11 180° CLAMPING YOKE CONNECTION CLAMPING RANGE MAX. : 1.5 MM² BOX | 1
9244 | 1236810000 | PCB PLUG-IN CONNECTOR FEMALE PLUG 3.81 MM N OF POLES: 7 180° CLAMPING YOKE CONNECTION CLAMPING RANGE MAX. : 1.5 MM² BOX | 1
9245 | 1236880000 | PCB PLUG-IN CONNECTOR FEMALE PLUG 3.81 MM N OF POLES: 13 180° CLAMPING YOKE CONNECTION CLAMPING RANGE MAX. : 1.5 MM² BOX | 1
9246 | 1236920000 | PCB PLUG-IN CONNECTOR FEMALE PLUG 3.81 MM N OF POLES: 17 180° CLAMPING YOKE CONNECTION CLAMPING RANGE MAX. : 1.5 MM² BOX | 1
9247 | 1237030000 | PCB PLUG-IN CONNECTOR MALE PLUG 3.81 MM N OF POLES: 7 180° CLAMPING YOKE CONNECTION CLAMPING RANGE MAX. : 1.5 MM² BOX | 1
9248 | 1237560000 | PCB PLUG-IN CONNECTOR MALE PLUG 3.81 MM N OF POLES: 5 180° CLAMPING YOKE CONNECTION CLAMPING RANGE MAX. : 1.5 MM² BOX | 1
9249 | 1238880000 | W-SERIES END PLATE | 79
9250 | 1245680000 | PCB PLUG-IN CONNECTOR MALE PLUG 5.08 MM N OF POLES: 18 180° CLAMPING YOKE CONNECTION CLAMPING RANGE MAX. : 3.31 MM² BOX | 1
9251 | 1245760000 | PCB PLUG-IN CONNECTOR MALE HEADER CLOSED SIDE THT SOLDER CONNECTION 3.50 MM N OF POLES: 14 90° SOLDER PIN LENGTH (L): 3.2 MM TINNED BOX | 0
9252 | 1246090000 | PCB PLUG-IN CONNECTOR MALE HEADER OPEN SIDE THT/THR SOLDER CONNECTION 5.08 MM N OF POLES: 2 90° SOLDER PIN LENGTH (L): 1.5 MM TINNED BOX | 0
9253 | 2421600000 | BUILT-IN PLUGS M12 M 16 N OF POLES: 4 REAR PANEL MOUNTING | 31
9254 | 2421680000 | BUILT-IN PLUGS M12 M 16 N OF POLES: 5 REAR PANEL MOUNTING | 31
9255 | 2421760000 | BUILT-IN PLUGS M12 M 12 N OF POLES: 8 FRONT MOUNTING | 31
9256 | 2421780000 | BUILT-IN PLUGS M8 SOCKET CONNECTOR N OF POLES: 3 | 219
9257 | 2421790000 | BUILT-IN PLUGS M12 M 12 N OF POLES: 8 FRONT MOUNTING | 31
9258 | 2421800000 | BUILT-IN PLUGS M12 M 16 N OF POLES: 8 REAR PANEL MOUNTING | 31
9259 | 2421890000 | BUILT-IN PLUGS M12 M 16 N OF POLES: 8 REAR PANEL MOUNTING | 31
9260 | 2421910000 | BUILT-IN PLUGS M12 M 12 N OF POLES: 5 REAR PANEL MOUNTING | 31
9261 | 2421930000 | BUILT-IN PLUGS M8 PIN N OF POLES: 4 | 230
9262 | 2421950000 | BUILT-IN PLUGS M12 PG 9 N OF POLES: 4 REAR PANEL MOUNTING | 31
9263 | 2421990000 | BUILT-IN PLUGS M8 PIN N OF POLES: 5 | 230
9264 | 2422000000 | BUILT-IN PLUGS M12 M 16 N OF POLES: 4 REAR PANEL MOUNTING | 31
9265 | 2422010000 | BUILT-IN PLUGS M12 PG 9 N OF POLES: 5 REAR PANEL MOUNTING | 31
9266 | 2422070000 | BUILT-IN PLUGS M12 PG 9 N OF POLES: 8 REAR PANEL MOUNTING | 31
9267 | 2422110000 | BUILT-IN PLUGS M8 PIN N OF POLES: 8 | 230
9268 | 2422130000 | BUILT-IN PLUGS M12 PG 9 N OF POLES: 4 REAR PANEL MOUNTING | 31
9269 | 2422160000 | BUILT-IN PLUGS M12 PG 9 N OF POLES: 5 REAR PANEL MOUNTING | 31
9270 | 2422170000 | BUILT-IN PLUGS M8 PIN N OF POLES: 8 | 230
9271 | 2422180000 | BUILT-IN PLUGS M12 SOCKET CONNECTOR N OF POLES: 4 | 219
9272 | 2422240000 | BUILT-IN PLUGS M12 SOCKET CONNECTOR N OF POLES: 4 | 219
9273 | 2422250000 | BUILT-IN PLUGS M12 PG 9 N OF POLES: 8 REAR PANEL MOUNTING | 31
9274 | 2422280000 | BUILT-IN PLUGS M12 M 16 N OF POLES: 4 REAR PANEL MOUNTING | 31
9275 | 2423630000 | BUILT-IN PLUGS M12 M 12 N OF POLES: 5 FRONT MOUNTING | 31
9276 | 2423660000 | BUILT-IN PLUGS M12 M 12 N OF POLES: 4 REAR PANEL MOUNTING | 31
9277 | 2423750000 | BUILT-IN PLUGS M12 M 12 N OF POLES: 5 REAR PANEL MOUNTING | 31
9278 | 2424030000 | BUILT-IN PLUGS M8 PIN M 8 N OF POLES: 5 | 230
9279 | 2424120000 | BUILT-IN PLUGS M12 M 16 N OF POLES: 4 REAR PANEL MOUNTING | 31
9280 | 2424280000 | BUILT-IN PLUGS M8 M 12 N OF POLES: 3 REAR PANEL MOUNTING | 31
9281 | 2424290000 | BUILT-IN PLUGS M12 M 12 N OF POLES: 4 REAR PANEL MOUNTING | 31
9282 | 2424320000 | BUILT-IN PLUGS M12 M 12 N OF POLES: 4 FRONT MOUNTING | 31
9283 | 2424330000 | BUILT-IN PLUGS M8 N OF POLES: 3 REAR PANEL MOUNTING | 31
9284 | 2424360000 | BUILT-IN PLUGS M8 M 12 N OF POLES: 4 REAR PANEL MOUNTING | 31
9285 | 2424410000 | BUILT-IN PLUGS M12 M 12 N OF POLES: 4 REAR PANEL MOUNTING | 31
9286 | 2424450000 | BUILT-IN PLUGS M8 N OF POLES: 4 REAR PANEL MOUNTING | 31
9287 | 2424490000 | BUILT-IN PLUGS M12 PG 9 N OF POLES: 4 REAR PANEL MOUNTING | 31
9288 | 2424510000 | BUILT-IN PLUGS M12 PG 9 N OF POLES: 4 REAR PANEL MOUNTING | 31
9289 | 2424540000 | BUILT-IN PLUGS M8 PIN MOUNTING HEIGHT: 6 MM | 863
9290 | 2428540000 | FEED-THROUGH TERMINAL PUSH IN 2.5 MM² 800 V 24 A DARK | 12
9291 | 2428990000 | SUPPLY TERMINAL PUSH IN 10 MM² 250 V 57 A DARK | 255
9292 | 2429040000 | A-SERIES END PLATE | 40
9293 | 2429890000 | TEST-DISCONNECT TERMINAL PUSH IN 4 MM² 500 V 20 A ORANGE | 68
9294 | 2437570000 | CONDUCTOR AND CABLE MARKERS 1.6 - 4.8 MM 50.8 X 7.6 MM | 15
9295 | 2437580000 | CONDUCTOR AND CABLE MARKERS 1.6 - 4.8 MM 50.8 X 7.6 MM | 15
9296 | 2437610000 | CONDUCTOR AND CABLE MARKERS 12.7 - 38.1 MM 50.8 X 60.5 MM | 15
9297 | 2437620000 | CONDUCTOR AND CABLE MARKERS 12.7 - 38.1 MM 50.8 X 60.5 MM | 15
9298 | 2437710000 | CONDUCTOR AND CABLE MARKERS 4.2 - 12.7 MM 25.4 X 20.9 MM | 15
9299 | 2437810000 | CONDUCTOR AND CABLE MARKERS 8.5 - 25.4 MM 50.8 X 40.5 MM | 15
9300 | 2437820000 | CONDUCTOR AND CABLE MARKERS 8.5 - 25.4 MM 50.8 X 40.5 MM | 15
9301 | 2437860000 | CONDUCTOR AND CABLE MARKERS 1.2 - 2.4 MM 50.8 X 4.2 MM | 15
9302 | 2437870000 | CONDUCTOR AND CABLE MARKERS 1.6 - 3.2 MM 25.4 X 5.6 MM | 15
9303 | 2437900000 | CONDUCTOR AND CABLE MARKERS 1.6 - 3.2 MM 50.8 X 5.6 MM | 15
9304 | 2438010000 | CONDUCTOR AND CABLE MARKERS 2.4 - 4.8 MM 50.8 X 7.6 MM | 15
9305 | 2438180000 | CONDUCTOR AND CABLE MARKERS 9.5 - 19.1 MM 25.4 X 30.9 MM | 15
9306 | 2438190000 | CONDUCTOR AND CABLE MARKERS 9.5 - 19.1 MM 25.4 X 30.9 MM | 15
9307 | 1000600000 | PCB PLUG-IN CONNECTOR MALE HEADER CLIP-ON FLANGE THT/THR SOLDER CONNECTION 3.50 MM N OF POLES: 4 90° SOLDER PIN LENGTH (L): 1.5 MM TINNED BOX | 0
9308 | 1000670000 | PCB PLUG-IN CONNECTOR MALE HEADER CLIP-ON FLANGE THT/THR SOLDER CONNECTION 3.50 MM N OF POLES: 12 90° SOLDER PIN LENGTH (L): 1.5 MM TINNED BOX | 0
9309 | 1065320000 | PCB PLUG-IN CONNECTOR MALE HEADER CLOSED SIDE THT/THR SOLDER CONNECTION 3.50 MM N OF POLES: 16 SOLDER PIN LENGTH (L): 3.2 MM TINNED BOX | 0
9310 | 1106190000 | PCB PLUG-IN CONNECTOR MALE HEADER SOLDER FLANGE THT/THR SOLDER CONNECTION 3.50 MM N OF POLES: 36 180° SOLDER PIN LENGTH (L): 3.5 MM TINNED TAPE | 0
9311 | 1108610000 | PCB PLUG-IN CONNECTOR FEMALE PLUG 3.50 MM N OF POLES: 4 180° TENSION-CLAMP CONNECTION CLAMPING RANGE MAX. : 1 MM² BOX | 1
9312 | 1119830000 | W-SERIES FUSE TERMINAL RATED CROSS-SECTION: 6 MM² SCREW CONNECTION | 9
9313 | 1120060000 | PCB PLUG-IN CONNECTOR FEMALE PLUG 5.08 MM N OF POLES: 9 180° TOP CONNECTION CLAMPING RANGE MAX. : 2.5 MM² BOX | 1
9314 | 1122050000 | PCB PLUG-IN CONNECTOR FEMALE HEADER CLOSED SIDE THT SOLDER CONNECTION 7.62 MM N OF POLES: 5 180° SOLDER PIN LENGTH (L): 3.2 MM TINNED ORANGE BOX | 0
9315 | 1122640000 | PCB PLUG-IN CONNECTOR MALE HEADER CLOSED SIDE THT SOLDER CONNECTION 7.62 MM N OF POLES: 11 180° SOLDER PIN LENGTH (L): 3.2 MM TINNED BOX | 0
9316 | 1124270000 | PCB PLUG-IN CONNECTOR MALE HEADER FLANGE THT SOLDER CONNECTION 7.62 MM N OF POLES: 7 90° SOLDER PIN LENGTH (L): 3.2 MM TINNED BOX | 0
9317 | 1124300000 | PCB PLUG-IN CONNECTOR MALE HEADER FLANGE THT SOLDER CONNECTION 7.62 MM N OF POLES: 10 90° SOLDER PIN LENGTH (L): 3.2 MM TINNED BOX | 0
9318 | 1124320000 | PCB PLUG-IN CONNECTOR MALE HEADER FLANGE THT SOLDER CONNECTION 7.62 MM N OF POLES: 12 90° SOLDER PIN LENGTH (L): 3.2 MM TINNED BOX | 0
9319 | 1124380000 | PCB PLUG-IN CONNECTOR MALE HEADER FLANGE THT SOLDER CONNECTION 7.62 MM N OF POLES: 10 90° SOLDER PIN LENGTH (L): 3.2 MM TINNED ORANGE BOX | 0
9320 | 1147780000 | PCB PLUG-IN CONNECTOR MALE HEADER CLOSED SIDE THT SOLDER CONNECTION 5.08 MM N OF POLES: 17 90° SOLDER PIN LENGTH (L): 3.2 MM TINNED ORANGE BOX | 0
9321 | 1147820000 | PCB PLUG-IN CONNECTOR MALE HEADER FLANGE THT SOLDER CONNECTION 5.08 MM N OF POLES: 23 180° SOLDER PIN LENGTH (L): 3.2 MM TINNED ORANGE BOX | 0
9322 | 1148050000 | PCB PLUG-IN CONNECTOR MALE HEADER SOLDER FLANGE THT SOLDER CONNECTION 5.08 MM N OF POLES: 7 180° SOLDER PIN LENGTH (L): 3.2 MM TINNED ORANGE BOX | 0
9323 | 1148070000 | PCB PLUG-IN CONNECTOR MALE HEADER DOVETAILS FOR FIXING BLOCKS THT SOLDER CONNECTION 5.08 MM N OF POLES: 3 90° SOLDER PIN LENGTH (L): 3.2 MM TINNED ORANGE BOX | 0
9324 | 1148150000 | PCB PLUG-IN CONNECTOR MALE HEADER SOLDER FLANGE THT SOLDER CONNECTION 5.08 MM N OF POLES: 10 180° SOLDER PIN LENGTH (L): 3.2 MM TINNED ORANGE BOX | 0
9325 | 1148190000 | PCB PLUG-IN CONNECTOR MALE HEADER SOLDER FLANGE THT SOLDER CONNECTION 5.08 MM N OF POLES: 11 180° SOLDER PIN LENGTH (L): 3.2 MM TINNED ORANGE BOX | 0
9326 | 1148200000 | PCB PLUG-IN CONNECTOR MALE HEADER DOVETAILS FOR FIXING BLOCKS THT SOLDER CONNECTION 5.08 MM N OF POLES: 7 90° SOLDER PIN LENGTH (L): 3.2 MM TINNED ORANGE BOX | 0
9327 | 1148280000 | PCB PLUG-IN CONNECTOR MALE HEADER SOLDER FLANGE THT SOLDER CONNECTION 5.08 MM N OF POLES: 15 180° SOLDER PIN LENGTH (L): 3.2 MM TINNED ORANGE BOX | 0
9328 | 1148440000 | PCB PLUG-IN CONNECTOR MALE HEADER SOLDER FLANGE THT SOLDER CONNECTION 5.08 MM N OF POLES: 23 180° SOLDER PIN LENGTH (L): 3.2 MM TINNED ORANGE BOX | 0
9329 | 1150000000 | PCB PLUG-IN CONNECTOR MALE HEADER SOLDER FLANGE THT SOLDER CONNECTION 5.08 MM N OF POLES: 21 90° SOLDER PIN LENGTH (L): 3.2 MM TINNED ORANGE BOX | 0
9330 | 1150020000 | PCB PLUG-IN CONNECTOR MALE HEADER SOLDER FLANGE THT SOLDER CONNECTION 5.08 MM N OF POLES: 22 90° SOLDER PIN LENGTH (L): 3.2 MM TINNED ORANGE BOX | 0
9331 | 1150040000 | PCB PLUG-IN CONNECTOR MALE HEADER SOLDER FLANGE THT SOLDER CONNECTION 5.08 MM N OF POLES: 23 90° SOLDER PIN LENGTH (L): 3.2 MM TINNED ORANGE BOX | 0
9332 | 1150070000 | PCB PLUG-IN CONNECTOR MALE HEADER SOLDER FLANGE THT SOLDER CONNECTION 5.08 MM N OF POLES: 24 90° SOLDER PIN LENGTH (L): 3.2 MM TINNED ORANGE BOX | 0
9333 | 1154900000 | PCB PLUG-IN CONNECTOR MALE HEADER DOVETAILS FOR FIXING BLOCKS THT SOLDER CONNECTION 5.08 MM N OF POLES: 14 90° SOLDER PIN LENGTH (L): 3.2 MM TINNED ORANGE BOX | 0
9334 | 1154990000 | PCB PLUG-IN CONNECTOR MALE HEADER DOVETAILS FOR FIXING BLOCKS THT SOLDER CONNECTION 5.08 MM N OF POLES: 22 90° SOLDER PIN LENGTH (L): 3.2 MM TINNED ORANGE BOX | 0
9335 | 1303460000 | PHOTOVOLTAICS PLUG-IN CONNECTOR PUSH IN CONNECTION SOCKET CONNECTOR | 324
9336 | 1323540000 | SWITCHMARK DEVICE MARKERS 42 X 42 MM FOR CAM SWITCHES TYPE T0 | 661
9337 | 1327990000 | MODULAR HOUSING OMNIMATE HOUSING - SERIES CH20M TRAFFIC WIDTH: 45 MM | 39
9338 | 1345540000 | SENSOR/ACTUATOR LINE N OF POLES : 3 SHIELDED: NO SHEATH MATERIAL: PUR HALOGEN: NO | 0
9339 | 1346610000 | END BRACKET | 605
9340 | 1357340000 | SENSOR/ACTUATOR LINE N OF POLES : 5 SHIELDED: YES LED: NO SHEATH MATERIAL: PUR HALOGEN: NO | 0
9341 | 1435770000 | PIN 25 MM² | 534
9342 | 1435780000 | PIN 35 MM² | 535
9343 | 1435790000 | FEMALE 10 MM² | 938
9344 | 1467610000 | BUILT-IN PLUGS M8 THREAD PIN STRAIGHT M 8 N OF POLES: 8 | 207
9345 | 1467650000 | BUILT-IN PLUGS M8 THREAD FEMALE SOCKET STRAIGHT M 12 N OF POLES: 8 | 90
9346 | 1467720000 | BUILT-IN PLUGS M12 PG 9 N OF POLES: 5 | 58
9347 | 1467730000 | BUILT-IN PLUGS M12 PG 9 N OF POLES: 8 | 58
9348 | 1467760000 | BUILT-IN PLUGS M12 PG 9 N OF POLES: 5 | 58
9349 | 1467770000 | BUILT-IN PLUGS M12 PG 9 N OF POLES: 4 | 58
9350 | 1467780000 | BUILT-IN PLUGS M12 PG 9 N OF POLES: 5 | 58
9351 | 1467790000 | BUILT-IN PLUGS M12 PG 9 N OF POLES: 8 | 58
9352 | 1467810000 | BUILT-IN PLUGS M12 PG 9 N OF POLES: 12 | 58
9353 | 1467820000 | BUILT-IN PLUGS M12 PG 9 N OF POLES: 4 | 58
9354 | 1467830000 | BUILT-IN PLUGS M12 PG 9 N OF POLES: 5 | 58
9355 | 1468860000 | CONTACT PIN | 212
9356 | 1474060000 | METALLICARD DEVICE MARKERS 54 X 85 MM | 97
9357 | 1474070000 | METALLICARD DEVICE MARKERS 54 X 85 MM | 97
9358 | 1474250000 | METALLICARD DEVICE MARKERS 15 X 60 MM | 97
9359 | 1474260000 | METALLICARD DEVICE MARKERS 15 X 60 MM | 97
9360 | 1474340000 | METALLICARD DEVICE MARKERS 58 X 34.8 MM | 97
9361 | 1476090000 | WIRE-END FERRULE SDARD 12 MM 10 MM | 24
9362 | 1476100000 | WIRE-END FERRULE SDARD 12 MM 10 MM | 24
9363 | 1476110000 | WIRE-END FERRULE SDARD 12 MM 10 MM LIGHT | 208
9364 | 1480290000 | TRANSPORT LOCK | 633
9365 | 1491490000 | CABLE LUG TERMINAL ENDINSULATED CABLE CONNECTOR0.14 MM² - 0.5 MM² | 33
9366 | 1491510000 | CABLE LUG TERMINAL ENDINSULATED CABLE CONNECTOR0.5 MM² - 1 MM² | 33
9367 | 1491910000 | CABLE LUG TERMINAL ENDINSULATED CABLE CONNECTOR1 MM²0.5 MM² - 1 MM² | 33
9368 | 1491930000 | CABLE LUG TERMINAL ENDINSULATED CABLE CONNECTOR2.5 MM²1.5 MM² - 2.5 MM² | 33
9369 | 1491960000 | CABLE LUG TERMINAL ENDINSULATED CABLE CONNECTOR0.5 MM² - 1 MM² | 33
9370 | 1492400000 | CABLE LUG TERMINAL ENDINSULATED CABLE CONNECTOR6 MM²4 MM² - 6 MM² | 33
9371 | 1492820000 | CABLE LUG TERMINAL END50 MM²50 MM² | 296
9372 | 1493180000 | CABLE LUG TERMINAL END50 MM² | 14
9373 | 1494890000 | CABLE LUG TERMINAL END95 MM² | 14
9374 | 1495100000 | CABLE LUG TERMINAL END2.5 MM² | 14
9375 | 1495510000 | CABLE LUG TERMINAL END240 MM² | 14
9376 | 1495670000 | CABLE LUG TERMINAL END120 MM² | 14
9377 | 1495720000 | CABLE LUG TERMINAL END150 MM² | 14
9378 | 1496320000 | CABLE LUG TERMINAL END70 MM² | 14
9379 | 1496610000 | CABLE LUG TERMINAL END50 MM² | 14
9380 | 1496980000 | CABLE LUG TERMINAL END16 MM² | 14
9381 | 1496990000 | CABLE LUG TERMINAL END16 MM² | 14
9382 | 1497880000 | CABLE LUG TERMINAL END10 MM² | 14
9383 | 1500150000 | METALLICARD DEVICE MARKERS 10 X 30 MM | 97
9384 | 1513650000 | PLUG 2.5 MM² 800 24 A N OF POLES: 3 DARK | 182
9385 | 1513690000 | PLUG 2.5 MM² 800 24 A N OF POLES: 6 DARK | 182
9386 | 1513780000 | PLUG 2.5 MM² 800 24 A N OF POLES: 5 DARK GREEN | 182
9387 | 1514000000 | FEED-THROUGH TERMINAL PUSH IN 2.5 MM² 800 V 24 A DARK | 12
9388 | 1514040000 | FEED-THROUGH TERMINAL PUSH IN 2.5 MM² 800 V 24 A | 12
9389 | 1514400000 | A-SERIES END PLATE | 40
9390 | 1514420000 | A-SERIES END PLATE | 40
9391 | 1514450000 | A-SERIES END PLATE | 40
9392 | 1521510000 | A-SERIES END PLATE | 40
9393 | 1561130000 | W-SERIES DISTRIBUTION BLOCK RATED CROSS-SECTION: SCREW CONNECTION TERMINAL RAIL / MOUNTING PLATE | 630
9394 | 1562210000 | W-SERIES DISTRIBUTION BLOCK RATED CROSS-SECTION: SCREW CONNECTION TERMINAL RAIL / MOUNTING PLATE | 630
9395 | 1766000000 | PCB PLUG-IN CONNECTOR MALE HEADER CLOSED SIDE THT SOLDER CONNECTION 3.50 MM N OF POLES: 7 90° SOLDER PIN LENGTH (L): 3.2 MM TINNED BOX | 0
9396 | 1988680000 | PRINTED CIRCUIT BOARD TERMINALS 10.00 MM N OF POLES: 10 90° SOLDER PIN LENGTH (L): 5 MM PUSH IN WITH ACTUATOR CLAMPING RANGE MAX. : 16 MM² BOX | 41
9397 | 2014060000 | PRINTED CIRCUIT BOARD TERMINALS 10.16 MM N OF POLES: 3 90° SOLDER PIN LENGTH (L): 5 MM TINNED CLAMPING YOKE CONNECTION CLAMPING RANGE MAX. : 16 MM² BOX | 1
9398 | 2014610000 | PRINTED CIRCUIT BOARD TERMINALS 12.70 MM N OF POLES: 7 90° SOLDER PIN LENGTH (L): 5 MM TINNED CLAMPING YOKE CONNECTION CLAMPING RANGE MAX. : 16 MM² BOX | 1
9399 | 2123110000 | PCB PLUG-IN CONNECTOR FEMALE PLUG 5.08 MM N OF POLES: 2 180° CLAMPING YOKE CONNECTION CLAMPING RANGE MAX. : 4 MM² BOX | 1
9400 | 2427650000 | OMNIMATE POWER - SERIES WGK FEED-THROUGH TERMINAL RATED CROSS-SECTION: 50 MM² WEMID (PA) | 35
9401 | 2427660000 | OMNIMATE POWER - SERIES WGK FEED-THROUGH TERMINAL RATED CROSS-SECTION: 50 MM² WEMID (PA) | 35
9402 | 2427700000 | OMNIMATE POWER - SERIES WGK FEED-THROUGH TERMINAL RATED CROSS-SECTION: 50 MM² WEMID (PA) | 35
9403 | 2427710000 | OMNIMATE POWER - SERIES WGK FEED-THROUGH TERMINAL RATED CROSS-SECTION: 50 MM² WEMID (PA) | 35
9404 | 2427730000 | OMNIMATE POWER - SERIES WGK FEED-THROUGH TERMINAL RATED CROSS-SECTION: 50 MM² WEMID (PA) | 35
9405 | 2427740000 | OMNIMATE POWER - SERIES WGK FEED-THROUGH TERMINAL RATED CROSS-SECTION: 50 MM² WEMID (PA) | 35
9406 | 2428460000 | OMNIMATE POWER - SERIES WGK FEED-THROUGH TERMINAL RATED CROSS-SECTION: 50 MM² WEMID (PA) | 35
9407 | 2428470000 | OMNIMATE POWER - SERIES WGK FEED-THROUGH TERMINAL RATED CROSS-SECTION: 50 MM² WEMID (PA) | 35
9408 | 2429470000 | PRINTED CIRCUIT BOARD TERMINALS 5.00 MM N OF POLES: 4 180° SOLDER PIN LENGTH (L): 3.2 MM TINNED ORANGE CLAMPING YOKE CONNECTION CLAMPING RANGE MAX. : 6 MM² BOX | 1
9409 | 2429550000 | PRINTED CIRCUIT BOARD TERMINALS 5.00 MM N OF POLES: 7 180° SOLDER PIN LENGTH (L): 3.2 MM TINNED ORANGE CLAMPING YOKE CONNECTION CLAMPING RANGE MAX. : 6 MM² BOX | 1
9410 | 2431930000 | PRINTED CIRCUIT BOARD TERMINALS 5.08 MM N OF POLES: 5 180° SOLDER PIN LENGTH (L): 3.2 MM TINNED ORANGE CLAMPING YOKE CONNECTION CLAMPING RANGE MAX. : 6 MM² BOX | 1
9411 | 2431950000 | PRINTED CIRCUIT BOARD TERMINALS 5.08 MM N OF POLES: 6 180° SOLDER PIN LENGTH (L): 3.2 MM TINNED ORANGE CLAMPING YOKE CONNECTION CLAMPING RANGE MAX. : 6 MM² BOX | 1
9412 | 2431960000 | PRINTED CIRCUIT BOARD TERMINALS 5.08 MM N OF POLES: 7 180° SOLDER PIN LENGTH (L): 3.2 MM TINNED ORANGE CLAMPING YOKE CONNECTION CLAMPING RANGE MAX. : 6 MM² BOX | 1
9413 | 2431990000 | PRINTED CIRCUIT BOARD TERMINALS 5.08 MM N OF POLES: 10 180° SOLDER PIN LENGTH (L): 3.2 MM TINNED ORANGE CLAMPING YOKE CONNECTION CLAMPING RANGE MAX. : 6 MM² BOX | 1
9414 | 2432030000 | PRINTED CIRCUIT BOARD TERMINALS 5.08 MM N OF POLES: 14 180° SOLDER PIN LENGTH (L): 3.2 MM TINNED ORANGE CLAMPING YOKE CONNECTION CLAMPING RANGE MAX. : 6 MM² BOX | 1
9415 | 2432050000 | PRINTED CIRCUIT BOARD TERMINALS 5.08 MM N OF POLES: 16 180° SOLDER PIN LENGTH (L): 3.2 MM TINNED ORANGE CLAMPING YOKE CONNECTION CLAMPING RANGE MAX. : 6 MM² BOX | 1
9416 | 2432120000 | PRINTED CIRCUIT BOARD TERMINALS 5.08 MM N OF POLES: 23 180° SOLDER PIN LENGTH (L): 3.2 MM TINNED ORANGE CLAMPING YOKE CONNECTION CLAMPING RANGE MAX. : 6 MM² BOX | 1
9417 | 2439380000 | OMNIMATE POWER - SERIES WGK FEED-THROUGH TERMINAL RATED CROSS-SECTION: 10 MM² WEMID (PA) | 35
9418 | 2439420000 | OMNIMATE POWER - SERIES WGK FEED-THROUGH TERMINAL RATED CROSS-SECTION: 10 MM² WEMID (PA) FEED-THROUGH (BUSHING) | 35
9419 | 2439490000 | OMNIMATE POWER - SERIES WGK FEED-THROUGH TERMINAL RATED CROSS-SECTION: 10 MM² WEMID (PA) | 35
9420 | 2439550000 | OMNIMATE POWER - SERIES WGK FEED-THROUGH TERMINAL RATED CROSS-SECTION: 10 MM² WEMID (PA) | 35
9421 | 2439570000 | OMNIMATE POWER - SERIES WGK FEED-THROUGH TERMINAL RATED CROSS-SECTION: 10 MM² WEMID (PA) | 35
9422 | 2439670000 | PCB PLUG-IN CONNECTOR FEMALE PLUG PITCH IN MM (P): 2.50 MM N OF POLES: 4 BOX | 352
9423 | 2439680000 | PCB PLUG-IN CONNECTOR FEMALE PLUG PITCH IN MM (P): 2.50 MM N OF POLES: 5 BOX | 352
9424 | 2439700000 | PCB PLUG-IN CONNECTOR FEMALE PLUG PITCH IN MM (P): 2.50 MM N OF POLES: 7 BOX | 352
9425 | 2439730000 | PCB PLUG-IN CONNECTOR FEMALE PLUG PITCH IN MM (P): 2.50 MM N OF POLES: 10 BOX | 1
9426 | 2439750000 | PCB PLUG-IN CONNECTOR FEMALE PLUG PITCH IN MM (P): 2.50 MM N OF POLES: 12 BOX | 352
9427 | 2439820000 | PCB PLUG-IN CONNECTOR MALE HEADER THT SOLDER CONNECTION PITCH IN MM (P): 2.50 MM N OF POLES: 9 90° BOX | 0
9428 | 2439840000 | PCB PLUG-IN CONNECTOR MALE HEADER THT SOLDER CONNECTION PITCH IN MM (P): 2.50 MM N OF POLES: 11 90° BOX | 1
9429 | 2439910000 | PCB PLUG-IN CONNECTOR MALE HEADER THT SOLDER CONNECTION PITCH IN MM (P): 2.50 MM N OF POLES: 2 180° BOX | 0
9430 | 2439930000 | PCB PLUG-IN CONNECTOR MALE HEADER THT SOLDER CONNECTION PITCH IN MM (P): 2.50 MM N OF POLES: 4 180° BOX | 1
9431 | 2439960000 | PCB PLUG-IN CONNECTOR MALE HEADER THT SOLDER CONNECTION PITCH IN MM (P): 2.50 MM N OF POLES: 7 180° BOX | 1
9432 | 2439980000 | PCB PLUG-IN CONNECTOR MALE HEADER THT SOLDER CONNECTION PITCH IN MM (P): 2.50 MM N OF POLES: 9 180° BOX | 1
9433 | 2440010000 | PCB PLUG-IN CONNECTOR MALE HEADER THT SOLDER CONNECTION PITCH IN MM (P): 2.50 MM N OF POLES: 12 180° BOX | 1
9434 | 2440560000 | OMNIMATE POWER - SERIES WGK FEED-THROUGH TERMINAL RATED CROSS-SECTION: 16 MM² WEMID (PA) | 35
9435 | 2440580000 | OMNIMATE POWER - SERIES WGK FEED-THROUGH TERMINAL RATED CROSS-SECTION: 16 MM² WEMID (PA) | 35
9436 | 2440590000 | OMNIMATE POWER - SERIES WGK FEED-THROUGH TERMINAL RATED CROSS-SECTION: 16 MM² WEMID (PA) | 35
9437 | 2440600000 | OMNIMATE POWER - SERIES WGK FEED-THROUGH TERMINAL RATED CROSS-SECTION: 16 MM² WEMID (PA) | 35
9438 | 2440610000 | OMNIMATE POWER - SERIES WGK FEED-THROUGH TERMINAL RATED CROSS-SECTION: 16 MM² WEMID (PA) | 35
9439 | 2440620000 | OMNIMATE POWER - SERIES WGK FEED-THROUGH TERMINAL RATED CROSS-SECTION: 16 MM² WEMID (PA) | 35
9440 | 2441520000 | PCB PLUG-IN CONNECTOR FEMALE PLUG 3.50 MM N OF POLES: 9 180° CLAMPING YOKE CONNECTION CLAMPING RANGE MAX. : 1.5 MM² BOX | 1
9441 | 2441810000 | PCB PLUG-IN CONNECTOR MALE HEADER CLIP-ON FLANGE THT/THR SOLDER CONNECTION 3.50 MM N OF POLES: 5 180° SOLDER PIN LENGTH (L): 3.2 MM TINNED BOX | 0
9442 | 2441830000 | PCB PLUG-IN CONNECTOR MALE HEADER CLIP-ON FLANGE THT/THR SOLDER CONNECTION 3.50 MM N OF POLES: 9 180° SOLDER PIN LENGTH (L): 3.2 MM TINNED BOX | 0
9443 | 2442030000 | PCB PLUG-IN CONNECTOR FEMALE PLUG 3.81 MM N OF POLES: 5 180° CLAMPING YOKE CONNECTION CLAMPING RANGE MAX. : 1.5 MM² BOX | 1
9444 | 2442160000 | PCB PLUG-IN CONNECTOR FEMALE PLUG 3.81 MM N OF POLES: 16 180° CLAMPING YOKE CONNECTION CLAMPING RANGE MAX. : 1.5 MM² BOX | 1
9445 | 2442180000 | PCB PLUG-IN CONNECTOR FEMALE PLUG 3.81 MM N OF POLES: 20 180° CLAMPING YOKE CONNECTION CLAMPING RANGE MAX. : 1.5 MM² BOX | 1
9446 | 2442230000 | PCB PLUG-IN CONNECTOR FEMALE PLUG 3.81 MM N OF POLES: 19 180° CLAMPING YOKE CONNECTION CLAMPING RANGE MAX. : 1.5 MM² BOX | 1
9447 | 2442240000 | PCB PLUG-IN CONNECTOR FEMALE PLUG 3.81 MM N OF POLES: 10 180° CLAMPING YOKE CONNECTION CLAMPING RANGE MAX. : 1.5 MM² BOX | 1
9448 | 2442260000 | PCB PLUG-IN CONNECTOR FEMALE PLUG 3.81 MM N OF POLES: 6 180° CLAMPING YOKE CONNECTION CLAMPING RANGE MAX. : 1.5 MM² BOX | 1
9449 | 2442280000 | PCB PLUG-IN CONNECTOR FEMALE PLUG 3.81 MM N OF POLES: 14 180° CLAMPING YOKE CONNECTION CLAMPING RANGE MAX. : 1.5 MM² BOX | 1
9450 | 2442290000 | PCB PLUG-IN CONNECTOR FEMALE PLUG 3.81 MM N OF POLES: 8 180° CLAMPING YOKE CONNECTION CLAMPING RANGE MAX. : 1.5 MM² BOX | 1
9451 | 2442310000 | PCB PLUG-IN CONNECTOR FEMALE PLUG 3.81 MM N OF POLES: 4 180° CLAMPING YOKE CONNECTION CLAMPING RANGE MAX. : 1.5 MM² BOX | 1
9452 | 2442360000 | PCB PLUG-IN CONNECTOR FEMALE PLUG 3.81 MM N OF POLES: 2 180° CLAMPING YOKE CONNECTION CLAMPING RANGE MAX. : 1.5 MM² BOX | 1
9453 | 2442370000 | PCB PLUG-IN CONNECTOR FEMALE PLUG 3.81 MM N OF POLES: 3 180° CLAMPING YOKE CONNECTION CLAMPING RANGE MAX. : 1.5 MM² BOX | 1
9454 | 2442440000 | PCB PLUG-IN CONNECTOR FEMALE PLUG 3.81 MM N OF POLES: 17 180° CLAMPING YOKE CONNECTION CLAMPING RANGE MAX. : 1.5 MM² BOX | 1
9455 | 2442510000 | PCB PLUG-IN CONNECTOR FEMALE PLUG 3.81 MM N OF POLES: 20 180° CLAMPING YOKE CONNECTION CLAMPING RANGE MAX. : 1.5 MM² BOX | 1
9456 | 2442610000 | PCB PLUG-IN CONNECTOR FEMALE PLUG 3.81 MM N OF POLES: 3 180° PUSH IN WITH ACTUATOR TENSION-CLAMP CONNECTION CLAMPING RANGE MAX. : 1.5 MM² BOX | 1
9457 | 2442660000 | PCB PLUG-IN CONNECTOR FEMALE PLUG 3.81 MM N OF POLES: 8 180° PUSH IN WITH ACTUATOR TENSION-CLAMP CONNECTION CLAMPING RANGE MAX. : 1.5 MM² BOX | 1
9458 | 2442940000 | PCB PLUG-IN CONNECTOR FEMALE PLUG 3.81 MM N OF POLES: 16 180° PUSH IN WITH ACTUATOR TENSION-CLAMP CONNECTION CLAMPING RANGE MAX. : 1.5 MM² BOX | 1
9459 | 2443050000 | PCB PLUG-IN CONNECTOR FEMALE PLUG 3.81 MM N OF POLES: 12 180° PUSH IN WITH ACTUATOR TENSION-CLAMP CONNECTION CLAMPING RANGE MAX. : 1.5 MM² BOX | 1
9460 | 2444110000 | PCB PLUG-IN CONNECTOR MALE PLUG 3.81 MM N OF POLES: 6 180° CLAMPING YOKE CONNECTION CLAMPING RANGE MAX. : 1.5 MM² BOX | 1
9461 | 2444280000 | PCB PLUG-IN CONNECTOR MALE PLUG 3.81 MM N OF POLES: 12 180° CLAMPING YOKE CONNECTION CLAMPING RANGE MAX. : 1.5 MM² BOX | 1
9462 | 2444680000 | OMNIMATE POWER - SERIES WGK FEED-THROUGH TERMINAL RATED CROSS-SECTION: 25 MM² WEMID (PA) | 35
9463 | 2444700000 | OMNIMATE POWER - SERIES WGK FEED-THROUGH TERMINAL RATED CROSS-SECTION: 25 MM² WEMID (PA) | 35
9464 | 2444750000 | OMNIMATE POWER - SERIES WGK FEED-THROUGH TERMINAL RATED CROSS-SECTION: 25 MM² WEMID (PA) | 35
9465 | 2444760000 | OMNIMATE POWER - SERIES WGK FEED-THROUGH TERMINAL RATED CROSS-SECTION: 25 MM² WEMID (PA) | 35
9466 | 2444840000 | OMNIMATE POWER - SERIES WGK FEED-THROUGH TERMINAL RATED CROSS-SECTION: 25 MM² WEMID (PA) | 35
9467 | 2444850000 | OMNIMATE POWER - SERIES WGK FEED-THROUGH TERMINAL RATED CROSS-SECTION: 25 MM² WEMID (PA) | 35
9468 | 2444860000 | OMNIMATE POWER - SERIES WGK FEED-THROUGH TERMINAL RATED CROSS-SECTION: 25 MM² WEMID (PA) | 35
9469 | 2453690000 | PRINTED CIRCUIT BOARD TERMINALS 10.00 MM N OF POLES: 2 90° SOLDER PIN LENGTH (L): 5 MM PUSH IN WITH ACTUATOR CLAMPING RANGE MAX. : 16 MM² BOX | 41
9470 | 2453700000 | PRINTED CIRCUIT BOARD TERMINALS 10.00 MM N OF POLES: 3 90° SOLDER PIN LENGTH (L): 5 MM PUSH IN WITH ACTUATOR CLAMPING RANGE MAX. : 16 MM² BOX | 41
9471 | 2453730000 | PRINTED CIRCUIT BOARD TERMINALS 10.00 MM N OF POLES: 6 90° SOLDER PIN LENGTH (L): 5 MM PUSH IN WITH ACTUATOR CLAMPING RANGE MAX. : 16 MM² BOX | 41
9472 | 2457550000 | PCB PLUG-IN CONNECTOR MALE HEADER CLOSED SIDE THT/THR SOLDER CONNECTION 3.81 MM N OF POLES: 5 270° SOLDER PIN LENGTH (L): 1.5 MM TINNED TAPE | 0
9473 | 2457740000 | PCB PLUG-IN CONNECTOR MALE HEADER FLANGE THT SOLDER CONNECTION 3.50 MM N OF POLES: 30 90° SOLDER PIN LENGTH (L): 3.2 MM TINNED BOX | 0
9474 | 2460700000 | PCB PLUG-IN CONNECTOR ACCESSORIES CODING ELEMENT | 560
9475 | 2463320000 | PCB PLUG-IN CONNECTOR MALE HEADER DOVETAILS FOR FIXING BLOCKS THT SOLDER CONNECTION 5.00 MM N OF POLES: 5 135° SOLDER PIN LENGTH (L): 3.2 MM TINNED BOX | 0
9476 | 2469440000 | PRINTED CIRCUIT BOARD TERMINALS 5.08 MM N OF POLES: 4 90° SOLDER PIN LENGTH (L): 3.2 MM TINNED PALE GREEN CLAMPING YOKE CONNECTION CLAMPING RANGE MAX. : 6 MM² BOX | 1
9477 | 2484460000 | PCB PLUG-IN CONNECTOR MALE HEADER CLOSED SIDE THT SOLDER CONNECTION 3.50 MM N OF POLES: 5 180° SOLDER PIN LENGTH (L): 3.2 MM TINNED BOX | 0
9478 | 2484610000 | PCB PLUG-IN CONNECTOR MALE HEADER CLOSED SIDE THT SOLDER CONNECTION 3.50 MM N OF POLES: 3 180° SOLDER PIN LENGTH (L): 3.2 MM TINNED BOX | 0
9479 | 2484680000 | OMNIMATE POWER - SERIES WGK FEED-THROUGH TERMINAL RATED CROSS-SECTION: 6 MM² WEMID (PA) DIRECT MOUNTING FEED-THROUGH (BUSHING) | 35
9480 | 2484800000 | OMNIMATE POWER - SERIES WGK FEED-THROUGH TERMINAL RATED CROSS-SECTION: 6 MM² WEMID (PA) DIRECT MOUNTING FEED-THROUGH (BUSHING) | 35
9481 | 2484810000 | OMNIMATE POWER - SERIES WGK FEED-THROUGH TERMINAL RATED CROSS-SECTION: 6 MM² WEMID (PA) DIRECT MOUNTING FEED-THROUGH (BUSHING) | 35
9482 | 2491680000 | PRINTED CIRCUIT BOARD TERMINALS 7.50 MM N OF POLES: 8 180° SOLDER PIN LENGTH (L): 5 MM TINNED PUSH IN WITHOUT ACTUATOR CLAMPING RANGE MAX. : 6 MM² BOX | 41
9483 | 2491820000 | PRINTED CIRCUIT BOARD TERMINALS 15.00 MM N OF POLES: 2 180° SOLDER PIN LENGTH (L): 5 MM PUSH IN WITHOUT ACTUATOR CLAMPING RANGE MAX. : 16 MM² BOX | 41
9484 | 2492000000 | PRINTED CIRCUIT BOARD TERMINALS 15.00 MM N OF POLES: 2 90° SOLDER PIN LENGTH (L): 5 MM PUSH IN WITH ACTUATOR CLAMPING RANGE MAX. : 16 MM² BOX | 41
9485 | 2492010000 | PRINTED CIRCUIT BOARD TERMINALS 15.00 MM N OF POLES: 3 90° SOLDER PIN LENGTH (L): 5 MM PUSH IN WITH ACTUATOR CLAMPING RANGE MAX. : 16 MM² BOX | 41
9486 | 2492140000 | PRINTED CIRCUIT BOARD TERMINALS 10.00 MM N OF POLES: 5 180° SOLDER PIN LENGTH (L): 5 MM TINNED PUSH IN WITH ACTUATOR CLAMPING RANGE MAX. : 16 MM² BOX | 41
9487 | 2492150000 | PRINTED CIRCUIT BOARD TERMINALS 10.00 MM N OF POLES: 6 180° SOLDER PIN LENGTH (L): 5 MM TINNED PUSH IN WITH ACTUATOR CLAMPING RANGE MAX. : 16 MM² BOX | 41
9488 | 2492160000 | PRINTED CIRCUIT BOARD TERMINALS 10.00 MM N OF POLES: 7 180° SOLDER PIN LENGTH (L): 5 MM TINNED PUSH IN WITH ACTUATOR CLAMPING RANGE MAX. : 16 MM² BOX | 41
9489 | 2492180000 | PRINTED CIRCUIT BOARD TERMINALS 10.00 MM N OF POLES: 9 180° SOLDER PIN LENGTH (L): 5 MM TINNED PUSH IN WITH ACTUATOR CLAMPING RANGE MAX. : 16 MM² BOX | 41
9490 | 2492190000 | PRINTED CIRCUIT BOARD TERMINALS 10.00 MM N OF POLES: 10 180° SOLDER PIN LENGTH (L): 5 MM TINNED PUSH IN WITH ACTUATOR CLAMPING RANGE MAX. : 16 MM² BOX | 41
9491 | 2492230000 | PRINTED CIRCUIT BOARD TERMINALS 15.00 MM N OF POLES: 4 180° SOLDER PIN LENGTH (L): 5 MM PUSH IN WITHOUT ACTUATOR CLAMPING RANGE MAX. : 16 MM² BOX | 41
9492 | 2492260000 | PRINTED CIRCUIT BOARD TERMINALS 15.00 MM N OF POLES: 7 180° SOLDER PIN LENGTH (L): 5 MM PUSH IN WITHOUT ACTUATOR CLAMPING RANGE MAX. : 16 MM² BOX | 41
9493 | 2496240000 | PCB PLUG-IN CONNECTOR MALE HEADER DOVETAILS FOR FIXING BLOCKS THT SOLDER CONNECTION 5.08 MM N OF POLES: 9 180° SOLDER PIN LENGTH (L): 4.5 MM TINNED ORANGE BOX | 0
9494 | 2496250000 | PCB PLUG-IN CONNECTOR MALE HEADER DOVETAILS FOR FIXING BLOCKS THT SOLDER CONNECTION 5.08 MM N OF POLES: 10 180° SOLDER PIN LENGTH (L): 4.5 MM TINNED ORANGE BOX | 0
9495 | 2496340000 | PCB PLUG-IN CONNECTOR MALE HEADER OPEN SIDE THT SOLDER CONNECTION 5.08 MM N OF POLES: 16 180° SOLDER PIN LENGTH (L): 4.5 MM TINNED ORANGE BOX | 0
9496 | 2499440000 | PRINTED CIRCUIT BOARD TERMINALS 15.00 MM N OF POLES: 2 90° SOLDER PIN LENGTH (L): 5 MM PUSH IN WITHOUT ACTUATOR CLAMPING RANGE MAX. : 16 MM² BOX | 41
9497 | 2500490000 | PRINTED CIRCUIT BOARD TERMINALS 10.00 MM N OF POLES: 6 90° SOLDER PIN LENGTH (L): 5 MM PUSH IN WITHOUT ACTUATOR CLAMPING RANGE MAX. : 16 MM² BOX | 41
9498 | 2500500000 | PRINTED CIRCUIT BOARD TERMINALS 10.00 MM N OF POLES: 7 90° SOLDER PIN LENGTH (L): 5 MM PUSH IN WITHOUT ACTUATOR CLAMPING RANGE MAX. : 16 MM² BOX | 41
9499 | 2500530000 | PRINTED CIRCUIT BOARD TERMINALS 10.00 MM N OF POLES: 10 90° SOLDER PIN LENGTH (L): 5 MM PUSH IN WITHOUT ACTUATOR CLAMPING RANGE MAX. : 16 MM² BOX | 41
9500 | 2500540000 | PRINTED CIRCUIT BOARD TERMINALS 10.00 MM N OF POLES: 11 90° SOLDER PIN LENGTH (L): 5 MM PUSH IN WITHOUT ACTUATOR CLAMPING RANGE MAX. : 16 MM² BOX | 41
9501 | 2500590000 | PRINTED CIRCUIT BOARD TERMINALS 15.00 MM N OF POLES: 5 90° SOLDER PIN LENGTH (L): 5 MM PUSH IN WITHOUT ACTUATOR CLAMPING RANGE MAX. : 16 MM² BOX | 41
9502 | 1211790000 | PCB PLUG-IN CONNECTOR FEMALE PLUG 5.00 MM N OF POLES: 22 180° PUSH IN WITH ACTUATOR TENSION-CLAMP CONNECTION CLAMPING RANGE MAX. : 3.31 MM² BOX | 1
9503 | 1211800000 | PCB PLUG-IN CONNECTOR FEMALE PLUG 5.00 MM N OF POLES: 23 180° PUSH IN WITH ACTUATOR TENSION-CLAMP CONNECTION CLAMPING RANGE MAX. : 3.31 MM² BOX | 1
9504 | 1211820000 | PCB PLUG-IN CONNECTOR FEMALE PLUG 5.00 MM N OF POLES: 19 180° PUSH IN WITH ACTUATOR TENSION-CLAMP CONNECTION CLAMPING RANGE MAX. : 3.31 MM² BOX | 1
9505 | 1211860000 | PCB PLUG-IN CONNECTOR FEMALE PLUG 5.00 MM N OF POLES: 23 180° PUSH IN WITH ACTUATOR TENSION-CLAMP CONNECTION CLAMPING RANGE MAX. : 3.31 MM² BOX | 1
9506 | 1211870000 | PCB PLUG-IN CONNECTOR FEMALE PLUG 5.00 MM N OF POLES: 24 180° PUSH IN WITH ACTUATOR TENSION-CLAMP CONNECTION CLAMPING RANGE MAX. : 3.31 MM² BOX | 1
9507 | 1250610000 | OMNIMATE POWER - SERIES WGK FEED-THROUGH TERMINAL | 313
9508 | 1250620000 | OMNIMATE POWER - SERIES WGK FEED-THROUGH TERMINAL | 313
9509 | 1250680000 | OMNIMATE POWER - SERIES WGK FEED-THROUGH TERMINAL RATED CROSS-SECTION: 95 MM² SCREW CONNECTION WEMID (PA) DIRECT MOUNTING FEED-THROUGH (BUSHING) | 35
9510 | 1250930000 | OMNIMATE POWER - SERIES WGK FEED-THROUGH TERMINAL RATED CROSS-SECTION: 4 MM² SCREW CONNECTION WEMID (PA) DIRECT MOUNTING FEED-THROUGH (BUSHING) | 35
9511 | 1251350000 | PRINTED CIRCUIT BOARD TERMINALS 5.00 MM N OF POLES: 17 90° SOLDER PIN LENGTH (L): 3.2 MM TINNED ORANGE CLAMPING YOKE CONNECTION CLAMPING RANGE MAX. : 6 MM² BOX | 1
9512 | 1251380000 | PRINTED CIRCUIT BOARD TERMINALS 5.00 MM N OF POLES: 20 90° SOLDER PIN LENGTH (L): 3.2 MM TINNED ORANGE CLAMPING YOKE CONNECTION CLAMPING RANGE MAX. : 6 MM² BOX | 1
9513 | 1251390000 | PRINTED CIRCUIT BOARD TERMINALS 5.00 MM N OF POLES: 21 90° SOLDER PIN LENGTH (L): 3.2 MM TINNED ORANGE CLAMPING YOKE CONNECTION CLAMPING RANGE MAX. : 6 MM² BOX | 1
9514 | 1251410000 | PRINTED CIRCUIT BOARD TERMINALS 5.00 MM N OF POLES: 22 90° SOLDER PIN LENGTH (L): 3.2 MM TINNED ORANGE CLAMPING YOKE CONNECTION CLAMPING RANGE MAX. : 6 MM² BOX | 1
9515 | 1251420000 | PRINTED CIRCUIT BOARD TERMINALS 5.00 MM N OF POLES: 23 90° SOLDER PIN LENGTH (L): 3.2 MM TINNED ORANGE CLAMPING YOKE CONNECTION CLAMPING RANGE MAX. : 6 MM² BOX | 1
9516 | 1258340000 | PCB PLUG-IN CONNECTOR MALE HEADER OPEN SIDE THT SOLDER CONNECTION 5.08 MM N OF POLES: 6 90° SOLDER PIN LENGTH (L): 3.2 MM BOX | 0
9517 | 1258410000 | PCB PLUG-IN CONNECTOR MALE HEADER OPEN SIDE THT SOLDER CONNECTION 5.08 MM N OF POLES: 2 135° SOLDER PIN LENGTH (L): 3.2 MM BOX | 0
9518 | 1265880000 | PRINTED CIRCUIT BOARD TERMINALS 7.62 MM N OF POLES: 7 90° SOLDER PIN LENGTH (L): 3.2 MM TINNED ORANGE CLAMPING YOKE CONNECTION CLAMPING RANGE MAX. : 6 MM² BOX | 1
9519 | 1268190000 | PCB PLUG-IN CONNECTOR MALE HEADER OPEN SIDE THT SOLDER CONNECTION 5.08 MM N OF POLES: 6 90° SOLDER PIN LENGTH (L): 3.2 MM PEBBLE GREY BOX | 0
9520 | 1274180000 | PCB PLUG-IN CONNECTOR MALE HEADER OPEN SIDE THT SOLDER CONNECTION 3.50 MM N OF POLES: 6 90° SOLDER PIN LENGTH (L): 3.2 MM TINNED BOX | 0
9521 | 1283600000 | PCB PLUG-IN CONNECTOR MALE HEADER DOVETAILS FOR FIXING BLOCKS THT SOLDER CONNECTION 7.50 MM N OF POLES: 3 90° SOLDER PIN LENGTH (L): 3.2 MM PALE GREEN BOX | 0
9522 | 1283650000 | PCB PLUG-IN CONNECTOR FEMALE PLUG 5.08 MM N OF POLES: 5 180° CLAMPING YOKE CONNECTION CLAMPING RANGE MAX. : 4 MM² BOX | 1
9523 | 1288980000 | PCB PLUG-IN CONNECTOR MALE HEADER CLOSED SIDE THT/THR SOLDER CONNECTION 3.50 MM N OF POLES: 4 90° SOLDER PIN LENGTH (L): 3.2 MM TINNED BOX | 0
9524 | 1289270000 | PCB PLUG-IN CONNECTOR MALE HEADER CLOSED SIDE THT/THR SOLDER CONNECTION 3.50 MM N OF POLES: 6 90° SOLDER PIN LENGTH (L): 3.2 MM TINNED BOX | 0
9525 | 1289330000 | PCB PLUG-IN CONNECTOR MALE HEADER CLOSED SIDE THT/THR SOLDER CONNECTION 3.50 MM N OF POLES: 18 90° SOLDER PIN LENGTH (L): 3.2 MM TINNED BOX | 0
9526 | 1289340000 | PCB PLUG-IN CONNECTOR MALE HEADER CLOSED SIDE THT/THR SOLDER CONNECTION 3.50 MM N OF POLES: 20 90° SOLDER PIN LENGTH (L): 3.2 MM TINNED BOX | 0
9527 | 1289440000 | PCB PLUG-IN CONNECTOR MALE HEADER CLOSED SIDE THT/THR SOLDER CONNECTION 3.50 MM N OF POLES: 36 90° SOLDER PIN LENGTH (L): 3.2 MM TINNED BOX | 0
9528 | 1289470000 | PCB PLUG-IN CONNECTOR MALE HEADER SOLDER FLANGE THT/THR SOLDER CONNECTION 3.50 MM N OF POLES: 8 90° SOLDER PIN LENGTH (L): 3.2 MM TINNED BOX | 0
9529 | 1289510000 | PCB PLUG-IN CONNECTOR MALE HEADER SOLDER FLANGE THT/THR SOLDER CONNECTION 3.50 MM N OF POLES: 16 90° SOLDER PIN LENGTH (L): 3.2 MM TINNED BOX | 0
9530 | 1289520000 | PCB PLUG-IN CONNECTOR MALE HEADER SOLDER FLANGE THT/THR SOLDER CONNECTION 3.50 MM N OF POLES: 18 90° SOLDER PIN LENGTH (L): 3.2 MM TINNED BOX | 0
9531 | 1289530000 | PCB PLUG-IN CONNECTOR MALE HEADER SOLDER FLANGE THT/THR SOLDER CONNECTION 3.50 MM N OF POLES: 20 90° SOLDER PIN LENGTH (L): 3.2 MM TINNED BOX | 0
9532 | 1289540000 | PCB PLUG-IN CONNECTOR MALE HEADER SOLDER FLANGE THT/THR SOLDER CONNECTION 3.50 MM N OF POLES: 22 90° SOLDER PIN LENGTH (L): 3.2 MM TINNED BOX | 0
9533 | 1289550000 | PCB PLUG-IN CONNECTOR MALE HEADER SOLDER FLANGE THT/THR SOLDER CONNECTION 3.50 MM N OF POLES: 24 90° SOLDER PIN LENGTH (L): 3.2 MM TINNED BOX | 0
9534 | 1289570000 | PCB PLUG-IN CONNECTOR MALE HEADER SOLDER FLANGE THT/THR SOLDER CONNECTION 3.50 MM N OF POLES: 26 90° SOLDER PIN LENGTH (L): 3.2 MM TINNED BOX | 0
9535 | 1289580000 | PCB PLUG-IN CONNECTOR MALE HEADER SOLDER FLANGE THT/THR SOLDER CONNECTION 3.50 MM N OF POLES: 28 90° SOLDER PIN LENGTH (L): 3.2 MM TINNED BOX | 0
9536 | 1289600000 | PCB PLUG-IN CONNECTOR MALE HEADER SOLDER FLANGE THT/THR SOLDER CONNECTION 3.50 MM N OF POLES: 32 90° SOLDER PIN LENGTH (L): 3.2 MM TINNED BOX | 0
9537 | 1289620000 | PCB PLUG-IN CONNECTOR MALE HEADER SOLDER FLANGE THT/THR SOLDER CONNECTION 3.50 MM N OF POLES: 36 90° SOLDER PIN LENGTH (L): 3.2 MM TINNED BOX | 0
9538 | 1289640000 | PCB PLUG-IN CONNECTOR MALE HEADER CLOSED SIDE THT/THR SOLDER CONNECTION 3.50 MM N OF POLES: 6 90° SOLDER PIN LENGTH (L): 1.5 MM TINNED BOX | 0
9539 | 1289650000 | PCB PLUG-IN CONNECTOR MALE HEADER CLOSED SIDE THT/THR SOLDER CONNECTION 3.50 MM N OF POLES: 8 90° SOLDER PIN LENGTH (L): 1.5 MM TINNED BOX | 0
9540 | 1289680000 | PCB PLUG-IN CONNECTOR MALE HEADER CLOSED SIDE THT/THR SOLDER CONNECTION 3.50 MM N OF POLES: 12 90° SOLDER PIN LENGTH (L): 1.5 MM TINNED BOX | 0
9541 | 1289710000 | PCB PLUG-IN CONNECTOR MALE HEADER CLOSED SIDE THT/THR SOLDER CONNECTION 3.50 MM N OF POLES: 16 90° SOLDER PIN LENGTH (L): 1.5 MM TINNED BOX | 0
9542 | 1289720000 | PCB PLUG-IN CONNECTOR MALE HEADER CLOSED SIDE THT/THR SOLDER CONNECTION 3.50 MM N OF POLES: 18 90° SOLDER PIN LENGTH (L): 1.5 MM TINNED BOX | 0
9543 | 1289730000 | PCB PLUG-IN CONNECTOR MALE HEADER CLOSED SIDE THT/THR SOLDER CONNECTION 3.50 MM N OF POLES: 20 90° SOLDER PIN LENGTH (L): 1.5 MM TINNED BOX | 0
9544 | 1289750000 | PCB PLUG-IN CONNECTOR MALE HEADER CLOSED SIDE THT/THR SOLDER CONNECTION 3.50 MM N OF POLES: 24 90° SOLDER PIN LENGTH (L): 1.5 MM TINNED BOX | 0
9545 | 1289780000 | PCB PLUG-IN CONNECTOR MALE HEADER CLOSED SIDE THT/THR SOLDER CONNECTION 3.50 MM N OF POLES: 28 90° SOLDER PIN LENGTH (L): 1.5 MM TINNED BOX | 0
9546 | 1289830000 | PCB PLUG-IN CONNECTOR MALE HEADER SOLDER FLANGE THT/THR SOLDER CONNECTION 3.50 MM N OF POLES: 4 90° SOLDER PIN LENGTH (L): 1.5 MM TINNED BOX | 0
9547 | 1289910000 | PCB PLUG-IN CONNECTOR MALE HEADER SOLDER FLANGE THT/THR SOLDER CONNECTION 3.50 MM N OF POLES: 16 90° SOLDER PIN LENGTH (L): 1.5 MM TINNED BOX | 0
9548 | 1289980000 | PCB PLUG-IN CONNECTOR MALE HEADER SOLDER FLANGE THT/THR SOLDER CONNECTION 3.50 MM N OF POLES: 28 90° SOLDER PIN LENGTH (L): 1.5 MM TINNED BOX | 0
9549 | 1290020000 | PCB PLUG-IN CONNECTOR MALE HEADER SOLDER FLANGE THT/THR SOLDER CONNECTION 3.50 MM N OF POLES: 36 90° SOLDER PIN LENGTH (L): 1.5 MM TINNED BOX | 0
9550 | 1290050000 | PCB PLUG-IN CONNECTOR MALE HEADER CLOSED SIDE THT/THR SOLDER CONNECTION 3.50 MM N OF POLES: 8 180° SOLDER PIN LENGTH (L): 3.5 MM TINNED BOX | 0
9551 | 1290110000 | PCB PLUG-IN CONNECTOR MALE HEADER CLOSED SIDE THT/THR SOLDER CONNECTION 3.50 MM N OF POLES: 18 180° SOLDER PIN LENGTH (L): 3.5 MM TINNED BOX | 0
9552 | 1290190000 | PCB PLUG-IN CONNECTOR MALE HEADER CLOSED SIDE THT/THR SOLDER CONNECTION 3.50 MM N OF POLES: 34 180° SOLDER PIN LENGTH (L): 3.5 MM TINNED BOX | 0
9553 | 1290230000 | PCB PLUG-IN CONNECTOR MALE HEADER SOLDER FLANGE THT/THR SOLDER CONNECTION 3.50 MM N OF POLES: 6 180° SOLDER PIN LENGTH (L): 3.5 MM TINNED BOX | 0
9554 | 1290250000 | PCB PLUG-IN CONNECTOR MALE HEADER SOLDER FLANGE THT/THR SOLDER CONNECTION 3.50 MM N OF POLES: 10 180° SOLDER PIN LENGTH (L): 3.5 MM TINNED BOX | 0
9555 | 1290280000 | PCB PLUG-IN CONNECTOR MALE HEADER SOLDER FLANGE THT/THR SOLDER CONNECTION 3.50 MM N OF POLES: 16 180° SOLDER PIN LENGTH (L): 3.5 MM TINNED BOX | 0
9556 | 1290290000 | PCB PLUG-IN CONNECTOR MALE HEADER SOLDER FLANGE THT/THR SOLDER CONNECTION 3.50 MM N OF POLES: 18 180° SOLDER PIN LENGTH (L): 3.5 MM TINNED BOX | 0
9557 | 1290320000 | PCB PLUG-IN CONNECTOR MALE HEADER SOLDER FLANGE THT/THR SOLDER CONNECTION 3.50 MM N OF POLES: 22 180° SOLDER PIN LENGTH (L): 3.5 MM TINNED BOX | 0
9558 | 1290340000 | PCB PLUG-IN CONNECTOR MALE HEADER SOLDER FLANGE THT/THR SOLDER CONNECTION 3.50 MM N OF POLES: 26 180° SOLDER PIN LENGTH (L): 3.5 MM TINNED BOX | 0
9559 | 1290370000 | PCB PLUG-IN CONNECTOR MALE HEADER SOLDER FLANGE THT/THR SOLDER CONNECTION 3.50 MM N OF POLES: 32 180° SOLDER PIN LENGTH (L): 3.5 MM TINNED BOX | 0
9560 | 1290390000 | PCB PLUG-IN CONNECTOR MALE HEADER SOLDER FLANGE THT/THR SOLDER CONNECTION 3.50 MM N OF POLES: 36 180° SOLDER PIN LENGTH (L): 3.5 MM TINNED BOX | 0
9561 | 1290410000 | PCB PLUG-IN CONNECTOR MALE HEADER CLOSED SIDE THT/THR SOLDER CONNECTION 3.50 MM N OF POLES: 4 180° SOLDER PIN LENGTH (L): 1.5 MM TINNED BOX | 0
9562 | 1290430000 | PCB PLUG-IN CONNECTOR MALE HEADER CLOSED SIDE THT/THR SOLDER CONNECTION 3.50 MM N OF POLES: 8 180° SOLDER PIN LENGTH (L): 1.5 MM TINNED BOX | 0
9563 | 1290450000 | PCB PLUG-IN CONNECTOR MALE HEADER CLOSED SIDE THT/THR SOLDER CONNECTION 3.50 MM N OF POLES: 12 180° SOLDER PIN LENGTH (L): 1.5 MM TINNED BOX | 0
9564 | 1290470000 | PCB PLUG-IN CONNECTOR MALE HEADER CLOSED SIDE THT/THR SOLDER CONNECTION 3.50 MM N OF POLES: 16 180° SOLDER PIN LENGTH (L): 1.5 MM TINNED BOX | 0
9565 | 1290540000 | PCB PLUG-IN CONNECTOR MALE HEADER CLOSED SIDE THT/THR SOLDER CONNECTION 3.50 MM N OF POLES: 28 180° SOLDER PIN LENGTH (L): 1.5 MM TINNED BOX | 0
9566 | 1290550000 | PCB PLUG-IN CONNECTOR MALE HEADER CLOSED SIDE THT/THR SOLDER CONNECTION 3.50 MM N OF POLES: 30 180° SOLDER PIN LENGTH (L): 1.5 MM TINNED BOX | 0
9567 | 1290640000 | PCB PLUG-IN CONNECTOR MALE HEADER SOLDER FLANGE THT/THR SOLDER CONNECTION 3.50 MM N OF POLES: 10 180° SOLDER PIN LENGTH (L): 1.5 MM TINNED BOX | 0
9568 | 1290650000 | PCB PLUG-IN CONNECTOR MALE HEADER SOLDER FLANGE THT/THR SOLDER CONNECTION 3.50 MM N OF POLES: 12 180° SOLDER PIN LENGTH (L): 1.5 MM TINNED BOX | 0
9569 | 1290760000 | PCB PLUG-IN CONNECTOR MALE HEADER SOLDER FLANGE THT/THR SOLDER CONNECTION 3.50 MM N OF POLES: 32 180° SOLDER PIN LENGTH (L): 1.5 MM TINNED BOX | 0
9570 | 1290780000 | PCB PLUG-IN CONNECTOR MALE HEADER SOLDER FLANGE THT/THR SOLDER CONNECTION 3.50 MM N OF POLES: 36 180° SOLDER PIN LENGTH (L): 1.5 MM TINNED BOX | 0
9571 | 1291320000 | PCB PLUG-IN CONNECTOR MALE HEADER CLIP-ON FLANGE THT/THR SOLDER CONNECTION 3.50 MM N OF POLES: 5 180° SOLDER PIN LENGTH (L): 1.5 MM TINNED BOX | 0
9572 | 1291380000 | PCB PLUG-IN CONNECTOR MALE HEADER CLIP-ON FLANGE THT/THR SOLDER CONNECTION 3.50 MM N OF POLES: 9 180° SOLDER PIN LENGTH (L): 1.5 MM TINNED BOX | 0
9573 | 1291420000 | PCB PLUG-IN CONNECTOR MALE HEADER CLIP-ON FLANGE THT/THR SOLDER CONNECTION 3.50 MM N OF POLES: 13 180° SOLDER PIN LENGTH (L): 1.5 MM TINNED BOX | 0
9574 | 1291430000 | PCB PLUG-IN CONNECTOR MALE HEADER CLIP-ON FLANGE THT/THR SOLDER CONNECTION 3.50 MM N OF POLES: 14 180° SOLDER PIN LENGTH (L): 1.5 MM TINNED BOX | 0
9575 | 1291450000 | PCB PLUG-IN CONNECTOR MALE HEADER CLIP-ON FLANGE THT/THR SOLDER CONNECTION 3.50 MM N OF POLES: 16 180° SOLDER PIN LENGTH (L): 1.5 MM TINNED BOX | 0
9576 | 1291850000 | PCB PLUG-IN CONNECTOR MALE HEADER CLOSED SIDE THT/THR SOLDER CONNECTION 5.08 MM N OF POLES: 3 180° SOLDER PIN LENGTH (L): 3.2 MM TINNED TAPE | 0
9577 | 1329110005 | PRE-ASSEMBLED CABLE PAC CABLE LIYY 0.25 MM² | 2
9578 | 1335150000 | OMNIMATE HOUSING - SERIES CH20M LENGTH: 250 MM WIDTH: 25.1 MM | 835
9579 | 1335360000 | PCB PLUG-IN CONNECTOR MALE PLUG 5.08 MM N OF POLES: 5 180° PUSH IN WITH ACTUATOR TENSION-CLAMP CONNECTION CLAMPING RANGE MAX. : 3.31 MM² BOX | 1
9580 | 1335410000 | PCB PLUG-IN CONNECTOR MALE PLUG 5.08 MM N OF POLES: 10 180° PUSH IN WITH ACTUATOR TENSION-CLAMP CONNECTION CLAMPING RANGE MAX. : 3.31 MM² BOX | 1
9581 | 1349680025 | PRE-ASSEMBLED CABLE PAC | 37
9582 | 1349680050 | PRE-ASSEMBLED CABLE PAC | 37
9583 | 1349730015 | PRE-ASSEMBLED CABLE PAC | 37
9584 | 1353220000 | PCB PLUG-IN CONNECTOR FEMALE PLUG 5.08 MM N OF POLES: 9 180° TOP CONNECTION CLAMPING RANGE MAX. : 2.5 MM² BOX | 1
9585 | 1353290000 | PCB PLUG-IN CONNECTOR FEMALE PLUG 5.08 MM N OF POLES: 7 180° PUSH IN WITH ACTUATOR TENSION-CLAMP CONNECTION CLAMPING RANGE MAX. : 3.31 MM² BOX | 1
9586 | 1353300000 | PCB PLUG-IN CONNECTOR FEMALE PLUG 5.08 MM N OF POLES: 8 180° PUSH IN WITH ACTUATOR TENSION-CLAMP CONNECTION CLAMPING RANGE MAX. : 3.31 MM² BOX | 1
9587 | 1353320000 | PCB PLUG-IN CONNECTOR FEMALE PLUG 5.08 MM N OF POLES: 9 180° PUSH IN WITH ACTUATOR TENSION-CLAMP CONNECTION CLAMPING RANGE MAX. : 3.31 MM² BOX | 1
9588 | 1353330000 | PCB PLUG-IN CONNECTOR FEMALE PLUG 5.08 MM N OF POLES: 10 180° PUSH IN WITH ACTUATOR TENSION-CLAMP CONNECTION CLAMPING RANGE MAX. : 3.31 MM² BOX | 1
9589 | 1353340000 | PCB PLUG-IN CONNECTOR FEMALE PLUG 5.08 MM N OF POLES: 6 180° PUSH IN WITH ACTUATOR TENSION-CLAMP CONNECTION CLAMPING RANGE MAX. : 3.31 MM² BOX | 1
9590 | 1353380000 | PCB PLUG-IN CONNECTOR MALE PLUG 5.08 MM N OF POLES: 4 180° TOP CONNECTION CLAMPING RANGE MAX. : 2.5 MM² BOX | 1
9591 | 1353390000 | PCB PLUG-IN CONNECTOR MALE PLUG 5.08 MM N OF POLES: 5 180° TOP CONNECTION CLAMPING RANGE MAX. : 2.5 MM² BOX | 1
9592 | 1353400000 | PCB PLUG-IN CONNECTOR MALE PLUG 5.08 MM N OF POLES: 6 180° TOP CONNECTION CLAMPING RANGE MAX. : 2.5 MM² BOX | 1
9593 | 1353470000 | PCB PLUG-IN CONNECTOR MALE PLUG 5.08 MM N OF POLES: 2 180° CLAMPING YOKE CONNECTION CLAMPING RANGE MAX. : 3.31 MM² BOX | 1
9594 | 1353520000 | PCB PLUG-IN CONNECTOR MALE PLUG 5.08 MM N OF POLES: 6 180° CLAMPING YOKE CONNECTION CLAMPING RANGE MAX. : 3.31 MM² BOX | 1
9595 | 1353540000 | PCB PLUG-IN CONNECTOR MALE PLUG 5.08 MM N OF POLES: 8 180° CLAMPING YOKE CONNECTION CLAMPING RANGE MAX. : 3.31 MM² BOX | 1
9596 | 1353580000 | PCB PLUG-IN CONNECTOR MALE PLUG 5.08 MM N OF POLES: 2 180° PUSH IN WITH ACTUATOR TENSION-CLAMP CONNECTION CLAMPING RANGE MAX. : 3.31 MM² BOX | 1
9597 | 1353640000 | PCB PLUG-IN CONNECTOR MALE PLUG 5.08 MM N OF POLES: 7 180° PUSH IN WITH ACTUATOR TENSION-CLAMP CONNECTION CLAMPING RANGE MAX. : 3.31 MM² BOX | 1
9598 | 1353680000 | PCB PLUG-IN CONNECTOR MALE PLUG 5.08 MM N OF POLES: 10 180° PUSH IN WITH ACTUATOR TENSION-CLAMP CONNECTION CLAMPING RANGE MAX. : 3.31 MM² BOX | 1
9599 | 1357790000 | PCB PLUG-IN CONNECTOR MALE HEADER CLOSED SIDE THT/THR SOLDER CONNECTION 3.50 MM N OF POLES: 8 90° SOLDER PIN LENGTH (L): 3.2 MM TINNED BOX | 0
9600 | 1358540000 | PCB PLUG-IN CONNECTOR MALE HEADER SOLDER FLANGE THT/THR SOLDER CONNECTION 3.50 MM N OF POLES: 6 180° SOLDER PIN LENGTH (L): 3.5 MM TINNED TAPE | 0
9601 | 1358620000 | PCB PLUG-IN CONNECTOR MALE HEADER SOLDER FLANGE THT/THR SOLDER CONNECTION 3.50 MM N OF POLES: 20 180° SOLDER PIN LENGTH (L): 3.5 MM TINNED TAPE | 0
9602 | 1358670000 | PCB PLUG-IN CONNECTOR MALE HEADER SOLDER FLANGE THT/THR SOLDER CONNECTION 3.50 MM N OF POLES: 10 180° SOLDER PIN LENGTH (L): 1.5 MM TINNED TAPE | 0
9603 | 1358690000 | PCB PLUG-IN CONNECTOR MALE HEADER SOLDER FLANGE THT/THR SOLDER CONNECTION 3.50 MM N OF POLES: 14 180° SOLDER PIN LENGTH (L): 1.5 MM TINNED TAPE | 0
9604 | 1358730000 | PCB PLUG-IN CONNECTOR MALE HEADER CLOSED SIDE THT/THR SOLDER CONNECTION 3.50 MM N OF POLES: 4 180° SOLDER PIN LENGTH (L): 3.5 MM TINNED TAPE | 0
9605 | 1358750000 | PCB PLUG-IN CONNECTOR MALE HEADER CLOSED SIDE THT/THR SOLDER CONNECTION 3.50 MM N OF POLES: 8 180° SOLDER PIN LENGTH (L): 3.5 MM TINNED TAPE | 0
9606 | 1358780000 | PCB PLUG-IN CONNECTOR MALE HEADER CLOSED SIDE THT/THR SOLDER CONNECTION 3.50 MM N OF POLES: 12 180° SOLDER PIN LENGTH (L): 3.5 MM TINNED TAPE | 0
9607 | 1358820000 | PCB PLUG-IN CONNECTOR MALE HEADER CLOSED SIDE THT/THR SOLDER CONNECTION 3.50 MM N OF POLES: 18 180° SOLDER PIN LENGTH (L): 3.5 MM TINNED TAPE | 0
9608 | 1358840000 | PCB PLUG-IN CONNECTOR MALE HEADER CLOSED SIDE THT/THR SOLDER CONNECTION 3.50 MM N OF POLES: 22 180° SOLDER PIN LENGTH (L): 3.5 MM TINNED TAPE | 0
9609 | 1358870000 | PCB PLUG-IN CONNECTOR MALE HEADER CLOSED SIDE THT/THR SOLDER CONNECTION 3.50 MM N OF POLES: 6 180° SOLDER PIN LENGTH (L): 1.5 MM TINNED TAPE | 0
9610 | 1358900000 | PCB PLUG-IN CONNECTOR MALE HEADER CLOSED SIDE THT/THR SOLDER CONNECTION 3.50 MM N OF POLES: 10 180° SOLDER PIN LENGTH (L): 1.5 MM TINNED TAPE | 0
9611 | 1358910000 | PCB PLUG-IN CONNECTOR MALE HEADER SOLDER FLANGE THT/THR SOLDER CONNECTION 3.50 MM N OF POLES: 6 90° SOLDER PIN LENGTH (L): 3.2 MM TINNED TAPE | 0
9612 | 1358920000 | PCB PLUG-IN CONNECTOR MALE HEADER CLOSED SIDE THT/THR SOLDER CONNECTION 3.50 MM N OF POLES: 12 180° SOLDER PIN LENGTH (L): 1.5 MM TINNED TAPE | 0
9613 | 1358990000 | PCB PLUG-IN CONNECTOR MALE HEADER CLOSED SIDE THT/THR SOLDER CONNECTION 3.50 MM N OF POLES: 18 180° SOLDER PIN LENGTH (L): 1.5 MM TINNED TAPE | 0
9614 | 1359020000 | PCB PLUG-IN CONNECTOR MALE HEADER CLOSED SIDE THT/THR SOLDER CONNECTION 3.50 MM N OF POLES: 20 180° SOLDER PIN LENGTH (L): 1.5 MM TINNED TAPE | 0
9615 | 1359060000 | PCB PLUG-IN CONNECTOR MALE HEADER CLOSED SIDE THT/THR SOLDER CONNECTION 3.50 MM N OF POLES: 24 180° SOLDER PIN LENGTH (L): 1.5 MM TINNED TAPE | 0
9616 | 1359070000 | PCB PLUG-IN CONNECTOR MALE HEADER SOLDER FLANGE THT/THR SOLDER CONNECTION 3.50 MM N OF POLES: 20 90° SOLDER PIN LENGTH (L): 3.2 MM TINNED TAPE | 0
9617 | 1359080000 | PCB PLUG-IN CONNECTOR MALE HEADER SOLDER FLANGE THT/THR SOLDER CONNECTION 3.50 MM N OF POLES: 4 90° SOLDER PIN LENGTH (L): 1.5 MM TINNED TAPE | 0
9618 | 1359130000 | PCB PLUG-IN CONNECTOR MALE HEADER SOLDER FLANGE THT/THR SOLDER CONNECTION 3.50 MM N OF POLES: 12 90° SOLDER PIN LENGTH (L): 1.5 MM TINNED TAPE | 0
9619 | 1359160000 | PCB PLUG-IN CONNECTOR MALE HEADER SOLDER FLANGE THT/THR SOLDER CONNECTION 3.50 MM N OF POLES: 18 90° SOLDER PIN LENGTH (L): 1.5 MM TINNED TAPE | 0
9620 | 1359510000 | PCB PLUG-IN CONNECTOR MALE HEADER CLOSED SIDE THT/THR SOLDER CONNECTION 3.50 MM N OF POLES: 12 90° SOLDER PIN LENGTH (L): 3.2 MM TINNED TAPE | 0
9621 | 1359520000 | PCB PLUG-IN CONNECTOR MALE HEADER CLOSED SIDE THT/THR SOLDER CONNECTION 3.50 MM N OF POLES: 14 90° SOLDER PIN LENGTH (L): 3.2 MM TINNED TAPE | 0
9622 | 1359530000 | PCB PLUG-IN CONNECTOR MALE HEADER CLOSED SIDE THT/THR SOLDER CONNECTION 3.50 MM N OF POLES: 16 90° SOLDER PIN LENGTH (L): 3.2 MM TINNED TAPE | 0
9623 | 1359590000 | PCB PLUG-IN CONNECTOR MALE HEADER CLOSED SIDE THT/THR SOLDER CONNECTION 3.50 MM N OF POLES: 6 90° SOLDER PIN LENGTH (L): 1.5 MM TINNED TAPE | 0
9624 | 1359600000 | PCB PLUG-IN CONNECTOR MALE HEADER CLOSED SIDE THT/THR SOLDER CONNECTION 3.50 MM N OF POLES: 8 90° SOLDER PIN LENGTH (L): 1.5 MM TINNED TAPE | 0
9625 | 1359650000 | PCB PLUG-IN CONNECTOR MALE HEADER CLOSED SIDE THT/THR SOLDER CONNECTION 3.50 MM N OF POLES: 18 90° SOLDER PIN LENGTH (L): 1.5 MM TINNED TAPE | 0
9626 | 1359670000 | PCB PLUG-IN CONNECTOR MALE HEADER CLOSED SIDE THT/THR SOLDER CONNECTION 3.50 MM N OF POLES: 20 90° SOLDER PIN LENGTH (L): 1.5 MM TINNED TAPE | 0
9627 | 1359680000 | PCB PLUG-IN CONNECTOR MALE HEADER CLOSED SIDE THT/THR SOLDER CONNECTION 3.50 MM N OF POLES: 22 90° SOLDER PIN LENGTH (L): 1.5 MM TINNED TAPE | 0
9628 | 1373900050 | PRE-ASSEMBLED CABLE PAC CABLE LIYCY 0.34 MM² | 2
9629 | 1376270000 | PCB PLUG-IN CONNECTOR FEMALE HEADER CLOSED SIDE THT SOLDER CONNECTION 3.50 MM N OF POLES: 4 180° SOLDER PIN LENGTH (L): 3.2 MM TINNED T | 0
9630 | 1376450000 | PCB PLUG-IN CONNECTOR FEMALE HEADER CLOSED SIDE THT SOLDER CONNECTION 3.50 MM N OF POLES: 9 180° SOLDER PIN LENGTH (L): 3.2 MM TINNED ORANGE T | 0
9631 | 1376480000 | PCB PLUG-IN CONNECTOR FEMALE HEADER CLOSED SIDE THT SOLDER CONNECTION 3.50 MM N OF POLES: 12 180° SOLDER PIN LENGTH (L): 3.2 MM TINNED ORANGE T | 0
9632 | 1386700000 | PRINTED CIRCUIT BOARD TERMINALS 15.00 MM N OF POLES: 8 90° SOLDER PIN LENGTH (L): 4.5 MM TINNED CLAMPING YOKE CONNECTION CLAMPING RANGE MAX. : 50 MM² BOX | 1
9633 | 1386730000 | PRINTED CIRCUIT BOARD TERMINALS 15.00 MM N OF POLES: 8 90° SOLDER PIN LENGTH (L): 4.5 MM TINNED PEBBLE GREY CLAMPING YOKE CONNECTION CLAMPING RANGE MAX. : 50 MM² BOX | 1
9634 | 1386780000 | PRINTED CIRCUIT BOARD TERMINALS 15.00 MM N OF POLES: 8 90° SOLDER PIN LENGTH (L): 4.5 MM TINNED CLAMPING YOKE CONNECTION CLAMPING RANGE MAX. : 50 MM² BOX | 1
9635 | 1386890000 | PRINTED CIRCUIT BOARD TERMINALS 15.00 MM N OF POLES: 9 90° SOLDER PIN LENGTH (L): 4.5 MM TINNED CLAMPING YOKE CONNECTION CLAMPING RANGE MAX. : 50 MM² BOX | 1
9636 | 1386930000 | PRINTED CIRCUIT BOARD TERMINALS 15.00 MM N OF POLES: 9 90° SOLDER PIN LENGTH (L): 4.5 MM TINNED CLAMPING YOKE CONNECTION CLAMPING RANGE MAX. : 50 MM² BOX | 1
9637 | 1386990000 | PRINTED CIRCUIT BOARD TERMINALS 15.00 MM N OF POLES: 9 90° SOLDER PIN LENGTH (L): 4.5 MM TINNED PEBBLE GREY CLAMPING YOKE CONNECTION CLAMPING RANGE MAX. : 50 MM² BOX | 1
9638 | 1388050000 | PCB PLUG-IN CONNECTOR MALE HEADER FLANGE THT SOLDER CONNECTION 3.50 MM N OF POLES: 14 90° SOLDER PIN LENGTH (L): 3.2 MM TINNED BOX | 0
9639 | 1388880000 | PCB PLUG-IN CONNECTOR FEMALE PLUG 5.08 MM N OF POLES: 8 90° CLAMPING YOKE CONNECTION CLAMPING RANGE MAX. : 4 MM² BOX | 1
9640 | 1393090000 | PCB PLUG-IN CONNECTOR MALE HEADER FLANGE THT SOLDER CONNECTION 3.50 MM N OF POLES: 7 90° SOLDER PIN LENGTH (L): 3.2 MM TINNED PALE GREEN BOX | 0
9641 | 1395330000 | PRINTED CIRCUIT BOARD TERMINALS 10.16 MM N OF POLES: 3 90° SOLDER PIN LENGTH (L): 4.5 MM GREEN CLAMPING YOKE CONNECTION CLAMPING RANGE MAX. : 16 MM² BOX | 1
9642 | 1397370000 | PCB PLUG-IN CONNECTOR MALE HEADER CLOSED SIDE THT SOLDER CONNECTION 5.08 MM N OF POLES: 4 180° SOLDER PIN LENGTH (L): 3.2 MM TINNED PALE GREEN BOX | 0
9643 | 1397420000 | PCB PLUG-IN CONNECTOR MALE HEADER CLOSED SIDE THT SOLDER CONNECTION 5.08 MM N OF POLES: 4 90° SOLDER PIN LENGTH (L): 3.2 MM TINNED PALE GREEN BOX | 0
9644 | 1398900000 | PCB PLUG-IN CONNECTOR FEMALE PLUG 7.62 MM N OF POLES: 6 CLAMPING YOKE CONNECTION CLAMPING RANGE MAX. : 4 MM² BOX | 1
9645 | 1402440000 | PCB PLUG-IN CONNECTOR FEMALE PLUG 5.08 MM N OF POLES: 7 180° CLAMPING YOKE CONNECTION CLAMPING RANGE MAX. : 4 MM² BOX | 1
9646 | 1402460000 | PCB PLUG-IN CONNECTOR FEMALE PLUG 5.08 MM N OF POLES: 10 180° CLAMPING YOKE CONNECTION CLAMPING RANGE MAX. : 4 MM² BOX | 1
9647 | 1462150025 | PRE-ASSEMBLED CABLE PAC CABLE LIYCY 0.25 MM² | 2
9648 | 1466240025 | PRE-ASSEMBLED CABLE PAC CABLE LIYCY 0.25 MM² | 2
9649 | 1466240030 | PRE-ASSEMBLED CABLE PAC CABLE LIYCY 0.25 MM² | 2
9650 | 1467740000 | BUILT-IN PLUGS M12 PG 9 N OF POLES: 12 | 58
9651 | 1473380000 | PRINTED CIRCUIT BOARD TERMINALS 3.50 MM N OF POLES: 8 135° PUSH IN WITH ACTUATOR CLAMPING RANGE MAX. : 1.5 MM² TAPE | 279
9652 | 1481710050 | PRE-ASSEMBLED CABLE PAC CABLE LIYCY 0.34 MM² | 2
9653 | 1481710060 | PRE-ASSEMBLED CABLE PAC CABLE LIYCY 0.34 MM² | 2
9654 | 1481740080 | PRE-ASSEMBLED CABLE PAC CABLE LIYCY 0.25 MM² | 2
9655 | 1481750080 | PRE-ASSEMBLED CABLE PAC CABLE LIYCY 0.34 MM² | 2
9656 | 1481750150 | PRE-ASSEMBLED CABLE PAC CABLE LIYCY 0.34 MM² | 2
9657 | 1512170030 | PRE-ASSEMBLED CABLE PAC CABLE LIYY 5.4 ± 1 MM | 13
9658 | 1512410010 | PRE-ASSEMBLED CABLE PAC CABLE LIYY 5.4 ± 1 MM | 13
9659 | 1512470015 | PRE-ASSEMBLED CABLE PAC CABLE LIYY 5.4 ± 1 MM | 13
9660 | 1512620025 | PRE-ASSEMBLED CABLE PAC CABLE LIYY 5.4 ± 1 MM | 13
9661 | 1549730000 | OMNIMATE DATA - USB JACK FEMALE HEADER 5 GBPS THT/THR SOLDER CONNECTION 180° PITCH IN MM (P): 2.00 MM N OF POLES: 8 LCP TRAY (MANUAL ASSEMBLY) | 41
9662 | 1561150000 | PRINTED CIRCUIT BOARD TERMINALS 3.50 MM N OF POLES: 6 90° SOLDER PIN LENGTH (L): 3.2 MM TINNED CLAMPING YOKE CONNECTION CLAMPING RANGE MAX. : 2.08 MM² BOX | 1
9663 | 2004500000 | PCB PLUG-IN CONNECTOR FEMALE PLUG 5.08 MM N OF POLES: 22 180° CLAMPING YOKE CONNECTION CLAMPING RANGE MAX. : 4 MM² BOX | 1
9664 | 2007110000 | DEKAFIX TERMINAL MARKER 5 X 5 MM WEIDMUELLER | 166
9665 | 2008380000 | PCB PLUG-IN CONNECTOR MALE PLUG 5.08 MM N OF POLES: 4 180° CLAMPING YOKE CONNECTION CLAMPING RANGE MAX. : 3.31 MM² BOX | 1
9666 | 2012890000 | PRINTED CIRCUIT BOARD TERMINALS 10.16 MM N OF POLES: 3 90° SOLDER PIN LENGTH (L): 5 MM TINNED CLAMPING YOKE CONNECTION CLAMPING RANGE MAX. : 16 MM² BOX | 1
9667 | 2014150000 | PRINTED CIRCUIT BOARD TERMINALS 10.16 MM N OF POLES: 6 90° SOLDER PIN LENGTH (L): 5 MM TINNED CLAMPING YOKE CONNECTION CLAMPING RANGE MAX. : 16 MM² BOX | 1
9668 | 2014160000 | PRINTED CIRCUIT BOARD TERMINALS 10.16 MM N OF POLES: 7 90° SOLDER PIN LENGTH (L): 5 MM TINNED CLAMPING YOKE CONNECTION CLAMPING RANGE MAX. : 16 MM² BOX | 1
9669 | 2014230000 | PRINTED CIRCUIT BOARD TERMINALS 10.16 MM N OF POLES: 2 90° SOLDER PIN LENGTH (L): 5 MM TINNED PALE GREEN CLAMPING YOKE CONNECTION CLAMPING RANGE MAX. : 16 MM² BOX | 1
9670 | 2014270000 | PRINTED CIRCUIT BOARD TERMINALS 10.16 MM N OF POLES: 1 90° SOLDER PIN LENGTH (L): 5 MM TINNED PEBBLE GREY CLAMPING YOKE CONNECTION CLAMPING RANGE MAX. : 16 MM² BOX | 1
9671 | 2014290000 | PRINTED CIRCUIT BOARD TERMINALS 10.16 MM N OF POLES: 3 90° SOLDER PIN LENGTH (L): 5 MM TINNED PEBBLE GREY CLAMPING YOKE CONNECTION CLAMPING RANGE MAX. : 16 MM² BOX | 1
9672 | 2014310000 | PRINTED CIRCUIT BOARD TERMINALS 10.16 MM N OF POLES: 4 90° SOLDER PIN LENGTH (L): 5 MM TINNED PEBBLE GREY CLAMPING YOKE CONNECTION CLAMPING RANGE MAX. : 16 MM² BOX | 1
9673 | 2014330000 | PRINTED CIRCUIT BOARD TERMINALS 10.16 MM N OF POLES: 5 90° SOLDER PIN LENGTH (L): 5 MM TINNED PEBBLE GREY CLAMPING YOKE CONNECTION CLAMPING RANGE MAX. : 16 MM² BOX | 1
9674 | 2014360000 | PRINTED CIRCUIT BOARD TERMINALS 12.70 MM N OF POLES: 2 90° SOLDER PIN LENGTH (L): 5 MM TINNED CLAMPING YOKE CONNECTION CLAMPING RANGE MAX. : 16 MM² BOX | 1
9675 | 2014370000 | PRINTED CIRCUIT BOARD TERMINALS 10.16 MM N OF POLES: 7 90° SOLDER PIN LENGTH (L): 5 MM TINNED PEBBLE GREY CLAMPING YOKE CONNECTION CLAMPING RANGE MAX. : 16 MM² BOX | 1
9676 | 2014390000 | PRINTED CIRCUIT BOARD TERMINALS 10.16 MM N OF POLES: 8 90° SOLDER PIN LENGTH (L): 5 MM TINNED PEBBLE GREY CLAMPING YOKE CONNECTION CLAMPING RANGE MAX. : 16 MM² BOX | 1
9677 | 2014400000 | PRINTED CIRCUIT BOARD TERMINALS 12.70 MM N OF POLES: 4 90° SOLDER PIN LENGTH (L): 5 MM TINNED CLAMPING YOKE CONNECTION CLAMPING RANGE MAX. : 16 MM² BOX | 1
9678 | 2014410000 | PRINTED CIRCUIT BOARD TERMINALS 10.16 MM N OF POLES: 9 90° SOLDER PIN LENGTH (L): 5 MM TINNED PEBBLE GREY CLAMPING YOKE CONNECTION CLAMPING RANGE MAX. : 16 MM² BOX | 1
9679 | 2014420000 | PRINTED CIRCUIT BOARD TERMINALS 12.70 MM N OF POLES: 5 90° SOLDER PIN LENGTH (L): 5 MM TINNED CLAMPING YOKE CONNECTION CLAMPING RANGE MAX. : 16 MM² BOX | 1
9680 | 2014760000 | PRINTED CIRCUIT BOARD TERMINALS 12.70 MM N OF POLES: 8 90° SOLDER PIN LENGTH (L): 5 MM TINNED CLAMPING YOKE CONNECTION CLAMPING RANGE MAX. : 16 MM² BOX | 1
9681 | 2014900000 | PRINTED CIRCUIT BOARD TERMINALS 12.70 MM N OF POLES: 9 90° SOLDER PIN LENGTH (L): 5 MM TINNED CLAMPING YOKE CONNECTION CLAMPING RANGE MAX. : 16 MM² BOX | 1
9682 | 2015140000 | PRINTED CIRCUIT BOARD TERMINALS 12.70 MM N OF POLES: 2 90° SOLDER PIN LENGTH (L): 5 MM TINNED PEBBLE GREY CLAMPING YOKE CONNECTION CLAMPING RANGE MAX. : 16 MM² BOX | 1
9683 | 2015160000 | PRINTED CIRCUIT BOARD TERMINALS 12.70 MM N OF POLES: 3 90° SOLDER PIN LENGTH (L): 5 MM TINNED PEBBLE GREY CLAMPING YOKE CONNECTION CLAMPING RANGE MAX. : 16 MM² BOX | 1
9684 | 2016310000 | PCB PLUG-IN CONNECTOR FEMALE PLUG 5.08 MM N OF POLES: 5 180° CLAMPING YOKE CONNECTION CLAMPING RANGE MAX. : 4 MM² BOX | 1
9685 | 2027820000 | PRINTED CIRCUIT BOARD TERMINALS 5.08 MM N OF POLES: 5 90° SOLDER PIN LENGTH (L): 3.5 MM TINNED ORANGE CLAMPING YOKE CONNECTION CLAMPING RANGE MAX. : 2.5 MM² BOX | 1
9686 | 2054890000 | PCB PLUG-IN CONNECTOR MALE HEADER CLOSED SIDE THT SOLDER CONNECTION 10.16 MM N OF POLES: 7 90° SOLDER PIN LENGTH (L): 4 MM BOX | 0
9687 | 2504930000 | PRINTED CIRCUIT BOARD TERMINALS 5.00 MM 90° TINNED PRESSURE CLAMP CONNECTION CLAMPING RANGE MAX. : 2.5 MM² BOX | 71
9688 | 2507080000 | PCB PLUG-IN CONNECTOR ACCESSORIES N OF POLES: 6 | 62
9689 | 2507120000 | PCB PLUG-IN CONNECTOR ACCESSORIES N OF POLES: 10 | 62
9690 | 2508010000 | PCB PLUG-IN CONNECTOR MALE HEADER CLIP-ON FLANGE THT SOLDER CONNECTION 10.16 MM N OF POLES: 2 180° SOLDER PIN LENGTH (L): 4 MM BOX | 0
9691 | 2508090000 | PCB PLUG-IN CONNECTOR MALE HEADER CLIP-ON FLANGE THT SOLDER CONNECTION 10.16 MM N OF POLES: 5 180° SOLDER PIN LENGTH (L): 4 MM BOX | 0
9692 | 2529600000 | PCB PLUG-IN CONNECTOR MALE HEADER CLOSED SIDE MIDDLE SCREW FLANGE THT/THR SOLDER CONNECTION 7.62 MM N OF POLES: 3 SOLDER PIN LENGTH (L): 2.6 MM TINNED BOX | 0
9693 | 2529610000 | PCB PLUG-IN CONNECTOR MALE HEADER CLOSED SIDE MIDDLE SCREW FLANGE THT/THR SOLDER CONNECTION 7.62 MM N OF POLES: 3 SOLDER PIN LENGTH (L): 2.6 MM TINNED BOX | 0
9694 | 2529630000 | PCB PLUG-IN CONNECTOR MALE HEADER CLOSED SIDE MIDDLE SCREW FLANGE THT/THR SOLDER CONNECTION 7.62 MM N OF POLES: 4 SOLDER PIN LENGTH (L): 2.6 MM TINNED BOX | 0
9695 | 2529700000 | PCB PLUG-IN CONNECTOR MALE HEADER CLOSED SIDE MIDDLE SCREW FLANGE THT/THR SOLDER CONNECTION 7.62 MM N OF POLES: 5 SOLDER PIN LENGTH (L): 2.6 MM TINNED BOX | 0
9696 | 2529720000 | PCB PLUG-IN CONNECTOR MALE HEADER CLOSED SIDE MIDDLE FLANGE THT/THR SOLDER CONNECTION 7.62 MM N OF POLES: 2 SOLDER PIN LENGTH (L): 2.6 MM TINNED BOX | 0
9697 | 2529750000 | PCB PLUG-IN CONNECTOR MALE HEADER CLOSED SIDE MIDDLE FLANGE THT/THR SOLDER CONNECTION 7.62 MM N OF POLES: 3 SOLDER PIN LENGTH (L): 2.6 MM TINNED BOX | 0
9698 | 2529770000 | PCB PLUG-IN CONNECTOR MALE HEADER CLOSED SIDE MIDDLE FLANGE THT/THR SOLDER CONNECTION 7.62 MM N OF POLES: 3 SOLDER PIN LENGTH (L): 2.6 MM TINNED BOX | 0
9699 | 2529790000 | PCB PLUG-IN CONNECTOR MALE HEADER CLOSED SIDE MIDDLE FLANGE THT/THR SOLDER CONNECTION 7.62 MM N OF POLES: 3 SOLDER PIN LENGTH (L): 2.6 MM TINNED BOX | 0
9700 | 2529810000 | PCB PLUG-IN CONNECTOR MALE HEADER CLOSED SIDE MIDDLE FLANGE THT/THR SOLDER CONNECTION 7.62 MM N OF POLES: 4 SOLDER PIN LENGTH (L): 2.6 MM TINNED BOX | 0
9701 | 2529820000 | PCB PLUG-IN CONNECTOR MALE HEADER CLOSED SIDE MIDDLE FLANGE THT/THR SOLDER CONNECTION 7.62 MM N OF POLES: 4 SOLDER PIN LENGTH (L): 2.6 MM TINNED BOX | 0
9702 | 2529830000 | PCB PLUG-IN CONNECTOR MALE HEADER CLOSED SIDE MIDDLE FLANGE THT/THR SOLDER CONNECTION 7.62 MM N OF POLES: 5 SOLDER PIN LENGTH (L): 2.6 MM TINNED BOX | 0
9703 | 2529840000 | PCB PLUG-IN CONNECTOR MALE HEADER CLOSED SIDE MIDDLE FLANGE THT/THR SOLDER CONNECTION 7.62 MM N OF POLES: 5 SOLDER PIN LENGTH (L): 2.6 MM TINNED BOX | 0
9704 | 2529870000 | PCB PLUG-IN CONNECTOR MALE HEADER CLOSED SIDE MIDDLE FLANGE THT/THR SOLDER CONNECTION 7.62 MM N OF POLES: 5 SOLDER PIN LENGTH (L): 2.6 MM TINNED BOX | 0
9705 | 2529970000 | PCB PLUG-IN CONNECTOR MALE HEADER CLOSED SIDE MIDDLE SCREW FLANGE THT/THR SOLDER CONNECTION 7.62 MM N OF POLES: 3 SOLDER PIN LENGTH (L): 2.6 MM TINNED BOX | 0
9706 | 2529990000 | PCB PLUG-IN CONNECTOR MALE HEADER CLOSED SIDE MIDDLE SCREW FLANGE THT/THR SOLDER CONNECTION 7.62 MM N OF POLES: 4 SOLDER PIN LENGTH (L): 2.6 MM TINNED BOX | 0
9707 | 2530030000 | PCB PLUG-IN CONNECTOR MALE HEADER CLOSED SIDE MIDDLE SCREW FLANGE THT/THR SOLDER CONNECTION 7.62 MM N OF POLES: 5 SOLDER PIN LENGTH (L): 2.6 MM TINNED BOX | 0
9708 | 2545810000 | PCB PLUG-IN CONNECTOR MALE HEADER SCREW FLANGE THT/THR SOLDER CONNECTION 7.62 MM N OF POLES: 2 90° SOLDER PIN LENGTH (L): 2.6 MM TINNED TAPE | 0
9709 | 2545970000 | PCB PLUG-IN CONNECTOR MALE HEADER SCREW FLANGE THT/THR SOLDER CONNECTION 7.62 MM N OF POLES: 5 90° SOLDER PIN LENGTH (L): 2.6 MM TINNED TAPE | 0
9710 | 2545980000 | PCB PLUG-IN CONNECTOR MALE HEADER MIDDLE SCREW FLANGE THT/THR SOLDER CONNECTION 7.62 MM N OF POLES: 2 90° SOLDER PIN LENGTH (L): 2.6 MM TINNED TAPE | 0
9711 | 2546000000 | PCB PLUG-IN CONNECTOR MALE HEADER MIDDLE SCREW FLANGE THT/THR SOLDER CONNECTION 7.62 MM N OF POLES: 4 90° SOLDER PIN LENGTH (L): 2.6 MM TINNED TAPE | 0
9712 | 2546040000 | PCB PLUG-IN CONNECTOR MALE HEADER SCREW FLANGE THT/THR SOLDER CONNECTION 7.62 MM N OF POLES: 4 270° SOLDER PIN LENGTH (L): 2.6 MM TINNED TAPE | 0
9713 | 2546060000 | PCB PLUG-IN CONNECTOR MALE HEADER MIDDLE SCREW FLANGE THT/THR SOLDER CONNECTION 7.62 MM N OF POLES: 2 270° SOLDER PIN LENGTH (L): 2.6 MM TINNED TAPE | 0
9714 | 2546120000 | PCB PLUG-IN CONNECTOR MALE HEADER CLOSED SIDE THT/THR SOLDER CONNECTION 7.62 MM N OF POLES: 4 90° SOLDER PIN LENGTH (L): 2.6 MM TINNED TAPE | 0
9715 | 2546150000 | PCB PLUG-IN CONNECTOR MALE HEADER CLOSED SIDE THT/THR SOLDER CONNECTION 7.62 MM N OF POLES: 3 270° SOLDER PIN LENGTH (L): 2.6 MM TINNED TAPE | 0
9716 | 2546170000 | PCB PLUG-IN CONNECTOR MALE HEADER CLOSED SIDE THT/THR SOLDER CONNECTION 7.62 MM N OF POLES: 5 270° SOLDER PIN LENGTH (L): 2.6 MM TINNED TAPE | 0
9717 | 2562080000 | PCB PLUG-IN CONNECTOR MALE HEADER CLOSED SIDE THT SOLDER CONNECTION 5.08 MM N OF POLES: 6 90° SOLDER PIN LENGTH (L): 3.2 MM TINNED PALE GREEN BOX | 0
9718 | 2567020000 | PRINTED CIRCUIT BOARD TERMINALS 5.08 MM N OF POLES: 2 90° SOLDER PIN LENGTH (L): 4.5 MM TINNED GREY CLAMPING YOKE CONNECTION CLAMPING RANGE MAX. : 6 MM² BOX | 1
9719 | 2567030000 | PRINTED CIRCUIT BOARD TERMINALS 5.08 MM N OF POLES: 2 90° SOLDER PIN LENGTH (L): 4.5 MM TINNED PEBBLE GREY CLAMPING YOKE CONNECTION CLAMPING RANGE MAX. : 6 MM² BOX | 1
9720 | 2567060000 | PRINTED CIRCUIT BOARD TERMINALS 5.08 MM N OF POLES: 3 180° SOLDER PIN LENGTH (L): 4.5 MM TINNED ORANGE CLAMPING YOKE CONNECTION CLAMPING RANGE MAX. : 6 MM² BOX | 1
9721 | 2567090000 | PRINTED CIRCUIT BOARD TERMINALS 5.08 MM N OF POLES: 3 90° SOLDER PIN LENGTH (L): 4.5 MM TINNED CLAMPING YOKE CONNECTION CLAMPING RANGE MAX. : 6 MM² BOX | 1
9722 | 2567100000 | PRINTED CIRCUIT BOARD TERMINALS 5.08 MM N OF POLES: 3 90° SOLDER PIN LENGTH (L): 4.5 MM TINNED PEBBLE GREY CLAMPING YOKE CONNECTION CLAMPING RANGE MAX. : 6 MM² BOX | 1
9723 | 2567110000 | PRINTED CIRCUIT BOARD TERMINALS 5.08 MM N OF POLES: 3 90° SOLDER PIN LENGTH (L): 4.5 MM TINNED ORANGE CLAMPING YOKE CONNECTION CLAMPING RANGE MAX. : 6 MM² BOX | 1
9724 | 2567130000 | PRINTED CIRCUIT BOARD TERMINALS 5.08 MM N OF POLES: 4 90° SOLDER PIN LENGTH (L): 4.5 MM TINNED ORANGE CLAMPING YOKE CONNECTION CLAMPING RANGE MAX. : 6 MM² BOX | 1
9725 | 2567150000 | PRINTED CIRCUIT BOARD TERMINALS 5.08 MM N OF POLES: 7 90° SOLDER PIN LENGTH (L): 3.2 MM TINNED CLAMPING YOKE CONNECTION CLAMPING RANGE MAX. : 6 MM² BOX | 1
9726 | 2567170000 | PRINTED CIRCUIT BOARD TERMINALS 5.08 MM N OF POLES: 10 90° SOLDER PIN LENGTH (L): 4.5 MM TINNED PEBBLE GREY CLAMPING YOKE CONNECTION CLAMPING RANGE MAX. : 6 MM² BOX | 1
9727 | 2567250000 | PRINTED CIRCUIT BOARD TERMINALS 5.08 MM N OF POLES: 16 90° SOLDER PIN LENGTH (L): 4.5 MM TINNED PEBBLE GREY CLAMPING YOKE CONNECTION CLAMPING RANGE MAX. : 6 MM² BOX | 1
9728 | 2567280000 | PRINTED CIRCUIT BOARD TERMINALS 5.08 MM N OF POLES: 24 90° SOLDER PIN LENGTH (L): 4.5 MM TINNED CLAMPING YOKE CONNECTION CLAMPING RANGE MAX. : 6 MM² BOX | 1
9729 | 2529050000 | PCB PLUG-IN CONNECTOR MALE HEADER CLOSED SIDE THT/THR SOLDER CONNECTION 7.62 MM N OF POLES: 3 SOLDER PIN LENGTH (L): 2.6 MM TINNED BOX | 0
9730 | 2529070000 | PCB PLUG-IN CONNECTOR MALE HEADER CLOSED SIDE THT/THR SOLDER CONNECTION 7.62 MM N OF POLES: 3 SOLDER PIN LENGTH (L): 2.6 MM TINNED BOX | 0
9731 | 2529270000 | PCB PLUG-IN CONNECTOR MALE HEADER CLOSED SIDE THT/THR SOLDER CONNECTION 7.62 MM N OF POLES: 2 SOLDER PIN LENGTH (L): 2.6 MM TINNED BOX | 0
9732 | 2529410000 | PCB PLUG-IN CONNECTOR MALE HEADER CLOSED SIDE MIDDLE FLANGE THT/THR SOLDER CONNECTION 7.62 MM N OF POLES: 3 SOLDER PIN LENGTH (L): 2.6 MM TINNED BOX | 0
9733 | 2529420000 | PCB PLUG-IN CONNECTOR MALE HEADER CLOSED SIDE MIDDLE FLANGE THT/THR SOLDER CONNECTION 7.62 MM N OF POLES: 3 SOLDER PIN LENGTH (L): 2.6 MM TINNED BOX | 0
9734 | 1912340000 | PRINTED CIRCUIT BOARD TERMINALS 3.50 MM N OF POLES: 4 90° SOLDER PIN LENGTH (L): 3.5 MM TINNED ORANGE PRESSURE CLAMP CONNECTION CLAMPING RANGE MAX. : 1.5 MM² BOX | 1
9735 | 1912390000 | PRINTED CIRCUIT BOARD TERMINALS 3.50 MM N OF POLES: 9 90° SOLDER PIN LENGTH (L): 3.5 MM TINNED ORANGE PRESSURE CLAMP CONNECTION CLAMPING RANGE MAX. : 1.5 MM² BOX | 1
9736 | 1914050000 | PRINTED CIRCUIT BOARD TERMINALS 5.00 MM N OF POLES: 9 135° SOLDER PIN LENGTH (L): 3.5 MM TINNED ORANGE TENSION-CLAMP CONNECTION CLAMPING RANGE MAX. : 2.5 MM² BOX | 1
9737 | 1914080000 | PRINTED CIRCUIT BOARD TERMINALS 5.00 MM N OF POLES: 11 135° SOLDER PIN LENGTH (L): 3.5 MM TINNED ORANGE TENSION-CLAMP CONNECTION CLAMPING RANGE MAX. : 2.5 MM² BOX | 1
9738 | 1914090000 | PRINTED CIRCUIT BOARD TERMINALS 5.00 MM N OF POLES: 12 135° SOLDER PIN LENGTH (L): 3.5 MM TINNED ORANGE TENSION-CLAMP CONNECTION CLAMPING RANGE MAX. : 2.5 MM² BOX | 1
9739 | 1914600000 | PRINTED CIRCUIT BOARD TERMINALS 5.00 MM N OF POLES: 5 135° SOLDER PIN LENGTH (L): 3.5 MM TINNED ORANGE TENSION CLAMP CONNECTION WITH ACTUATOR CLAMPING RANGE MAX. : 2.5 MM² BOX | 1
9740 | 1939880000 | PCB PLUG-IN CONNECTOR FEMALE PLUG 3.81 MM N OF POLES: 7 90° CLAMPING YOKE CONNECTION CLAMPING RANGE MAX. : 1.5 MM² BOX | 1
9741 | 1939960000 | PCB PLUG-IN CONNECTOR FEMALE PLUG 3.81 MM N OF POLES: 15 90° CLAMPING YOKE CONNECTION CLAMPING RANGE MAX. : 1.5 MM² BOX | 1
9742 | 1940030000 | PCB PLUG-IN CONNECTOR FEMALE PLUG 3.81 MM N OF POLES: 7 90° CLAMPING YOKE CONNECTION CLAMPING RANGE MAX. : 1.5 MM² BOX | 1
9743 | 1940050000 | PCB PLUG-IN CONNECTOR FEMALE PLUG 3.81 MM N OF POLES: 9 90° CLAMPING YOKE CONNECTION CLAMPING RANGE MAX. : 1.5 MM² BOX | 1
9744 | 1940060000 | PCB PLUG-IN CONNECTOR FEMALE PLUG 3.81 MM N OF POLES: 10 90° CLAMPING YOKE CONNECTION CLAMPING RANGE MAX. : 1.5 MM² BOX | 1
9745 | 1940080000 | PCB PLUG-IN CONNECTOR FEMALE PLUG 3.81 MM N OF POLES: 12 90° CLAMPING YOKE CONNECTION CLAMPING RANGE MAX. : 1.5 MM² BOX | 1
9746 | 1940120000 | PCB PLUG-IN CONNECTOR FEMALE PLUG 3.81 MM N OF POLES: 16 90° CLAMPING YOKE CONNECTION CLAMPING RANGE MAX. : 1.5 MM² BOX | 1
9747 | 1940190000 | PCB PLUG-IN CONNECTOR FEMALE PLUG 3.81 MM N OF POLES: 2 270° CLAMPING YOKE CONNECTION CLAMPING RANGE MAX. : 1.5 MM² BOX | 1
9748 | 1940240000 | PCB PLUG-IN CONNECTOR FEMALE PLUG 3.81 MM N OF POLES: 7 270° CLAMPING YOKE CONNECTION CLAMPING RANGE MAX. : 1.5 MM² BOX | 1
9749 | 1940280000 | PCB PLUG-IN CONNECTOR FEMALE PLUG 3.81 MM N OF POLES: 11 270° CLAMPING YOKE CONNECTION CLAMPING RANGE MAX. : 1.5 MM² BOX | 1
9750 | 1940350000 | PCB PLUG-IN CONNECTOR FEMALE PLUG 3.81 MM N OF POLES: 9 270° CLAMPING YOKE CONNECTION CLAMPING RANGE MAX. : 1.5 MM² BOX | 1
9751 | 1940550000 | PCB PLUG-IN CONNECTOR FEMALE PLUG 3.81 MM N OF POLES: 11 270° CLAMPING YOKE CONNECTION CLAMPING RANGE MAX. : 1.5 MM² BOX | 1
9752 | 1940730000 | PCB PLUG-IN CONNECTOR FEMALE PLUG 3.81 MM N OF POLES: 2 180° CLAMPING YOKE CONNECTION CLAMPING RANGE MAX. : 1.5 MM² BOX | 1
9753 | 1940870000 | PCB PLUG-IN CONNECTOR FEMALE PLUG 3.81 MM N OF POLES: 16 180° CLAMPING YOKE CONNECTION CLAMPING RANGE MAX. : 1.5 MM² BOX | 1
9754 | 1941130000 | PCB PLUG-IN CONNECTOR FEMALE PLUG 3.81 MM N OF POLES: 14 180° CLAMPING YOKE CONNECTION CLAMPING RANGE MAX. : 1.5 MM² BOX | 1
9755 | 1942530000 | PCB PLUG-IN CONNECTOR MALE HEADER FLANGE THT SOLDER CONNECTION 3.81 MM N OF POLES: 10 90° SOLDER PIN LENGTH (L): 3.2 MM TINNED ORANGE BOX | 0
9756 | 1942900000 | PCB PLUG-IN CONNECTOR MALE HEADER CLOSED SIDE THT SOLDER CONNECTION 3.81 MM N OF POLES: 8 180° SOLDER PIN LENGTH (L): 3.2 MM TINNED ORANGE BOX | 0
9757 | 1943270000 | PCB PLUG-IN CONNECTOR MALE HEADER FLANGE THT SOLDER CONNECTION 3.81 MM N OF POLES: 11 180° SOLDER PIN LENGTH (L): 3.2 MM TINNED ORANGE BOX | 0
9758 | 1943280000 | PCB PLUG-IN CONNECTOR MALE HEADER FLANGE THT SOLDER CONNECTION 3.81 MM N OF POLES: 12 180° SOLDER PIN LENGTH (L): 3.2 MM TINNED ORANGE BOX | 0
9759 | 1952630000 | PRINTED CIRCUIT BOARD TERMINALS 7.50 MM N OF POLES: 8 135° SOLDER PIN LENGTH (L): 3.5 MM TINNED ORANGE TENSION-CLAMP CONNECTION CLAMPING RANGE MAX. : 2.5 MM² BOX | 1
9760 | 1952660000 | PRINTED CIRCUIT BOARD TERMINALS 7.50 MM N OF POLES: 11 135° SOLDER PIN LENGTH (L): 3.5 MM TINNED ORANGE TENSION-CLAMP CONNECTION CLAMPING RANGE MAX. : 2.5 MM² BOX | 1
9761 | 1952670000 | PRINTED CIRCUIT BOARD TERMINALS 7.50 MM N OF POLES: 12 135° SOLDER PIN LENGTH (L): 3.5 MM TINNED ORANGE TENSION-CLAMP CONNECTION CLAMPING RANGE MAX. : 2.5 MM² BOX | 1
9762 | 1952710000 | PRINTED CIRCUIT BOARD TERMINALS 7.50 MM N OF POLES: 5 135° SOLDER PIN LENGTH (L): 3.5 MM TINNED TENSION CLAMP CONNECTION WITH ACTUATOR CLAMPING RANGE MAX. : 2.5 MM² BOX | 1
9763 | 1952740000 | PRINTED CIRCUIT BOARD TERMINALS 7.50 MM N OF POLES: 8 135° SOLDER PIN LENGTH (L): 3.5 MM TINNED TENSION CLAMP CONNECTION WITH ACTUATOR CLAMPING RANGE MAX. : 2.5 MM² BOX | 1
9764 | 1953020000 | PRINTED CIRCUIT BOARD TERMINALS 7.50 MM N OF POLES: 3 135° SOLDER PIN LENGTH (L): 3.5 MM TINNED ORANGE TENSION CLAMP CONNECTION WITH ACTUATOR CLAMPING RANGE MAX. : 2.5 MM² BOX | 1
9765 | 1953050000 | PRINTED CIRCUIT BOARD TERMINALS 7.50 MM N OF POLES: 6 135° SOLDER PIN LENGTH (L): 3.5 MM TINNED ORANGE TENSION CLAMP CONNECTION WITH ACTUATOR CLAMPING RANGE MAX. : 2.5 MM² BOX | 1
9766 | 1953080000 | PRINTED CIRCUIT BOARD TERMINALS 7.50 MM N OF POLES: 9 135° SOLDER PIN LENGTH (L): 3.5 MM TINNED ORANGE TENSION CLAMP CONNECTION WITH ACTUATOR CLAMPING RANGE MAX. : 2.5 MM² BOX | 1
9767 | 1953200000 | PRINTED CIRCUIT BOARD TERMINALS 10.00 MM N OF POLES: 10 135° SOLDER PIN LENGTH (L): 3.5 MM TINNED TENSION-CLAMP CONNECTION CLAMPING RANGE MAX. : 2.5 MM² BOX | 1
9768 | 1953470000 | PRINTED CIRCUIT BOARD TERMINALS 10.00 MM N OF POLES: 2 135° SOLDER PIN LENGTH (L): 3.5 MM TINNED ORANGE TENSION-CLAMP CONNECTION CLAMPING RANGE MAX. : 2.5 MM² BOX | 1
9769 | 1953480000 | PRINTED CIRCUIT BOARD TERMINALS 10.00 MM N OF POLES: 3 135° SOLDER PIN LENGTH (L): 3.5 MM TINNED ORANGE TENSION-CLAMP CONNECTION CLAMPING RANGE MAX. : 2.5 MM² BOX | 1
9770 | 1953490000 | PRINTED CIRCUIT BOARD TERMINALS 10.00 MM N OF POLES: 4 135° SOLDER PIN LENGTH (L): 3.5 MM TINNED ORANGE TENSION-CLAMP CONNECTION CLAMPING RANGE MAX. : 2.5 MM² BOX | 1
9771 | 1953530000 | PRINTED CIRCUIT BOARD TERMINALS 10.00 MM N OF POLES: 8 135° SOLDER PIN LENGTH (L): 3.5 MM TINNED ORANGE TENSION-CLAMP CONNECTION CLAMPING RANGE MAX. : 2.5 MM² BOX | 1
9772 | 1953580000 | PRINTED CIRCUIT BOARD TERMINALS 10.00 MM N OF POLES: 2 135° SOLDER PIN LENGTH (L): 3.5 MM TINNED TENSION CLAMP CONNECTION WITH ACTUATOR CLAMPING RANGE MAX. : 2.5 MM² BOX | 1
9773 | 1953600000 | PRINTED CIRCUIT BOARD TERMINALS 10.00 MM N OF POLES: 4 135° SOLDER PIN LENGTH (L): 3.5 MM TINNED TENSION CLAMP CONNECTION WITH ACTUATOR CLAMPING RANGE MAX. : 2.5 MM² BOX | 1
9774 | 1953620000 | PRINTED CIRCUIT BOARD TERMINALS 10.00 MM N OF POLES: 6 135° SOLDER PIN LENGTH (L): 3.5 MM TINNED TENSION CLAMP CONNECTION WITH ACTUATOR CLAMPING RANGE MAX. : 2.5 MM² BOX | 1
9775 | 1954020000 | PRINTED CIRCUIT BOARD TERMINALS 10.00 MM N OF POLES: 11 135° SOLDER PIN LENGTH (L): 3.5 MM TINNED ORANGE TENSION CLAMP CONNECTION WITH ACTUATOR CLAMPING RANGE MAX. : 2.5 MM² BOX | 1
9776 | 1957740000 | PRINTED CIRCUIT BOARD TERMINALS 5.00 MM N OF POLES: 15 135° SOLDER PIN LENGTH (L): 3.5 MM TINNED TENSION CLAMP CONNECTION WITH ACTUATOR CLAMPING RANGE MAX. : 2.5 MM² BOX | 1
9777 | 1957770000 | PRINTED CIRCUIT BOARD TERMINALS 5.00 MM N OF POLES: 18 135° SOLDER PIN LENGTH (L): 3.5 MM TINNED TENSION CLAMP CONNECTION WITH ACTUATOR CLAMPING RANGE MAX. : 2.5 MM² BOX | 1
9778 | 1970360000 | PCB PLUG-IN CONNECTOR MALE PLUG 3.81 MM N OF POLES: 8 180° CLAMPING YOKE CONNECTION CLAMPING RANGE MAX. : 1.5 MM² BOX | 1
9779 | 1970370000 | PCB PLUG-IN CONNECTOR FEMALE PLUG 3.81 MM N OF POLES: 4 180° PUSH IN WITH ACTUATOR TENSION-CLAMP CONNECTION CLAMPING RANGE MAX. : 1.5 MM² BOX | 1
9780 | 1970400000 | PCB PLUG-IN CONNECTOR FEMALE PLUG 3.81 MM N OF POLES: 6 180° PUSH IN WITH ACTUATOR TENSION-CLAMP CONNECTION CLAMPING RANGE MAX. : 1.5 MM² BOX | 1
9781 | 1970690000 | PCB PLUG-IN CONNECTOR FEMALE PLUG 3.81 MM N OF POLES: 13 180° PUSH IN WITH ACTUATOR TENSION-CLAMP CONNECTION CLAMPING RANGE MAX. : 1.5 MM² BOX | 1
9782 | 1970930000 | PCB PLUG-IN CONNECTOR MALE PLUG 3.81 MM N OF POLES: 4 180° CLAMPING YOKE CONNECTION CLAMPING RANGE MAX. : 1.5 MM² BOX | 1
9783 | 1970980000 | PCB PLUG-IN CONNECTOR MALE PLUG 3.81 MM N OF POLES: 8 180° CLAMPING YOKE CONNECTION CLAMPING RANGE MAX. : 1.5 MM² BOX | 1
9784 | 1973320000 | PCB PLUG-IN CONNECTOR MALE HEADER FLANGE THT SOLDER CONNECTION 3.81 MM N OF POLES: 16 90° SOLDER PIN LENGTH (L): 3.2 MM TINNED ORANGE BOX | 0
9785 | 1973350000 | PCB PLUG-IN CONNECTOR MALE HEADER FLANGE THT SOLDER CONNECTION 3.81 MM N OF POLES: 22 90° SOLDER PIN LENGTH (L): 3.2 MM TINNED ORANGE BOX | 0
9786 | 1973370000 | PCB PLUG-IN CONNECTOR MALE HEADER FLANGE THT SOLDER CONNECTION 3.81 MM N OF POLES: 26 90° SOLDER PIN LENGTH (L): 3.2 MM TINNED ORANGE BOX | 0
9787 | 1973380000 | PCB PLUG-IN CONNECTOR MALE HEADER FLANGE THT SOLDER CONNECTION 3.81 MM N OF POLES: 28 90° SOLDER PIN LENGTH (L): 3.2 MM TINNED ORANGE BOX | 0
9788 | 1973730000 | PCB PLUG-IN CONNECTOR MALE HEADER CLOSED SIDE THT/THR SOLDER CONNECTION 3.81 MM N OF POLES: 4 90° SOLDER PIN LENGTH (L): 3.2 MM TINNED BOX | 0
9789 | 1973740000 | PCB PLUG-IN CONNECTOR MALE HEADER CLOSED SIDE THT/THR SOLDER CONNECTION 3.81 MM N OF POLES: 6 90° SOLDER PIN LENGTH (L): 3.2 MM TINNED BOX | 0
9790 | 1973770000 | PCB PLUG-IN CONNECTOR MALE HEADER CLOSED SIDE THT/THR SOLDER CONNECTION 3.81 MM N OF POLES: 12 90° SOLDER PIN LENGTH (L): 3.2 MM TINNED BOX | 0
9791 | 1973810000 | PCB PLUG-IN CONNECTOR MALE HEADER CLOSED SIDE THT/THR SOLDER CONNECTION 3.81 MM N OF POLES: 20 90° SOLDER PIN LENGTH (L): 3.2 MM TINNED BOX | 0
9792 | 1973840000 | PCB PLUG-IN CONNECTOR MALE HEADER CLOSED SIDE THT/THR SOLDER CONNECTION 3.81 MM N OF POLES: 26 90° SOLDER PIN LENGTH (L): 3.2 MM TINNED BOX | 0
9793 | 1973860000 | PCB PLUG-IN CONNECTOR MALE HEADER CLOSED SIDE THT/THR SOLDER CONNECTION 3.81 MM N OF POLES: 30 90° SOLDER PIN LENGTH (L): 3.2 MM TINNED BOX | 0
9794 | 1974200000 | PCB PLUG-IN CONNECTOR MALE HEADER FLANGE THT/THR SOLDER CONNECTION 3.81 MM N OF POLES: 8 90° SOLDER PIN LENGTH (L): 3.2 MM TINNED BOX | 0
9795 | 1974350000 | PCB PLUG-IN CONNECTOR MALE HEADER FLANGE THT/THR SOLDER CONNECTION 3.81 MM N OF POLES: 26 90° SOLDER PIN LENGTH (L): 3.2 MM TINNED BOX | 0
9796 | 1974840000 | PCB PLUG-IN CONNECTOR FEMALE HEADER CLOSED SIDE THT/THR SOLDER CONNECTION 3.81 MM N OF POLES: 7 90° SOLDER PIN LENGTH (L): 1.5 MM TINNED BOX | 0
9797 | 1975690000 | PCB PLUG-IN CONNECTOR FEMALE HEADER FLANGE THT/THR SOLDER CONNECTION 3.81 MM N OF POLES: 2 90° SOLDER PIN LENGTH (L): 1.5 MM TINNED BOX | 0
9798 | 1975780000 | PCB PLUG-IN CONNECTOR FEMALE HEADER FLANGE THT/THR SOLDER CONNECTION 3.81 MM N OF POLES: 9 90° SOLDER PIN LENGTH (L): 1.5 MM TINNED BOX | 0
9799 | 1975950000 | PCB PLUG-IN CONNECTOR MALE HEADER CLOSED SIDE THT SOLDER CONNECTION 3.81 MM N OF POLES: 11 135° SOLDER PIN LENGTH (L): 3.2 MM TINNED ORANGE BOX | 0
9800 | 1975960000 | PCB PLUG-IN CONNECTOR MALE HEADER CLOSED SIDE THT SOLDER CONNECTION 3.81 MM N OF POLES: 12 135° SOLDER PIN LENGTH (L): 3.2 MM TINNED ORANGE BOX | 0
9801 | 1976230000 | PCB PLUG-IN CONNECTOR MALE HEADER CLOSED SIDE THT SOLDER CONNECTION 3.81 MM N OF POLES: 12 135° SOLDER PIN LENGTH (L): 3.2 MM TINNED PALE GREEN BOX | 0
9802 | 1976490000 | PCB PLUG-IN CONNECTOR FEMALE HEADER CLOSED SIDE THT/THR SOLDER CONNECTION 3.81 MM N OF POLES: 2 180° SOLDER PIN LENGTH (L): 1.5 MM TINNED BOX | 0
9803 | 1976500000 | PCB PLUG-IN CONNECTOR FEMALE HEADER CLOSED SIDE THT/THR SOLDER CONNECTION 3.81 MM N OF POLES: 3 180° SOLDER PIN LENGTH (L): 1.5 MM TINNED BOX | 0
9804 | 1976530000 | PCB PLUG-IN CONNECTOR FEMALE HEADER CLOSED SIDE THT/THR SOLDER CONNECTION 3.81 MM N OF POLES: 5 180° SOLDER PIN LENGTH (L): 1.5 MM TINNED BOX | 0
9805 | 1976550000 | PCB PLUG-IN CONNECTOR FEMALE HEADER CLOSED SIDE THT/THR SOLDER CONNECTION 3.81 MM N OF POLES: 6 180° SOLDER PIN LENGTH (L): 1.5 MM TINNED BOX | 0
9806 | 1977250000 | PCB PLUG-IN CONNECTOR MALE HEADER CLOSED SIDE THT/THR SOLDER CONNECTION 3.81 MM N OF POLES: 7 135° SOLDER PIN LENGTH (L): 3.2 MM TINNED BOX | 0
9807 | 1977740000 | PCB PLUG-IN CONNECTOR MALE HEADER CLOSED SIDE THT/THR SOLDER CONNECTION 3.81 MM N OF POLES: 13 135° SOLDER PIN LENGTH (L): 3.2 MM TINNED BOX | 0
9808 | 2599100000 | PCB PLUG-IN CONNECTOR FEMALE PLUG 5.08 MM N OF POLES: 5 270° CLAMPING YOKE CONNECTION CLAMPING RANGE MAX. : 4 MM² BOX | 1
9809 | 2599110000 | PCB PLUG-IN CONNECTOR FEMALE PLUG 5.08 MM N OF POLES: 6 270° CLAMPING YOKE CONNECTION CLAMPING RANGE MAX. : 4 MM² BOX | 1
9810 | 2623160000 | PCB PLUG-IN CONNECTOR FEMALE PLUG 7.62 MM N OF POLES: 2 CLAMPING YOKE CONNECTION CLAMPING RANGE MAX. : 4 MM² BOX | 1
9811 | 7789015030 | PRE-ASSEMBLED CABLE PAC CABLE LIYY 0.25 MM² | 2
9812 | 7789042080 | PRE-ASSEMBLED CABLE PAC CABLE LIYY 0.25 MM² | 2
9813 | 7789061035 | PRE-ASSEMBLED CABLE PAC CABLE LIYY 0.25 MM² | 2
9814 | 7789133060 | PRE-ASSEMBLED CABLE PAC CABLE LIYY 0.25 MM² | 2
9815 | 7789135035 | PRE-ASSEMBLED CABLE PAC CABLE LIYCY 0.25 MM² | 2
9816 | 7789192025 | PRE-ASSEMBLED CABLE PAC CABLE LIYY 8.6 ± 1 MM | 13
9817 | 7789306005 | PRE-ASSEMBLED CABLE PAC CABLE LIYY 0.14 MM² | 2
9818 | 7789329025 | PRE-ASSEMBLED CABLE PAC CABLE LIYY 0.25 MM² | 2
9819 | 7789606050 | PRE-ASSEMBLED CABLE PAC CABLE LIYY 0.25 MM² | 2
9820 | 7789631050 | PRE-ASSEMBLED CABLE PAC CABLE LIYY 0.25 MM² | 2
9821 | 7789632050 | PRE-ASSEMBLED CABLE PAC CABLE LIYY 0.25 MM² | 2
9822 | 7789704090 | PRE-ASSEMBLED CABLE PAC CABLE LIYCY 0.25 MM² | 2
9823 | 7789734005 | PRE-ASSEMBLED CABLE PAC CABLE LIYCY 0.25 MM² | 2
9824 | 7789759100 | PRE-ASSEMBLED CABLE PAC CABLE LIYY 12.4 ± 1 MM | 13
9825 | 7789801030 | PRE-ASSEMBLED CABLE PAC CABLE LIYCY 8.6 ± 1 MM | 13
9826 | 7789288015 | PRE-ASSEMBLED CABLE PAC CABLE LIYCY 0.25 MM² | 2
9827 | 1028750000 | PCB PLUG-IN CONNECTOR FEMALE HEADER SOLDER FLANGE INVERTED THT/THR SOLDER CONNECTION 3.81 MM N OF POLES: 5 90° SOLDER PIN LENGTH (L): 1.5 MM TINNED BOX | 0
9828 | 1028760000 | PCB PLUG-IN CONNECTOR FEMALE HEADER SOLDER FLANGE INVERTED THT/THR SOLDER CONNECTION 3.81 MM N OF POLES: 6 90° SOLDER PIN LENGTH (L): 1.5 MM TINNED BOX | 0
9829 | 1028770000 | PCB PLUG-IN CONNECTOR FEMALE HEADER SOLDER FLANGE INVERTED THT/THR SOLDER CONNECTION 3.81 MM N OF POLES: 7 90° SOLDER PIN LENGTH (L): 1.5 MM TINNED BOX | 0
9830 | 1028790000 | PCB PLUG-IN CONNECTOR FEMALE HEADER SOLDER FLANGE INVERTED THT/THR SOLDER CONNECTION 3.81 MM N OF POLES: 8 90° SOLDER PIN LENGTH (L): 1.5 MM TINNED BOX | 0
9831 | 1028820000 | PCB PLUG-IN CONNECTOR FEMALE HEADER SOLDER FLANGE INVERTED THT/THR SOLDER CONNECTION 3.81 MM N OF POLES: 10 90° SOLDER PIN LENGTH (L): 1.5 MM TINNED BOX | 0
9832 | 1029310000 | PCB PLUG-IN CONNECTOR FEMALE HEADER SOLDER FLANGE INVERTED THT/THR SOLDER CONNECTION 3.81 MM N OF POLES: 6 180° SOLDER PIN LENGTH (L): 1.5 MM TINNED BOX | 0
9833 | 1029350000 | PCB PLUG-IN CONNECTOR FEMALE HEADER SOLDER FLANGE INVERTED THT/THR SOLDER CONNECTION 3.81 MM N OF POLES: 10 180° SOLDER PIN LENGTH (L): 1.5 MM TINNED BOX | 0
9834 | 1029950000 | PCB PLUG-IN CONNECTOR MALE HEADER CLOSED SIDE THT SOLDER CONNECTION 3.81 MM N OF POLES: 8 180° SOLDER PIN LENGTH (L): 3.2 MM TINNED ORANGE BOX | 0
9835 | 1029960000 | PCB PLUG-IN CONNECTOR MALE HEADER CLOSED SIDE THT SOLDER CONNECTION 3.81 MM N OF POLES: 10 180° SOLDER PIN LENGTH (L): 3.2 MM TINNED ORANGE BOX | 0
9836 | 1029990000 | PCB PLUG-IN CONNECTOR MALE HEADER CLOSED SIDE THT SOLDER CONNECTION 3.81 MM N OF POLES: 16 180° SOLDER PIN LENGTH (L): 3.2 MM TINNED ORANGE BOX | 0
9837 | 1030010000 | PCB PLUG-IN CONNECTOR MALE HEADER CLOSED SIDE THT SOLDER CONNECTION 3.81 MM N OF POLES: 18 180° SOLDER PIN LENGTH (L): 3.2 MM TINNED ORANGE BOX | 0
9838 | 1030030000 | PCB PLUG-IN CONNECTOR MALE HEADER CLOSED SIDE THT SOLDER CONNECTION 3.81 MM N OF POLES: 22 180° SOLDER PIN LENGTH (L): 3.2 MM TINNED ORANGE BOX | 0
9839 | 1030080000 | PCB PLUG-IN CONNECTOR MALE HEADER CLOSED SIDE THT SOLDER CONNECTION 3.81 MM N OF POLES: 32 180° SOLDER PIN LENGTH (L): 3.2 MM TINNED ORANGE BOX | 0
9840 | 1030090000 | PCB PLUG-IN CONNECTOR MALE HEADER CLOSED SIDE THT SOLDER CONNECTION 3.81 MM N OF POLES: 4 180° SOLDER PIN LENGTH (L): 3.2 MM TINNED PALE GREEN BOX | 0
9841 | 1030440000 | PCB PLUG-IN CONNECTOR MALE HEADER FLANGE THT SOLDER CONNECTION 3.81 MM N OF POLES: 4 180° SOLDER PIN LENGTH (L): 3.2 MM TINNED ORANGE BOX | 0
9842 | 1030490000 | PCB PLUG-IN CONNECTOR MALE HEADER FLANGE THT SOLDER CONNECTION 3.81 MM N OF POLES: 14 180° SOLDER PIN LENGTH (L): 3.2 MM TINNED ORANGE BOX | 0
9843 | 1030520000 | PCB PLUG-IN CONNECTOR MALE HEADER FLANGE THT SOLDER CONNECTION 3.81 MM N OF POLES: 18 180° SOLDER PIN LENGTH (L): 3.2 MM TINNED ORANGE BOX | 0
9844 | 1030530000 | PCB PLUG-IN CONNECTOR MALE HEADER FLANGE THT SOLDER CONNECTION 3.81 MM N OF POLES: 20 180° SOLDER PIN LENGTH (L): 3.2 MM TINNED ORANGE BOX | 0
9845 | 1030580000 | PCB PLUG-IN CONNECTOR MALE HEADER FLANGE THT SOLDER CONNECTION 3.81 MM N OF POLES: 30 180° SOLDER PIN LENGTH (L): 3.2 MM TINNED ORANGE BOX | 0
9846 | 1030590000 | PCB PLUG-IN CONNECTOR MALE HEADER FLANGE THT SOLDER CONNECTION 3.81 MM N OF POLES: 32 180° SOLDER PIN LENGTH (L): 3.2 MM TINNED ORANGE BOX | 0
9847 | 1030980000 | PCB PLUG-IN CONNECTOR MALE HEADER CLOSED SIDE THT/THR SOLDER CONNECTION 3.81 MM N OF POLES: 10 180° SOLDER PIN LENGTH (L): 3.2 MM TINNED BOX | 0
9848 | 1031010000 | PCB PLUG-IN CONNECTOR MALE HEADER CLOSED SIDE THT/THR SOLDER CONNECTION 3.81 MM N OF POLES: 14 180° SOLDER PIN LENGTH (L): 3.2 MM TINNED BOX | 0
9849 | 1031020000 | PCB PLUG-IN CONNECTOR MALE HEADER CLOSED SIDE THT/THR SOLDER CONNECTION 3.81 MM N OF POLES: 16 180° SOLDER PIN LENGTH (L): 3.2 MM TINNED BOX | 0
9850 | 1031040000 | PCB PLUG-IN CONNECTOR MALE HEADER CLOSED SIDE THT/THR SOLDER CONNECTION 3.81 MM N OF POLES: 20 180° SOLDER PIN LENGTH (L): 3.2 MM TINNED BOX | 0
9851 | 1031050000 | PCB PLUG-IN CONNECTOR MALE HEADER CLOSED SIDE THT/THR SOLDER CONNECTION 3.81 MM N OF POLES: 22 180° SOLDER PIN LENGTH (L): 3.2 MM TINNED BOX | 0
9852 | 1031090000 | PCB PLUG-IN CONNECTOR MALE HEADER CLOSED SIDE THT/THR SOLDER CONNECTION 3.81 MM N OF POLES: 30 180° SOLDER PIN LENGTH (L): 3.2 MM TINNED BOX | 0
9853 | 1031110000 | PCB PLUG-IN CONNECTOR MALE HEADER CLOSED SIDE THT/THR SOLDER CONNECTION 3.81 MM N OF POLES: 32 180° SOLDER PIN LENGTH (L): 3.2 MM TINNED BOX | 0
9854 | 1031410000 | PCB PLUG-IN CONNECTOR MALE HEADER CLOSED SIDE THT/THR SOLDER CONNECTION 3.81 MM N OF POLES: 24 180° SOLDER PIN LENGTH (L): 1.5 MM TINNED BOX | 0
9855 | 1031460000 | PCB PLUG-IN CONNECTOR MALE HEADER FLANGE THT/THR SOLDER CONNECTION 3.81 MM N OF POLES: 4 180° SOLDER PIN LENGTH (L): 3.2 MM TINNED BOX | 0
9856 | 1031470000 | PCB PLUG-IN CONNECTOR MALE HEADER FLANGE THT/THR SOLDER CONNECTION 3.81 MM N OF POLES: 6 180° SOLDER PIN LENGTH (L): 3.2 MM TINNED BOX | 0
9857 | 1031510000 | PCB PLUG-IN CONNECTOR MALE HEADER FLANGE THT/THR SOLDER CONNECTION 3.81 MM N OF POLES: 10 180° SOLDER PIN LENGTH (L): 3.2 MM TINNED BOX | 0
9858 | 1031610000 | PCB PLUG-IN CONNECTOR MALE HEADER FLANGE THT/THR SOLDER CONNECTION 3.81 MM N OF POLES: 24 180° SOLDER PIN LENGTH (L): 3.2 MM TINNED BOX | 0
9859 | 1031630000 | PCB PLUG-IN CONNECTOR MALE HEADER FLANGE THT/THR SOLDER CONNECTION 3.81 MM N OF POLES: 28 180° SOLDER PIN LENGTH (L): 3.2 MM TINNED BOX | 0
9860 | 1031660000 | PCB PLUG-IN CONNECTOR MALE HEADER FLANGE THT/THR SOLDER CONNECTION 3.81 MM N OF POLES: 32 180° SOLDER PIN LENGTH (L): 3.2 MM TINNED BOX | 0
9861 | 1032050000 | PCB PLUG-IN CONNECTOR MALE HEADER FLANGE THT/THR SOLDER CONNECTION 3.81 MM N OF POLES: 28 180° SOLDER PIN LENGTH (L): 1.5 MM TINNED BOX | 0
9862 | 1032090000 | PCB PLUG-IN CONNECTOR MALE HEADER CLOSED SIDE THT SOLDER CONNECTION 3.81 MM N OF POLES: 4 90° SOLDER PIN LENGTH (L): 3.2 MM TINNED ORANGE BOX | 0
9863 | 1032150000 | PCB PLUG-IN CONNECTOR MALE HEADER CLOSED SIDE THT SOLDER CONNECTION 3.81 MM N OF POLES: 14 90° SOLDER PIN LENGTH (L): 3.2 MM TINNED ORANGE BOX | 0
9864 | 1032190000 | PCB PLUG-IN CONNECTOR MALE HEADER CLOSED SIDE THT SOLDER CONNECTION 3.81 MM N OF POLES: 20 90° SOLDER PIN LENGTH (L): 3.2 MM TINNED ORANGE BOX | 0
9865 | 1032220000 | PCB PLUG-IN CONNECTOR MALE HEADER CLOSED SIDE THT SOLDER CONNECTION 3.81 MM N OF POLES: 26 90° SOLDER PIN LENGTH (L): 3.2 MM TINNED ORANGE BOX | 0
9866 | 1032250000 | PCB PLUG-IN CONNECTOR MALE HEADER CLOSED SIDE THT SOLDER CONNECTION 3.81 MM N OF POLES: 32 90° SOLDER PIN LENGTH (L): 3.2 MM TINNED ORANGE BOX | 0
9867 | 1032590000 | PCB PLUG-IN CONNECTOR MALE HEADER FLANGE THT SOLDER CONNECTION 3.81 MM N OF POLES: 6 90° SOLDER PIN LENGTH (L): 3.2 MM TINNED ORANGE BOX | 0
9868 | 1032600000 | PCB PLUG-IN CONNECTOR MALE HEADER FLANGE THT SOLDER CONNECTION 3.81 MM N OF POLES: 8 90° SOLDER PIN LENGTH (L): 3.2 MM TINNED ORANGE BOX | 0
9869 | 1032610000 | PCB PLUG-IN CONNECTOR MALE HEADER FLANGE THT SOLDER CONNECTION 3.81 MM N OF POLES: 10 90° SOLDER PIN LENGTH (L): 3.2 MM TINNED ORANGE BOX | 0
9870 | 1032620000 | PCB PLUG-IN CONNECTOR MALE HEADER FLANGE THT SOLDER CONNECTION 3.81 MM N OF POLES: 12 90° SOLDER PIN LENGTH (L): 3.2 MM TINNED ORANGE BOX | 0
9871 | 1032660000 | PCB PLUG-IN CONNECTOR MALE HEADER FLANGE THT SOLDER CONNECTION 3.81 MM N OF POLES: 20 90° SOLDER PIN LENGTH (L): 3.2 MM TINNED ORANGE BOX | 0
9872 | 1032710000 | PCB PLUG-IN CONNECTOR MALE HEADER FLANGE THT SOLDER CONNECTION 3.81 MM N OF POLES: 28 90° SOLDER PIN LENGTH (L): 3.2 MM TINNED ORANGE BOX | 0
9873 | 1033580000 | PCB PLUG-IN CONNECTOR MALE HEADER CLOSED SIDE THT/THR SOLDER CONNECTION 3.81 MM N OF POLES: 20 90° SOLDER PIN LENGTH (L): 3.2 MM TINNED BOX | 0
9874 | 1034020000 | PCB PLUG-IN CONNECTOR MALE HEADER FLANGE THT/THR SOLDER CONNECTION 3.81 MM N OF POLES: 12 90° SOLDER PIN LENGTH (L): 3.2 MM TINNED BOX | 0
9875 | 1034050000 | PCB PLUG-IN CONNECTOR MALE HEADER FLANGE THT/THR SOLDER CONNECTION 3.81 MM N OF POLES: 18 90° SOLDER PIN LENGTH (L): 3.2 MM TINNED BOX | 0
9876 | 1034110000 | PCB PLUG-IN CONNECTOR MALE HEADER FLANGE THT/THR SOLDER CONNECTION 3.81 MM N OF POLES: 28 90° SOLDER PIN LENGTH (L): 3.2 MM TINNED BOX | 0
9877 | 1034130000 | PCB PLUG-IN CONNECTOR MALE HEADER FLANGE THT/THR SOLDER CONNECTION 3.81 MM N OF POLES: 32 90° SOLDER PIN LENGTH (L): 3.2 MM TINNED BOX | 0
9878 | 1034430000 | PCB PLUG-IN CONNECTOR MALE HEADER FLANGE THT/THR SOLDER CONNECTION 3.81 MM N OF POLES: 26 90° SOLDER PIN LENGTH (L): 1.5 MM TINNED BOX | 0
9879 | 1034510000 | PCB PLUG-IN CONNECTOR MALE HEADER CLOSED SIDE THT SOLDER CONNECTION 3.81 MM N OF POLES: 8 180° SOLDER PIN LENGTH (L): 3.2 MM TINNED ORANGE BOX | 0
9880 | 1034520000 | PCB PLUG-IN CONNECTOR MALE HEADER CLOSED SIDE THT SOLDER CONNECTION 3.81 MM N OF POLES: 10 180° SOLDER PIN LENGTH (L): 3.2 MM TINNED ORANGE BOX | 0
9881 | 1034530000 | PCB PLUG-IN CONNECTOR MALE HEADER CLOSED SIDE THT SOLDER CONNECTION 3.81 MM N OF POLES: 12 180° SOLDER PIN LENGTH (L): 3.2 MM TINNED ORANGE BOX | 0
9882 | 1034580000 | PCB PLUG-IN CONNECTOR MALE HEADER CLOSED SIDE THT SOLDER CONNECTION 3.81 MM N OF POLES: 22 180° SOLDER PIN LENGTH (L): 3.2 MM TINNED ORANGE BOX | 0
9883 | 1034610000 | PCB PLUG-IN CONNECTOR MALE HEADER CLOSED SIDE THT SOLDER CONNECTION 3.81 MM N OF POLES: 26 180° SOLDER PIN LENGTH (L): 3.2 MM TINNED ORANGE BOX | 0
9884 | 1034630000 | PCB PLUG-IN CONNECTOR MALE HEADER CLOSED SIDE THT SOLDER CONNECTION 3.81 MM N OF POLES: 30 180° SOLDER PIN LENGTH (L): 3.2 MM TINNED ORANGE BOX | 0
9885 | 1034640000 | PCB PLUG-IN CONNECTOR MALE HEADER CLOSED SIDE THT SOLDER CONNECTION 3.81 MM N OF POLES: 32 180° SOLDER PIN LENGTH (L): 3.2 MM TINNED ORANGE BOX | 0
9886 | 1035010000 | PCB PLUG-IN CONNECTOR MALE HEADER FLANGE THT SOLDER CONNECTION 3.81 MM N OF POLES: 8 180° SOLDER PIN LENGTH (L): 3.2 MM TINNED ORANGE BOX | 0
9887 | 1035030000 | PCB PLUG-IN CONNECTOR MALE HEADER FLANGE THT SOLDER CONNECTION 3.81 MM N OF POLES: 12 180° SOLDER PIN LENGTH (L): 3.2 MM TINNED ORANGE BOX | 0
9888 | 1035050000 | PCB PLUG-IN CONNECTOR MALE HEADER FLANGE THT SOLDER CONNECTION 3.81 MM N OF POLES: 16 180° SOLDER PIN LENGTH (L): 3.2 MM TINNED ORANGE BOX | 0
9889 | 1035130000 | PCB PLUG-IN CONNECTOR MALE HEADER FLANGE THT SOLDER CONNECTION 3.81 MM N OF POLES: 30 180° SOLDER PIN LENGTH (L): 3.2 MM TINNED ORANGE BOX | 0
9890 | 1035480000 | PCB PLUG-IN CONNECTOR MALE HEADER CLOSED SIDE THT/THR SOLDER CONNECTION 3.81 MM N OF POLES: 6 180° SOLDER PIN LENGTH (L): 3.2 MM TINNED BOX | 0
9891 | 1035510000 | PCB PLUG-IN CONNECTOR MALE HEADER CLOSED SIDE THT/THR SOLDER CONNECTION 3.81 MM N OF POLES: 10 180° SOLDER PIN LENGTH (L): 3.2 MM TINNED BOX | 0
9892 | 1035530000 | PCB PLUG-IN CONNECTOR MALE HEADER CLOSED SIDE THT/THR SOLDER CONNECTION 3.81 MM N OF POLES: 14 180° SOLDER PIN LENGTH (L): 3.2 MM TINNED BOX | 0
9893 | 1035560000 | PCB PLUG-IN CONNECTOR MALE HEADER CLOSED SIDE THT/THR SOLDER CONNECTION 3.81 MM N OF POLES: 20 180° SOLDER PIN LENGTH (L): 3.2 MM TINNED BOX | 0
9894 | 1035570000 | PCB PLUG-IN CONNECTOR MALE HEADER CLOSED SIDE THT/THR SOLDER CONNECTION 3.81 MM N OF POLES: 22 180° SOLDER PIN LENGTH (L): 3.2 MM TINNED BOX | 0
9895 | 1035580000 | PCB PLUG-IN CONNECTOR MALE HEADER CLOSED SIDE THT/THR SOLDER CONNECTION 3.81 MM N OF POLES: 24 180° SOLDER PIN LENGTH (L): 3.2 MM TINNED BOX | 0
9896 | 1035620000 | PCB PLUG-IN CONNECTOR MALE HEADER CLOSED SIDE THT/THR SOLDER CONNECTION 3.81 MM N OF POLES: 30 180° SOLDER PIN LENGTH (L): 3.2 MM TINNED BOX | 0
9897 | 1035630000 | PCB PLUG-IN CONNECTOR MALE HEADER CLOSED SIDE THT/THR SOLDER CONNECTION 3.81 MM N OF POLES: 32 180° SOLDER PIN LENGTH (L): 3.2 MM TINNED BOX | 0
9898 | 1035950000 | PCB PLUG-IN CONNECTOR MALE HEADER FLANGE THT/THR SOLDER CONNECTION 3.81 MM N OF POLES: 4 180° SOLDER PIN LENGTH (L): 3.2 MM TINNED BOX | 0
9899 | 1035960000 | PCB PLUG-IN CONNECTOR MALE HEADER FLANGE THT/THR SOLDER CONNECTION 3.81 MM N OF POLES: 6 180° SOLDER PIN LENGTH (L): 3.2 MM TINNED BOX | 0
9900 | 1036030000 | PCB PLUG-IN CONNECTOR MALE HEADER FLANGE THT/THR SOLDER CONNECTION 3.81 MM N OF POLES: 18 180° SOLDER PIN LENGTH (L): 3.2 MM TINNED BOX | 0
9901 | 1036050000 | PCB PLUG-IN CONNECTOR MALE HEADER FLANGE THT/THR SOLDER CONNECTION 3.81 MM N OF POLES: 22 180° SOLDER PIN LENGTH (L): 3.2 MM TINNED BOX | 0
9902 | 1036070000 | PCB PLUG-IN CONNECTOR MALE HEADER FLANGE THT/THR SOLDER CONNECTION 3.81 MM N OF POLES: 26 180° SOLDER PIN LENGTH (L): 3.2 MM TINNED BOX | 0
9903 | 1036080000 | PCB PLUG-IN CONNECTOR MALE HEADER FLANGE THT/THR SOLDER CONNECTION 3.81 MM N OF POLES: 28 180° SOLDER PIN LENGTH (L): 3.2 MM TINNED BOX | 0
9904 | 1036110000 | PCB PLUG-IN CONNECTOR MALE HEADER FLANGE THT/THR SOLDER CONNECTION 3.81 MM N OF POLES: 32 180° SOLDER PIN LENGTH (L): 3.2 MM TINNED BOX | 0
9905 | 1036480000 | PCB PLUG-IN CONNECTOR MALE HEADER CLOSED SIDE THT/THR SOLDER CONNECTION 3.81 MM N OF POLES: 2 270° SOLDER PIN LENGTH (L): 3.2 MM TINNED BOX | 0
9906 | 1036520000 | PCB PLUG-IN CONNECTOR MALE HEADER CLOSED SIDE THT/THR SOLDER CONNECTION 3.81 MM N OF POLES: 5 270° SOLDER PIN LENGTH (L): 3.2 MM TINNED BOX | 0
9907 | 1036530000 | PCB PLUG-IN CONNECTOR MALE HEADER CLOSED SIDE THT/THR SOLDER CONNECTION 3.81 MM N OF POLES: 6 270° SOLDER PIN LENGTH (L): 3.2 MM TINNED BOX | 0
9908 | 1036580000 | PCB PLUG-IN CONNECTOR MALE HEADER CLOSED SIDE THT/THR SOLDER CONNECTION 3.81 MM N OF POLES: 11 270° SOLDER PIN LENGTH (L): 3.2 MM TINNED BOX | 0
9909 | 1036640000 | PCB PLUG-IN CONNECTOR MALE HEADER CLOSED SIDE THT/THR SOLDER CONNECTION 3.81 MM N OF POLES: 16 270° SOLDER PIN LENGTH (L): 3.2 MM TINNED BOX | 0
9910 | 1036840000 | PCB PLUG-IN CONNECTOR MALE HEADER CLOSED SIDE THT/THR SOLDER CONNECTION 3.81 MM N OF POLES: 3 270° SOLDER PIN LENGTH (L): 1.5 MM TINNED BOX | 0
9911 | 1036870000 | PCB PLUG-IN CONNECTOR MALE HEADER CLOSED SIDE THT/THR SOLDER CONNECTION 3.81 MM N OF POLES: 6 270° SOLDER PIN LENGTH (L): 1.5 MM TINNED BOX | 0
9912 | 1036940000 | PCB PLUG-IN CONNECTOR MALE HEADER CLOSED SIDE THT/THR SOLDER CONNECTION 3.81 MM N OF POLES: 12 270° SOLDER PIN LENGTH (L): 1.5 MM TINNED BOX | 0
9913 | 1037060000 | PCB PLUG-IN CONNECTOR MALE HEADER FLANGE THT/THR SOLDER CONNECTION 3.81 MM N OF POLES: 8 270° SOLDER PIN LENGTH (L): 3.2 MM TINNED BOX | 0
9914 | 1037080000 | PCB PLUG-IN CONNECTOR MALE HEADER FLANGE THT/THR SOLDER CONNECTION 3.81 MM N OF POLES: 10 270° SOLDER PIN LENGTH (L): 3.2 MM TINNED BOX | 0
9915 | 1037110000 | PCB PLUG-IN CONNECTOR MALE HEADER FLANGE THT/THR SOLDER CONNECTION 3.81 MM N OF POLES: 12 270° SOLDER PIN LENGTH (L): 3.2 MM TINNED BOX | 0
9916 | 1037140000 | PCB PLUG-IN CONNECTOR MALE HEADER FLANGE THT/THR SOLDER CONNECTION 3.81 MM N OF POLES: 15 270° SOLDER PIN LENGTH (L): 3.2 MM TINNED BOX | 0
9917 | 1037150000 | PCB PLUG-IN CONNECTOR MALE HEADER FLANGE THT/THR SOLDER CONNECTION 3.81 MM N OF POLES: 16 270° SOLDER PIN LENGTH (L): 3.2 MM TINNED BOX | 0
9918 | 1037520000 | PCB PLUG-IN CONNECTOR MALE HEADER CLOSED SIDE THT SOLDER CONNECTION 3.81 MM N OF POLES: 4 270° SOLDER PIN LENGTH (L): 3.2 MM TINNED ORANGE BOX | 0
9919 | 1037530000 | PCB PLUG-IN CONNECTOR MALE HEADER CLOSED SIDE THT SOLDER CONNECTION 3.81 MM N OF POLES: 5 270° SOLDER PIN LENGTH (L): 3.2 MM TINNED ORANGE BOX | 0
9920 | 1037540000 | PCB PLUG-IN CONNECTOR MALE HEADER CLOSED SIDE THT SOLDER CONNECTION 3.81 MM N OF POLES: 6 270° SOLDER PIN LENGTH (L): 3.2 MM TINNED ORANGE BOX | 0
9921 | 1037550000 | PCB PLUG-IN CONNECTOR MALE HEADER CLOSED SIDE THT SOLDER CONNECTION 3.81 MM N OF POLES: 7 270° SOLDER PIN LENGTH (L): 3.2 MM TINNED ORANGE BOX | 0
9922 | 1037560000 | PCB PLUG-IN CONNECTOR MALE HEADER CLOSED SIDE THT SOLDER CONNECTION 3.81 MM N OF POLES: 8 270° SOLDER PIN LENGTH (L): 3.2 MM TINNED ORANGE BOX | 0
9923 | 1037570000 | PCB PLUG-IN CONNECTOR MALE HEADER CLOSED SIDE THT SOLDER CONNECTION 3.81 MM N OF POLES: 9 270° SOLDER PIN LENGTH (L): 3.2 MM TINNED ORANGE BOX | 0
9924 | 1037590000 | PCB PLUG-IN CONNECTOR MALE HEADER CLOSED SIDE THT SOLDER CONNECTION 3.81 MM N OF POLES: 11 270° SOLDER PIN LENGTH (L): 3.2 MM TINNED ORANGE BOX | 0
9925 | 1037630000 | PCB PLUG-IN CONNECTOR MALE HEADER CLOSED SIDE THT SOLDER CONNECTION 3.81 MM N OF POLES: 14 270° SOLDER PIN LENGTH (L): 3.2 MM TINNED ORANGE BOX | 0
9926 | 1038040000 | PCB PLUG-IN CONNECTOR MALE HEADER FLANGE THT SOLDER CONNECTION 3.81 MM N OF POLES: 2 270° SOLDER PIN LENGTH (L): 3.2 MM TINNED ORANGE BOX | 0
9927 | 1038090000 | PCB PLUG-IN CONNECTOR MALE HEADER FLANGE THT SOLDER CONNECTION 3.81 MM N OF POLES: 7 270° SOLDER PIN LENGTH (L): 3.2 MM TINNED ORANGE BOX | 0
9928 | 1038130000 | PCB PLUG-IN CONNECTOR MALE HEADER FLANGE THT SOLDER CONNECTION 3.81 MM N OF POLES: 9 270° SOLDER PIN LENGTH (L): 3.2 MM TINNED ORANGE BOX | 0
9929 | 1038150000 | PCB PLUG-IN CONNECTOR MALE HEADER FLANGE THT SOLDER CONNECTION 3.81 MM N OF POLES: 11 270° SOLDER PIN LENGTH (L): 3.2 MM TINNED ORANGE BOX | 0
9930 | 1038180000 | PCB PLUG-IN CONNECTOR MALE HEADER FLANGE THT SOLDER CONNECTION 3.81 MM N OF POLES: 14 270° SOLDER PIN LENGTH (L): 3.2 MM TINNED ORANGE BOX | 0
9931 | 1038960000 | PCB PLUG-IN CONNECTOR MALE HEADER CLOSED SIDE THT/THR SOLDER CONNECTION 3.81 MM N OF POLES: 6 90° SOLDER PIN LENGTH (L): 3.2 MM TINNED BOX | 0
9932 | 1038970000 | PCB PLUG-IN CONNECTOR MALE HEADER CLOSED SIDE THT/THR SOLDER CONNECTION 3.81 MM N OF POLES: 8 90° SOLDER PIN LENGTH (L): 3.2 MM TINNED BOX | 0
9933 | 1038990000 | PCB PLUG-IN CONNECTOR MALE HEADER CLOSED SIDE THT/THR SOLDER CONNECTION 3.81 MM N OF POLES: 12 90° SOLDER PIN LENGTH (L): 3.2 MM TINNED BOX | 0
9934 | 1039020000 | PCB PLUG-IN CONNECTOR MALE HEADER CLOSED SIDE THT/THR SOLDER CONNECTION 3.81 MM N OF POLES: 16 90° SOLDER PIN LENGTH (L): 3.2 MM TINNED BOX | 0
9935 | 1039060000 | PCB PLUG-IN CONNECTOR MALE HEADER CLOSED SIDE THT/THR SOLDER CONNECTION 3.81 MM N OF POLES: 24 90° SOLDER PIN LENGTH (L): 3.2 MM TINNED BOX | 0
9936 | 1039080000 | PCB PLUG-IN CONNECTOR MALE HEADER CLOSED SIDE THT/THR SOLDER CONNECTION 3.81 MM N OF POLES: 28 90° SOLDER PIN LENGTH (L): 3.2 MM TINNED BOX | 0
9937 | 1039090000 | PCB PLUG-IN CONNECTOR MALE HEADER CLOSED SIDE THT/THR SOLDER CONNECTION 3.81 MM N OF POLES: 30 90° SOLDER PIN LENGTH (L): 3.2 MM TINNED BOX | 0
9938 | 1039530000 | PCB PLUG-IN CONNECTOR MALE HEADER FLANGE THT/THR SOLDER CONNECTION 3.81 MM N OF POLES: 12 90° SOLDER PIN LENGTH (L): 3.2 MM TINNED BOX | 0
9939 | 1039560000 | PCB PLUG-IN CONNECTOR MALE HEADER FLANGE THT/THR SOLDER CONNECTION 3.81 MM N OF POLES: 18 90° SOLDER PIN LENGTH (L): 3.2 MM TINNED BOX | 0
9940 | 1039720000 | PCB PLUG-IN CONNECTOR MALE HEADER FLANGE THT/THR SOLDER CONNECTION 3.81 MM N OF POLES: 28 90° SOLDER PIN LENGTH (L): 3.2 MM TINNED BOX | 0
9941 | 1039730000 | PCB PLUG-IN CONNECTOR MALE HEADER FLANGE THT/THR SOLDER CONNECTION 3.81 MM N OF POLES: 30 90° SOLDER PIN LENGTH (L): 3.2 MM TINNED BOX | 0
9942 | 1040150000 | PCB PLUG-IN CONNECTOR MALE HEADER FLANGE THT/THR SOLDER CONNECTION 3.81 MM N OF POLES: 10 90° SOLDER PIN LENGTH (L): 1.5 MM TINNED BOX | 0
9943 | 1040410000 | PCB PLUG-IN CONNECTOR MALE HEADER CLOSED SIDE THT SOLDER CONNECTION 3.81 MM N OF POLES: 4 90° SOLDER PIN LENGTH (L): 3.2 MM TINNED ORANGE BOX | 0
9944 | 1040440000 | PCB PLUG-IN CONNECTOR MALE HEADER CLOSED SIDE THT SOLDER CONNECTION 3.81 MM N OF POLES: 10 90° SOLDER PIN LENGTH (L): 3.2 MM TINNED ORANGE BOX | 0
9945 | 1040490000 | PCB PLUG-IN CONNECTOR MALE HEADER CLOSED SIDE THT SOLDER CONNECTION 3.81 MM N OF POLES: 18 90° SOLDER PIN LENGTH (L): 3.2 MM TINNED ORANGE BOX | 0
9946 | 1040530000 | PCB PLUG-IN CONNECTOR MALE HEADER CLOSED SIDE THT SOLDER CONNECTION 3.81 MM N OF POLES: 24 90° SOLDER PIN LENGTH (L): 3.2 MM TINNED ORANGE BOX | 0
9947 | 1040560000 | PCB PLUG-IN CONNECTOR MALE HEADER CLOSED SIDE THT SOLDER CONNECTION 3.81 MM N OF POLES: 30 90° SOLDER PIN LENGTH (L): 3.2 MM TINNED ORANGE BOX | 0
9948 | 1040980000 | PCB PLUG-IN CONNECTOR MALE HEADER FLANGE THT SOLDER CONNECTION 3.81 MM N OF POLES: 8 90° SOLDER PIN LENGTH (L): 3.2 MM TINNED ORANGE BOX | 0
9949 | 1041020000 | PCB PLUG-IN CONNECTOR MALE HEADER FLANGE THT SOLDER CONNECTION 3.81 MM N OF POLES: 16 90° SOLDER PIN LENGTH (L): 3.2 MM TINNED ORANGE BOX | 0
9950 | 1041030000 | PCB PLUG-IN CONNECTOR MALE HEADER FLANGE THT SOLDER CONNECTION 3.81 MM N OF POLES: 18 90° SOLDER PIN LENGTH (L): 3.2 MM TINNED ORANGE BOX | 0
9951 | 1041040000 | PCB PLUG-IN CONNECTOR MALE HEADER FLANGE THT SOLDER CONNECTION 3.81 MM N OF POLES: 20 90° SOLDER PIN LENGTH (L): 3.2 MM TINNED ORANGE BOX | 0
9952 | 1041050000 | PCB PLUG-IN CONNECTOR MALE HEADER FLANGE THT SOLDER CONNECTION 3.81 MM N OF POLES: 22 90° SOLDER PIN LENGTH (L): 3.2 MM TINNED ORANGE BOX | 0
9953 | 1041060000 | PCB PLUG-IN CONNECTOR MALE HEADER FLANGE THT SOLDER CONNECTION 3.81 MM N OF POLES: 24 90° SOLDER PIN LENGTH (L): 3.2 MM TINNED ORANGE BOX | 0
9954 | 1041090000 | PCB PLUG-IN CONNECTOR MALE HEADER FLANGE THT SOLDER CONNECTION 3.81 MM N OF POLES: 30 90° SOLDER PIN LENGTH (L): 3.2 MM TINNED ORANGE BOX | 0
9955 | 1041110000 | PCB PLUG-IN CONNECTOR MALE HEADER FLANGE THT SOLDER CONNECTION 3.81 MM N OF POLES: 32 90° SOLDER PIN LENGTH (L): 3.2 MM TINNED ORANGE BOX | 0
9956 | 1760500000 | PRINTED CIRCUIT BOARD TERMINALS 5.08 MM N OF POLES: 3 90° SOLDER PIN LENGTH (L): 3.5 MM TINNED ORANGE PRESSURE CLAMP CONNECTION CLAMPING RANGE MAX. : 2.5 MM² BOX | 1
9957 | 1760510000 | PRINTED CIRCUIT BOARD TERMINALS 5.08 MM N OF POLES: 2 90° SOLDER PIN LENGTH (L): 3.5 MM TINNED PRESSURE CLAMP CONNECTION CLAMPING RANGE MAX. : 2.5 MM² BOX | 1
9958 | 1810860000 | PRINTED CIRCUIT BOARD TERMINALS 5.08 MM N OF POLES: 3 90° SOLDER PIN LENGTH (L): 3.5 MM TINNED CLAMPING YOKE CONNECTION CLAMPING RANGE MAX. : 1.5 MM² BOX | 1
9959 | 1810870000 | PRINTED CIRCUIT BOARD TERMINALS 5.08 MM N OF POLES: 4 90° SOLDER PIN LENGTH (L): 3.5 MM TINNED CLAMPING YOKE CONNECTION CLAMPING RANGE MAX. : 1.5 MM² BOX | 1
9960 | 1810900000 | PRINTED CIRCUIT BOARD TERMINALS 5.08 MM N OF POLES: 7 90° SOLDER PIN LENGTH (L): 3.5 MM TINNED CLAMPING YOKE CONNECTION CLAMPING RANGE MAX. : 1.5 MM² BOX | 1
9961 | 1810960000 | PRINTED CIRCUIT BOARD TERMINALS 5.08 MM N OF POLES: 2 90° SOLDER PIN LENGTH (L): 3.5 MM TINNED PEBBLE GREY CLAMPING YOKE CONNECTION CLAMPING RANGE MAX. : 1.5 MM² BOX | 1
9962 | 1811200000 | PRINTED CIRCUIT BOARD TERMINALS 3.50 MM N OF POLES: 4 90° SOLDER PIN LENGTH (L): 3.5 MM TINNED PRESSURE CLAMP CONNECTION CLAMPING RANGE MAX. : 1.5 MM² BOX | 1
9963 | 1811210000 | PRINTED CIRCUIT BOARD TERMINALS 3.50 MM N OF POLES: 5 90° SOLDER PIN LENGTH (L): 3.5 MM TINNED PRESSURE CLAMP CONNECTION CLAMPING RANGE MAX. : 1.5 MM² BOX | 1
9964 | 1811230000 | PRINTED CIRCUIT BOARD TERMINALS 3.50 MM N OF POLES: 7 90° SOLDER PIN LENGTH (L): 3.5 MM TINNED PRESSURE CLAMP CONNECTION CLAMPING RANGE MAX. : 1.5 MM² BOX | 1
9965 | 1811300000 | PRINTED CIRCUIT BOARD TERMINALS 3.50 MM N OF POLES: 3 90° SOLDER PIN LENGTH (L): 3.5 MM TINNED PEBBLE GREY PRESSURE CLAMP CONNECTION CLAMPING RANGE MAX. : 1.5 MM² BOX | 1
9966 | 1811540000 | PRINTED CIRCUIT BOARD TERMINALS 5.00 MM N OF POLES: 5 135° SOLDER PIN LENGTH (L): 3.5 MM TINNED TENSION CLAMP CONNECTION WITH ACTUATOR CLAMPING RANGE MAX. : 2.5 MM² BOX | 1
9967 | 1811550000 | PRINTED CIRCUIT BOARD TERMINALS 5.00 MM N OF POLES: 6 135° SOLDER PIN LENGTH (L): 3.5 MM TINNED TENSION CLAMP CONNECTION WITH ACTUATOR CLAMPING RANGE MAX. : 2.5 MM² BOX | 1
9968 | 1811560000 | PRINTED CIRCUIT BOARD TERMINALS 5.00 MM N OF POLES: 7 135° SOLDER PIN LENGTH (L): 3.5 MM TINNED TENSION CLAMP CONNECTION WITH ACTUATOR CLAMPING RANGE MAX. : 2.5 MM² BOX | 1
9969 | 1811570000 | PRINTED CIRCUIT BOARD TERMINALS 5.00 MM N OF POLES: 8 135° SOLDER PIN LENGTH (L): 3.5 MM TINNED TENSION CLAMP CONNECTION WITH ACTUATOR CLAMPING RANGE MAX. : 2.5 MM² BOX | 1
9970 | 1811580000 | PRINTED CIRCUIT BOARD TERMINALS 5.00 MM N OF POLES: 9 135° SOLDER PIN LENGTH (L): 3.5 MM TINNED TENSION CLAMP CONNECTION WITH ACTUATOR CLAMPING RANGE MAX. : 2.5 MM² BOX | 1
9971 | 1811600000 | PRINTED CIRCUIT BOARD TERMINALS 5.00 MM N OF POLES: 11 135° SOLDER PIN LENGTH (L): 3.5 MM TINNED TENSION CLAMP CONNECTION WITH ACTUATOR CLAMPING RANGE MAX. : 2.5 MM² BOX | 1
9972 | 1811850000 | PRINTED CIRCUIT BOARD TERMINALS 5.00 MM N OF POLES: 3 135° SOLDER PIN LENGTH (L): 3.5 MM TINNED TENSION-CLAMP CONNECTION CLAMPING RANGE MAX. : 2.5 MM² BOX | 1
9973 | 1811860000 | PRINTED CIRCUIT BOARD TERMINALS 5.00 MM N OF POLES: 4 135° SOLDER PIN LENGTH (L): 3.5 MM TINNED TENSION-CLAMP CONNECTION CLAMPING RANGE MAX. : 2.5 MM² BOX | 1
9974 | 1811880000 | PRINTED CIRCUIT BOARD TERMINALS 5.00 MM N OF POLES: 6 135° SOLDER PIN LENGTH (L): 3.5 MM TINNED TENSION-CLAMP CONNECTION CLAMPING RANGE MAX. : 2.5 MM² BOX | 1
9975 | 1811890000 | PRINTED CIRCUIT BOARD TERMINALS 5.00 MM N OF POLES: 7 135° SOLDER PIN LENGTH (L): 3.5 MM TINNED TENSION-CLAMP CONNECTION CLAMPING RANGE MAX. : 2.5 MM² BOX | 1
9976 | 1811900000 | PRINTED CIRCUIT BOARD TERMINALS 5.00 MM N OF POLES: 8 135° SOLDER PIN LENGTH (L): 3.5 MM TINNED TENSION-CLAMP CONNECTION CLAMPING RANGE MAX. : 2.5 MM² BOX | 1
9977 | 1811960000 | PRINTED CIRCUIT BOARD TERMINALS 5.00 MM N OF POLES: 3 135° SOLDER PIN LENGTH (L): 3.5 MM TINNED PEBBLE GREY TENSION-CLAMP CONNECTION CLAMPING RANGE MAX. : 2.5 MM² BOX | 1
9978 | 1947530000 | PCB PLUG-IN CONNECTOR FEMALE PLUG 5.08 MM N OF POLES: 2 270° CLAMPING YOKE CONNECTION CLAMPING RANGE MAX. : 4 MM² BOX | 1
9979 | 1948440000 | PCB PLUG-IN CONNECTOR FEMALE PLUG 5.08 MM N OF POLES: 22 90° CLAMPING YOKE CONNECTION CLAMPING RANGE MAX. : 4 MM² BOX | 1
9980 | 1948450000 | PCB PLUG-IN CONNECTOR FEMALE PLUG 5.08 MM N OF POLES: 23 90° CLAMPING YOKE CONNECTION CLAMPING RANGE MAX. : 4 MM² BOX | 1
9981 | 1948900000 | PCB PLUG-IN CONNECTOR FEMALE PLUG 5.08 MM N OF POLES: 13 270° CLAMPING YOKE CONNECTION CLAMPING RANGE MAX. : 4 MM² BOX | 1
9982 | 1948910000 | PCB PLUG-IN CONNECTOR FEMALE PLUG 5.08 MM N OF POLES: 14 270° CLAMPING YOKE CONNECTION CLAMPING RANGE MAX. : 4 MM² BOX | 1
9983 | 1949110000 | PCB PLUG-IN CONNECTOR FEMALE PLUG 5.08 MM N OF POLES: 11 270° CLAMPING YOKE CONNECTION CLAMPING RANGE MAX. : 4 MM² BOX | 1
9984 | 1949160000 | PCB PLUG-IN CONNECTOR FEMALE PLUG 5.08 MM N OF POLES: 16 270° CLAMPING YOKE CONNECTION CLAMPING RANGE MAX. : 4 MM² BOX | 1
9985 | 1949860000 | PCB PLUG-IN CONNECTOR FEMALE PLUG 5.08 MM N OF POLES: 8 90° CLAMPING YOKE CONNECTION CLAMPING RANGE MAX. : 4 MM² BOX | 1
9986 | 1949910000 | PCB PLUG-IN CONNECTOR FEMALE PLUG 5.08 MM N OF POLES: 13 90° CLAMPING YOKE CONNECTION CLAMPING RANGE MAX. : 4 MM² BOX | 1
9987 | 1949930000 | PCB PLUG-IN CONNECTOR FEMALE PLUG 5.08 MM N OF POLES: 15 90° CLAMPING YOKE CONNECTION CLAMPING RANGE MAX. : 4 MM² BOX | 1
9988 | 1949970000 | PCB PLUG-IN CONNECTOR FEMALE PLUG 5.08 MM N OF POLES: 19 90° CLAMPING YOKE CONNECTION CLAMPING RANGE MAX. : 4 MM² BOX | 1
9989 | 1950030000 | PCB PLUG-IN CONNECTOR FEMALE PLUG 5.08 MM N OF POLES: 24 90° CLAMPING YOKE CONNECTION CLAMPING RANGE MAX. : 4 MM² BOX | 1
9990 | 1950050000 | PCB PLUG-IN CONNECTOR FEMALE PLUG 5.08 MM N OF POLES: 3 90° CLAMPING YOKE CONNECTION CLAMPING RANGE MAX. : 4 MM² BOX | 1
9991 | 1950080000 | PCB PLUG-IN CONNECTOR FEMALE PLUG 5.08 MM N OF POLES: 6 90° CLAMPING YOKE CONNECTION CLAMPING RANGE MAX. : 4 MM² BOX | 1
9992 | 1950140000 | PCB PLUG-IN CONNECTOR FEMALE PLUG 5.08 MM N OF POLES: 12 90° CLAMPING YOKE CONNECTION CLAMPING RANGE MAX. : 4 MM² BOX | 1
9993 | 1950150000 | PCB PLUG-IN CONNECTOR FEMALE PLUG 5.08 MM N OF POLES: 13 90° CLAMPING YOKE CONNECTION CLAMPING RANGE MAX. : 4 MM² BOX | 1
9994 | 1950160000 | PCB PLUG-IN CONNECTOR FEMALE PLUG 5.08 MM N OF POLES: 14 90° CLAMPING YOKE CONNECTION CLAMPING RANGE MAX. : 4 MM² BOX | 1
9995 | 1950200000 | PCB PLUG-IN CONNECTOR FEMALE PLUG 5.08 MM N OF POLES: 18 90° CLAMPING YOKE CONNECTION CLAMPING RANGE MAX. : 4 MM² BOX | 1
9996 | 1950380000 | PCB PLUG-IN CONNECTOR FEMALE PLUG 5.08 MM N OF POLES: 9 270° CLAMPING YOKE CONNECTION CLAMPING RANGE MAX. : 4 MM² BOX | 1
9997 | 1950390000 | PCB PLUG-IN CONNECTOR FEMALE PLUG 5.08 MM N OF POLES: 10 270° CLAMPING YOKE CONNECTION CLAMPING RANGE MAX. : 4 MM² BOX | 1
9998 | 1950400000 | PCB PLUG-IN CONNECTOR FEMALE PLUG 5.08 MM N OF POLES: 11 270° CLAMPING YOKE CONNECTION CLAMPING RANGE MAX. : 4 MM² BOX | 1
9999 | 1950410000 | PCB PLUG-IN CONNECTOR FEMALE PLUG 5.08 MM N OF POLES: 12 270° CLAMPING YOKE CONNECTION CLAMPING RANGE MAX. : 4 MM² BOX | 1
10000 | 1950440000 | PCB PLUG-IN CONNECTOR FEMALE PLUG 5.08 MM N OF POLES: 15 270° CLAMPING YOKE CONNECTION CLAMPING RANGE MAX. : 4 MM² BOX | 1
10001 | 1950450000 | PCB PLUG-IN CONNECTOR FEMALE PLUG 5.08 MM N OF POLES: 16 270° CLAMPING YOKE CONNECTION CLAMPING RANGE MAX. : 4 MM² BOX | 1
10002 | 1950500000 | PCB PLUG-IN CONNECTOR FEMALE PLUG 5.08 MM N OF POLES: 21 270° CLAMPING YOKE CONNECTION CLAMPING RANGE MAX. : 4 MM² BOX | 1
10003 | 1950510000 | PCB PLUG-IN CONNECTOR FEMALE PLUG 5.08 MM N OF POLES: 22 270° CLAMPING YOKE CONNECTION CLAMPING RANGE MAX. : 4 MM² BOX | 1
10004 | 1950520000 | PCB PLUG-IN CONNECTOR FEMALE PLUG 5.08 MM N OF POLES: 23 270° CLAMPING YOKE CONNECTION CLAMPING RANGE MAX. : 4 MM² BOX | 1
10005 | 1950630000 | PCB PLUG-IN CONNECTOR FEMALE PLUG 5.08 MM N OF POLES: 7 270° CLAMPING YOKE CONNECTION CLAMPING RANGE MAX. : 4 MM² BOX | 1
10006 | 1950650000 | PCB PLUG-IN CONNECTOR FEMALE PLUG 5.08 MM N OF POLES: 9 270° CLAMPING YOKE CONNECTION CLAMPING RANGE MAX. : 4 MM² BOX | 1
10007 | 1950690000 | PCB PLUG-IN CONNECTOR FEMALE PLUG 5.08 MM N OF POLES: 12 270° CLAMPING YOKE CONNECTION CLAMPING RANGE MAX. : 4 MM² BOX | 1
10008 | 1950700000 | PCB PLUG-IN CONNECTOR FEMALE PLUG 5.08 MM N OF POLES: 13 270° CLAMPING YOKE CONNECTION CLAMPING RANGE MAX. : 4 MM² BOX | 1
10009 | 1950750000 | PCB PLUG-IN CONNECTOR FEMALE PLUG 5.08 MM N OF POLES: 18 270° CLAMPING YOKE CONNECTION CLAMPING RANGE MAX. : 4 MM² BOX | 1
10010 | 1954260000 | PCB PLUG-IN CONNECTOR FEMALE PLUG 5.00 MM N OF POLES: 24 180° CLAMPING YOKE CONNECTION CLAMPING RANGE MAX. : 4 MM² BOX | 1
10011 | 1954310000 | PCB PLUG-IN CONNECTOR FEMALE PLUG 5.00 MM N OF POLES: 19 180° CLAMPING YOKE CONNECTION CLAMPING RANGE MAX. : 4 MM² BOX | 1
10012 | 1954320000 | PCB PLUG-IN CONNECTOR FEMALE PLUG 5.00 MM N OF POLES: 18 180° CLAMPING YOKE CONNECTION CLAMPING RANGE MAX. : 4 MM² BOX | 1
10013 | 1954410000 | PCB PLUG-IN CONNECTOR FEMALE PLUG 5.00 MM N OF POLES: 10 180° CLAMPING YOKE CONNECTION CLAMPING RANGE MAX. : 4 MM² BOX | 1
10014 | 1954430000 | PCB PLUG-IN CONNECTOR FEMALE PLUG 5.00 MM N OF POLES: 8 180° CLAMPING YOKE CONNECTION CLAMPING RANGE MAX. : 4 MM² BOX | 1
10015 | 1954460000 | PCB PLUG-IN CONNECTOR FEMALE PLUG 5.00 MM N OF POLES: 5 180° CLAMPING YOKE CONNECTION CLAMPING RANGE MAX. : 4 MM² BOX | 1
10016 | 1955390000 | PCB PLUG-IN CONNECTOR FEMALE PLUG 5.00 MM N OF POLES: 20 180° CLAMPING YOKE CONNECTION CLAMPING RANGE MAX. : 4 MM² BOX | 1
10017 | 1955410000 | PCB PLUG-IN CONNECTOR FEMALE PLUG 5.00 MM N OF POLES: 18 180° CLAMPING YOKE CONNECTION CLAMPING RANGE MAX. : 4 MM² BOX | 1
10018 | 1955420000 | PCB PLUG-IN CONNECTOR FEMALE PLUG 5.00 MM N OF POLES: 17 180° CLAMPING YOKE CONNECTION CLAMPING RANGE MAX. : 4 MM² BOX | 1
10019 | 1955430000 | PCB PLUG-IN CONNECTOR FEMALE PLUG 5.00 MM N OF POLES: 16 180° CLAMPING YOKE CONNECTION CLAMPING RANGE MAX. : 4 MM² BOX | 1
10020 | 1955450000 | PCB PLUG-IN CONNECTOR FEMALE PLUG 5.00 MM N OF POLES: 14 180° CLAMPING YOKE CONNECTION CLAMPING RANGE MAX. : 4 MM² BOX | 1
10021 | 1955490000 | PCB PLUG-IN CONNECTOR FEMALE PLUG 5.00 MM N OF POLES: 10 180° CLAMPING YOKE CONNECTION CLAMPING RANGE MAX. : 4 MM² BOX | 1
10022 | 1955560000 | PCB PLUG-IN CONNECTOR FEMALE PLUG 5.00 MM N OF POLES: 3 180° CLAMPING YOKE CONNECTION CLAMPING RANGE MAX. : 4 MM² BOX | 1
10023 | 1955570000 | PCB PLUG-IN CONNECTOR FEMALE PLUG 5.00 MM N OF POLES: 2 180° CLAMPING YOKE CONNECTION CLAMPING RANGE MAX. : 4 MM² BOX | 1
10024 | 1955630000 | PCB PLUG-IN CONNECTOR FEMALE PLUG 5.00 MM N OF POLES: 19 180° CLAMPING YOKE CONNECTION CLAMPING RANGE MAX. : 4 MM² BOX | 1
10025 | 1955640000 | PCB PLUG-IN CONNECTOR FEMALE PLUG 5.00 MM N OF POLES: 18 180° CLAMPING YOKE CONNECTION CLAMPING RANGE MAX. : 4 MM² BOX | 1
10026 | 1955650000 | PCB PLUG-IN CONNECTOR FEMALE PLUG 5.00 MM N OF POLES: 17 180° CLAMPING YOKE CONNECTION CLAMPING RANGE MAX. : 4 MM² BOX | 1
10027 | 1955700000 | PCB PLUG-IN CONNECTOR FEMALE PLUG 5.00 MM N OF POLES: 12 180° CLAMPING YOKE CONNECTION CLAMPING RANGE MAX. : 4 MM² BOX | 1
10028 | 1955710000 | PCB PLUG-IN CONNECTOR FEMALE PLUG 5.00 MM N OF POLES: 11 180° CLAMPING YOKE CONNECTION CLAMPING RANGE MAX. : 4 MM² BOX | 1
10029 | 1955770000 | PCB PLUG-IN CONNECTOR FEMALE PLUG 5.00 MM N OF POLES: 5 180° CLAMPING YOKE CONNECTION CLAMPING RANGE MAX. : 4 MM² BOX | 1
10030 | 1955830000 | PCB PLUG-IN CONNECTOR FEMALE PLUG 5.00 MM N OF POLES: 22 180° CLAMPING YOKE CONNECTION CLAMPING RANGE MAX. : 4 MM² BOX | 1
10031 | 1956160000 | PCB PLUG-IN CONNECTOR FEMALE PLUG 5.00 MM N OF POLES: 23 180° CLAMPING YOKE CONNECTION CLAMPING RANGE MAX. : 4 MM² BOX | 1
10032 | 1956180000 | PCB PLUG-IN CONNECTOR FEMALE PLUG 5.00 MM N OF POLES: 21 180° CLAMPING YOKE CONNECTION CLAMPING RANGE MAX. : 4 MM² BOX | 1
10033 | 1956220000 | PCB PLUG-IN CONNECTOR FEMALE PLUG 5.00 MM N OF POLES: 17 180° CLAMPING YOKE CONNECTION CLAMPING RANGE MAX. : 4 MM² BOX | 1
10034 | 1956240000 | PCB PLUG-IN CONNECTOR FEMALE PLUG 5.00 MM N OF POLES: 15 180° CLAMPING YOKE CONNECTION CLAMPING RANGE MAX. : 4 MM² BOX | 1
10035 | 1956250000 | PCB PLUG-IN CONNECTOR FEMALE PLUG 5.00 MM N OF POLES: 14 180° CLAMPING YOKE CONNECTION CLAMPING RANGE MAX. : 4 MM² BOX | 1
10036 | 1956280000 | PCB PLUG-IN CONNECTOR FEMALE PLUG 5.00 MM N OF POLES: 11 180° CLAMPING YOKE CONNECTION CLAMPING RANGE MAX. : 4 MM² BOX | 1
10037 | 1956290000 | PCB PLUG-IN CONNECTOR FEMALE PLUG 5.00 MM N OF POLES: 10 180° CLAMPING YOKE CONNECTION CLAMPING RANGE MAX. : 4 MM² BOX | 1
10038 | 1956370000 | PCB PLUG-IN CONNECTOR FEMALE PLUG 5.00 MM N OF POLES: 2 180° CLAMPING YOKE CONNECTION CLAMPING RANGE MAX. : 4 MM² BOX | 1
10039 | 1956590000 | PCB PLUG-IN CONNECTOR FEMALE PLUG 5.00 MM N OF POLES: 3 180° CLAMPING YOKE CONNECTION CLAMPING RANGE MAX. : 4 MM² BOX | 1
10040 | 1956600000 | PCB PLUG-IN CONNECTOR FEMALE PLUG 5.00 MM N OF POLES: 2 180° CLAMPING YOKE CONNECTION CLAMPING RANGE MAX. : 4 MM² BOX | 1
10041 | 1956770000 | PCB PLUG-IN CONNECTOR FEMALE PLUG 5.00 MM N OF POLES: 18 180° CLAMPING YOKE CONNECTION CLAMPING RANGE MAX. : 4 MM² BOX | 1
10042 | 1957830000 | PCB PLUG-IN CONNECTOR FEMALE PLUG 5.00 MM N OF POLES: 21 90° CLAMPING YOKE CONNECTION CLAMPING RANGE MAX. : 4 MM² BOX | 1
10043 | 1957850000 | PCB PLUG-IN CONNECTOR FEMALE PLUG 5.00 MM N OF POLES: 20 90° CLAMPING YOKE CONNECTION CLAMPING RANGE MAX. : 4 MM² BOX | 1
10044 | 1957880000 | PCB PLUG-IN CONNECTOR FEMALE PLUG 5.00 MM N OF POLES: 19 90° CLAMPING YOKE CONNECTION CLAMPING RANGE MAX. : 4 MM² BOX | 1
10045 | 1957960000 | PCB PLUG-IN CONNECTOR FEMALE PLUG 5.00 MM N OF POLES: 16 90° CLAMPING YOKE CONNECTION CLAMPING RANGE MAX. : 4 MM² BOX | 1
10046 | 1958090000 | PCB PLUG-IN CONNECTOR FEMALE PLUG 5.00 MM N OF POLES: 13 90° CLAMPING YOKE CONNECTION CLAMPING RANGE MAX. : 4 MM² BOX | 1
10047 | 1958120000 | PCB PLUG-IN CONNECTOR FEMALE PLUG 5.00 MM N OF POLES: 12 90° CLAMPING YOKE CONNECTION CLAMPING RANGE MAX. : 4 MM² BOX | 1
10048 | 1958130000 | PCB PLUG-IN CONNECTOR FEMALE PLUG 5.00 MM N OF POLES: 11 90° CLAMPING YOKE CONNECTION CLAMPING RANGE MAX. : 4 MM² BOX | 1
10049 | 1958320000 | PRINTED CIRCUIT BOARD TERMINALS 5.00 MM N OF POLES: 13 135° SOLDER PIN LENGTH (L): 3.5 MM TINNED ORANGE TENSION CLAMP CONNECTION WITH ACTUATOR CLAMPING RANGE MAX. : 2.5 MM² BOX | 1
10050 | 1958440000 | PRINTED CIRCUIT BOARD TERMINALS 5.00 MM N OF POLES: 19 135° SOLDER PIN LENGTH (L): 3.5 MM TINNED ORANGE TENSION CLAMP CONNECTION WITH ACTUATOR CLAMPING RANGE MAX. : 2.5 MM² BOX | 1
10051 | 1958490000 | PRINTED CIRCUIT BOARD TERMINALS 5.00 MM N OF POLES: 22 135° SOLDER PIN LENGTH (L): 3.5 MM TINNED ORANGE TENSION CLAMP CONNECTION WITH ACTUATOR CLAMPING RANGE MAX. : 2.5 MM² BOX | 1
10052 | 1958500000 | PRINTED CIRCUIT BOARD TERMINALS 5.00 MM N OF POLES: 23 135° SOLDER PIN LENGTH (L): 3.5 MM TINNED ORANGE TENSION CLAMP CONNECTION WITH ACTUATOR CLAMPING RANGE MAX. : 2.5 MM² BOX | 1
10053 | 1959800000 | PRINTED CIRCUIT BOARD TERMINALS 5.00 MM N OF POLES: 17 135° SOLDER PIN LENGTH (L): 3.5 MM TINNED TENSION-CLAMP CONNECTION CLAMPING RANGE MAX. : 2.5 MM² BOX | 1
10054 | 1969140000 | PCB PLUG-IN CONNECTOR FEMALE PLUG 3.81 MM N OF POLES: 7 180° PUSH IN WITH ACTUATOR TENSION-CLAMP CONNECTION CLAMPING RANGE MAX. : 1.5 MM² BOX | 1
10055 | 1969180000 | PCB PLUG-IN CONNECTOR FEMALE PLUG 3.81 MM N OF POLES: 11 180° PUSH IN WITH ACTUATOR TENSION-CLAMP CONNECTION CLAMPING RANGE MAX. : 1.5 MM² BOX | 1
10056 | 1969190000 | PCB PLUG-IN CONNECTOR FEMALE PLUG 3.81 MM N OF POLES: 12 180° PUSH IN WITH ACTUATOR TENSION-CLAMP CONNECTION CLAMPING RANGE MAX. : 1.5 MM² BOX | 1
10057 | 1969300000 | PCB PLUG-IN CONNECTOR FEMALE PLUG 3.81 MM N OF POLES: 4 180° PUSH IN WITH ACTUATOR TENSION-CLAMP CONNECTION CLAMPING RANGE MAX. : 1.5 MM² BOX | 1
10058 | 1969520000 | PCB PLUG-IN CONNECTOR MALE PLUG 3.81 MM N OF POLES: 2 180° CLAMPING YOKE CONNECTION CLAMPING RANGE MAX. : 1.5 MM² BOX | 1
10059 | 1969550000 | PCB PLUG-IN CONNECTOR FEMALE PLUG 3.81 MM N OF POLES: 10 180° PUSH IN WITH ACTUATOR TENSION-CLAMP CONNECTION CLAMPING RANGE MAX. : 1.5 MM² BOX | 1
10060 | 1969660000 | PCB PLUG-IN CONNECTOR MALE PLUG 3.81 MM N OF POLES: 11 180° CLAMPING YOKE CONNECTION CLAMPING RANGE MAX. : 1.5 MM² BOX | 1
10061 | 1976840000 | PCB PLUG-IN CONNECTOR MALE HEADER FLANGE THT SOLDER CONNECTION 3.81 MM N OF POLES: 12 135° SOLDER PIN LENGTH (L): 3.2 MM TINNED ORANGE BOX | 0
10062 | 1977210000 | PCB PLUG-IN CONNECTOR MALE HEADER CLOSED SIDE THT/THR SOLDER CONNECTION 3.81 MM N OF POLES: 3 135° SOLDER PIN LENGTH (L): 3.2 MM TINNED BOX | 0
10063 | 1977220000 | PCB PLUG-IN CONNECTOR MALE HEADER CLOSED SIDE THT/THR SOLDER CONNECTION 3.81 MM N OF POLES: 4 135° SOLDER PIN LENGTH (L): 3.2 MM TINNED BOX | 0
10064 | 1977240000 | PCB PLUG-IN CONNECTOR MALE HEADER CLOSED SIDE THT/THR SOLDER CONNECTION 3.81 MM N OF POLES: 6 135° SOLDER PIN LENGTH (L): 3.2 MM TINNED BOX | 0
10065 | 1978090000 | PCB PLUG-IN CONNECTOR MALE HEADER SOLDER FLANGE THT/THR SOLDER CONNECTION 3.81 MM N OF POLES: 3 135° SOLDER PIN LENGTH (L): 3.2 MM TINNED BOX | 0
10066 | 1978190000 | PCB PLUG-IN CONNECTOR MALE HEADER SOLDER FLANGE THT/THR SOLDER CONNECTION 3.81 MM N OF POLES: 13 135° SOLDER PIN LENGTH (L): 3.2 MM TINNED BOX | 0
10067 | 1959410000 | PCB PLUG-IN CONNECTOR FEMALE PLUG 5.00 MM N OF POLES: 14 90° CLAMPING YOKE CONNECTION CLAMPING RANGE MAX. : 4 MM² BOX | 1
10068 | 1043350000 | PCB PLUG-IN CONNECTOR MALE PLUG 7.62 MM N OF POLES: 2 CLAMPING YOKE CONNECTION CLAMPING RANGE MAX. : 2.5 MM² BOX | 1
10069 | 1043370000 | PCB PLUG-IN CONNECTOR MALE PLUG 7.62 MM N OF POLES: 4 CLAMPING YOKE CONNECTION CLAMPING RANGE MAX. : 2.5 MM² BOX | 1
10070 | 1043450000 | PCB PLUG-IN CONNECTOR MALE PLUG 7.62 MM N OF POLES: 4 CLAMPING YOKE CONNECTION CLAMPING RANGE MAX. : 2.5 MM² BOX | 1
10071 | 1043460000 | PCB PLUG-IN CONNECTOR MALE PLUG 7.62 MM N OF POLES: 5 CLAMPING YOKE CONNECTION CLAMPING RANGE MAX. : 2.5 MM² BOX | 1
10072 | 1043490000 | PCB PLUG-IN CONNECTOR MALE PLUG 7.62 MM N OF POLES: 4 CLAMPING YOKE CONNECTION CLAMPING RANGE MAX. : 2.5 MM² BOX | 1
10073 | 1043520000 | PCB PLUG-IN CONNECTOR MALE PLUG 7.62 MM N OF POLES: 3 CLAMPING YOKE CONNECTION CLAMPING RANGE MAX. : 2.5 MM² BOX | 1
10074 | 1043540000 | PCB PLUG-IN CONNECTOR MALE PLUG 7.62 MM N OF POLES: 5 CLAMPING YOKE CONNECTION CLAMPING RANGE MAX. : 2.5 MM² BOX | 1
10075 | 1043610000 | PCB PLUG-IN CONNECTOR MALE PLUG 7.62 MM N OF POLES: 4 PUSH IN WITH ACTUATOR TENSION-CLAMP CONNECTION CLAMPING RANGE MAX. : 2.5 MM² BOX | 1
10076 | 1043690000 | PCB PLUG-IN CONNECTOR MALE PLUG 7.62 MM N OF POLES: 4 180° PUSH IN WITH ACTUATOR TENSION-CLAMP CONNECTION CLAMPING RANGE MAX. : 2.5 MM² BOX | 1
10077 | 1043700000 | PCB PLUG-IN CONNECTOR MALE PLUG 7.62 MM N OF POLES: 5 180° PUSH IN WITH ACTUATOR TENSION-CLAMP CONNECTION CLAMPING RANGE MAX. : 2.5 MM² BOX | 1
10078 | 1043790000 | PCB PLUG-IN CONNECTOR FEMALE PLUG 7.62 MM N OF POLES: 2 PUSH IN WITH ACTUATOR TENSION-CLAMP CONNECTION CLAMPING RANGE MAX. : 2.5 MM² BOX | 1
10079 | 1043820000 | PCB PLUG-IN CONNECTOR FEMALE PLUG 7.62 MM N OF POLES: 5 PUSH IN WITH ACTUATOR TENSION-CLAMP CONNECTION CLAMPING RANGE MAX. : 2.5 MM² BOX | 1
10080 | 1043840000 | PCB PLUG-IN CONNECTOR FEMALE PLUG 7.62 MM N OF POLES: 3 PUSH IN WITH ACTUATOR TENSION-CLAMP CONNECTION CLAMPING RANGE MAX. : 2.5 MM² BOX | 1
10081 | 1043880000 | PCB PLUG-IN CONNECTOR FEMALE PLUG 7.62 MM N OF POLES: 3 PUSH IN WITH ACTUATOR TENSION-CLAMP CONNECTION CLAMPING RANGE MAX. : 2.5 MM² BOX | 1
10082 | 1043960000 | PCB PLUG-IN CONNECTOR FEMALE PLUG 7.62 MM N OF POLES: 3 PUSH IN WITH ACTUATOR TENSION-CLAMP CONNECTION CLAMPING RANGE MAX. : 2.5 MM² BOX | 1
10083 | 1044000000 | PCB PLUG-IN CONNECTOR FEMALE PLUG 7.62 MM N OF POLES: 3 PUSH IN WITH ACTUATOR TENSION-CLAMP CONNECTION CLAMPING RANGE MAX. : 2.5 MM² BOX | 1
10084 | 1044010000 | PCB PLUG-IN CONNECTOR FEMALE PLUG 7.62 MM N OF POLES: 4 PUSH IN WITH ACTUATOR TENSION-CLAMP CONNECTION CLAMPING RANGE MAX. : 2.5 MM² BOX | 1
10085 | 1499610000 | PCB PLUG-IN CONNECTOR FEMALE PLUG 5.08 MM N OF POLES: 3 180° TOP CONNECTION CLAMPING RANGE MAX. : 2.5 MM² BOX | 1
10086 | 1499660000 | PCB PLUG-IN CONNECTOR FEMALE PLUG 5.08 MM N OF POLES: 3 180° TOP CONNECTION CLAMPING RANGE MAX. : 2.5 MM² BOX | 1
10087 | 1499860000 | PCB PLUG-IN CONNECTOR FEMALE PLUG 5.08 MM N OF POLES: 5 180° TOP CONNECTION CLAMPING RANGE MAX. : 2.5 MM² BOX | 1
10088 | 1500100000 | PCB PLUG-IN CONNECTOR FEMALE PLUG 5.08 MM N OF POLES: 8 180° TOP CONNECTION CLAMPING RANGE MAX. : 2.5 MM² BOX | 1
10089 | 1500210000 | PCB PLUG-IN CONNECTOR FEMALE PLUG 5.08 MM N OF POLES: 9 180° TOP CONNECTION CLAMPING RANGE MAX. : 2.5 MM² BOX | 1
10090 | 1500310000 | PCB PLUG-IN CONNECTOR FEMALE PLUG 5.08 MM N OF POLES: 10 180° TOP CONNECTION CLAMPING RANGE MAX. : 2.5 MM² BOX | 1
10091 | 1500510000 | PCB PLUG-IN CONNECTOR FEMALE PLUG 5.08 MM N OF POLES: 12 180° TOP CONNECTION CLAMPING RANGE MAX. : 2.5 MM² BOX | 1
10092 | 1500560000 | PCB PLUG-IN CONNECTOR FEMALE PLUG 5.08 MM N OF POLES: 12 180° TOP CONNECTION CLAMPING RANGE MAX. : 2.5 MM² BOX | 1
10093 | 1500860000 | PCB PLUG-IN CONNECTOR FEMALE PLUG 5.08 MM N OF POLES: 15 180° TOP CONNECTION CLAMPING RANGE MAX. : 2.5 MM² BOX | 1
10094 | 1500960000 | PCB PLUG-IN CONNECTOR FEMALE PLUG 5.08 MM N OF POLES: 16 180° TOP CONNECTION CLAMPING RANGE MAX. : 2.5 MM² BOX | 1
10095 | 1501060000 | PCB PLUG-IN CONNECTOR FEMALE PLUG 5.08 MM N OF POLES: 17 180° TOP CONNECTION CLAMPING RANGE MAX. : 2.5 MM² BOX | 1
10096 | 1501210000 | PCB PLUG-IN CONNECTOR FEMALE PLUG 5.08 MM N OF POLES: 19 180° TOP CONNECTION CLAMPING RANGE MAX. : 2.5 MM² BOX | 1
10097 | 1501260000 | PCB PLUG-IN CONNECTOR FEMALE PLUG 5.08 MM N OF POLES: 19 180° TOP CONNECTION CLAMPING RANGE MAX. : 2.5 MM² BOX | 1
10098 | 1501360000 | PCB PLUG-IN CONNECTOR FEMALE PLUG 5.08 MM N OF POLES: 20 180° TOP CONNECTION CLAMPING RANGE MAX. : 2.5 MM² BOX | 1
10099 | 1501560000 | PCB PLUG-IN CONNECTOR FEMALE PLUG 5.08 MM N OF POLES: 22 180° TOP CONNECTION CLAMPING RANGE MAX. : 2.5 MM² BOX | 1
10100 | 1501760000 | PCB PLUG-IN CONNECTOR FEMALE PLUG 5.08 MM N OF POLES: 24 180° TOP CONNECTION CLAMPING RANGE MAX. : 2.5 MM² BOX | 1
10101 | 1502260000 | PCB PLUG-IN CONNECTOR FEMALE PLUG 5.08 MM N OF POLES: 6 180° TOP CONNECTION CLAMPING RANGE MAX. : 2.5 MM² BOX | 1
10102 | 1502460000 | PCB PLUG-IN CONNECTOR FEMALE PLUG 5.08 MM N OF POLES: 8 180° TOP CONNECTION CLAMPING RANGE MAX. : 2.5 MM² BOX | 1
10103 | 1502660000 | PCB PLUG-IN CONNECTOR FEMALE PLUG 5.08 MM N OF POLES: 10 180° TOP CONNECTION CLAMPING RANGE MAX. : 2.5 MM² BOX | 1
10104 | 1502860000 | PCB PLUG-IN CONNECTOR FEMALE PLUG 5.08 MM N OF POLES: 12 180° TOP CONNECTION CLAMPING RANGE MAX. : 2.5 MM² BOX | 1
10105 | 1610510000 | PCB PLUG-IN CONNECTOR FEMALE PLUG 5.08 MM N OF POLES: 4 180° CRIMP CONNECTION CLAMPING RANGE MAX. : 2.5 MM² BOX | 1
10106 | 1610520000 | PCB PLUG-IN CONNECTOR FEMALE PLUG 5.08 MM N OF POLES: 5 180° CRIMP CONNECTION CLAMPING RANGE MAX. : 2.5 MM² BOX | 1
10107 | 1610530000 | PCB PLUG-IN CONNECTOR FEMALE PLUG 5.08 MM N OF POLES: 6 180° CRIMP CONNECTION CLAMPING RANGE MAX. : 2.5 MM² BOX | 1
10108 | 1610540000 | PCB PLUG-IN CONNECTOR FEMALE PLUG 5.08 MM N OF POLES: 7 180° CRIMP CONNECTION CLAMPING RANGE MAX. : 2.5 MM² BOX | 1
10109 | 1610550000 | PCB PLUG-IN CONNECTOR FEMALE PLUG 5.08 MM N OF POLES: 8 180° CRIMP CONNECTION CLAMPING RANGE MAX. : 2.5 MM² BOX | 1
10110 | 1610560000 | PCB PLUG-IN CONNECTOR FEMALE PLUG 5.08 MM N OF POLES: 9 180° CRIMP CONNECTION CLAMPING RANGE MAX. : 2.5 MM² BOX | 1
10111 | 1610570000 | PCB PLUG-IN CONNECTOR FEMALE PLUG 5.08 MM N OF POLES: 10 180° CRIMP CONNECTION CLAMPING RANGE MAX. : 2.5 MM² BOX | 1
10112 | 1622950000 | PCB PLUG-IN CONNECTOR FEMALE HEADER CLOSED SIDE THT SOLDER CONNECTION 5.08 MM N OF POLES: 3 90° SOLDER PIN LENGTH (L): 3.2 MM TINNED ORANGE BOX | 0
10113 | 1622960000 | PCB PLUG-IN CONNECTOR FEMALE HEADER CLOSED SIDE THT SOLDER CONNECTION 5.08 MM N OF POLES: 4 90° SOLDER PIN LENGTH (L): 3.2 MM TINNED ORANGE BOX | 0
10114 | 1622990000 | PCB PLUG-IN CONNECTOR FEMALE HEADER CLOSED SIDE THT SOLDER CONNECTION 5.08 MM N OF POLES: 7 90° SOLDER PIN LENGTH (L): 3.2 MM TINNED ORANGE BOX | 0
10115 | 1623040000 | PCB PLUG-IN CONNECTOR FEMALE HEADER CLOSED SIDE THT SOLDER CONNECTION 5.08 MM N OF POLES: 12 90° SOLDER PIN LENGTH (L): 3.2 MM TINNED ORANGE BOX | 0
10116 | 1630710000 | PCB PLUG-IN CONNECTOR FEMALE HEADER CLOSED SIDE THT SOLDER CONNECTION 5.08 MM N OF POLES: 2 180° SOLDER PIN LENGTH (L): 3.2 MM TINNED ORANGE BOX | 0
10117 | 1630730000 | PCB PLUG-IN CONNECTOR FEMALE HEADER CLOSED SIDE THT SOLDER CONNECTION 5.08 MM N OF POLES: 4 180° SOLDER PIN LENGTH (L): 3.2 MM TINNED ORANGE BOX | 0
10118 | 1630750000 | PCB PLUG-IN CONNECTOR FEMALE HEADER CLOSED SIDE THT SOLDER CONNECTION 5.08 MM N OF POLES: 6 180° SOLDER PIN LENGTH (L): 3.2 MM TINNED ORANGE BOX | 0
10119 | 1630760000 | PCB PLUG-IN CONNECTOR FEMALE HEADER CLOSED SIDE THT SOLDER CONNECTION 5.08 MM N OF POLES: 7 180° SOLDER PIN LENGTH (L): 3.2 MM TINNED ORANGE BOX | 0
10120 | 1630800000 | PCB PLUG-IN CONNECTOR FEMALE HEADER CLOSED SIDE THT SOLDER CONNECTION 5.08 MM N OF POLES: 11 180° SOLDER PIN LENGTH (L): 3.2 MM TINNED ORANGE BOX | 0
10121 | 1630810000 | PCB PLUG-IN CONNECTOR FEMALE HEADER CLOSED SIDE THT SOLDER CONNECTION 5.08 MM N OF POLES: 12 180° SOLDER PIN LENGTH (L): 3.2 MM TINNED ORANGE BOX | 0
10122 | 1644730000 | PCB PLUG-IN CONNECTOR FEMALE PLUG 5.08 MM N OF POLES: 2 90°/270° CLAMPING YOKE CONNECTION CLAMPING RANGE MAX. : 3.31 MM² BOX | 1
10123 | 1644740000 | PCB PLUG-IN CONNECTOR FEMALE PLUG 5.08 MM N OF POLES: 3 90°/270° CLAMPING YOKE CONNECTION CLAMPING RANGE MAX. : 3.31 MM² BOX | 1
10124 | 1644750000 | PCB PLUG-IN CONNECTOR FEMALE PLUG 5.08 MM N OF POLES: 4 90°/270° CLAMPING YOKE CONNECTION CLAMPING RANGE MAX. : 3.31 MM² BOX | 1
10125 | 1644760000 | PCB PLUG-IN CONNECTOR FEMALE PLUG 5.08 MM N OF POLES: 5 90°/270° CLAMPING YOKE CONNECTION CLAMPING RANGE MAX. : 3.31 MM² BOX | 1
10126 | 1644790000 | PCB PLUG-IN CONNECTOR FEMALE PLUG 5.08 MM N OF POLES: 8 90°/270° CLAMPING YOKE CONNECTION CLAMPING RANGE MAX. : 3.31 MM² BOX | 1
10127 | 1644800000 | PCB PLUG-IN CONNECTOR FEMALE PLUG 5.08 MM N OF POLES: 9 90°/270° CLAMPING YOKE CONNECTION CLAMPING RANGE MAX. : 3.31 MM² BOX | 1
10128 | 1644810000 | PCB PLUG-IN CONNECTOR FEMALE PLUG 5.08 MM N OF POLES: 10 90°/270° CLAMPING YOKE CONNECTION CLAMPING RANGE MAX. : 3.31 MM² BOX | 1
10129 | 1644820000 | PCB PLUG-IN CONNECTOR FEMALE PLUG 5.08 MM N OF POLES: 11 90°/270° CLAMPING YOKE CONNECTION CLAMPING RANGE MAX. : 3.31 MM² BOX | 1
10130 | 1645960000 | PCB PLUG-IN CONNECTOR FEMALE HEADER CLOSED SIDE THT SOLDER CONNECTION 5.08 MM N OF POLES: 6 90° SOLDER PIN LENGTH (L): 4.5 MM TINNED ORANGE BOX | 0
10131 | 1646110000 | PCB PLUG-IN CONNECTOR FEMALE HEADER CLOSED SIDE THT SOLDER CONNECTION 5.08 MM N OF POLES: 10 90° SOLDER PIN LENGTH (L): 4.5 MM TINNED BOX | 0
10132 | 1646250000 | PCB PLUG-IN CONNECTOR FEMALE HEADER CLOSED SIDE THT SOLDER CONNECTION 5.08 MM N OF POLES: 2 180° SOLDER PIN LENGTH (L): 4.5 MM TINNED BOX | 0
10133 | 1646260000 | PCB PLUG-IN CONNECTOR FEMALE HEADER CLOSED SIDE THT SOLDER CONNECTION 5.08 MM N OF POLES: 3 180° SOLDER PIN LENGTH (L): 4.5 MM TINNED BOX | 0
10134 | 1648470000 | PCB PLUG-IN CONNECTOR FEMALE HEADER CLOSED SIDE THT SOLDER CONNECTION 5.08 MM N OF POLES: 18 90° SOLDER PIN LENGTH (L): 3.2 MM TINNED ORANGE BOX | 0
10135 | 1648490000 | PCB PLUG-IN CONNECTOR FEMALE HEADER CLOSED SIDE THT SOLDER CONNECTION 5.08 MM N OF POLES: 20 90° SOLDER PIN LENGTH (L): 3.2 MM TINNED ORANGE BOX | 0
10136 | 1648510000 | PCB PLUG-IN CONNECTOR FEMALE HEADER CLOSED SIDE THT SOLDER CONNECTION 5.08 MM N OF POLES: 22 90° SOLDER PIN LENGTH (L): 3.2 MM TINNED ORANGE BOX | 0
10137 | 1648920000 | PCB PLUG-IN CONNECTOR FEMALE HEADER CLOSED SIDE THT SOLDER CONNECTION 5.08 MM N OF POLES: 15 180° SOLDER PIN LENGTH (L): 3.2 MM TINNED ORANGE BOX | 0
10138 | 1648940000 | PCB PLUG-IN CONNECTOR FEMALE HEADER CLOSED SIDE THT SOLDER CONNECTION 5.08 MM N OF POLES: 17 180° SOLDER PIN LENGTH (L): 3.2 MM TINNED ORANGE BOX | 0
10139 | 1649010000 | PCB PLUG-IN CONNECTOR FEMALE HEADER CLOSED SIDE THT SOLDER CONNECTION 5.08 MM N OF POLES: 24 180° SOLDER PIN LENGTH (L): 3.2 MM TINNED ORANGE BOX | 0
10140 | 1649430000 | PCB PLUG-IN CONNECTOR FEMALE PLUG 5.08 MM N OF POLES: 8 180° CRIMP CONNECTION CLAMPING RANGE MAX. : 2.5 MM² BOX | 1
10141 | 1649480000 | PCB PLUG-IN CONNECTOR FEMALE PLUG 5.08 MM N OF POLES: 13 180° CRIMP CONNECTION CLAMPING RANGE MAX. : 2.5 MM² BOX | 1
10142 | 1649490000 | PCB PLUG-IN CONNECTOR FEMALE PLUG 5.08 MM N OF POLES: 14 180° CRIMP CONNECTION CLAMPING RANGE MAX. : 2.5 MM² BOX | 1
10143 | 1649500000 | PCB PLUG-IN CONNECTOR FEMALE PLUG 5.08 MM N OF POLES: 15 180° CRIMP CONNECTION CLAMPING RANGE MAX. : 2.5 MM² BOX | 1
10144 | 1651780000 | PCB PLUG-IN CONNECTOR FEMALE PLUG 5.08 MM N OF POLES: 6 90°/270° CLAMPING YOKE CONNECTION CLAMPING RANGE MAX. : 3.31 MM² BOX | 1
10145 | 1651790000 | PCB PLUG-IN CONNECTOR FEMALE PLUG 5.08 MM N OF POLES: 7 90°/270° CLAMPING YOKE CONNECTION CLAMPING RANGE MAX. : 3.31 MM² BOX | 1
10146 | 1660810000 | PCB PLUG-IN CONNECTOR FEMALE PLUG 5.08 MM N OF POLES: 12 90°/270° CLAMPING YOKE CONNECTION CLAMPING RANGE MAX. : 3.31 MM² BOX | 1
10147 | 1682830000 | PCB PLUG-IN CONNECTOR FEMALE HEADER DOVETAILS FOR FIXING BLOCKS THT SOLDER CONNECTION 5.08 MM N OF POLES: 12 180° SOLDER PIN LENGTH (L): 3.2 MM TINNED ORANGE BOX | 0
10148 | 1682840000 | PCB PLUG-IN CONNECTOR FEMALE HEADER DOVETAILS FOR FIXING BLOCKS THT SOLDER CONNECTION 5.08 MM N OF POLES: 13 180° SOLDER PIN LENGTH (L): 3.2 MM TINNED ORANGE BOX | 0
10149 | 1682900000 | PCB PLUG-IN CONNECTOR FEMALE HEADER DOVETAILS FOR FIXING BLOCKS THT SOLDER CONNECTION 5.08 MM N OF POLES: 19 180° SOLDER PIN LENGTH (L): 3.2 MM TINNED ORANGE BOX | 0
10150 | 1682910000 | PCB PLUG-IN CONNECTOR FEMALE HEADER DOVETAILS FOR FIXING BLOCKS THT SOLDER CONNECTION 5.08 MM N OF POLES: 20 180° SOLDER PIN LENGTH (L): 3.2 MM TINNED ORANGE BOX | 0
10151 | 1687580000 | PCB PLUG-IN CONNECTOR FEMALE HEADER CLOSED SIDE THT SOLDER CONNECTION 5.08 MM N OF POLES: 4 180° SOLDER PIN LENGTH (L): 3.2 MM TINNED PEBBLE GREY BOX | 0
10152 | 1712110000 | PCB PLUG-IN CONNECTOR FEMALE PLUG 5.08 MM N OF POLES: 2 180° CRIMP CONNECTION CLAMPING RANGE MAX. : 2.5 MM² BOX | 1
10153 | 1730190000 | PCB PLUG-IN CONNECTOR FEMALE HEADER CLOSED SIDE THT SOLDER CONNECTION 5.08 MM N OF POLES: 8 90° SOLDER PIN LENGTH (L): 3.2 MM TINNED BOX | 0
10154 | 1843800000 | PCB PLUG-IN CONNECTOR FEMALE HEADER INVERTED FLANGE THT SOLDER CONNECTION 5.08 MM N OF POLES: 7 90° SOLDER PIN LENGTH (L): 3.2 MM TINNED ORANGE BOX | 0
10155 | 1843860000 | PCB PLUG-IN CONNECTOR FEMALE HEADER INVERTED FLANGE THT SOLDER CONNECTION 5.08 MM N OF POLES: 13 90° SOLDER PIN LENGTH (L): 3.2 MM TINNED ORANGE BOX | 0
10156 | 1843920000 | PCB PLUG-IN CONNECTOR FEMALE HEADER INVERTED FLANGE THT SOLDER CONNECTION 5.08 MM N OF POLES: 19 90° SOLDER PIN LENGTH (L): 3.2 MM TINNED ORANGE BOX | 0
10157 | 1844080000 | PCB PLUG-IN CONNECTOR FEMALE PLUG 5.08 MM N OF POLES: 11 180° TOP CONNECTION CLAMPING RANGE MAX. : 2.5 MM² BOX | 1
10158 | 1844160000 | PCB PLUG-IN CONNECTOR FEMALE PLUG 5.08 MM N OF POLES: 19 180° TOP CONNECTION CLAMPING RANGE MAX. : 2.5 MM² BOX | 1
10159 | 1844320000 | PCB PLUG-IN CONNECTOR FEMALE PLUG 5.08 MM N OF POLES: 12 180° TOP CONNECTION CLAMPING RANGE MAX. : 2.5 MM² BOX | 1
10160 | 1844360000 | PCB PLUG-IN CONNECTOR FEMALE PLUG 5.08 MM N OF POLES: 16 180° TOP CONNECTION CLAMPING RANGE MAX. : 2.5 MM² BOX | 1
10161 | 1943910000 | PCB PLUG-IN CONNECTOR FEMALE PLUG 5.08 MM N OF POLES: 12 180° CLAMPING YOKE CONNECTION CLAMPING RANGE MAX. : 4 MM² BOX | 1
10162 | 1943920000 | PCB PLUG-IN CONNECTOR FEMALE PLUG 5.08 MM N OF POLES: 13 180° CLAMPING YOKE CONNECTION CLAMPING RANGE MAX. : 4 MM² BOX | 1
10163 | 1943940000 | PCB PLUG-IN CONNECTOR FEMALE PLUG 5.08 MM N OF POLES: 15 180° CLAMPING YOKE CONNECTION CLAMPING RANGE MAX. : 4 MM² BOX | 1
10164 | 1943980000 | PCB PLUG-IN CONNECTOR FEMALE PLUG 5.08 MM N OF POLES: 19 180° CLAMPING YOKE CONNECTION CLAMPING RANGE MAX. : 4 MM² BOX | 1
10165 | 1944000000 | PCB PLUG-IN CONNECTOR FEMALE PLUG 5.08 MM N OF POLES: 21 180° CLAMPING YOKE CONNECTION CLAMPING RANGE MAX. : 4 MM² BOX | 1
10166 | 1944150000 | PCB PLUG-IN CONNECTOR FEMALE PLUG 5.08 MM N OF POLES: 8 180° CLAMPING YOKE CONNECTION CLAMPING RANGE MAX. : 4 MM² BOX | 1
10167 | 1944180000 | PCB PLUG-IN CONNECTOR FEMALE PLUG 5.08 MM N OF POLES: 11 180° CLAMPING YOKE CONNECTION CLAMPING RANGE MAX. : 4 MM² BOX | 1
10168 | 1944210000 | PCB PLUG-IN CONNECTOR FEMALE PLUG 5.08 MM N OF POLES: 14 180° CLAMPING YOKE CONNECTION CLAMPING RANGE MAX. : 4 MM² BOX | 1
10169 | 1944260000 | PCB PLUG-IN CONNECTOR FEMALE PLUG 5.08 MM N OF POLES: 19 180° CLAMPING YOKE CONNECTION CLAMPING RANGE MAX. : 4 MM² BOX | 1
10170 | 1944270000 | PCB PLUG-IN CONNECTOR FEMALE PLUG 5.08 MM N OF POLES: 20 180° CLAMPING YOKE CONNECTION CLAMPING RANGE MAX. : 4 MM² BOX | 1
10171 | 1944300000 | PCB PLUG-IN CONNECTOR FEMALE PLUG 5.08 MM N OF POLES: 23 180° CLAMPING YOKE CONNECTION CLAMPING RANGE MAX. : 4 MM² BOX | 1
10172 | 1944360000 | PCB PLUG-IN CONNECTOR FEMALE PLUG 5.08 MM N OF POLES: 5 180° CLAMPING YOKE CONNECTION CLAMPING RANGE MAX. : 4 MM² BOX | 1
10173 | 1944380000 | PCB PLUG-IN CONNECTOR FEMALE PLUG 5.08 MM N OF POLES: 7 180° CLAMPING YOKE CONNECTION CLAMPING RANGE MAX. : 4 MM² BOX | 1
10174 | 1944830000 | PCB PLUG-IN CONNECTOR FEMALE PLUG 5.08 MM N OF POLES: 2 180° CLAMPING YOKE CONNECTION CLAMPING RANGE MAX. : 4 MM² BOX | 1
10175 | 1944840000 | PCB PLUG-IN CONNECTOR FEMALE PLUG 5.08 MM N OF POLES: 3 180° CLAMPING YOKE CONNECTION CLAMPING RANGE MAX. : 4 MM² BOX | 1
10176 | 1944860000 | PCB PLUG-IN CONNECTOR FEMALE PLUG 5.08 MM N OF POLES: 5 180° CLAMPING YOKE CONNECTION CLAMPING RANGE MAX. : 4 MM² BOX | 1
10177 | 1944880000 | PCB PLUG-IN CONNECTOR FEMALE PLUG 5.08 MM N OF POLES: 7 180° CLAMPING YOKE CONNECTION CLAMPING RANGE MAX. : 4 MM² BOX | 1
10178 | 1944900000 | PCB PLUG-IN CONNECTOR FEMALE PLUG 5.08 MM N OF POLES: 9 180° CLAMPING YOKE CONNECTION CLAMPING RANGE MAX. : 4 MM² BOX | 1
10179 | 1944950000 | PCB PLUG-IN CONNECTOR FEMALE PLUG 5.08 MM N OF POLES: 14 180° CLAMPING YOKE CONNECTION CLAMPING RANGE MAX. : 4 MM² BOX | 1
10180 | 1944960000 | PCB PLUG-IN CONNECTOR FEMALE PLUG 5.08 MM N OF POLES: 15 180° CLAMPING YOKE CONNECTION CLAMPING RANGE MAX. : 4 MM² BOX | 1
10181 | 1944970000 | PCB PLUG-IN CONNECTOR FEMALE PLUG 5.08 MM N OF POLES: 16 180° CLAMPING YOKE CONNECTION CLAMPING RANGE MAX. : 4 MM² BOX | 1
10182 | 1945010000 | PCB PLUG-IN CONNECTOR FEMALE PLUG 5.08 MM N OF POLES: 20 180° CLAMPING YOKE CONNECTION CLAMPING RANGE MAX. : 4 MM² BOX | 1
10183 | 1945030000 | PCB PLUG-IN CONNECTOR FEMALE PLUG 5.08 MM N OF POLES: 22 180° CLAMPING YOKE CONNECTION CLAMPING RANGE MAX. : 4 MM² BOX | 1
10184 | 1945050000 | PCB PLUG-IN CONNECTOR FEMALE PLUG 5.08 MM N OF POLES: 24 180° CLAMPING YOKE CONNECTION CLAMPING RANGE MAX. : 4 MM² BOX | 1
10185 | 1945060000 | PCB PLUG-IN CONNECTOR FEMALE PLUG 5.08 MM N OF POLES: 2 180° CLAMPING YOKE CONNECTION CLAMPING RANGE MAX. : 4 MM² BOX | 1
10186 | 1945090000 | PCB PLUG-IN CONNECTOR FEMALE PLUG 5.08 MM N OF POLES: 5 180° CLAMPING YOKE CONNECTION CLAMPING RANGE MAX. : 4 MM² BOX | 1
10187 | 1945100000 | PCB PLUG-IN CONNECTOR FEMALE PLUG 5.08 MM N OF POLES: 6 180° CLAMPING YOKE CONNECTION CLAMPING RANGE MAX. : 4 MM² BOX | 1
10188 | 1945120000 | PCB PLUG-IN CONNECTOR FEMALE PLUG 5.08 MM N OF POLES: 8 180° CLAMPING YOKE CONNECTION CLAMPING RANGE MAX. : 4 MM² BOX | 1
10189 | 1945140000 | PCB PLUG-IN CONNECTOR FEMALE PLUG 5.08 MM N OF POLES: 10 180° CLAMPING YOKE CONNECTION CLAMPING RANGE MAX. : 4 MM² BOX | 1
10190 | 1945150000 | PCB PLUG-IN CONNECTOR FEMALE PLUG 5.08 MM N OF POLES: 11 180° CLAMPING YOKE CONNECTION CLAMPING RANGE MAX. : 4 MM² BOX | 1
10191 | 1945200000 | PCB PLUG-IN CONNECTOR FEMALE PLUG 5.08 MM N OF POLES: 16 180° CLAMPING YOKE CONNECTION CLAMPING RANGE MAX. : 4 MM² BOX | 1
10192 | 1945240000 | PCB PLUG-IN CONNECTOR FEMALE PLUG 5.08 MM N OF POLES: 20 180° CLAMPING YOKE CONNECTION CLAMPING RANGE MAX. : 4 MM² BOX | 1
10193 | 1945760000 | PCB PLUG-IN CONNECTOR FEMALE PLUG 5.08 MM N OF POLES: 3 225° CLAMPING YOKE CONNECTION CLAMPING RANGE MAX. : 4 MM² BOX | 1
10194 | 1945780000 | PCB PLUG-IN CONNECTOR FEMALE PLUG 5.08 MM N OF POLES: 5 225° CLAMPING YOKE CONNECTION CLAMPING RANGE MAX. : 4 MM² BOX | 1
10195 | 1945790000 | PCB PLUG-IN CONNECTOR FEMALE PLUG 5.08 MM N OF POLES: 6 225° CLAMPING YOKE CONNECTION CLAMPING RANGE MAX. : 4 MM² BOX | 1
10196 | 1945840000 | PCB PLUG-IN CONNECTOR FEMALE PLUG 5.08 MM N OF POLES: 11 225° CLAMPING YOKE CONNECTION CLAMPING RANGE MAX. : 4 MM² BOX | 1
10197 | 1945860000 | PCB PLUG-IN CONNECTOR FEMALE PLUG 5.08 MM N OF POLES: 13 225° CLAMPING YOKE CONNECTION CLAMPING RANGE MAX. : 4 MM² BOX | 1
10198 | 1945880000 | PCB PLUG-IN CONNECTOR FEMALE PLUG 5.08 MM N OF POLES: 15 225° CLAMPING YOKE CONNECTION CLAMPING RANGE MAX. : 4 MM² BOX | 1
10199 | 1945890000 | PCB PLUG-IN CONNECTOR FEMALE PLUG 5.08 MM N OF POLES: 16 225° CLAMPING YOKE CONNECTION CLAMPING RANGE MAX. : 4 MM² BOX | 1
10200 | 1945910000 | PCB PLUG-IN CONNECTOR FEMALE PLUG 5.08 MM N OF POLES: 18 225° CLAMPING YOKE CONNECTION CLAMPING RANGE MAX. : 4 MM² BOX | 1
10201 | 1945940000 | PCB PLUG-IN CONNECTOR FEMALE PLUG 5.08 MM N OF POLES: 21 225° CLAMPING YOKE CONNECTION CLAMPING RANGE MAX. : 4 MM² BOX | 1
10202 | 1945950000 | PCB PLUG-IN CONNECTOR FEMALE PLUG 5.08 MM N OF POLES: 22 225° CLAMPING YOKE CONNECTION CLAMPING RANGE MAX. : 4 MM² BOX | 1
10203 | 1945960000 | PCB PLUG-IN CONNECTOR FEMALE PLUG 5.08 MM N OF POLES: 23 225° CLAMPING YOKE CONNECTION CLAMPING RANGE MAX. : 4 MM² BOX | 1
10204 | 1945970000 | PCB PLUG-IN CONNECTOR FEMALE PLUG 5.08 MM N OF POLES: 24 225° CLAMPING YOKE CONNECTION CLAMPING RANGE MAX. : 4 MM² BOX | 1
10205 | 1946110000 | PCB PLUG-IN CONNECTOR FEMALE PLUG 5.08 MM N OF POLES: 15 225° CLAMPING YOKE CONNECTION CLAMPING RANGE MAX. : 4 MM² BOX | 1
10206 | 1947550000 | PCB PLUG-IN CONNECTOR FEMALE PLUG 5.08 MM N OF POLES: 4 270° CLAMPING YOKE CONNECTION CLAMPING RANGE MAX. : 4 MM² BOX | 1
10207 | 1947580000 | PCB PLUG-IN CONNECTOR FEMALE PLUG 5.08 MM N OF POLES: 7 270° CLAMPING YOKE CONNECTION CLAMPING RANGE MAX. : 4 MM² BOX | 1
10208 | 1947590000 | PCB PLUG-IN CONNECTOR FEMALE PLUG 5.08 MM N OF POLES: 8 270° CLAMPING YOKE CONNECTION CLAMPING RANGE MAX. : 4 MM² BOX | 1
10209 | 1947610000 | PCB PLUG-IN CONNECTOR FEMALE PLUG 5.08 MM N OF POLES: 10 270° CLAMPING YOKE CONNECTION CLAMPING RANGE MAX. : 4 MM² BOX | 1
10210 | 1947630000 | PCB PLUG-IN CONNECTOR FEMALE PLUG 5.08 MM N OF POLES: 12 270° CLAMPING YOKE CONNECTION CLAMPING RANGE MAX. : 4 MM² BOX | 1
10211 | 1947700000 | PCB PLUG-IN CONNECTOR FEMALE PLUG 5.08 MM N OF POLES: 19 270° CLAMPING YOKE CONNECTION CLAMPING RANGE MAX. : 4 MM² BOX | 1
10212 | 1947710000 | PCB PLUG-IN CONNECTOR FEMALE PLUG 5.08 MM N OF POLES: 20 270° CLAMPING YOKE CONNECTION CLAMPING RANGE MAX. : 4 MM² BOX | 1
10213 | 1947720000 | PCB PLUG-IN CONNECTOR FEMALE PLUG 5.08 MM N OF POLES: 21 270° CLAMPING YOKE CONNECTION CLAMPING RANGE MAX. : 4 MM² BOX | 1
10214 | 1947740000 | PCB PLUG-IN CONNECTOR FEMALE PLUG 5.08 MM N OF POLES: 23 270° CLAMPING YOKE CONNECTION CLAMPING RANGE MAX. : 4 MM² BOX | 1
10215 | 1947900000 | PCB PLUG-IN CONNECTOR FEMALE PLUG 5.08 MM N OF POLES: 16 270° CLAMPING YOKE CONNECTION CLAMPING RANGE MAX. : 4 MM² BOX | 1
10216 | 1948030000 | PCB PLUG-IN CONNECTOR FEMALE PLUG 5.08 MM N OF POLES: 5 90° CLAMPING YOKE CONNECTION CLAMPING RANGE MAX. : 4 MM² BOX | 1
10217 | 1948040000 | PCB PLUG-IN CONNECTOR FEMALE PLUG 5.08 MM N OF POLES: 6 90° CLAMPING YOKE CONNECTION CLAMPING RANGE MAX. : 4 MM² BOX | 1
10218 | 1948050000 | PCB PLUG-IN CONNECTOR FEMALE PLUG 5.08 MM N OF POLES: 7 90° CLAMPING YOKE CONNECTION CLAMPING RANGE MAX. : 4 MM² BOX | 1
10219 | 1948160000 | PCB PLUG-IN CONNECTOR FEMALE PLUG 5.08 MM N OF POLES: 17 90° CLAMPING YOKE CONNECTION CLAMPING RANGE MAX. : 4 MM² BOX | 1
10220 | 1948170000 | PCB PLUG-IN CONNECTOR FEMALE PLUG 5.08 MM N OF POLES: 18 90° CLAMPING YOKE CONNECTION CLAMPING RANGE MAX. : 4 MM² BOX | 1
10221 | 1948190000 | PCB PLUG-IN CONNECTOR FEMALE PLUG 5.08 MM N OF POLES: 20 90° CLAMPING YOKE CONNECTION CLAMPING RANGE MAX. : 4 MM² BOX | 1
10222 | 1948270000 | PCB PLUG-IN CONNECTOR FEMALE PLUG 5.08 MM N OF POLES: 5 90° CLAMPING YOKE CONNECTION CLAMPING RANGE MAX. : 4 MM² BOX | 1
10223 | 1948340000 | PCB PLUG-IN CONNECTOR FEMALE PLUG 5.08 MM N OF POLES: 12 90° CLAMPING YOKE CONNECTION CLAMPING RANGE MAX. : 4 MM² BOX | 1
10224 | 1948380000 | PCB PLUG-IN CONNECTOR FEMALE PLUG 5.08 MM N OF POLES: 16 90° CLAMPING YOKE CONNECTION CLAMPING RANGE MAX. : 4 MM² BOX | 1
10225 | 1948400000 | PCB PLUG-IN CONNECTOR FEMALE PLUG 5.08 MM N OF POLES: 18 90° CLAMPING YOKE CONNECTION CLAMPING RANGE MAX. : 4 MM² BOX | 1
10226 | 1958290000 | PCB PLUG-IN CONNECTOR FEMALE PLUG 5.00 MM N OF POLES: 3 90° CLAMPING YOKE CONNECTION CLAMPING RANGE MAX. : 4 MM² BOX | 1
10227 | 1958610000 | PCB PLUG-IN CONNECTOR FEMALE PLUG 5.00 MM N OF POLES: 6 90° CLAMPING YOKE CONNECTION CLAMPING RANGE MAX. : 4 MM² BOX | 1
10228 | 1958620000 | PCB PLUG-IN CONNECTOR FEMALE PLUG 5.00 MM N OF POLES: 5 90° CLAMPING YOKE CONNECTION CLAMPING RANGE MAX. : 4 MM² BOX | 1
10229 | 1958670000 | PCB PLUG-IN CONNECTOR FEMALE PLUG 5.00 MM N OF POLES: 23 90° CLAMPING YOKE CONNECTION CLAMPING RANGE MAX. : 4 MM² BOX | 1
10230 | 1958780000 | PCB PLUG-IN CONNECTOR FEMALE PLUG 5.00 MM N OF POLES: 11 90° CLAMPING YOKE CONNECTION CLAMPING RANGE MAX. : 4 MM² BOX | 1
10231 | 1958840000 | PCB PLUG-IN CONNECTOR FEMALE PLUG 5.00 MM N OF POLES: 5 90° CLAMPING YOKE CONNECTION CLAMPING RANGE MAX. : 4 MM² BOX | 1
10232 | 1958850000 | PCB PLUG-IN CONNECTOR FEMALE PLUG 5.00 MM N OF POLES: 4 90° CLAMPING YOKE CONNECTION CLAMPING RANGE MAX. : 4 MM² BOX | 1
10233 | 1958970000 | PCB PLUG-IN CONNECTOR FEMALE PLUG 5.00 MM N OF POLES: 15 90° CLAMPING YOKE CONNECTION CLAMPING RANGE MAX. : 4 MM² BOX | 1
10234 | 1959060000 | PCB PLUG-IN CONNECTOR FEMALE PLUG 5.00 MM N OF POLES: 6 90° CLAMPING YOKE CONNECTION CLAMPING RANGE MAX. : 4 MM² BOX | 1
10235 | 1959300000 | PCB PLUG-IN CONNECTOR FEMALE PLUG 5.00 MM N OF POLES: 18 90° CLAMPING YOKE CONNECTION CLAMPING RANGE MAX. : 4 MM² BOX | 1
10236 | 1959320000 | PCB PLUG-IN CONNECTOR FEMALE PLUG 5.00 MM N OF POLES: 17 90° CLAMPING YOKE CONNECTION CLAMPING RANGE MAX. : 4 MM² BOX | 1
10237 | 1959390000 | PCB PLUG-IN CONNECTOR FEMALE PLUG 5.00 MM N OF POLES: 11 90° CLAMPING YOKE CONNECTION CLAMPING RANGE MAX. : 4 MM² BOX | 1
10238 | 1959460000 | PCB PLUG-IN CONNECTOR FEMALE PLUG 5.00 MM N OF POLES: 8 90° CLAMPING YOKE CONNECTION CLAMPING RANGE MAX. : 4 MM² BOX | 1
10239 | 1959470000 | PCB PLUG-IN CONNECTOR FEMALE PLUG 5.00 MM N OF POLES: 7 90° CLAMPING YOKE CONNECTION CLAMPING RANGE MAX. : 4 MM² BOX | 1
10240 | 1959490000 | PCB PLUG-IN CONNECTOR FEMALE PLUG 5.00 MM N OF POLES: 5 90° CLAMPING YOKE CONNECTION CLAMPING RANGE MAX. : 4 MM² BOX | 1
10241 | 1959500000 | PCB PLUG-IN CONNECTOR FEMALE PLUG 5.00 MM N OF POLES: 4 90° CLAMPING YOKE CONNECTION CLAMPING RANGE MAX. : 4 MM² BOX | 1
10242 | 1959670000 | PCB PLUG-IN CONNECTOR FEMALE PLUG 5.00 MM N OF POLES: 10 90° CLAMPING YOKE CONNECTION CLAMPING RANGE MAX. : 4 MM² BOX | 1
10243 | 1960390000 | PCB PLUG-IN CONNECTOR FEMALE PLUG 5.00 MM N OF POLES: 9 90° CLAMPING YOKE CONNECTION CLAMPING RANGE MAX. : 4 MM² BOX | 1
10244 | 1960440000 | PCB PLUG-IN CONNECTOR FEMALE PLUG 5.00 MM N OF POLES: 4 90° CLAMPING YOKE CONNECTION CLAMPING RANGE MAX. : 4 MM² BOX | 1
10245 | 1960600000 | PCB PLUG-IN CONNECTOR FEMALE PLUG 5.00 MM N OF POLES: 14 90° CLAMPING YOKE CONNECTION CLAMPING RANGE MAX. : 4 MM² BOX | 1
10246 | 1960720000 | PCB PLUG-IN CONNECTOR FEMALE PLUG 5.00 MM N OF POLES: 3 90° CLAMPING YOKE CONNECTION CLAMPING RANGE MAX. : 4 MM² BOX | 1
10247 | 1961050000 | PCB PLUG-IN CONNECTOR FEMALE PLUG 5.00 MM N OF POLES: 16 90° CLAMPING YOKE CONNECTION CLAMPING RANGE MAX. : 4 MM² BOX | 1
10248 | 1961150000 | PCB PLUG-IN CONNECTOR FEMALE PLUG 5.00 MM N OF POLES: 6 90° CLAMPING YOKE CONNECTION CLAMPING RANGE MAX. : 4 MM² BOX | 1
10249 | 1961300000 | PCB PLUG-IN CONNECTOR FEMALE PLUG 5.00 MM N OF POLES: 16 90° CLAMPING YOKE CONNECTION CLAMPING RANGE MAX. : 4 MM² BOX | 1
10250 | 1979520000 | PCB PLUG-IN CONNECTOR FEMALE PLUG 5.00 MM N OF POLES: 8 90° PUSH IN WITH ACTUATOR TENSION-CLAMP CONNECTION CLAMPING RANGE MAX. : 3.31 MM² BOX | 1
10251 | 1979610000 | PCB PLUG-IN CONNECTOR FEMALE PLUG 5.00 MM N OF POLES: 17 90° PUSH IN WITH ACTUATOR TENSION-CLAMP CONNECTION CLAMPING RANGE MAX. : 3.31 MM² BOX | 1
10252 | 1979640000 | PCB PLUG-IN CONNECTOR FEMALE PLUG 5.00 MM N OF POLES: 20 90° PUSH IN WITH ACTUATOR TENSION-CLAMP CONNECTION CLAMPING RANGE MAX. : 3.31 MM² BOX | 1
10253 | 1979820000 | PCB PLUG-IN CONNECTOR FEMALE PLUG 5.00 MM N OF POLES: 5 90° PUSH IN WITH ACTUATOR TENSION-CLAMP CONNECTION CLAMPING RANGE MAX. : 3.31 MM² BOX | 1
10254 | 1980190000 | PCB PLUG-IN CONNECTOR FEMALE PLUG 5.00 MM N OF POLES: 4 90° PUSH IN WITH ACTUATOR TENSION-CLAMP CONNECTION CLAMPING RANGE MAX. : 3.31 MM² BOX | 1
10255 | 1980360000 | PCB PLUG-IN CONNECTOR FEMALE PLUG 5.00 MM N OF POLES: 20 90° PUSH IN WITH ACTUATOR TENSION-CLAMP CONNECTION CLAMPING RANGE MAX. : 3.31 MM² BOX | 1
10256 | 1980680000 | PCB PLUG-IN CONNECTOR FEMALE PLUG 5.00 MM N OF POLES: 6 90° PUSH IN WITH ACTUATOR TENSION-CLAMP CONNECTION CLAMPING RANGE MAX. : 3.31 MM² BOX | 1
10257 | 1980720000 | PCB PLUG-IN CONNECTOR FEMALE PLUG 5.00 MM N OF POLES: 10 90° PUSH IN WITH ACTUATOR TENSION-CLAMP CONNECTION CLAMPING RANGE MAX. : 3.31 MM² BOX | 1
10258 | 1980820000 | PCB PLUG-IN CONNECTOR FEMALE PLUG 5.00 MM N OF POLES: 19 90° PUSH IN WITH ACTUATOR TENSION-CLAMP CONNECTION CLAMPING RANGE MAX. : 3.31 MM² BOX | 1
10259 | 1980990000 | PCB PLUG-IN CONNECTOR FEMALE PLUG 5.00 MM N OF POLES: 14 90° PUSH IN WITH ACTUATOR TENSION-CLAMP CONNECTION CLAMPING RANGE MAX. : 3.31 MM² BOX | 1
10260 | 1981950000 | PCB PLUG-IN CONNECTOR FEMALE PLUG 5.08 MM N OF POLES: 4 270° PUSH IN WITH ACTUATOR TENSION-CLAMP CONNECTION CLAMPING RANGE MAX. : 3.31 MM² BOX | 1
10261 | 1982280000 | PCB PLUG-IN CONNECTOR FEMALE PLUG 5.08 MM N OF POLES: 18 270° PUSH IN WITH ACTUATOR TENSION-CLAMP CONNECTION CLAMPING RANGE MAX. : 3.31 MM² BOX | 1
10262 | 1982310000 | PCB PLUG-IN CONNECTOR FEMALE PLUG 5.08 MM N OF POLES: 2 270° PUSH IN WITH ACTUATOR TENSION-CLAMP CONNECTION CLAMPING RANGE MAX. : 3.31 MM² BOX | 1
10263 | 1982750000 | PCB PLUG-IN CONNECTOR FEMALE PLUG 5.08 MM N OF POLES: 7 270° PUSH IN WITH ACTUATOR TENSION-CLAMP CONNECTION CLAMPING RANGE MAX. : 3.31 MM² BOX | 1
10264 | 1982760000 | PCB PLUG-IN CONNECTOR FEMALE PLUG 5.08 MM N OF POLES: 8 270° PUSH IN WITH ACTUATOR TENSION-CLAMP CONNECTION CLAMPING RANGE MAX. : 3.31 MM² BOX | 1
10265 | 1982790000 | PCB PLUG-IN CONNECTOR FEMALE PLUG 5.08 MM N OF POLES: 11 270° PUSH IN WITH ACTUATOR TENSION-CLAMP CONNECTION CLAMPING RANGE MAX. : 3.31 MM² BOX | 1
10266 | 1982850000 | PCB PLUG-IN CONNECTOR FEMALE PLUG 5.08 MM N OF POLES: 17 270° PUSH IN WITH ACTUATOR TENSION-CLAMP CONNECTION CLAMPING RANGE MAX. : 3.31 MM² BOX | 1
10267 | 1982860000 | PCB PLUG-IN CONNECTOR FEMALE PLUG 5.08 MM N OF POLES: 18 270° PUSH IN WITH ACTUATOR TENSION-CLAMP CONNECTION CLAMPING RANGE MAX. : 3.31 MM² BOX | 1
10268 | 1982920000 | PCB PLUG-IN CONNECTOR FEMALE PLUG 5.08 MM N OF POLES: 5 270° PUSH IN WITH ACTUATOR TENSION-CLAMP CONNECTION CLAMPING RANGE MAX. : 3.31 MM² BOX | 1
10269 | 1983000000 | PCB PLUG-IN CONNECTOR FEMALE PLUG 5.08 MM N OF POLES: 13 270° PUSH IN WITH ACTUATOR TENSION-CLAMP CONNECTION CLAMPING RANGE MAX. : 3.31 MM² BOX | 1
10270 | 1983100000 | PCB PLUG-IN CONNECTOR FEMALE PLUG 5.08 MM N OF POLES: 4 270° PUSH IN WITH ACTUATOR TENSION-CLAMP CONNECTION CLAMPING RANGE MAX. : 3.31 MM² BOX | 1
10271 | 1000120001 | PCB PLUG-IN CONNECTOR FEMALE PLUG 5.08 MM N OF POLES: 11 90° PUSH IN WITH ACTUATOR TENSION-CLAMP CONNECTION CLAMPING RANGE MAX. : 3.31 MM² BOX | 1
10272 | 1000660001 | PCB PLUG-IN CONNECTOR FEMALE PLUG 5.08 MM N OF POLES: 4 90° PUSH IN WITH ACTUATOR TENSION-CLAMP CONNECTION CLAMPING RANGE MAX. : 3.31 MM² BOX | 1
10273 | 1001590000 | PCB PLUG-IN CONNECTOR FEMALE PLUG 5.08 MM N OF POLES: 8 90° PUSH IN WITH ACTUATOR TENSION-CLAMP CONNECTION CLAMPING RANGE MAX. : 3.31 MM² BOX | 1
10274 | 1002100000 | PCB PLUG-IN CONNECTOR FEMALE PLUG 5.08 MM N OF POLES: 3 90° PUSH IN WITH ACTUATOR TENSION-CLAMP CONNECTION CLAMPING RANGE MAX. : 3.31 MM² BOX | 1
10275 | 1002210000 | PCB PLUG-IN CONNECTOR FEMALE PLUG 5.08 MM N OF POLES: 14 90° PUSH IN WITH ACTUATOR TENSION-CLAMP CONNECTION CLAMPING RANGE MAX. : 3.31 MM² BOX | 1
10276 | 1002230000 | PCB PLUG-IN CONNECTOR FEMALE PLUG 5.08 MM N OF POLES: 16 90° PUSH IN WITH ACTUATOR TENSION-CLAMP CONNECTION CLAMPING RANGE MAX. : 3.31 MM² BOX | 1
10277 | 1002390000 | PCB PLUG-IN CONNECTOR FEMALE PLUG 5.08 MM N OF POLES: 13 90° PUSH IN WITH ACTUATOR TENSION-CLAMP CONNECTION CLAMPING RANGE MAX. : 3.31 MM² BOX | 1
10278 | 1002420000 | PCB PLUG-IN CONNECTOR FEMALE PLUG 5.08 MM N OF POLES: 16 90° PUSH IN WITH ACTUATOR TENSION-CLAMP CONNECTION CLAMPING RANGE MAX. : 3.31 MM² BOX | 1
10279 | 1002450000 | PCB PLUG-IN CONNECTOR FEMALE PLUG 5.08 MM N OF POLES: 19 90° PUSH IN WITH ACTUATOR TENSION-CLAMP CONNECTION CLAMPING RANGE MAX. : 3.31 MM² BOX | 1
10280 | 1002460000 | PCB PLUG-IN CONNECTOR FEMALE PLUG 5.08 MM N OF POLES: 20 90° PUSH IN WITH ACTUATOR TENSION-CLAMP CONNECTION CLAMPING RANGE MAX. : 3.31 MM² BOX | 1
10281 | 1012650000 | PCB PLUG-IN CONNECTOR FEMALE PLUG 5.08 MM N OF POLES: 3 180° PUSH IN WITH ACTUATOR TENSION-CLAMP CONNECTION CLAMPING RANGE MAX. : 3.31 MM² BOX | 1
10282 | 1012680000 | PCB PLUG-IN CONNECTOR FEMALE PLUG 5.08 MM N OF POLES: 6 180° PUSH IN WITH ACTUATOR TENSION-CLAMP CONNECTION CLAMPING RANGE MAX. : 3.31 MM² BOX | 1
10283 | 1012960000 | PCB PLUG-IN CONNECTOR FEMALE PLUG 5.08 MM N OF POLES: 15 180° PUSH IN WITH ACTUATOR TENSION-CLAMP CONNECTION CLAMPING RANGE MAX. : 3.31 MM² BOX | 1
10284 | 1013020000 | PCB PLUG-IN CONNECTOR FEMALE PLUG 5.08 MM N OF POLES: 20 180° PUSH IN WITH ACTUATOR TENSION-CLAMP CONNECTION CLAMPING RANGE MAX. : 3.31 MM² BOX | 1
10285 | 1013090000 | PCB PLUG-IN CONNECTOR FEMALE PLUG 5.08 MM N OF POLES: 3 180° PUSH IN WITH ACTUATOR TENSION-CLAMP CONNECTION CLAMPING RANGE MAX. : 3.31 MM² BOX | 1
10286 | 1013140000 | PCB PLUG-IN CONNECTOR FEMALE PLUG 5.08 MM N OF POLES: 7 180° PUSH IN WITH ACTUATOR TENSION-CLAMP CONNECTION CLAMPING RANGE MAX. : 3.31 MM² BOX | 1
10287 | 1013170000 | PCB PLUG-IN CONNECTOR FEMALE PLUG 5.08 MM N OF POLES: 10 180° PUSH IN WITH ACTUATOR TENSION-CLAMP CONNECTION CLAMPING RANGE MAX. : 3.31 MM² BOX | 1
10288 | 1013210000 | PCB PLUG-IN CONNECTOR FEMALE PLUG 5.08 MM N OF POLES: 13 180° PUSH IN WITH ACTUATOR TENSION-CLAMP CONNECTION CLAMPING RANGE MAX. : 3.31 MM² BOX | 1
10289 | 1013240000 | PCB PLUG-IN CONNECTOR FEMALE PLUG 5.08 MM N OF POLES: 16 180° PUSH IN WITH ACTUATOR TENSION-CLAMP CONNECTION CLAMPING RANGE MAX. : 3.31 MM² BOX | 1
10290 | 1013250000 | PCB PLUG-IN CONNECTOR FEMALE PLUG 5.08 MM N OF POLES: 17 180° PUSH IN WITH ACTUATOR TENSION-CLAMP CONNECTION CLAMPING RANGE MAX. : 3.31 MM² BOX | 1
10291 | 1013460000 | PCB PLUG-IN CONNECTOR FEMALE PLUG 5.08 MM N OF POLES: 5 180° PUSH IN WITH ACTUATOR TENSION-CLAMP CONNECTION CLAMPING RANGE MAX. : 3.31 MM² BOX | 1
10292 | 1013510000 | PCB PLUG-IN CONNECTOR FEMALE PLUG 5.08 MM N OF POLES: 9 180° PUSH IN WITH ACTUATOR TENSION-CLAMP CONNECTION CLAMPING RANGE MAX. : 3.31 MM² BOX | 1
10293 | 1013570000 | PCB PLUG-IN CONNECTOR FEMALE PLUG 5.08 MM N OF POLES: 15 180° PUSH IN WITH ACTUATOR TENSION-CLAMP CONNECTION CLAMPING RANGE MAX. : 3.31 MM² BOX | 1
10294 | 1013630000 | PCB PLUG-IN CONNECTOR FEMALE PLUG 5.08 MM N OF POLES: 20 180° PUSH IN WITH ACTUATOR TENSION-CLAMP CONNECTION CLAMPING RANGE MAX. : 3.31 MM² BOX | 1
10295 | 1013740000 | PCB PLUG-IN CONNECTOR FEMALE PLUG 5.08 MM N OF POLES: 7 180° PUSH IN WITH ACTUATOR TENSION-CLAMP CONNECTION CLAMPING RANGE MAX. : 3.31 MM² BOX | 1
10296 | 1013750000 | PCB PLUG-IN CONNECTOR FEMALE PLUG 5.08 MM N OF POLES: 8 180° PUSH IN WITH ACTUATOR TENSION-CLAMP CONNECTION CLAMPING RANGE MAX. : 3.31 MM² BOX | 1
10297 | 1013780000 | PCB PLUG-IN CONNECTOR FEMALE PLUG 5.08 MM N OF POLES: 11 180° PUSH IN WITH ACTUATOR TENSION-CLAMP CONNECTION CLAMPING RANGE MAX. : 3.31 MM² BOX | 1
10298 | 1013810000 | PCB PLUG-IN CONNECTOR FEMALE PLUG 5.08 MM N OF POLES: 13 180° PUSH IN WITH ACTUATOR TENSION-CLAMP CONNECTION CLAMPING RANGE MAX. : 3.31 MM² BOX | 1
10299 | 1013820000 | PCB PLUG-IN CONNECTOR FEMALE PLUG 5.08 MM N OF POLES: 14 180° PUSH IN WITH ACTUATOR TENSION-CLAMP CONNECTION CLAMPING RANGE MAX. : 3.31 MM² BOX | 1
10300 | 1014150000 | PCB PLUG-IN CONNECTOR FEMALE PLUG 5.08 MM N OF POLES: 5 180° PUSH IN WITH ACTUATOR TENSION-CLAMP CONNECTION CLAMPING RANGE MAX. : 3.31 MM² BOX | 1
10301 | 1014260000 | PCB PLUG-IN CONNECTOR FEMALE PLUG 5.08 MM N OF POLES: 15 180° PUSH IN WITH ACTUATOR TENSION-CLAMP CONNECTION CLAMPING RANGE MAX. : 3.31 MM² BOX | 1
10302 | 1014310000 | PCB PLUG-IN CONNECTOR FEMALE PLUG 5.08 MM N OF POLES: 19 180° PUSH IN WITH ACTUATOR TENSION-CLAMP CONNECTION CLAMPING RANGE MAX. : 3.31 MM² BOX | 1
10303 | 1014390000 | PCB PLUG-IN CONNECTOR FEMALE PLUG 5.08 MM N OF POLES: 4 180° PUSH IN WITH ACTUATOR TENSION-CLAMP CONNECTION CLAMPING RANGE MAX. : 3.31 MM² BOX | 1
10304 | 1014470000 | PCB PLUG-IN CONNECTOR FEMALE PLUG 5.08 MM N OF POLES: 11 180° PUSH IN WITH ACTUATOR TENSION-CLAMP CONNECTION CLAMPING RANGE MAX. : 3.31 MM² BOX | 1
10305 | 1014560000 | PCB PLUG-IN CONNECTOR FEMALE PLUG 5.08 MM N OF POLES: 19 180° PUSH IN WITH ACTUATOR TENSION-CLAMP CONNECTION CLAMPING RANGE MAX. : 3.31 MM² BOX | 1
10306 | 1014590000 | PCB PLUG-IN CONNECTOR FEMALE PLUG 5.08 MM N OF POLES: 22 180° PUSH IN WITH ACTUATOR TENSION-CLAMP CONNECTION CLAMPING RANGE MAX. : 3.31 MM² BOX | 1
10307 | 1014970000 | PCB PLUG-IN CONNECTOR FEMALE PLUG 5.08 MM N OF POLES: 24 180° PUSH IN WITH ACTUATOR TENSION-CLAMP CONNECTION CLAMPING RANGE MAX. : 3.31 MM² BOX | 1
10308 | 1016280000 | PCB PLUG-IN CONNECTOR FEMALE PLUG 5.00 MM N OF POLES: 14 180° PUSH IN WITH ACTUATOR TENSION-CLAMP CONNECTION CLAMPING RANGE MAX. : 3.31 MM² BOX | 1
10309 | 1016410000 | PCB PLUG-IN CONNECTOR FEMALE PLUG 5.00 MM N OF POLES: 8 180° PUSH IN WITH ACTUATOR TENSION-CLAMP CONNECTION CLAMPING RANGE MAX. : 3.31 MM² BOX | 1
10310 | 1016480000 | PCB PLUG-IN CONNECTOR FEMALE PLUG 5.00 MM N OF POLES: 15 180° PUSH IN WITH ACTUATOR TENSION-CLAMP CONNECTION CLAMPING RANGE MAX. : 3.31 MM² BOX | 1
10311 | 1017270000 | PCB PLUG-IN CONNECTOR FEMALE PLUG 5.00 MM N OF POLES: 5 180° PUSH IN WITH ACTUATOR TENSION-CLAMP CONNECTION CLAMPING RANGE MAX. : 3.31 MM² BOX | 1
10312 | 1017470000 | PCB PLUG-IN CONNECTOR FEMALE PLUG 5.00 MM N OF POLES: 6 180° PUSH IN WITH ACTUATOR TENSION-CLAMP CONNECTION CLAMPING RANGE MAX. : 3.31 MM² BOX | 1
10313 | 1017490000 | PCB PLUG-IN CONNECTOR FEMALE PLUG 5.00 MM N OF POLES: 8 180° PUSH IN WITH ACTUATOR TENSION-CLAMP CONNECTION CLAMPING RANGE MAX. : 3.31 MM² BOX | 1
10314 | 1017530000 | PCB PLUG-IN CONNECTOR FEMALE PLUG 5.00 MM N OF POLES: 11 180° PUSH IN WITH ACTUATOR TENSION-CLAMP CONNECTION CLAMPING RANGE MAX. : 3.31 MM² BOX | 1
10315 | 1017590000 | PCB PLUG-IN CONNECTOR FEMALE PLUG 5.00 MM N OF POLES: 15 180° PUSH IN WITH ACTUATOR TENSION-CLAMP CONNECTION CLAMPING RANGE MAX. : 3.31 MM² BOX | 1
10316 | 1017690000 | PCB PLUG-IN CONNECTOR FEMALE PLUG 5.00 MM N OF POLES: 4 180° PUSH IN WITH ACTUATOR TENSION-CLAMP CONNECTION CLAMPING RANGE MAX. : 3.31 MM² BOX | 1
10317 | 1017710000 | PCB PLUG-IN CONNECTOR FEMALE PLUG 5.00 MM N OF POLES: 5 180° PUSH IN WITH ACTUATOR TENSION-CLAMP CONNECTION CLAMPING RANGE MAX. : 3.31 MM² BOX | 1
10318 | 1017720000 | PCB PLUG-IN CONNECTOR FEMALE PLUG 5.00 MM N OF POLES: 6 180° PUSH IN WITH ACTUATOR TENSION-CLAMP CONNECTION CLAMPING RANGE MAX. : 3.31 MM² BOX | 1
10319 | 1017760000 | PCB PLUG-IN CONNECTOR FEMALE PLUG 5.00 MM N OF POLES: 10 180° PUSH IN WITH ACTUATOR TENSION-CLAMP CONNECTION CLAMPING RANGE MAX. : 3.31 MM² BOX | 1
10320 | 1017880000 | PCB PLUG-IN CONNECTOR FEMALE PLUG 5.00 MM N OF POLES: 4 180° PUSH IN WITH ACTUATOR TENSION-CLAMP CONNECTION CLAMPING RANGE MAX. : 3.31 MM² BOX | 1
10321 | 1017890000 | PCB PLUG-IN CONNECTOR FEMALE PLUG 5.00 MM N OF POLES: 5 180° PUSH IN WITH ACTUATOR TENSION-CLAMP CONNECTION CLAMPING RANGE MAX. : 3.31 MM² BOX | 1
10322 | 1017980000 | PCB PLUG-IN CONNECTOR FEMALE PLUG 5.00 MM N OF POLES: 12 180° PUSH IN WITH ACTUATOR TENSION-CLAMP CONNECTION CLAMPING RANGE MAX. : 3.31 MM² BOX | 1
10323 | 1775262001 | PCB PLUG-IN CONNECTOR MALE HEADER SOLDER FLANGE THT/THR SOLDER CONNECTION 5.08 MM N OF POLES: 5 90° SOLDER PIN LENGTH (L): 1.5 MM TINNED BOX | 0
10324 | 1775652001 | PCB PLUG-IN CONNECTOR MALE HEADER OPEN SIDE THT/THR SOLDER CONNECTION 5.08 MM N OF POLES: 7 180° SOLDER PIN LENGTH (L): 1.5 MM TINNED BOX | 0
10325 | 1775942001 | PCB PLUG-IN CONNECTOR MALE HEADER CLOSED SIDE THT/THR SOLDER CONNECTION 5.08 MM N OF POLES: 4 180° SOLDER PIN LENGTH (L): 1.5 MM TINNED BOX | 0
10326 | 1775972001 | PCB PLUG-IN CONNECTOR MALE HEADER CLOSED SIDE THT/THR SOLDER CONNECTION 5.08 MM N OF POLES: 7 180° SOLDER PIN LENGTH (L): 1.5 MM TINNED BOX | 0
10327 | 1775982001 | PCB PLUG-IN CONNECTOR MALE HEADER CLOSED SIDE THT/THR SOLDER CONNECTION 5.08 MM N OF POLES: 8 180° SOLDER PIN LENGTH (L): 1.5 MM TINNED BOX | 0
10328 | 1776002001 | PCB PLUG-IN CONNECTOR MALE HEADER CLOSED SIDE THT/THR SOLDER CONNECTION 5.08 MM N OF POLES: 10 180° SOLDER PIN LENGTH (L): 1.5 MM TINNED BOX | 0
10329 | 1776022001 | PCB PLUG-IN CONNECTOR MALE HEADER CLOSED SIDE THT/THR SOLDER CONNECTION 5.08 MM N OF POLES: 12 180° SOLDER PIN LENGTH (L): 1.5 MM TINNED BOX | 0
10330 | 1776402001 | PCB PLUG-IN CONNECTOR MALE HEADER SOLDER FLANGE THT/THR SOLDER CONNECTION 5.08 MM N OF POLES: 6 180° SOLDER PIN LENGTH (L): 1.5 MM TINNED BOX | 0
10331 | 1780200000 | PCB PLUG-IN CONNECTOR MALE HEADER CLOSED SIDE THT/THR SOLDER CONNECTION 5.08 MM N OF POLES: 4 90° SOLDER PIN LENGTH (L): 3.2 MM TINNED BOX | 0
10332 | 1780210000 | PCB PLUG-IN CONNECTOR MALE HEADER CLOSED SIDE THT/THR SOLDER CONNECTION 5.08 MM N OF POLES: 5 90° SOLDER PIN LENGTH (L): 3.2 MM TINNED BOX | 0
10333 | 1780280000 | PCB PLUG-IN CONNECTOR MALE HEADER CLOSED SIDE THT/THR SOLDER CONNECTION 5.08 MM N OF POLES: 12 90° SOLDER PIN LENGTH (L): 3.2 MM TINNED BOX | 0
10334 | 1780290000 | PCB PLUG-IN CONNECTOR MALE HEADER CLOSED SIDE THT/THR SOLDER CONNECTION 5.08 MM N OF POLES: 13 90° SOLDER PIN LENGTH (L): 3.2 MM TINNED BOX | 0
10335 | 1780350000 | PCB PLUG-IN CONNECTOR MALE HEADER CLOSED SIDE THT/THR SOLDER CONNECTION 5.08 MM N OF POLES: 19 90° SOLDER PIN LENGTH (L): 3.2 MM TINNED BOX | 0
10336 | 1780360000 | PCB PLUG-IN CONNECTOR MALE HEADER CLOSED SIDE THT/THR SOLDER CONNECTION 5.08 MM N OF POLES: 20 90° SOLDER PIN LENGTH (L): 3.2 MM TINNED BOX | 0
10337 | 1780440000 | PCB PLUG-IN CONNECTOR MALE HEADER SOLDER FLANGE THT/THR SOLDER CONNECTION 5.08 MM N OF POLES: 5 90° SOLDER PIN LENGTH (L): 3.2 MM TINNED BOX | 0
10338 | 1780470000 | PCB PLUG-IN CONNECTOR MALE HEADER SOLDER FLANGE THT/THR SOLDER CONNECTION 5.08 MM N OF POLES: 8 90° SOLDER PIN LENGTH (L): 3.2 MM TINNED BOX | 0
10339 | 1780490000 | PCB PLUG-IN CONNECTOR MALE HEADER SOLDER FLANGE THT/THR SOLDER CONNECTION 5.08 MM N OF POLES: 10 90° SOLDER PIN LENGTH (L): 3.2 MM TINNED BOX | 0
10340 | 1828780000 | PCB PLUG-IN CONNECTOR MALE HEADER FLANGE THT/THR SOLDER CONNECTION 5.08 MM N OF POLES: 6 180° SOLDER PIN LENGTH (L): 3.2 MM TINNED BOX | 0
10341 | 1828790000 | PCB PLUG-IN CONNECTOR MALE HEADER FLANGE THT/THR SOLDER CONNECTION 5.08 MM N OF POLES: 8 180° SOLDER PIN LENGTH (L): 3.2 MM TINNED BOX | 0
10342 | 1828820000 | PCB PLUG-IN CONNECTOR MALE HEADER FLANGE THT/THR SOLDER CONNECTION 5.08 MM N OF POLES: 14 180° SOLDER PIN LENGTH (L): 3.2 MM TINNED BOX | 0
10343 | 1828930000 | PCB PLUG-IN CONNECTOR MALE HEADER FLANGE THT/THR SOLDER CONNECTION 5.08 MM N OF POLES: 12 180° SOLDER PIN LENGTH (L): 1.5 MM TINNED BOX | 0
10344 | 1828960000 | PCB PLUG-IN CONNECTOR MALE HEADER FLANGE THT/THR SOLDER CONNECTION 5.08 MM N OF POLES: 18 180° SOLDER PIN LENGTH (L): 1.5 MM TINNED BOX | 0
10345 | 1828990000 | PCB PLUG-IN CONNECTOR MALE HEADER FLANGE THT/THR SOLDER CONNECTION 5.08 MM N OF POLES: 24 180° SOLDER PIN LENGTH (L): 1.5 MM TINNED BOX | 0
10346 | 1829080000 | PCB PLUG-IN CONNECTOR MALE HEADER FLANGE / SOLDER FLANGE THT/THR SOLDER CONNECTION 5.08 MM N OF POLES: 18 180° SOLDER PIN LENGTH (L): 3.2 MM TINNED BOX | 0
10347 | 1829150000 | PCB PLUG-IN CONNECTOR MALE HEADER FLANGE / SOLDER FLANGE THT/THR SOLDER CONNECTION 5.08 MM N OF POLES: 8 180° SOLDER PIN LENGTH (L): 1.5 MM TINNED BOX | 0
10348 | 1829230000 | PCB PLUG-IN CONNECTOR MALE HEADER FLANGE / SOLDER FLANGE THT/THR SOLDER CONNECTION 5.08 MM N OF POLES: 24 180° SOLDER PIN LENGTH (L): 1.5 MM TINNED BOX | 0
10349 | 1866320000 | PCB PLUG-IN CONNECTOR MALE HEADER FLANGE / SOLDER FLANGE THT/THR SOLDER CONNECTION 5.08 MM N OF POLES: 32 180° SOLDER PIN LENGTH (L): 3.2 MM TINNED BOX | 0
10350 | 1876860000 | PCB PLUG-IN CONNECTOR MALE HEADER SOLDER FLANGE THT/THR SOLDER CONNECTION 5.08 MM N OF POLES: 3 270° SOLDER PIN LENGTH (L): 3.2 MM TINNED BOX | 0
10351 | 1876870000 | PCB PLUG-IN CONNECTOR MALE HEADER SOLDER FLANGE THT/THR SOLDER CONNECTION 5.08 MM N OF POLES: 4 270° SOLDER PIN LENGTH (L): 3.2 MM TINNED BOX | 0
10352 | 1876880000 | PCB PLUG-IN CONNECTOR MALE HEADER SOLDER FLANGE THT/THR SOLDER CONNECTION 5.08 MM N OF POLES: 5 270° SOLDER PIN LENGTH (L): 3.2 MM TINNED BOX | 0
10353 | 1877480000 | PCB PLUG-IN CONNECTOR MALE HEADER SOLDER FLANGE THT/THR SOLDER CONNECTION 5.08 MM N OF POLES: 7 270° SOLDER PIN LENGTH (L): 3.2 MM TINNED BOX | 0
10354 | 1877500000 | PCB PLUG-IN CONNECTOR MALE HEADER SOLDER FLANGE THT/THR SOLDER CONNECTION 5.08 MM N OF POLES: 8 270° SOLDER PIN LENGTH (L): 3.2 MM TINNED BOX | 0
10355 | 1881390000 | PCB PLUG-IN CONNECTOR MALE HEADER FLANGE THT/THR SOLDER CONNECTION 5.00 MM N OF POLES: 28 180° SOLDER PIN LENGTH (L): 3.2 MM TINNED BOX | 0
10356 | 1881400000 | PCB PLUG-IN CONNECTOR MALE HEADER FLANGE THT/THR SOLDER CONNECTION 5.00 MM N OF POLES: 32 180° SOLDER PIN LENGTH (L): 3.2 MM TINNED BOX | 0
10357 | 1883330000 | PCB PLUG-IN CONNECTOR MALE HEADER FLANGE / SOLDER FLANGE THT/THR SOLDER CONNECTION 5.00 MM N OF POLES: 44 180° SOLDER PIN LENGTH (L): 3.2 MM TINNED BOX | 0
10358 | 1889200000 | PCB PLUG-IN CONNECTOR MALE HEADER FLANGE / SOLDER FLANGE THT/THR SOLDER CONNECTION 5.08 MM N OF POLES: 28 180° SOLDER PIN LENGTH (L): 3.2 MM TINNED BOX | 0
10359 | 1889310000 | PCB PLUG-IN CONNECTOR MALE HEADER FLANGE / SOLDER FLANGE THT/THR SOLDER CONNECTION 5.08 MM N OF POLES: 44 180° SOLDER PIN LENGTH (L): 3.2 MM TINNED BOX | 0
10360 | 1889320000 | PCB PLUG-IN CONNECTOR MALE HEADER FLANGE / SOLDER FLANGE THT/THR SOLDER CONNECTION 5.08 MM N OF POLES: 46 180° SOLDER PIN LENGTH (L): 3.2 MM TINNED BOX | 0
10361 | 1889380000 | PCB PLUG-IN CONNECTOR MALE HEADER FLANGE THT/THR SOLDER CONNECTION 5.08 MM N OF POLES: 38 180° SOLDER PIN LENGTH (L): 3.2 MM TINNED BOX | 0
10362 | 1895000000 | PCB PLUG-IN CONNECTOR MALE HEADER CLOSED SIDE THT/THR SOLDER CONNECTION 5.00 MM N OF POLES: 8 180° SOLDER PIN LENGTH (L): 1.5 MM TINNED BOX | 0
10363 | 1911650000 | PCB PLUG-IN CONNECTOR MALE HEADER CLOSED SIDE / SOLDER FLANGE THT/THR SOLDER CONNECTION 5.00 MM N OF POLES: 32 180° SOLDER PIN LENGTH (L): 3.2 MM TINNED BOX | 0
10364 | 1946310000 | PCB PLUG-IN CONNECTOR FEMALE PLUG 5.08 MM N OF POLES: 8 225° CLAMPING YOKE CONNECTION CLAMPING RANGE MAX. : 4 MM² BOX | 1
10365 | 1946340000 | PCB PLUG-IN CONNECTOR FEMALE PLUG 5.08 MM N OF POLES: 11 225° CLAMPING YOKE CONNECTION CLAMPING RANGE MAX. : 4 MM² BOX | 1
10366 | 1946370000 | PCB PLUG-IN CONNECTOR FEMALE PLUG 5.08 MM N OF POLES: 14 225° CLAMPING YOKE CONNECTION CLAMPING RANGE MAX. : 4 MM² BOX | 1
10367 | 1946420000 | PCB PLUG-IN CONNECTOR FEMALE PLUG 5.08 MM N OF POLES: 19 225° CLAMPING YOKE CONNECTION CLAMPING RANGE MAX. : 4 MM² BOX | 1
10368 | 1946570000 | PCB PLUG-IN CONNECTOR FEMALE PLUG 5.08 MM N OF POLES: 3 225° CLAMPING YOKE CONNECTION CLAMPING RANGE MAX. : 4 MM² BOX | 1
10369 | 1964510000 | PCB PLUG-IN CONNECTOR MALE HEADER OPEN SIDE THT/THR SOLDER CONNECTION 5.08 MM N OF POLES: 18 90° SOLDER PIN LENGTH (L): 3.2 MM TINNED BOX | 0
10370 | 1882720000 | PCB PLUG-IN CONNECTOR MALE HEADER CLOSED SIDE THT/THR SOLDER CONNECTION 5.00 MM N OF POLES: 12 180° SOLDER PIN LENGTH (L): 3.2 MM TINNED BOX | 0
10371 | 1006650000 | PCB PLUG-IN CONNECTOR MALE HEADER DOVETAILS FOR FIXING BLOCKS THT SOLDER CONNECTION 5.00 MM N OF POLES: 6 180° SOLDER PIN LENGTH (L): 3.2 MM TINNED PALE GREEN BOX | 0
10372 | 1009470000 | PCB PLUG-IN CONNECTOR FEMALE HEADER CLOSED SIDE THT SOLDER CONNECTION 5.08 MM N OF POLES: 2 180° SOLDER PIN LENGTH (L): 3.2 MM BOX | 0
10373 | 1571230000 | PCB PLUG-IN CONNECTOR MALE HEADER OPEN SIDE THT SOLDER CONNECTION 5.00 MM N OF POLES: 13 90° SOLDER PIN LENGTH (L): 3.2 MM TINNED ORANGE BOX | 0
10374 | 1571250000 | PCB PLUG-IN CONNECTOR MALE HEADER OPEN SIDE THT SOLDER CONNECTION 5.00 MM N OF POLES: 15 90° SOLDER PIN LENGTH (L): 3.2 MM TINNED ORANGE BOX | 0
10375 | 1580900000 | PCB PLUG-IN CONNECTOR MALE HEADER DOVETAILS FOR FIXING BLOCKS THT SOLDER CONNECTION 5.00 MM N OF POLES: 6 90° SOLDER PIN LENGTH (L): 3.2 MM TINNED ORANGE BOX | 0
10376 | 1580960000 | PCB PLUG-IN CONNECTOR MALE HEADER DOVETAILS FOR FIXING BLOCKS THT SOLDER CONNECTION 5.00 MM N OF POLES: 12 90° SOLDER PIN LENGTH (L): 3.2 MM TINNED ORANGE BOX | 0
10377 | 1581030000 | PCB PLUG-IN CONNECTOR MALE HEADER DOVETAILS FOR FIXING BLOCKS THT SOLDER CONNECTION 5.00 MM N OF POLES: 19 90° SOLDER PIN LENGTH (L): 3.2 MM TINNED ORANGE BOX | 0
10378 | 1581460000 | PCB PLUG-IN CONNECTOR MALE HEADER OPEN SIDE THT SOLDER CONNECTION 5.00 MM N OF POLES: 16 180° SOLDER PIN LENGTH (L): 3.2 MM TINNED ORANGE BOX | 0
10379 | 1581470000 | PCB PLUG-IN CONNECTOR MALE HEADER OPEN SIDE THT SOLDER CONNECTION 5.00 MM N OF POLES: 17 180° SOLDER PIN LENGTH (L): 3.2 MM TINNED ORANGE BOX | 0
10380 | 1581910000 | PCB PLUG-IN CONNECTOR MALE HEADER DOVETAILS FOR FIXING BLOCKS THT SOLDER CONNECTION 5.00 MM N OF POLES: 15 180° SOLDER PIN LENGTH (L): 3.2 MM TINNED ORANGE BOX | 0
10381 | 1581920000 | PCB PLUG-IN CONNECTOR MALE HEADER DOVETAILS FOR FIXING BLOCKS THT SOLDER CONNECTION 5.00 MM N OF POLES: 16 180° SOLDER PIN LENGTH (L): 3.2 MM TINNED ORANGE BOX | 0
10382 | 1582150000 | PCB PLUG-IN CONNECTOR MALE HEADER DOVETAILS FOR FIXING BLOCKS THT SOLDER CONNECTION 5.00 MM N OF POLES: 16 180° SOLDER PIN LENGTH (L): 4.5 MM TINNED ORANGE BOX | 0
10383 | 1596140000 | PCB PLUG-IN CONNECTOR MALE HEADER DOVETAILS FOR FIXING BLOCKS THT SOLDER CONNECTION 5.00 MM N OF POLES: 8 180° SOLDER PIN LENGTH (L): 4.5 MM TINNED BOX | 0
10384 | 1599270000 | PCB PLUG-IN CONNECTOR MALE HEADER 5.08 MM N OF POLES: 16 180° FLAT-BLADE CONNECTION SOLDER CONNECTION BOX | 0
10385 | 1601870000 | PCB PLUG-IN CONNECTOR MALE HEADER CLOSED SIDE THT SOLDER CONNECTION 5.08 MM N OF POLES: 20 90° SOLDER PIN LENGTH (L): 3.2 MM TINNED ORANGE BOX | 0
10386 | 1601900000 | PCB PLUG-IN CONNECTOR MALE HEADER CLOSED SIDE THT SOLDER CONNECTION 5.08 MM N OF POLES: 26 90° SOLDER PIN LENGTH (L): 3.2 MM TINNED ORANGE BOX | 0
10387 | 1601950000 | PCB PLUG-IN CONNECTOR MALE HEADER CLOSED SIDE THT SOLDER CONNECTION 5.08 MM N OF POLES: 36 90° SOLDER PIN LENGTH (L): 3.2 MM TINNED ORANGE BOX | 0
10388 | 1601980000 | PCB PLUG-IN CONNECTOR MALE HEADER CLOSED SIDE THT SOLDER CONNECTION 5.08 MM N OF POLES: 42 90° SOLDER PIN LENGTH (L): 3.2 MM TINNED ORANGE BOX | 0
10389 | 1602060000 | PCB PLUG-IN CONNECTOR MALE HEADER CLOSED SIDE THT SOLDER CONNECTION 5.08 MM N OF POLES: 12 90° SOLDER PIN LENGTH (L): 4.5 MM TINNED ORANGE BOX | 0
10390 | 1602420000 | PCB PLUG-IN CONNECTOR MALE HEADER CLOSED SIDE THT SOLDER CONNECTION 5.08 MM N OF POLES: 10 180° SOLDER PIN LENGTH (L): 3.2 MM TINNED ORANGE BOX | 0
10391 | 1602450000 | PCB PLUG-IN CONNECTOR MALE HEADER CLOSED SIDE THT SOLDER CONNECTION 5.08 MM N OF POLES: 16 180° SOLDER PIN LENGTH (L): 3.2 MM TINNED ORANGE BOX | 0
10392 | 1602520000 | PCB PLUG-IN CONNECTOR MALE HEADER CLOSED SIDE THT SOLDER CONNECTION 5.08 MM N OF POLES: 30 180° SOLDER PIN LENGTH (L): 3.2 MM TINNED ORANGE BOX | 0
10393 | 1602540000 | PCB PLUG-IN CONNECTOR MALE HEADER CLOSED SIDE THT SOLDER CONNECTION 5.08 MM N OF POLES: 34 180° SOLDER PIN LENGTH (L): 3.2 MM TINNED ORANGE BOX | 0
10394 | 1602590000 | PCB PLUG-IN CONNECTOR MALE HEADER CLOSED SIDE THT SOLDER CONNECTION 5.08 MM N OF POLES: 44 180° SOLDER PIN LENGTH (L): 3.2 MM TINNED ORANGE BOX | 0
10395 | 1603140000 | PCB PLUG-IN CONNECTOR MALE HEADER OPEN SIDE THT SOLDER CONNECTION 5.08 MM N OF POLES: 10 135° SOLDER PIN LENGTH (L): 3.2 MM TINNED ORANGE BOX | 0
10396 | 1603170000 | PCB PLUG-IN CONNECTOR MALE HEADER OPEN SIDE THT SOLDER CONNECTION 5.08 MM N OF POLES: 13 135° SOLDER PIN LENGTH (L): 3.2 MM TINNED ORANGE BOX | 0
10397 | 1603240000 | PCB PLUG-IN CONNECTOR MALE HEADER OPEN SIDE THT SOLDER CONNECTION 5.08 MM N OF POLES: 20 135° SOLDER PIN LENGTH (L): 3.2 MM TINNED ORANGE BOX | 0
10398 | 1603250000 | PCB PLUG-IN CONNECTOR MALE HEADER OPEN SIDE THT SOLDER CONNECTION 5.08 MM N OF POLES: 21 135° SOLDER PIN LENGTH (L): 3.2 MM TINNED ORANGE BOX | 0
10399 | 1603330000 | PCB PLUG-IN CONNECTOR MALE HEADER DOVETAILS FOR FIXING BLOCKS THT SOLDER CONNECTION 5.00 MM N OF POLES: 16 90° SOLDER PIN LENGTH (L): 4.5 MM TINNED BOX | 0
10400 | 1605530000 | PCB PLUG-IN CONNECTOR MALE HEADER DOVETAILS FOR FIXING BLOCKS THT SOLDER CONNECTION 5.08 MM N OF POLES: 2 135° SOLDER PIN LENGTH (L): 3.2 MM TINNED ORANGE BOX | 0
10401 | 1605590000 | PCB PLUG-IN CONNECTOR MALE HEADER DOVETAILS FOR FIXING BLOCKS THT SOLDER CONNECTION 5.08 MM N OF POLES: 8 135° SOLDER PIN LENGTH (L): 3.2 MM TINNED ORANGE BOX | 0
10402 | 1605600000 | PCB PLUG-IN CONNECTOR MALE HEADER DOVETAILS FOR FIXING BLOCKS THT SOLDER CONNECTION 5.08 MM N OF POLES: 9 135° SOLDER PIN LENGTH (L): 3.2 MM TINNED ORANGE BOX | 0
10403 | 1605640000 | PCB PLUG-IN CONNECTOR MALE HEADER DOVETAILS FOR FIXING BLOCKS THT SOLDER CONNECTION 5.08 MM N OF POLES: 13 135° SOLDER PIN LENGTH (L): 3.2 MM TINNED ORANGE BOX | 0
10404 | 1605660000 | PCB PLUG-IN CONNECTOR MALE HEADER DOVETAILS FOR FIXING BLOCKS THT SOLDER CONNECTION 5.08 MM N OF POLES: 15 135° SOLDER PIN LENGTH (L): 3.2 MM TINNED ORANGE BOX | 0
10405 | 1611560000 | PCB PLUG-IN CONNECTOR MALE PLUG 5.08 MM N OF POLES: 2 180° TOP CONNECTION CLAMPING RANGE MAX. : 2.5 MM² BOX | 1
10406 | 1611740000 | PCB PLUG-IN CONNECTOR MALE PLUG 5.08 MM N OF POLES: 5 180° TOP CONNECTION CLAMPING RANGE MAX. : 2.5 MM² BOX | 1
10407 | 1611760000 | PCB PLUG-IN CONNECTOR MALE PLUG 5.08 MM N OF POLES: 7 180° TOP CONNECTION CLAMPING RANGE MAX. : 2.5 MM² BOX | 1
10408 | 1611810000 | PCB PLUG-IN CONNECTOR MALE PLUG 5.08 MM N OF POLES: 12 180° TOP CONNECTION CLAMPING RANGE MAX. : 2.5 MM² BOX | 1
10409 | 1626000000 | PCB PLUG-IN CONNECTOR MALE HEADER OPEN SIDE THT SOLDER CONNECTION 5.00 MM N OF POLES: 3 90° SOLDER PIN LENGTH (L): 4.5 MM TINNED BOX | 0
10410 | 1626010000 | PCB PLUG-IN CONNECTOR MALE HEADER OPEN SIDE THT SOLDER CONNECTION 5.00 MM N OF POLES: 4 90° SOLDER PIN LENGTH (L): 4.5 MM TINNED BOX | 0
10411 | 1626060000 | PCB PLUG-IN CONNECTOR MALE HEADER OPEN SIDE THT SOLDER CONNECTION 5.00 MM N OF POLES: 10 90° SOLDER PIN LENGTH (L): 4.5 MM TINNED BOX | 0
10412 | 1626210000 | PCB PLUG-IN CONNECTOR MALE HEADER DOVETAILS FOR FIXING BLOCKS THT SOLDER CONNECTION 5.00 MM N OF POLES: 2 90° SOLDER PIN LENGTH (L): 4.5 MM TINNED BOX | 0
10413 | 1626400000 | PCB PLUG-IN CONNECTOR MALE HEADER OPEN SIDE THT SOLDER CONNECTION 5.00 MM N OF POLES: 3 180° SOLDER PIN LENGTH (L): 4.5 MM TINNED BOX | 0
10414 | 1626540000 | PCB PLUG-IN CONNECTOR MALE HEADER OPEN SIDE THT SOLDER CONNECTION 5.00 MM N OF POLES: 17 180° SOLDER PIN LENGTH (L): 4.5 MM TINNED BOX | 0
10415 | 1626650000 | PCB PLUG-IN CONNECTOR MALE HEADER DOVETAILS FOR FIXING BLOCKS THT SOLDER CONNECTION 5.00 MM N OF POLES: 6 180° SOLDER PIN LENGTH (L): 4.5 MM TINNED BOX | 0
10416 | 1626670000 | PCB PLUG-IN CONNECTOR MALE HEADER DOVETAILS FOR FIXING BLOCKS THT SOLDER CONNECTION 5.00 MM N OF POLES: 9 180° SOLDER PIN LENGTH (L): 4.5 MM TINNED BOX | 0
10417 | 1627090000 | PCB PLUG-IN CONNECTOR MALE PLUG 5.08 MM N OF POLES: 2 180° CLAMPING YOKE CONNECTION CLAMPING RANGE MAX. : 3.31 MM² BOX | 1
10418 | 1627120000 | PCB PLUG-IN CONNECTOR MALE PLUG 5.08 MM N OF POLES: 5 180° CLAMPING YOKE CONNECTION CLAMPING RANGE MAX. : 3.31 MM² BOX | 1
10419 | 1627130000 | PCB PLUG-IN CONNECTOR MALE PLUG 5.08 MM N OF POLES: 6 180° CLAMPING YOKE CONNECTION CLAMPING RANGE MAX. : 3.31 MM² BOX | 1
10420 | 1627150000 | PCB PLUG-IN CONNECTOR MALE PLUG 5.08 MM N OF POLES: 8 180° CLAMPING YOKE CONNECTION CLAMPING RANGE MAX. : 3.31 MM² BOX | 1
10421 | 1627160000 | PCB PLUG-IN CONNECTOR MALE PLUG 5.08 MM N OF POLES: 9 180° CLAMPING YOKE CONNECTION CLAMPING RANGE MAX. : 3.31 MM² BOX | 1
10422 | 1627200000 | PCB PLUG-IN CONNECTOR MALE PLUG 5.08 MM N OF POLES: 13 180° CLAMPING YOKE CONNECTION CLAMPING RANGE MAX. : 3.31 MM² BOX | 1
10423 | 1627210000 | PCB PLUG-IN CONNECTOR MALE PLUG 5.08 MM N OF POLES: 14 180° CLAMPING YOKE CONNECTION CLAMPING RANGE MAX. : 3.31 MM² BOX | 1
10424 | 1627220000 | PCB PLUG-IN CONNECTOR MALE PLUG 5.08 MM N OF POLES: 15 180° CLAMPING YOKE CONNECTION CLAMPING RANGE MAX. : 3.31 MM² BOX | 1
10425 | 1627230000 | PCB PLUG-IN CONNECTOR MALE PLUG 5.08 MM N OF POLES: 16 180° CLAMPING YOKE CONNECTION CLAMPING RANGE MAX. : 3.31 MM² BOX | 1
10426 | 1627260000 | PCB PLUG-IN CONNECTOR MALE PLUG 5.08 MM N OF POLES: 4 180° CLAMPING YOKE CONNECTION CLAMPING RANGE MAX. : 3.31 MM² BOX | 1
10427 | 1627340000 | PCB PLUG-IN CONNECTOR MALE PLUG 5.08 MM N OF POLES: 12 180° CLAMPING YOKE CONNECTION CLAMPING RANGE MAX. : 3.31 MM² BOX | 1
10428 | 1627370000 | PCB PLUG-IN CONNECTOR MALE PLUG 5.08 MM N OF POLES: 15 180° CLAMPING YOKE CONNECTION CLAMPING RANGE MAX. : 3.31 MM² BOX | 1
10429 | 1627380000 | PCB PLUG-IN CONNECTOR MALE PLUG 5.08 MM N OF POLES: 16 180° CLAMPING YOKE CONNECTION CLAMPING RANGE MAX. : 3.31 MM² BOX | 1
10430 | 1635750000 | PCB PLUG-IN CONNECTOR MALE HEADER 5.08 MM N OF POLES: 3 180° FLAT-BLADE CONNECTION SOLDER CONNECTION BOX | 0
10431 | 1635760000 | PCB PLUG-IN CONNECTOR MALE HEADER 5.08 MM N OF POLES: 4 180° FLAT-BLADE CONNECTION SOLDER CONNECTION BOX | 0
10432 | 1635800000 | PCB PLUG-IN CONNECTOR MALE HEADER 5.08 MM N OF POLES: 8 180° FLAT-BLADE CONNECTION SOLDER CONNECTION BOX | 0
10433 | 1644870000 | PCB PLUG-IN CONNECTOR MALE PLUG 5.08 MM N OF POLES: 20 180° CLAMPING YOKE CONNECTION CLAMPING RANGE MAX. : 3.31 MM² BOX | 1
10434 | 1644880000 | PCB PLUG-IN CONNECTOR MALE PLUG 5.08 MM N OF POLES: 21 180° CLAMPING YOKE CONNECTION CLAMPING RANGE MAX. : 3.31 MM² BOX | 1
10435 | 1644930000 | PCB PLUG-IN CONNECTOR MALE PLUG 5.08 MM N OF POLES: 3 180° CLAMPING YOKE CONNECTION CLAMPING RANGE MAX. : 3.31 MM² BOX | 1
10436 | 1645150000 | PCB PLUG-IN CONNECTOR MALE PLUG 5.08 MM N OF POLES: 17 180° CLAMPING YOKE CONNECTION CLAMPING RANGE MAX. : 3.31 MM² BOX | 1
10437 | 1645160000 | PCB PLUG-IN CONNECTOR MALE PLUG 5.08 MM N OF POLES: 18 180° CLAMPING YOKE CONNECTION CLAMPING RANGE MAX. : 3.31 MM² BOX | 1
10438 | 1645240000 | PCB PLUG-IN CONNECTOR MALE PLUG 5.08 MM N OF POLES: 3 180° CLAMPING YOKE CONNECTION CLAMPING RANGE MAX. : 3.31 MM² BOX | 1
10439 | 1645330000 | PCB PLUG-IN CONNECTOR MALE PLUG 5.08 MM N OF POLES: 12 180° CLAMPING YOKE CONNECTION CLAMPING RANGE MAX. : 3.31 MM² BOX | 1
10440 | 1645390000 | PCB PLUG-IN CONNECTOR MALE PLUG 5.08 MM N OF POLES: 18 180° CLAMPING YOKE CONNECTION CLAMPING RANGE MAX. : 3.31 MM² BOX | 1
10441 | 1725200000 | PCB PLUG-IN CONNECTOR MALE HEADER OPEN SIDE THT SOLDER CONNECTION 5.08 MM N OF POLES: 10 90° SOLDER PIN LENGTH (L): 3.2 MM TINNED ORANGE BOX | 0
10442 | 1725210000 | PCB PLUG-IN CONNECTOR MALE HEADER OPEN SIDE THT SOLDER CONNECTION 5.08 MM N OF POLES: 12 90° SOLDER PIN LENGTH (L): 3.2 MM TINNED ORANGE BOX | 0
10443 | 1725240000 | PCB PLUG-IN CONNECTOR MALE HEADER OPEN SIDE THT SOLDER CONNECTION 5.08 MM N OF POLES: 18 90° SOLDER PIN LENGTH (L): 3.2 MM TINNED ORANGE BOX | 0
10444 | 1725390000 | PCB PLUG-IN CONNECTOR MALE HEADER OPEN SIDE THT SOLDER CONNECTION 5.08 MM N OF POLES: 48 90° SOLDER PIN LENGTH (L): 3.2 MM TINNED ORANGE BOX | 0
10445 | 1725470000 | PCB PLUG-IN CONNECTOR MALE HEADER OPEN SIDE THT SOLDER CONNECTION 5.08 MM N OF POLES: 14 90° SOLDER PIN LENGTH (L): 4.5 MM TINNED BOX | 0
10446 | 1726300000 | PCB PLUG-IN CONNECTOR MALE HEADER DOVETAILS FOR FIXING BLOCKS THT SOLDER CONNECTION 5.08 MM N OF POLES: 8 90° SOLDER PIN LENGTH (L): 3.2 MM TINNED ORANGE BOX | 0
10447 | 1726320000 | PCB PLUG-IN CONNECTOR MALE HEADER DOVETAILS FOR FIXING BLOCKS THT SOLDER CONNECTION 5.08 MM N OF POLES: 12 90° SOLDER PIN LENGTH (L): 3.2 MM TINNED ORANGE BOX | 0
10448 | 1726440000 | PCB PLUG-IN CONNECTOR MALE HEADER DOVETAILS FOR FIXING BLOCKS THT SOLDER CONNECTION 5.08 MM N OF POLES: 36 90° SOLDER PIN LENGTH (L): 3.2 MM TINNED ORANGE BOX | 0
10449 | 1726500000 | PCB PLUG-IN CONNECTOR MALE HEADER DOVETAILS FOR FIXING BLOCKS THT SOLDER CONNECTION 5.08 MM N OF POLES: 48 90° SOLDER PIN LENGTH (L): 3.2 MM TINNED ORANGE BOX | 0
10450 | 1726510000 | PCB PLUG-IN CONNECTOR MALE HEADER DOVETAILS FOR FIXING BLOCKS THT SOLDER CONNECTION 5.08 MM N OF POLES: 4 90° SOLDER PIN LENGTH (L): 4.5 MM TINNED BOX | 0
10451 | 1726520000 | PCB PLUG-IN CONNECTOR MALE HEADER DOVETAILS FOR FIXING BLOCKS THT SOLDER CONNECTION 5.08 MM N OF POLES: 6 90° SOLDER PIN LENGTH (L): 4.5 MM TINNED BOX | 0
10452 | 1726650000 | PCB PLUG-IN CONNECTOR MALE HEADER DOVETAILS FOR FIXING BLOCKS THT SOLDER CONNECTION 5.08 MM N OF POLES: 32 90° SOLDER PIN LENGTH (L): 4.5 MM TINNED BOX | 0
10453 | 1726750000 | PCB PLUG-IN CONNECTOR MALE HEADER DOVETAILS FOR FIXING BLOCKS THT SOLDER CONNECTION 5.08 MM N OF POLES: 6 180° SOLDER PIN LENGTH (L): 3.2 MM TINNED ORANGE BOX | 0
10454 | 1726760000 | PCB PLUG-IN CONNECTOR MALE HEADER DOVETAILS FOR FIXING BLOCKS THT SOLDER CONNECTION 5.08 MM N OF POLES: 8 180° SOLDER PIN LENGTH (L): 3.2 MM TINNED ORANGE BOX | 0
10455 | 1726800000 | PCB PLUG-IN CONNECTOR MALE HEADER DOVETAILS FOR FIXING BLOCKS THT SOLDER CONNECTION 5.08 MM N OF POLES: 16 180° SOLDER PIN LENGTH (L): 3.2 MM TINNED ORANGE BOX | 0
10456 | 1726840000 | PCB PLUG-IN CONNECTOR MALE HEADER DOVETAILS FOR FIXING BLOCKS THT SOLDER CONNECTION 5.08 MM N OF POLES: 24 180° SOLDER PIN LENGTH (L): 3.2 MM TINNED ORANGE BOX | 0
10457 | 1726880000 | PCB PLUG-IN CONNECTOR MALE HEADER DOVETAILS FOR FIXING BLOCKS THT SOLDER CONNECTION 5.08 MM N OF POLES: 32 180° SOLDER PIN LENGTH (L): 3.2 MM TINNED ORANGE BOX | 0
10458 | 1726900000 | PCB PLUG-IN CONNECTOR MALE HEADER DOVETAILS FOR FIXING BLOCKS THT SOLDER CONNECTION 5.08 MM N OF POLES: 36 180° SOLDER PIN LENGTH (L): 3.2 MM TINNED ORANGE BOX | 0
10459 | 1726920000 | PCB PLUG-IN CONNECTOR MALE HEADER DOVETAILS FOR FIXING BLOCKS THT SOLDER CONNECTION 5.08 MM N OF POLES: 40 180° SOLDER PIN LENGTH (L): 3.2 MM TINNED ORANGE BOX | 0
10460 | 1726930000 | PCB PLUG-IN CONNECTOR MALE HEADER DOVETAILS FOR FIXING BLOCKS THT SOLDER CONNECTION 5.08 MM N OF POLES: 42 180° SOLDER PIN LENGTH (L): 3.2 MM TINNED ORANGE BOX | 0
10461 | 1726940000 | PCB PLUG-IN CONNECTOR MALE HEADER DOVETAILS FOR FIXING BLOCKS THT SOLDER CONNECTION 5.08 MM N OF POLES: 44 180° SOLDER PIN LENGTH (L): 3.2 MM TINNED ORANGE BOX | 0
10462 | 1745040000 | PCB PLUG-IN CONNECTOR MALE HEADER OPEN SIDE THT SOLDER CONNECTION 5.08 MM N OF POLES: 32 180° SOLDER PIN LENGTH (L): 4.5 MM TINNED ORANGE BOX | 0
10463 | 1745080000 | PCB PLUG-IN CONNECTOR MALE HEADER OPEN SIDE THT SOLDER CONNECTION 5.08 MM N OF POLES: 40 180° SOLDER PIN LENGTH (L): 4.5 MM TINNED ORANGE BOX | 0
10464 | 1774772001 | PCB PLUG-IN CONNECTOR MALE HEADER OPEN SIDE THT/THR SOLDER CONNECTION 5.08 MM N OF POLES: 3 90° SOLDER PIN LENGTH (L): 1.5 MM TINNED BOX | 0
10465 | 1774842001 | PCB PLUG-IN CONNECTOR MALE HEADER OPEN SIDE THT/THR SOLDER CONNECTION 5.08 MM N OF POLES: 10 90° SOLDER PIN LENGTH (L): 1.5 MM TINNED BOX | 0
10466 | 1775002001 | PCB PLUG-IN CONNECTOR MALE HEADER CLOSED SIDE THT/THR SOLDER CONNECTION 5.08 MM N OF POLES: 2 90° SOLDER PIN LENGTH (L): 1.5 MM TINNED BOX | 0
10467 | 1775012001 | PCB PLUG-IN CONNECTOR MALE HEADER CLOSED SIDE THT/THR SOLDER CONNECTION 5.08 MM N OF POLES: 3 90° SOLDER PIN LENGTH (L): 1.5 MM TINNED BOX | 0
10468 | 1775062001 | PCB PLUG-IN CONNECTOR MALE HEADER CLOSED SIDE THT/THR SOLDER CONNECTION 5.08 MM N OF POLES: 8 90° SOLDER PIN LENGTH (L): 1.5 MM TINNED BOX | 0
10469 | 1776464001 | PCB PLUG-IN CONNECTOR MALE HEADER SOLDER FLANGE THT/THR SOLDER CONNECTION 5.08 MM N OF POLES: 12 180° SOLDER PIN LENGTH (L): 1.5 MM TINNED TAPE | 0
10470 | 1780020000 | PCB PLUG-IN CONNECTOR MALE HEADER OPEN SIDE THT/THR SOLDER CONNECTION 5.08 MM N OF POLES: 9 90° SOLDER PIN LENGTH (L): 3.2 MM TINNED BOX | 0
10471 | 1780070000 | PCB PLUG-IN CONNECTOR MALE HEADER OPEN SIDE THT/THR SOLDER CONNECTION 5.08 MM N OF POLES: 14 90° SOLDER PIN LENGTH (L): 3.2 MM TINNED BOX | 0
10472 | 1780080000 | PCB PLUG-IN CONNECTOR MALE HEADER OPEN SIDE THT/THR SOLDER CONNECTION 5.08 MM N OF POLES: 15 90° SOLDER PIN LENGTH (L): 3.2 MM TINNED BOX | 0
10473 | 1780090000 | PCB PLUG-IN CONNECTOR MALE HEADER OPEN SIDE THT/THR SOLDER CONNECTION 5.08 MM N OF POLES: 16 90° SOLDER PIN LENGTH (L): 3.2 MM TINNED BOX | 0
10474 | 1780120000 | PCB PLUG-IN CONNECTOR MALE HEADER OPEN SIDE THT/THR SOLDER CONNECTION 5.08 MM N OF POLES: 19 90° SOLDER PIN LENGTH (L): 3.2 MM TINNED BOX | 0
10475 | 1780150000 | PCB PLUG-IN CONNECTOR MALE HEADER OPEN SIDE THT/THR SOLDER CONNECTION 5.08 MM N OF POLES: 22 90° SOLDER PIN LENGTH (L): 3.2 MM TINNED BOX | 0
10476 | 1780540000 | PCB PLUG-IN CONNECTOR MALE HEADER SOLDER FLANGE THT/THR SOLDER CONNECTION 5.08 MM N OF POLES: 13 90° SOLDER PIN LENGTH (L): 3.2 MM TINNED BOX | 0
10477 | 1780600000 | PCB PLUG-IN CONNECTOR MALE HEADER SOLDER FLANGE THT/THR SOLDER CONNECTION 5.08 MM N OF POLES: 19 90° SOLDER PIN LENGTH (L): 3.2 MM TINNED BOX | 0
10478 | 1780640000 | PCB PLUG-IN CONNECTOR MALE HEADER SOLDER FLANGE THT/THR SOLDER CONNECTION 5.08 MM N OF POLES: 23 90° SOLDER PIN LENGTH (L): 3.2 MM TINNED BOX | 0
10479 | 1780650000 | PCB PLUG-IN CONNECTOR MALE HEADER SOLDER FLANGE THT/THR SOLDER CONNECTION 5.08 MM N OF POLES: 24 90° SOLDER PIN LENGTH (L): 3.2 MM TINNED BOX | 0
10480 | 1796540000 | PCB PLUG-IN CONNECTOR MALE HEADER OPEN SIDE THT/THR SOLDER CONNECTION 5.00 MM N OF POLES: 8 180° SOLDER PIN LENGTH (L): 1.5 MM TINNED BOX | 0
10481 | 1796950000 | PCB PLUG-IN CONNECTOR MALE HEADER OPEN SIDE THT/THR SOLDER CONNECTION 5.00 MM N OF POLES: 4 90° SOLDER PIN LENGTH (L): 1.5 MM TINNED BOX | 0
10482 | 1797080000 | PCB PLUG-IN CONNECTOR MALE HEADER CLOSED SIDE THT/THR SOLDER CONNECTION 5.00 MM N OF POLES: 2 90° SOLDER PIN LENGTH (L): 1.5 MM TINNED BOX | 0
10483 | 1797120000 | PCB PLUG-IN CONNECTOR MALE HEADER CLOSED SIDE THT/THR SOLDER CONNECTION 5.00 MM N OF POLES: 6 90° SOLDER PIN LENGTH (L): 1.5 MM TINNED BOX | 0
10484 | 1797200000 | PCB PLUG-IN CONNECTOR MALE HEADER CLOSED SIDE THT/THR SOLDER CONNECTION 5.00 MM N OF POLES: 14 90° SOLDER PIN LENGTH (L): 1.5 MM TINNED BOX | 0
10485 | 1797290000 | PCB PLUG-IN CONNECTOR MALE HEADER SOLDER FLANGE THT/THR SOLDER CONNECTION 5.00 MM N OF POLES: 8 90° SOLDER PIN LENGTH (L): 1.5 MM TINNED BOX | 0
10486 | 1797300000 | PCB PLUG-IN CONNECTOR MALE HEADER SOLDER FLANGE THT/THR SOLDER CONNECTION 5.00 MM N OF POLES: 9 90° SOLDER PIN LENGTH (L): 1.5 MM TINNED BOX | 0
10487 | 1837320000 | PCB PLUG-IN CONNECTOR MALE HEADER FLANGE THT/THR SOLDER CONNECTION 5.08 MM N OF POLES: 2 180° SOLDER PIN LENGTH (L): 1.5 MM TINNED BOX | 0
10488 | 1837630000 | PCB PLUG-IN CONNECTOR MALE HEADER FLANGE THT/THR SOLDER CONNECTION 5.08 MM N OF POLES: 2 90° SOLDER PIN LENGTH (L): 3.2 MM TINNED BOX | 0
10489 | 1837640000 | PCB PLUG-IN CONNECTOR MALE HEADER FLANGE THT/THR SOLDER CONNECTION 5.08 MM N OF POLES: 3 90° SOLDER PIN LENGTH (L): 3.2 MM TINNED BOX | 0
10490 | 1837670000 | PCB PLUG-IN CONNECTOR MALE HEADER FLANGE THT/THR SOLDER CONNECTION 5.08 MM N OF POLES: 6 90° SOLDER PIN LENGTH (L): 3.2 MM TINNED BOX | 0
10491 | 1837710000 | PCB PLUG-IN CONNECTOR MALE HEADER FLANGE THT/THR SOLDER CONNECTION 5.08 MM N OF POLES: 10 90° SOLDER PIN LENGTH (L): 3.2 MM TINNED BOX | 0
10492 | 1837750000 | PCB PLUG-IN CONNECTOR MALE HEADER FLANGE THT/THR SOLDER CONNECTION 5.08 MM N OF POLES: 14 90° SOLDER PIN LENGTH (L): 3.2 MM TINNED BOX | 0
10493 | 1837760000 | PCB PLUG-IN CONNECTOR MALE HEADER FLANGE THT/THR SOLDER CONNECTION 5.08 MM N OF POLES: 15 90° SOLDER PIN LENGTH (L): 3.2 MM TINNED BOX | 0
10494 | 1837770000 | PCB PLUG-IN CONNECTOR MALE HEADER FLANGE THT/THR SOLDER CONNECTION 5.08 MM N OF POLES: 16 90° SOLDER PIN LENGTH (L): 3.2 MM TINNED BOX | 0
10495 | 1837780000 | PCB PLUG-IN CONNECTOR MALE HEADER FLANGE THT/THR SOLDER CONNECTION 5.08 MM N OF POLES: 17 90° SOLDER PIN LENGTH (L): 3.2 MM TINNED BOX | 0
10496 | 1837840000 | PCB PLUG-IN CONNECTOR MALE HEADER FLANGE THT/THR SOLDER CONNECTION 5.08 MM N OF POLES: 23 90° SOLDER PIN LENGTH (L): 3.2 MM TINNED BOX | 0
10497 | 1837910000 | PCB PLUG-IN CONNECTOR MALE HEADER FLANGE THT/THR SOLDER CONNECTION 5.08 MM N OF POLES: 15 180° SOLDER PIN LENGTH (L): 3.2 MM TINNED BOX | 0
10498 | 1838040000 | PCB PLUG-IN CONNECTOR MALE HEADER OPEN SIDE THT/THR SOLDER CONNECTION 5.08 MM N OF POLES: 8 180° SOLDER PIN LENGTH (L): 3.2 MM TINNED BOX | 0
10499 | 1838050000 | PCB PLUG-IN CONNECTOR MALE HEADER OPEN SIDE THT/THR SOLDER CONNECTION 5.08 MM N OF POLES: 9 180° SOLDER PIN LENGTH (L): 3.2 MM TINNED BOX | 0
10500 | 1838110000 | PCB PLUG-IN CONNECTOR MALE HEADER OPEN SIDE THT/THR SOLDER CONNECTION 5.08 MM N OF POLES: 15 180° SOLDER PIN LENGTH (L): 3.2 MM TINNED BOX | 0
10501 | 1838120000 | PCB PLUG-IN CONNECTOR MALE HEADER OPEN SIDE THT/THR SOLDER CONNECTION 5.08 MM N OF POLES: 16 180° SOLDER PIN LENGTH (L): 3.2 MM TINNED BOX | 0
10502 | 1838160000 | PCB PLUG-IN CONNECTOR MALE HEADER OPEN SIDE THT/THR SOLDER CONNECTION 5.08 MM N OF POLES: 20 180° SOLDER PIN LENGTH (L): 3.2 MM TINNED BOX | 0
10503 | 1838180000 | PCB PLUG-IN CONNECTOR MALE HEADER OPEN SIDE THT/THR SOLDER CONNECTION 5.08 MM N OF POLES: 22 180° SOLDER PIN LENGTH (L): 3.2 MM TINNED BOX | 0
10504 | 1838200000 | PCB PLUG-IN CONNECTOR MALE HEADER OPEN SIDE THT/THR SOLDER CONNECTION 5.08 MM N OF POLES: 24 180° SOLDER PIN LENGTH (L): 3.2 MM TINNED BOX | 0
10505 | 1838230000 | PCB PLUG-IN CONNECTOR MALE HEADER CLOSED SIDE THT/THR SOLDER CONNECTION 5.08 MM N OF POLES: 4 180° SOLDER PIN LENGTH (L): 3.2 MM TINNED BOX | 0
10506 | 1838250000 | PCB PLUG-IN CONNECTOR MALE HEADER CLOSED SIDE THT/THR SOLDER CONNECTION 5.08 MM N OF POLES: 6 180° SOLDER PIN LENGTH (L): 3.2 MM TINNED BOX | 0
10507 | 1838270000 | PCB PLUG-IN CONNECTOR MALE HEADER CLOSED SIDE THT/THR SOLDER CONNECTION 5.08 MM N OF POLES: 8 180° SOLDER PIN LENGTH (L): 3.2 MM TINNED BOX | 0
10508 | 1838310000 | PCB PLUG-IN CONNECTOR MALE HEADER CLOSED SIDE THT/THR SOLDER CONNECTION 5.08 MM N OF POLES: 12 180° SOLDER PIN LENGTH (L): 3.2 MM TINNED BOX | 0
10509 | 1838320000 | PCB PLUG-IN CONNECTOR MALE HEADER CLOSED SIDE THT/THR SOLDER CONNECTION 5.08 MM N OF POLES: 13 180° SOLDER PIN LENGTH (L): 3.2 MM TINNED BOX | 0
10510 | 1838330000 | PCB PLUG-IN CONNECTOR MALE HEADER CLOSED SIDE THT/THR SOLDER CONNECTION 5.08 MM N OF POLES: 14 180° SOLDER PIN LENGTH (L): 3.2 MM TINNED BOX | 0
10511 | 1838340000 | PCB PLUG-IN CONNECTOR MALE HEADER CLOSED SIDE THT/THR SOLDER CONNECTION 5.08 MM N OF POLES: 15 180° SOLDER PIN LENGTH (L): 3.2 MM TINNED BOX | 0
10512 | 1838350000 | PCB PLUG-IN CONNECTOR MALE HEADER CLOSED SIDE THT/THR SOLDER CONNECTION 5.08 MM N OF POLES: 16 180° SOLDER PIN LENGTH (L): 3.2 MM TINNED BOX | 0
10513 | 1838410000 | PCB PLUG-IN CONNECTOR MALE HEADER CLOSED SIDE THT/THR SOLDER CONNECTION 5.08 MM N OF POLES: 22 180° SOLDER PIN LENGTH (L): 3.2 MM TINNED BOX | 0
10514 | 1838430000 | PCB PLUG-IN CONNECTOR MALE HEADER CLOSED SIDE THT/THR SOLDER CONNECTION 5.08 MM N OF POLES: 24 180° SOLDER PIN LENGTH (L): 3.2 MM TINNED BOX | 0
10515 | 1838460000 | PCB PLUG-IN CONNECTOR MALE HEADER SOLDER FLANGE THT/THR SOLDER CONNECTION 5.08 MM N OF POLES: 4 180° SOLDER PIN LENGTH (L): 3.2 MM TINNED BOX | 0
10516 | 1838490000 | PCB PLUG-IN CONNECTOR MALE HEADER SOLDER FLANGE THT/THR SOLDER CONNECTION 5.08 MM N OF POLES: 7 180° SOLDER PIN LENGTH (L): 3.2 MM TINNED BOX | 0
10517 | 1838530000 | PCB PLUG-IN CONNECTOR MALE HEADER SOLDER FLANGE THT/THR SOLDER CONNECTION 5.08 MM N OF POLES: 11 180° SOLDER PIN LENGTH (L): 3.2 MM TINNED BOX | 0
10518 | 1838540000 | PCB PLUG-IN CONNECTOR MALE HEADER SOLDER FLANGE THT/THR SOLDER CONNECTION 5.08 MM N OF POLES: 12 180° SOLDER PIN LENGTH (L): 3.2 MM TINNED BOX | 0
10519 | 1838590000 | PCB PLUG-IN CONNECTOR MALE HEADER SOLDER FLANGE THT/THR SOLDER CONNECTION 5.08 MM N OF POLES: 17 180° SOLDER PIN LENGTH (L): 3.2 MM TINNED BOX | 0
10520 | 1838630000 | PCB PLUG-IN CONNECTOR MALE HEADER SOLDER FLANGE THT/THR SOLDER CONNECTION 5.08 MM N OF POLES: 21 180° SOLDER PIN LENGTH (L): 3.2 MM TINNED BOX | 0
10521 | 1838660000 | PCB PLUG-IN CONNECTOR MALE HEADER SOLDER FLANGE THT/THR SOLDER CONNECTION 5.08 MM N OF POLES: 24 180° SOLDER PIN LENGTH (L): 3.2 MM TINNED BOX | 0
10522 | 1839900000 | PCB PLUG-IN CONNECTOR MALE HEADER OPEN SIDE THT/THR SOLDER CONNECTION 5.00 MM N OF POLES: 3 90° SOLDER PIN LENGTH (L): 3.2 MM TINNED BOX | 0
10523 | 1840100000 | PCB PLUG-IN CONNECTOR MALE HEADER OPEN SIDE THT/THR SOLDER CONNECTION 5.00 MM N OF POLES: 23 90° SOLDER PIN LENGTH (L): 3.2 MM TINNED BOX | 0
10524 | 1840170000 | PCB PLUG-IN CONNECTOR MALE HEADER CLOSED SIDE THT/THR SOLDER CONNECTION 5.00 MM N OF POLES: 7 90° SOLDER PIN LENGTH (L): 3.2 MM TINNED BOX | 0
10525 | 1840190000 | PCB PLUG-IN CONNECTOR MALE HEADER CLOSED SIDE THT/THR SOLDER CONNECTION 5.00 MM N OF POLES: 9 90° SOLDER PIN LENGTH (L): 3.2 MM TINNED BOX | 0
10526 | 1840300000 | PCB PLUG-IN CONNECTOR MALE HEADER CLOSED SIDE THT/THR SOLDER CONNECTION 5.00 MM N OF POLES: 20 90° SOLDER PIN LENGTH (L): 3.2 MM TINNED BOX | 0
10527 | 1840340000 | PCB PLUG-IN CONNECTOR MALE HEADER CLOSED SIDE THT/THR SOLDER CONNECTION 5.00 MM N OF POLES: 24 90° SOLDER PIN LENGTH (L): 3.2 MM TINNED BOX | 0
10528 | 1840360000 | PCB PLUG-IN CONNECTOR MALE HEADER SOLDER FLANGE THT/THR SOLDER CONNECTION 5.00 MM N OF POLES: 3 90° SOLDER PIN LENGTH (L): 3.2 MM TINNED BOX | 0
10529 | 1840450000 | PCB PLUG-IN CONNECTOR MALE HEADER SOLDER FLANGE THT/THR SOLDER CONNECTION 5.00 MM N OF POLES: 12 90° SOLDER PIN LENGTH (L): 3.2 MM TINNED BOX | 0
10530 | 1840520000 | PCB PLUG-IN CONNECTOR MALE HEADER SOLDER FLANGE THT/THR SOLDER CONNECTION 5.00 MM N OF POLES: 19 90° SOLDER PIN LENGTH (L): 3.2 MM TINNED BOX | 0
10531 | 1840550000 | PCB PLUG-IN CONNECTOR MALE HEADER SOLDER FLANGE THT/THR SOLDER CONNECTION 5.00 MM N OF POLES: 22 90° SOLDER PIN LENGTH (L): 3.2 MM TINNED BOX | 0
10532 | 1841150000 | PCB PLUG-IN CONNECTOR MALE HEADER OPEN SIDE THT/THR SOLDER CONNECTION 5.00 MM N OF POLES: 24 180° SOLDER PIN LENGTH (L): 3.2 MM TINNED BOX | 0
10533 | 1841160000 | PCB PLUG-IN CONNECTOR MALE HEADER CLOSED SIDE THT/THR SOLDER CONNECTION 5.00 MM N OF POLES: 2 180° SOLDER PIN LENGTH (L): 3.2 MM TINNED BOX | 0
10534 | 1841210000 | PCB PLUG-IN CONNECTOR MALE HEADER CLOSED SIDE THT/THR SOLDER CONNECTION 5.00 MM N OF POLES: 7 180° SOLDER PIN LENGTH (L): 3.2 MM TINNED BOX | 0
10535 | 1841410000 | PCB PLUG-IN CONNECTOR MALE HEADER SOLDER FLANGE THT/THR SOLDER CONNECTION 5.00 MM N OF POLES: 4 180° SOLDER PIN LENGTH (L): 3.2 MM TINNED BOX | 0
10536 | 1841420000 | PCB PLUG-IN CONNECTOR MALE HEADER SOLDER FLANGE THT/THR SOLDER CONNECTION 5.00 MM N OF POLES: 5 180° SOLDER PIN LENGTH (L): 3.2 MM TINNED BOX | 0
10537 | 1841610000 | PCB PLUG-IN CONNECTOR MALE HEADER SOLDER FLANGE THT/THR SOLDER CONNECTION 5.00 MM N OF POLES: 24 180° SOLDER PIN LENGTH (L): 3.2 MM TINNED BOX | 0
10538 | 1841640000 | PCB PLUG-IN CONNECTOR MALE HEADER CLOSED SIDE THT/THR SOLDER CONNECTION 3.50 MM N OF POLES: 3 90° SOLDER PIN LENGTH (L): 3.2 MM TINNED BOX | 0
10539 | 1841650000 | PCB PLUG-IN CONNECTOR MALE HEADER CLOSED SIDE THT/THR SOLDER CONNECTION 3.50 MM N OF POLES: 4 90° SOLDER PIN LENGTH (L): 3.2 MM TINNED BOX | 0
10540 | 1841880000 | PCB PLUG-IN CONNECTOR MALE HEADER SOLDER FLANGE THT/THR SOLDER CONNECTION 3.50 MM N OF POLES: 4 90° SOLDER PIN LENGTH (L): 3.2 MM TINNED BOX | 0
10541 | 1841910000 | PCB PLUG-IN CONNECTOR MALE HEADER SOLDER FLANGE THT/THR SOLDER CONNECTION 3.50 MM N OF POLES: 7 90° SOLDER PIN LENGTH (L): 3.2 MM TINNED BOX | 0
10542 | 1842040000 | PCB PLUG-IN CONNECTOR MALE HEADER SOLDER FLANGE THT/THR SOLDER CONNECTION 3.50 MM N OF POLES: 21 90° SOLDER PIN LENGTH (L): 3.2 MM TINNED BOX | 0
10543 | 1842110000 | PCB PLUG-IN CONNECTOR MALE HEADER FLANGE THT/THR SOLDER CONNECTION 3.50 MM N OF POLES: 5 90° SOLDER PIN LENGTH (L): 3.2 MM TINNED BOX | 0
10544 | 1842130000 | PCB PLUG-IN CONNECTOR MALE HEADER FLANGE THT/THR SOLDER CONNECTION 3.50 MM N OF POLES: 7 90° SOLDER PIN LENGTH (L): 3.2 MM TINNED BOX | 0
10545 | 1842140000 | PCB PLUG-IN CONNECTOR MALE HEADER FLANGE THT/THR SOLDER CONNECTION 3.50 MM N OF POLES: 8 90° SOLDER PIN LENGTH (L): 3.2 MM TINNED BOX | 0
10546 | 1842160000 | PCB PLUG-IN CONNECTOR MALE HEADER FLANGE THT/THR SOLDER CONNECTION 3.50 MM N OF POLES: 10 90° SOLDER PIN LENGTH (L): 3.2 MM TINNED BOX | 0
10547 | 1842200000 | PCB PLUG-IN CONNECTOR MALE HEADER FLANGE THT/THR SOLDER CONNECTION 3.50 MM N OF POLES: 14 90° SOLDER PIN LENGTH (L): 3.2 MM TINNED BOX | 0
10548 | 1842300000 | PCB PLUG-IN CONNECTOR MALE HEADER FLANGE THT/THR SOLDER CONNECTION 3.50 MM N OF POLES: 24 90° SOLDER PIN LENGTH (L): 3.2 MM TINNED BOX | 0
10549 | 1842470000 | PCB PLUG-IN CONNECTOR MALE HEADER CLOSED SIDE THT/THR SOLDER CONNECTION 3.50 MM N OF POLES: 18 180° SOLDER PIN LENGTH (L): 3.2 MM TINNED BOX | 0
10550 | 1842490000 | PCB PLUG-IN CONNECTOR MALE HEADER CLOSED SIDE THT/THR SOLDER CONNECTION 3.50 MM N OF POLES: 20 180° SOLDER PIN LENGTH (L): 3.2 MM TINNED BOX | 0
10551 | 1842500000 | PCB PLUG-IN CONNECTOR MALE HEADER CLOSED SIDE THT/THR SOLDER CONNECTION 3.50 MM N OF POLES: 21 180° SOLDER PIN LENGTH (L): 3.2 MM TINNED BOX | 0
10552 | 1842700000 | PCB PLUG-IN CONNECTOR MALE HEADER SOLDER FLANGE THT/THR SOLDER CONNECTION 3.50 MM N OF POLES: 18 180° SOLDER PIN LENGTH (L): 3.2 MM TINNED BOX | 0
10553 | 1842880000 | PCB PLUG-IN CONNECTOR MALE HEADER FLANGE THT/THR SOLDER CONNECTION 3.50 MM N OF POLES: 13 180° SOLDER PIN LENGTH (L): 3.2 MM TINNED BOX | 0
10554 | 1842920000 | PCB PLUG-IN CONNECTOR MALE HEADER FLANGE THT/THR SOLDER CONNECTION 3.50 MM N OF POLES: 17 180° SOLDER PIN LENGTH (L): 3.2 MM TINNED BOX | 0
10555 | 1842950000 | PCB PLUG-IN CONNECTOR MALE HEADER FLANGE THT/THR SOLDER CONNECTION 3.50 MM N OF POLES: 20 180° SOLDER PIN LENGTH (L): 3.2 MM TINNED BOX | 0
10556 | 1842980000 | PCB PLUG-IN CONNECTOR MALE HEADER FLANGE THT/THR SOLDER CONNECTION 3.50 MM N OF POLES: 23 180° SOLDER PIN LENGTH (L): 3.2 MM TINNED BOX | 0
10557 | 1842990000 | PCB PLUG-IN CONNECTOR MALE HEADER FLANGE THT/THR SOLDER CONNECTION 3.50 MM N OF POLES: 24 180° SOLDER PIN LENGTH (L): 3.2 MM TINNED BOX | 0
10558 | 1847420000 | PCB PLUG-IN CONNECTOR MALE HEADER OPEN SIDE THT SOLDER CONNECTION 5.00 MM N OF POLES: 2 180° SOLDER PIN LENGTH (L): 3.2 MM TINNED BOX | 0
10559 | 1975310000 | PRINTED CIRCUIT BOARD TERMINALS 5.00 MM N OF POLES: 8 90° SOLDER PIN LENGTH (L): 3.2 MM TINNED ORANGE CLAMPING YOKE CONNECTION CLAMPING RANGE MAX. : 6 MM² BOX | 1
10560 | 1975420000 | PRINTED CIRCUIT BOARD TERMINALS 5.08 MM N OF POLES: 8 90° SOLDER PIN LENGTH (L): 3.2 MM TINNED ORANGE CLAMPING YOKE CONNECTION CLAMPING RANGE MAX. : 6 MM² BOX | 1
10561 | 1975430000 | PRINTED CIRCUIT BOARD TERMINALS 5.08 MM N OF POLES: 9 90° SOLDER PIN LENGTH (L): 3.2 MM TINNED ORANGE CLAMPING YOKE CONNECTION CLAMPING RANGE MAX. : 6 MM² BOX | 1
10562 | 1001270000 | PCB PLUG-IN CONNECTOR FEMALE PLUG 3.50 MM N OF POLES: 4 180° TENSION-CLAMP CONNECTION CLAMPING RANGE MAX. : 1 MM² BOX | 1
10563 | 1001310000 | PCB PLUG-IN CONNECTOR MALE HEADER SOLDER FLANGE THT/THR SOLDER CONNECTION 3.50 MM N OF POLES: 4 180° SOLDER PIN LENGTH (L): 3.5 MM TINNED BOX | 0
10564 | 1017190000 | PCB PLUG-IN CONNECTOR MALE HEADER SOLDER FLANGE THT/THR SOLDER CONNECTION 3.50 MM N OF POLES: 22 180° SOLDER PIN LENGTH (L): 1.5 MM TINNED BOX | 0
10565 | 1017210000 | PCB PLUG-IN CONNECTOR MALE HEADER SOLDER FLANGE THT/THR SOLDER CONNECTION 3.50 MM N OF POLES: 24 180° SOLDER PIN LENGTH (L): 1.5 MM TINNED BOX | 0
10566 | 1638630000 | PCB PLUG-IN CONNECTOR FEMALE PLUG 3.50 MM N OF POLES: 10 90° CLAMPING YOKE CONNECTION CLAMPING RANGE MAX. : 1.5 MM² BOX | 1
10567 | 1638750000 | PCB PLUG-IN CONNECTOR FEMALE PLUG 3.50 MM N OF POLES: 22 90° CLAMPING YOKE CONNECTION CLAMPING RANGE MAX. : 1.5 MM² BOX | 1
10568 | 1638770000 | PCB PLUG-IN CONNECTOR FEMALE PLUG 3.50 MM N OF POLES: 24 90° CLAMPING YOKE CONNECTION CLAMPING RANGE MAX. : 1.5 MM² BOX | 1
10569 | 1638780000 | PCB PLUG-IN CONNECTOR FEMALE PLUG 3.50 MM N OF POLES: 2 90° CLAMPING YOKE CONNECTION CLAMPING RANGE MAX. : 1.5 MM² BOX | 1
10570 | 1638800000 | PCB PLUG-IN CONNECTOR FEMALE PLUG 3.50 MM N OF POLES: 4 90° CLAMPING YOKE CONNECTION CLAMPING RANGE MAX. : 1.5 MM² BOX | 1
10571 | 1639010000 | PCB PLUG-IN CONNECTOR FEMALE PLUG 3.50 MM N OF POLES: 2 90° CLAMPING YOKE CONNECTION CLAMPING RANGE MAX. : 1.5 MM² BOX | 1
10572 | 1639180000 | PCB PLUG-IN CONNECTOR FEMALE PLUG 3.50 MM N OF POLES: 19 90° CLAMPING YOKE CONNECTION CLAMPING RANGE MAX. : 1.5 MM² BOX | 1
10573 | 1639210000 | PCB PLUG-IN CONNECTOR FEMALE PLUG 3.50 MM N OF POLES: 22 90° CLAMPING YOKE CONNECTION CLAMPING RANGE MAX. : 1.5 MM² BOX | 1
10574 | 1639840000 | PCB PLUG-IN CONNECTOR FEMALE PLUG 3.50 MM N OF POLES: 16 270° CLAMPING YOKE CONNECTION CLAMPING RANGE MAX. : 1.5 MM² BOX | 1
10575 | 1639950000 | PCB PLUG-IN CONNECTOR FEMALE PLUG 3.50 MM N OF POLES: 4 270° CLAMPING YOKE CONNECTION CLAMPING RANGE MAX. : 1.5 MM² BOX | 1
10576 | 1639960000 | PCB PLUG-IN CONNECTOR FEMALE PLUG 3.50 MM N OF POLES: 5 270° CLAMPING YOKE CONNECTION CLAMPING RANGE MAX. : 1.5 MM² BOX | 1
10577 | 1640020000 | PCB PLUG-IN CONNECTOR FEMALE PLUG 3.50 MM N OF POLES: 11 270° CLAMPING YOKE CONNECTION CLAMPING RANGE MAX. : 1.5 MM² BOX | 1
10578 | 1640030000 | PCB PLUG-IN CONNECTOR FEMALE PLUG 3.50 MM N OF POLES: 12 270° CLAMPING YOKE CONNECTION CLAMPING RANGE MAX. : 1.5 MM² BOX | 1
10579 | 1640130000 | PCB PLUG-IN CONNECTOR FEMALE PLUG 3.50 MM N OF POLES: 22 270° CLAMPING YOKE CONNECTION CLAMPING RANGE MAX. : 1.5 MM² BOX | 1
10580 | 1640140000 | PCB PLUG-IN CONNECTOR FEMALE PLUG 3.50 MM N OF POLES: 23 270° CLAMPING YOKE CONNECTION CLAMPING RANGE MAX. : 1.5 MM² BOX | 1
10581 | 1640280000 | PCB PLUG-IN CONNECTOR FEMALE PLUG 3.50 MM N OF POLES: 14 270° CLAMPING YOKE CONNECTION CLAMPING RANGE MAX. : 1.5 MM² BOX | 1
10582 | 1725330000 | PCB PLUG-IN CONNECTOR MALE HEADER OPEN SIDE THT SOLDER CONNECTION 5.08 MM N OF POLES: 36 90° SOLDER PIN LENGTH (L): 3.2 MM TINNED ORANGE BOX | 0
10583 | 1725340000 | PCB PLUG-IN CONNECTOR MALE HEADER OPEN SIDE THT SOLDER CONNECTION 5.08 MM N OF POLES: 38 90° SOLDER PIN LENGTH (L): 3.2 MM TINNED ORANGE BOX | 0
10584 | 1725690000 | PCB PLUG-IN CONNECTOR MALE HEADER OPEN SIDE THT SOLDER CONNECTION 5.08 MM N OF POLES: 12 180° SOLDER PIN LENGTH (L): 3.2 MM TINNED ORANGE BOX | 0
10585 | 1725710000 | PCB PLUG-IN CONNECTOR MALE HEADER OPEN SIDE THT SOLDER CONNECTION 5.08 MM N OF POLES: 16 180° SOLDER PIN LENGTH (L): 3.2 MM TINNED ORANGE BOX | 0
10586 | 1725720000 | PCB PLUG-IN CONNECTOR MALE HEADER OPEN SIDE THT SOLDER CONNECTION 5.08 MM N OF POLES: 18 180° SOLDER PIN LENGTH (L): 3.2 MM TINNED ORANGE BOX | 0
10587 | 1725770000 | PCB PLUG-IN CONNECTOR MALE HEADER OPEN SIDE THT SOLDER CONNECTION 5.08 MM N OF POLES: 28 180° SOLDER PIN LENGTH (L): 3.2 MM TINNED ORANGE BOX | 0
10588 | 1725840000 | PCB PLUG-IN CONNECTOR MALE HEADER OPEN SIDE THT SOLDER CONNECTION 5.08 MM N OF POLES: 42 180° SOLDER PIN LENGTH (L): 3.2 MM TINNED ORANGE BOX | 0
10589 | 1727590000 | PCB PLUG-IN CONNECTOR FEMALE PLUG 3.50 MM N OF POLES: 12 180° TENSION-CLAMP CONNECTION CLAMPING RANGE MAX. : 1 MM² BOX | 1
10590 | 1727620000 | PCB PLUG-IN CONNECTOR FEMALE PLUG 3.50 MM N OF POLES: 18 180° TENSION-CLAMP CONNECTION CLAMPING RANGE MAX. : 1 MM² BOX | 1
10591 | 1727870000 | PCB PLUG-IN CONNECTOR MALE HEADER CLOSED SIDE THT SOLDER CONNECTION 3.50 MM N OF POLES: 14 90° SOLDER PIN LENGTH (L): 3.5 MM TINNED ORANGE BOX | 0
10592 | 1727910000 | PCB PLUG-IN CONNECTOR MALE HEADER CLOSED SIDE THT SOLDER CONNECTION 3.50 MM N OF POLES: 22 90° SOLDER PIN LENGTH (L): 3.5 MM TINNED ORANGE BOX | 0
10593 | 1728010000 | PCB PLUG-IN CONNECTOR MALE HEADER CLOSED SIDE THT SOLDER CONNECTION 3.50 MM N OF POLES: 10 90° SOLDER PIN LENGTH (L): 3.5 MM TINNED BOX | 0
10594 | 1728020000 | PCB PLUG-IN CONNECTOR MALE HEADER CLOSED SIDE THT SOLDER CONNECTION 3.50 MM N OF POLES: 12 90° SOLDER PIN LENGTH (L): 3.5 MM TINNED BOX | 0
10595 | 1728110000 | PCB PLUG-IN CONNECTOR MALE HEADER CLOSED SIDE THT SOLDER CONNECTION 3.50 MM N OF POLES: 30 90° SOLDER PIN LENGTH (L): 3.5 MM TINNED BOX | 0
10596 | 1728150000 | PCB PLUG-IN CONNECTOR MALE HEADER OPEN SIDE THT SOLDER CONNECTION 3.50 MM N OF POLES: 6 90° SOLDER PIN LENGTH (L): 3.5 MM TINNED ORANGE BOX | 0
10597 | 1728160000 | PCB PLUG-IN CONNECTOR MALE HEADER OPEN SIDE THT SOLDER CONNECTION 3.50 MM N OF POLES: 8 90° SOLDER PIN LENGTH (L): 3.5 MM TINNED ORANGE BOX | 0
10598 | 1728170000 | PCB PLUG-IN CONNECTOR MALE HEADER OPEN SIDE THT SOLDER CONNECTION 3.50 MM N OF POLES: 10 90° SOLDER PIN LENGTH (L): 3.5 MM TINNED ORANGE BOX | 0
10599 | 1728190000 | PCB PLUG-IN CONNECTOR MALE HEADER OPEN SIDE THT SOLDER CONNECTION 3.50 MM N OF POLES: 14 90° SOLDER PIN LENGTH (L): 3.5 MM TINNED ORANGE BOX | 0
10600 | 1728300000 | PCB PLUG-IN CONNECTOR MALE HEADER OPEN SIDE THT SOLDER CONNECTION 3.50 MM N OF POLES: 36 90° SOLDER PIN LENGTH (L): 3.5 MM TINNED ORANGE BOX | 0
10601 | 1728540000 | PCB PLUG-IN CONNECTOR MALE HEADER FLANGE THT SOLDER CONNECTION 3.50 MM N OF POLES: 20 90° SOLDER PIN LENGTH (L): 3.5 MM TINNED ORANGE BOX | 0
10602 | 1728550000 | PCB PLUG-IN CONNECTOR MALE HEADER FLANGE THT SOLDER CONNECTION 3.50 MM N OF POLES: 22 90° SOLDER PIN LENGTH (L): 3.5 MM TINNED ORANGE BOX | 0
10603 | 1728580000 | PCB PLUG-IN CONNECTOR MALE HEADER FLANGE THT SOLDER CONNECTION 3.50 MM N OF POLES: 28 90° SOLDER PIN LENGTH (L): 3.5 MM TINNED ORANGE BOX | 0
10604 | 1728680000 | PCB PLUG-IN CONNECTOR MALE HEADER FLANGE THT SOLDER CONNECTION 3.50 MM N OF POLES: 16 90° SOLDER PIN LENGTH (L): 3.5 MM TINNED BOX | 0
10605 | 1728870000 | PCB PLUG-IN CONNECTOR MALE HEADER CLOSED SIDE THT SOLDER CONNECTION 3.50 MM N OF POLES: 22 180° SOLDER PIN LENGTH (L): 3.5 MM TINNED ORANGE BOX | 0
10606 | 1728900000 | PCB PLUG-IN CONNECTOR MALE HEADER CLOSED SIDE THT SOLDER CONNECTION 3.50 MM N OF POLES: 28 180° SOLDER PIN LENGTH (L): 3.5 MM TINNED ORANGE BOX | 0
10607 | 1728930000 | PCB PLUG-IN CONNECTOR MALE HEADER CLOSED SIDE THT SOLDER CONNECTION 3.50 MM N OF POLES: 34 180° SOLDER PIN LENGTH (L): 3.5 MM TINNED ORANGE BOX | 0
10608 | 1728980000 | PCB PLUG-IN CONNECTOR MALE HEADER CLOSED SIDE THT SOLDER CONNECTION 3.50 MM N OF POLES: 12 180° SOLDER PIN LENGTH (L): 3.5 MM TINNED BOX | 0
10609 | 1728990000 | PCB PLUG-IN CONNECTOR MALE HEADER CLOSED SIDE THT SOLDER CONNECTION 3.50 MM N OF POLES: 14 180° SOLDER PIN LENGTH (L): 3.5 MM TINNED BOX | 0
10610 | 1729010000 | PCB PLUG-IN CONNECTOR MALE HEADER CLOSED SIDE THT SOLDER CONNECTION 3.50 MM N OF POLES: 18 180° SOLDER PIN LENGTH (L): 3.5 MM TINNED BOX | 0
10611 | 1729110000 | PCB PLUG-IN CONNECTOR MALE HEADER OPEN SIDE THT SOLDER CONNECTION 3.50 MM N OF POLES: 6 180° SOLDER PIN LENGTH (L): 3.5 MM TINNED ORANGE BOX | 0
10612 | 1729150000 | PCB PLUG-IN CONNECTOR MALE HEADER OPEN SIDE THT SOLDER CONNECTION 3.50 MM N OF POLES: 14 180° SOLDER PIN LENGTH (L): 3.5 MM TINNED ORANGE BOX | 0
10613 | 1729440000 | PCB PLUG-IN CONNECTOR MALE HEADER FLANGE THT SOLDER CONNECTION 3.50 MM N OF POLES: 8 180° SOLDER PIN LENGTH (L): 3.5 MM TINNED ORANGE BOX | 0
10614 | 1729560000 | PCB PLUG-IN CONNECTOR MALE HEADER FLANGE THT SOLDER CONNECTION 3.50 MM N OF POLES: 32 180° SOLDER PIN LENGTH (L): 3.5 MM TINNED ORANGE BOX | 0
10615 | 1729600000 | PCB PLUG-IN CONNECTOR MALE HEADER FLANGE THT SOLDER CONNECTION 3.50 MM N OF POLES: 8 180° SOLDER PIN LENGTH (L): 3.5 MM TINNED BOX | 0
10616 | 1729620000 | PCB PLUG-IN CONNECTOR MALE HEADER FLANGE THT SOLDER CONNECTION 3.50 MM N OF POLES: 12 180° SOLDER PIN LENGTH (L): 3.5 MM TINNED BOX | 0
10617 | 1747850000 | PCB PLUG-IN CONNECTOR FEMALE PLUG 3.50 MM N OF POLES: 22 180° TENSION-CLAMP CONNECTION CLAMPING RANGE MAX. : 1 MM² BOX | 1
10618 | 1747860000 | PCB PLUG-IN CONNECTOR FEMALE PLUG 3.50 MM N OF POLES: 24 180° TENSION-CLAMP CONNECTION CLAMPING RANGE MAX. : 1 MM² BOX | 1
10619 | 1747930000 | PCB PLUG-IN CONNECTOR FEMALE PLUG 3.50 MM N OF POLES: 22 180° TENSION-CLAMP CONNECTION CLAMPING RANGE MAX. : 1 MM² BOX | 1
10620 | 1747940000 | PCB PLUG-IN CONNECTOR FEMALE PLUG 3.50 MM N OF POLES: 24 180° TENSION-CLAMP CONNECTION CLAMPING RANGE MAX. : 1 MM² BOX | 1
10621 | 1748010000 | PCB PLUG-IN CONNECTOR FEMALE PLUG 3.50 MM N OF POLES: 6 180° TENSION-CLAMP CONNECTION CLAMPING RANGE MAX. : 1 MM² BOX | 1
10622 | 1748060000 | PCB PLUG-IN CONNECTOR FEMALE PLUG 3.50 MM N OF POLES: 16 180° TENSION-CLAMP CONNECTION CLAMPING RANGE MAX. : 1 MM² BOX | 1
10623 | 1748190000 | PCB PLUG-IN CONNECTOR FEMALE PLUG 3.50 MM N OF POLES: 10 180° TENSION-CLAMP CONNECTION CLAMPING RANGE MAX. : 1 MM² BOX | 1
10624 | 1748200000 | PCB PLUG-IN CONNECTOR FEMALE PLUG 3.50 MM N OF POLES: 12 180° TENSION-CLAMP CONNECTION CLAMPING RANGE MAX. : 1 MM² BOX | 1
10625 | 1748280000 | PCB PLUG-IN CONNECTOR FEMALE PLUG 3.50 MM N OF POLES: 28 180° TENSION-CLAMP CONNECTION CLAMPING RANGE MAX. : 1 MM² BOX | 1
10626 | 1748290000 | PCB PLUG-IN CONNECTOR FEMALE PLUG 3.50 MM N OF POLES: 30 180° TENSION-CLAMP CONNECTION CLAMPING RANGE MAX. : 1 MM² BOX | 1
10627 | 1748450000 | PCB PLUG-IN CONNECTOR FEMALE PLUG 3.50 MM N OF POLES: 30 180° TENSION-CLAMP CONNECTION CLAMPING RANGE MAX. : 1 MM² BOX | 1
10628 | 1748530000 | PCB PLUG-IN CONNECTOR FEMALE PLUG 3.50 MM N OF POLES: 14 180° TENSION-CLAMP CONNECTION CLAMPING RANGE MAX. : 1 MM² BOX | 1
10629 | 1748550000 | PCB PLUG-IN CONNECTOR FEMALE PLUG 3.50 MM N OF POLES: 18 180° TENSION-CLAMP CONNECTION CLAMPING RANGE MAX. : 1 MM² BOX | 1
10630 | 1748560000 | PCB PLUG-IN CONNECTOR FEMALE PLUG 3.50 MM N OF POLES: 20 180° TENSION-CLAMP CONNECTION CLAMPING RANGE MAX. : 1 MM² BOX | 1
10631 | 1748570000 | PCB PLUG-IN CONNECTOR FEMALE PLUG 3.50 MM N OF POLES: 22 180° TENSION-CLAMP CONNECTION CLAMPING RANGE MAX. : 1 MM² BOX | 1
10632 | 1748620000 | PCB PLUG-IN CONNECTOR FEMALE PLUG 3.50 MM N OF POLES: 32 180° TENSION-CLAMP CONNECTION CLAMPING RANGE MAX. : 1 MM² BOX | 1
10633 | 1794210000 | PCB PLUG-IN CONNECTOR MALE HEADER CLOSED SIDE THT/THR SOLDER CONNECTION 3.50 MM N OF POLES: 6 90° SOLDER PIN LENGTH (L): 3.2 MM TINNED BOX | 0
10634 | 1794290000 | PCB PLUG-IN CONNECTOR MALE HEADER CLOSED SIDE THT/THR SOLDER CONNECTION 3.50 MM N OF POLES: 22 90° SOLDER PIN LENGTH (L): 3.2 MM TINNED BOX | 0
10635 | 1794310000 | PCB PLUG-IN CONNECTOR MALE HEADER CLOSED SIDE THT/THR SOLDER CONNECTION 3.50 MM N OF POLES: 26 90° SOLDER PIN LENGTH (L): 3.2 MM TINNED BOX | 0
10636 | 1794360000 | PCB PLUG-IN CONNECTOR MALE HEADER CLOSED SIDE THT/THR SOLDER CONNECTION 3.50 MM N OF POLES: 36 90° SOLDER PIN LENGTH (L): 3.2 MM TINNED BOX | 0
10637 | 1794430000 | PCB PLUG-IN CONNECTOR MALE HEADER OPEN SIDE THT/THR SOLDER CONNECTION 3.50 MM N OF POLES: 18 90° SOLDER PIN LENGTH (L): 3.2 MM TINNED BOX | 0
10638 | 1794540000 | PCB PLUG-IN CONNECTOR MALE HEADER CLOSED SIDE THT/THR SOLDER CONNECTION 3.50 MM N OF POLES: 8 180° SOLDER PIN LENGTH (L): 3.5 MM TINNED BOX | 0
10639 | 1794560000 | PCB PLUG-IN CONNECTOR MALE HEADER CLOSED SIDE THT/THR SOLDER CONNECTION 3.50 MM N OF POLES: 12 180° SOLDER PIN LENGTH (L): 3.5 MM TINNED BOX | 0
10640 | 1794610000 | PCB PLUG-IN CONNECTOR MALE HEADER CLOSED SIDE THT/THR SOLDER CONNECTION 3.50 MM N OF POLES: 22 180° SOLDER PIN LENGTH (L): 3.5 MM TINNED BOX | 0
10641 | 1794630000 | PCB PLUG-IN CONNECTOR MALE HEADER CLOSED SIDE THT/THR SOLDER CONNECTION 3.50 MM N OF POLES: 26 180° SOLDER PIN LENGTH (L): 3.5 MM TINNED BOX | 0
10642 | 1794640000 | PCB PLUG-IN CONNECTOR MALE HEADER CLOSED SIDE THT/THR SOLDER CONNECTION 3.50 MM N OF POLES: 28 180° SOLDER PIN LENGTH (L): 3.5 MM TINNED BOX | 0
10643 | 1794880000 | PCB PLUG-IN CONNECTOR MALE HEADER SOLDER FLANGE THT/THR SOLDER CONNECTION 3.50 MM N OF POLES: 10 90° SOLDER PIN LENGTH (L): 3.2 MM TINNED BOX | 0
10644 | 1794940000 | PCB PLUG-IN CONNECTOR MALE HEADER SOLDER FLANGE THT/THR SOLDER CONNECTION 3.50 MM N OF POLES: 22 90° SOLDER PIN LENGTH (L): 3.2 MM TINNED BOX | 0
10645 | 1794960000 | PCB PLUG-IN CONNECTOR MALE HEADER SOLDER FLANGE THT/THR SOLDER CONNECTION 3.50 MM N OF POLES: 26 90° SOLDER PIN LENGTH (L): 3.2 MM TINNED BOX | 0
10646 | 1794980000 | PCB PLUG-IN CONNECTOR MALE HEADER SOLDER FLANGE THT/THR SOLDER CONNECTION 3.50 MM N OF POLES: 30 90° SOLDER PIN LENGTH (L): 3.2 MM TINNED BOX | 0
10647 | 1795230000 | PCB PLUG-IN CONNECTOR MALE HEADER SOLDER FLANGE THT/THR SOLDER CONNECTION 3.50 MM N OF POLES: 12 180° SOLDER PIN LENGTH (L): 3.5 MM TINNED BOX | 0
10648 | 1795260000 | PCB PLUG-IN CONNECTOR MALE HEADER SOLDER FLANGE THT/THR SOLDER CONNECTION 3.50 MM N OF POLES: 18 180° SOLDER PIN LENGTH (L): 3.5 MM TINNED BOX | 0
10649 | 1795320000 | PCB PLUG-IN CONNECTOR MALE HEADER SOLDER FLANGE THT/THR SOLDER CONNECTION 3.50 MM N OF POLES: 30 180° SOLDER PIN LENGTH (L): 3.5 MM TINNED BOX | 0
10650 | 1846050000 | PCB PLUG-IN CONNECTOR MALE PLUG 5.08 MM N OF POLES: 4 180° CLAMPING YOKE CONNECTION CLAMPING RANGE MAX. : 3.31 MM² BOX | 1
10651 | 1846080000 | PCB PLUG-IN CONNECTOR MALE PLUG 5.08 MM N OF POLES: 10 180° CLAMPING YOKE CONNECTION CLAMPING RANGE MAX. : 3.31 MM² BOX | 1
10652 | 1846210000 | PCB PLUG-IN CONNECTOR MALE PLUG 5.08 MM N OF POLES: 2 180° CLAMPING YOKE CONNECTION CLAMPING RANGE MAX. : 3.31 MM² BOX | 1
10653 | 1846260000 | PCB PLUG-IN CONNECTOR MALE PLUG 5.08 MM N OF POLES: 7 180° CLAMPING YOKE CONNECTION CLAMPING RANGE MAX. : 3.31 MM² BOX | 1
10654 | 1846320000 | PCB PLUG-IN CONNECTOR MALE PLUG 5.08 MM N OF POLES: 13 180° CLAMPING YOKE CONNECTION CLAMPING RANGE MAX. : 3.31 MM² BOX | 1
10655 | 1846360000 | PCB PLUG-IN CONNECTOR MALE PLUG 5.08 MM N OF POLES: 2 180° CLAMPING YOKE CONNECTION CLAMPING RANGE MAX. : 3.31 MM² BOX | 1
10656 | 1846380000 | PCB PLUG-IN CONNECTOR MALE PLUG 5.08 MM N OF POLES: 4 180° CLAMPING YOKE CONNECTION CLAMPING RANGE MAX. : 3.31 MM² BOX | 1
10657 | 1846390000 | PCB PLUG-IN CONNECTOR MALE PLUG 5.08 MM N OF POLES: 5 180° CLAMPING YOKE CONNECTION CLAMPING RANGE MAX. : 3.31 MM² BOX | 1
10658 | 1846420000 | PCB PLUG-IN CONNECTOR MALE PLUG 5.08 MM N OF POLES: 8 180° CLAMPING YOKE CONNECTION CLAMPING RANGE MAX. : 3.31 MM² BOX | 1
10659 | 1920840000 | PCB PLUG-IN CONNECTOR FEMALE PLUG 3.50 MM N OF POLES: 4 180° TENSION-CLAMP CONNECTION CLAMPING RANGE MAX. : 1 MM² BOX | 1
10660 | 1924530000 | PCB PLUG-IN CONNECTOR MALE HEADER CLOSED SIDE THT/THR SOLDER CONNECTION 3.50 MM N OF POLES: 4 180° SOLDER PIN LENGTH (L): 3.5 MM TINNED BOX | 0
10661 | 7940006157 | RIDERSERIES RCL RELAY MODULE N OF CONTACTS: 2 CO CONTACT AGNI RATED CONTROL VOLTAGE: 24 V DC CONTINUOUS CURRENT: 8 A SCREW CONNECTION TEST BUTTON AVAILABLE: NO | 3
10662 | 7940006160 | RIDERSERIES RCL RELAY MODULE N OF CONTACTS: 1 CO CONTACT AGNI RATED CONTROL VOLTAGE: 230 V AC CONTINUOUS CURRENT: 16 A SCREW CONNECTION TEST BUTTON AVAILABLE: NO | 3
10663 | 8074760000 | RIDERSERIES RCM RELAY N OF CONTACTS: 4 CO CONTACT AGNI RATED CONTROL VOLTAGE: 12 V AC CONTINUOUS CURRENT: 6 A PLUG-IN CONNECTION TEST BUTTON AVAILABLE: YES | 3
10664 | 8689990000 | RIDERSERIES RCM RELAY N OF CONTACTS: 3 CO CONTACT AGNI RATED CONTROL VOLTAGE: 115 V AC CONTINUOUS CURRENT: 10 A PLUG-IN CONNECTION TEST BUTTON AVAILABLE: YES | 3
10665 | 8690030000 | RIDERSERIES RCM RELAY N OF CONTACTS: 3 CO CONTACT AGNI RATED CONTROL VOLTAGE: 24 V AC CONTINUOUS CURRENT: 10 A PLUG-IN CONNECTION TEST BUTTON AVAILABLE: YES | 3
10666 | 8690060000 | RIDERSERIES RCM RELAY N OF CONTACTS: 3 CO CONTACT AGNI RATED CONTROL VOLTAGE: 48 V DC CONTINUOUS CURRENT: 10 A PLUG-IN CONNECTION TEST BUTTON AVAILABLE: YES | 3
10667 | 8690100000 | RIDERSERIES RCM RELAY N OF CONTACTS: 4 CO CONTACT AGNI RATED CONTROL VOLTAGE: 12 V AC CONTINUOUS CURRENT: 6 A PLUG-IN CONNECTION TEST BUTTON AVAILABLE: YES | 3
10668 | 8690110000 | RIDERSERIES RCM RELAY N OF CONTACTS: 4 CO CONTACT AGNI RATED CONTROL VOLTAGE: 24 V AC CONTINUOUS CURRENT: 6 A PLUG-IN CONNECTION TEST BUTTON AVAILABLE: YES | 3
10669 | 8690150000 | RIDERSERIES RCM RELAY N OF CONTACTS: 4 CO CONTACT AGNI RATED CONTROL VOLTAGE: 115 V AC CONTINUOUS CURRENT: 6 A PLUG-IN CONNECTION TEST BUTTON AVAILABLE: YES | 3
10670 | 8690200000 | RIDERSERIES RCM RELAY N OF CONTACTS: 4 CO CONTACT AGNI RATED CONTROL VOLTAGE: 24 V DC CONTINUOUS CURRENT: 6 A PLUG-IN CONNECTION TEST BUTTON AVAILABLE: YES | 3
10671 | 8690430000 | RIDERSERIES RRD RELAY N OF CONTACTS: 3 CO CONTACT WITH TEST BUTTON AGNI RATED CONTROL VOLTAGE: 12 V AC CONTINUOUS CURRENT: 10 A PLUG-IN CONNECTION TEST BUTTON AVAILABLE: YES | 3
10672 | 8690660000 | RIDERSERIES RRD RELAY N OF CONTACTS: 3 CO CONTACT WITH TEST BUTTON AGNI RATED CONTROL VOLTAGE: 110 V DC CONTINUOUS CURRENT: 10 A PLUG-IN CONNECTION TEST BUTTON AVAILABLE: YES | 3
10673 | 8690830000 | RIDERSERIES FG RELAY SOCKET N OF CONTACTS: 2 CO CONTACT SCREW CONNECTION | 261
10674 | 8690950000 | RIDERSERIES RCL LED MODULE WITH FREEWHEEL DIODE RATED CONTROL VOLTAGE: 6?24 V DC PLUG-IN CONNECTION | 116
10675 | 8691010000 | RIDERSERIES RCL LED MODULE RATED CONTROL VOLTAGE: 6?24 V UC PLUG-IN CONNECTION | 116
10676 | 8693190000 | RIDERSERIES RCL RELAY N OF CONTACTS: 1 CO CONTACT AGNI RATED CONTROL VOLTAGE: 12 V DC CONTINUOUS CURRENT: 12 A PLUG-IN CONNECTION TEST BUTTON AVAILABLE: NO | 3
10677 | 8693260000 | TERMSERIES RELAY N OF CONTACTS: 1 CO CONTACT AGNI RATED CONTROL VOLTAGE: 24 V DC CONTINUOUS CURRENT: 16 A PLUG-IN CONNECTION TEST BUTTON AVAILABLE: NO | 3
10678 | 8693280000 | RIDERSERIES RCL RELAY N OF CONTACTS: 1 NO CONTACT AGNI RATED CONTROL VOLTAGE: 24 V DC CONTINUOUS CURRENT: 16 A PLUG-IN CONNECTION TEST BUTTON AVAILABLE: NO | 3
10679 | 8693300000 | RIDERSERIES RCL RELAY N OF CONTACTS: 1 CO CONTACT AGNI RATED CONTROL VOLTAGE: 230 V AC CONTINUOUS CURRENT: 12 A PLUG-IN CONNECTION TEST BUTTON AVAILABLE: NO | 3
10680 | 8693390000 | RIDERSERIES RCL RELAY N OF CONTACTS: 1 CO CONTACT AGNI RATED CONTROL VOLTAGE: 115 V AC CONTINUOUS CURRENT: 12 A PLUG-IN CONNECTION TEST BUTTON AVAILABLE: NO | 3
10681 | 8693890000 | RIDERSERIES RCL RELAY N OF CONTACTS: 1 CO CONTACT AGNI RATED CONTROL VOLTAGE: 115 V AC CONTINUOUS CURRENT: 16 A PLUG-IN CONNECTION TEST BUTTON AVAILABLE: NO | 3
10682 | 8693930000 | RIDERSERIES RCL RELAY SOCKET N OF CONTACTS: 2 CO CONTACT SCREW CONNECTION | 261
10683 | 8713730000 | RIDERSERIES RCL LED MODULE WITH FREEWHEEL DIODE RATED CONTROL VOLTAGE: 24?60 V DC PLUG-IN CONNECTION | 116
10684 | 8713780000 | RIDERSERIES RCL LED MODULE PROTECTIVE VARISTOR RATED CONTROL VOLTAGE: 6?24 V UC PLUG-IN CONNECTION | 116
10685 | 8713790000 | RIDERSERIES RCL LED MODULE PROTECTIVE VARISTOR RATED CONTROL VOLTAGE: 24?60 V UC PLUG-IN CONNECTION | 116
10686 | 8713800000 | RIDERSERIES RCL LED MODULE PROTECTIVE VARISTOR RATED CONTROL VOLTAGE: 110?230 V UC PLUG-IN CONNECTION | 116
10687 | 8810150000 | RIDERSERIES RCM RELAY MODULE N OF CONTACTS: 4 CO CONTACT WITH TEST BUTTON AGNI RATED CONTROL VOLTAGE: 115 V AC CONTINUOUS CURRENT: 6 A SCREW CONNECTION TEST BUTTON AVAILABLE: YES | 3
10688 | 8869350000 | RIDERSERIES RRD RELAY SOCKET N OF CONTACTS: 3 CO CONTACT CONTINUOUS CURRENT: 10 A SCREW CONNECTION | 585
10689 | 8869390000 | RIDERSERIES RCM RELAY SOCKET N OF CONTACTS: 4 CO CONTACT CONTINUOUS CURRENT: 6 A SCREW CONNECTION | 261
10690 | 8869400000 | RIDERSERIES RCM RELAY SOCKET N OF CONTACTS: 2 CO CONTACT CONTINUOUS CURRENT: 12 A SCREW CONNECTION | 261
10691 | 8869450000 | RIDERSERIES RCM RETAINING CLIP | 275
10692 | 8869490000 | RIDERSERIES RCI RELAY SOCKET N OF CONTACTS: 2 CO CONTACT CONTINUOUS CURRENT: 8 A SCREW CONNECTION | 261
10693 | 8869600000 | RIDERSERIES LED MODULE WITH FREEWHEEL DIODE RATED CONTROL VOLTAGE: 6?24 V DC PLUG-IN CONNECTION | 116
10694 | 8869610000 | RIDERSERIES LED MODULE RATED CONTROL VOLTAGE: 24?60 V UC PLUG-IN CONNECTION | 116
10695 | 8869620000 | RIDERSERIES LED MODULE RATED CONTROL VOLTAGE: 24?60 V UC PLUG-IN CONNECTION | 116
10696 | 8869750000 | RIDERSERIES PROTECTIVE VARISTOR RATED CONTROL VOLTAGE: 230 V UC PLUG-IN CONNECTION | 116
10697 | 8869790000 | RIDERSERIES RC FILTER RATED CONTROL VOLTAGE: 110?230 V UC PLUG-IN CONNECTION | 116
10698 | 8869830000 | RIDERSERIES RCI RELAY N OF CONTACTS: 1 CO CONTACT AGNI RATED CONTROL VOLTAGE: 110 V DC CONTINUOUS CURRENT: 16 A PLUG-IN CONNECTION TEST BUTTON AVAILABLE: NO | 3
10699 | 8869840000 | RIDERSERIES RCI RELAY N OF CONTACTS: 1 CO CONTACT AGNI RATED CONTROL VOLTAGE: 24 V AC CONTINUOUS CURRENT: 16 A PLUG-IN CONNECTION TEST BUTTON AVAILABLE: NO | 3
10700 | 8869910000 | RIDERSERIES RCI RELAY N OF CONTACTS: 2 CO CONTACT AGNI RATED CONTROL VOLTAGE: 110 V DC CONTINUOUS CURRENT: 8 A PLUG-IN CONNECTION TEST BUTTON AVAILABLE: NO | 3
10701 | 8869920000 | RIDERSERIES RCI RELAY N OF CONTACTS: 2 CO CONTACT AGNI RATED CONTROL VOLTAGE: 24 V AC CONTINUOUS CURRENT: 8 A PLUG-IN CONNECTION TEST BUTTON AVAILABLE: NO | 3
10702 | 8870020000 | RIDERSERIES RCI RELAY N OF CONTACTS: 2 CO CONTACT AGNI RATED CONTROL VOLTAGE: 12 V DC CONTINUOUS CURRENT: 8 A PLUG-IN CONNECTION TEST BUTTON AVAILABLE: YES | 3
10703 | 8870090000 | RIDERSERIES RCI RELAY N OF CONTACTS: 1 CO CONTACT AGNI RATED CONTROL VOLTAGE: 12 V DC CONTINUOUS CURRENT: 16 A PLUG-IN CONNECTION TEST BUTTON AVAILABLE: NO | 3
10704 | 8870140000 | RIDERSERIES RCI RELAY N OF CONTACTS: 1 CO CONTACT AGNI RATED CONTROL VOLTAGE: 115 V AC CONTINUOUS CURRENT: 16 A PLUG-IN CONNECTION TEST BUTTON AVAILABLE: NO | 3
10705 | 8870230000 | RIDERSERIES RCI RELAY N OF CONTACTS: 2 CO CONTACT AGNI RATED CONTROL VOLTAGE: 230 V AC CONTINUOUS CURRENT: 8 A PLUG-IN CONNECTION TEST BUTTON AVAILABLE: NO | 3
10706 | 8870250000 | RIDERSERIES RCI RELAY N OF CONTACTS: 1 CO CONTACT AGNI RATED CONTROL VOLTAGE: 24 V DC CONTINUOUS CURRENT: 16 A PLUG-IN CONNECTION TEST BUTTON AVAILABLE: YES | 3
10707 | 8870300000 | RIDERSERIES RCI RELAY N OF CONTACTS: 1 CO CONTACT AGNI RATED CONTROL VOLTAGE: 230 V AC CONTINUOUS CURRENT: 16 A PLUG-IN CONNECTION TEST BUTTON AVAILABLE: YES | 3
10708 | 8870320000 | RIDERSERIES RCI RELAY N OF CONTACTS: 2 CO CONTACT AGNI RATED CONTROL VOLTAGE: 24 V DC CONTINUOUS CURRENT: 8 A PLUG-IN CONNECTION TEST BUTTON AVAILABLE: YES | 3
10709 | 8870330000 | RIDERSERIES RCI RELAY N OF CONTACTS: 2 CO CONTACT AGNI RATED CONTROL VOLTAGE: 48 V DC CONTINUOUS CURRENT: 8 A PLUG-IN CONNECTION TEST BUTTON AVAILABLE: YES | 3
10710 | 8870350000 | RIDERSERIES RCI RELAY N OF CONTACTS: 2 CO CONTACT AGNI RATED CONTROL VOLTAGE: 24 V AC CONTINUOUS CURRENT: 8 A PLUG-IN CONNECTION TEST BUTTON AVAILABLE: YES | 3
10711 | 8870370000 | RIDERSERIES RCI RELAY N OF CONTACTS: 2 CO CONTACT AGNI RATED CONTROL VOLTAGE: 230 V AC CONTINUOUS CURRENT: 8 A PLUG-IN CONNECTION TEST BUTTON AVAILABLE: YES | 3
10712 | 8871000000 | RIDERSERIES RCI RELAY MODULE N OF CONTACTS: 1 CO CONTACT AGNI RATED CONTROL VOLTAGE: 24 V DC CONTINUOUS CURRENT: 16 A SCREW CONNECTION TEST BUTTON AVAILABLE: NO | 3
10713 | 8876220000 | RIDERSERIES RCM RELAY SOCKET N OF CONTACTS: 2 CO CONTACT CONTINUOUS CURRENT: 12 A PUSH IN | 3
10714 | 8881580000 | RIDERSERIES RCI RELAY MODULE N OF CONTACTS: 1 CO CONTACT AGNI RATED CONTROL VOLTAGE: 24 V DC CONTINUOUS CURRENT: 16 A SCREW CONNECTION TEST BUTTON AVAILABLE: YES | 3
10715 | 8920950000 | RIDERSERIES RCM RELAY MODULE N OF CONTACTS: 2 CO CONTACT AGNI RATED CONTROL VOLTAGE: 24 V AC CONTINUOUS CURRENT: 12 A SCREW CONNECTION TEST BUTTON AVAILABLE: YES | 3
10716 | 8921010000 | RIDERSERIES RCM RELAY MODULE N OF CONTACTS: 3 CO CONTACT AGNI RATED CONTROL VOLTAGE: 115 V AC CONTINUOUS CURRENT: 10 A SCREW CONNECTION TEST BUTTON AVAILABLE: YES | 3
10717 | 8921100000 | RIDERSERIES RCM RELAY MODULE N OF CONTACTS: 2 CO CONTACT AGNI RATED CONTROL VOLTAGE: 115 V AC CONTINUOUS CURRENT: 12 A PUSH IN TEST BUTTON AVAILABLE: YES | 3
10718 | 8935530000 | RIDERSERIES RCM RELAY N OF CONTACTS: 4 CO CONTACT WITH TEST BUTTON RATED CONTROL VOLTAGE: 21 V DC 16.8 V DC...24 V DC...30 V DC CONTINUOUS CURRENT: 3 A PLUG-IN CONNECTION TEST BUTTON AVAILABLE: YES | 3
10719 | 8957190000 | RIDERSERIES RCM RELAY N OF CONTACTS: 4 CO CONTACT AGNI RATED CONTROL VOLTAGE: 110 V DC CONTINUOUS CURRENT: 6 A PLUG-IN CONNECTION TEST BUTTON AVAILABLE: YES | 3
10720 | 1728750000 | PCB PLUG-IN CONNECTOR MALE HEADER FLANGE THT SOLDER CONNECTION 3.50 MM N OF POLES: 30 90° SOLDER PIN LENGTH (L): 3.5 MM TINNED ORANGE BOX | 0
10721 | 1729090000 | PCB PLUG-IN CONNECTOR MALE HEADER CLOSED SIDE THT SOLDER CONNECTION 3.50 MM N OF POLES: 34 180° SOLDER PIN LENGTH (L): 3.5 MM TINNED BOX | 0
10722 | 1729070000 | PCB PLUG-IN CONNECTOR MALE HEADER CLOSED SIDE THT SOLDER CONNECTION 3.50 MM N OF POLES: 30 180° SOLDER PIN LENGTH (L): 3.5 MM TINNED BOX | 0
10723 | 1001810000 | PRINTED CIRCUIT BOARD TERMINALS 5.00 MM N OF POLES: 14 90° SOLDER PIN LENGTH (L): 3.2 MM TINNED ORANGE CLAMPING YOKE CONNECTION CLAMPING RANGE MAX. : 6 MM² BOX | 1
10724 | 1001830000 | PRINTED CIRCUIT BOARD TERMINALS 5.00 MM N OF POLES: 24 90° SOLDER PIN LENGTH (L): 3.2 MM TINNED ORANGE CLAMPING YOKE CONNECTION CLAMPING RANGE MAX. : 6 MM² BOX | 1
10725 | 1001930000 | PRINTED CIRCUIT BOARD TERMINALS 5.08 MM N OF POLES: 12 90° SOLDER PIN LENGTH (L): 3.2 MM TINNED ORANGE CLAMPING YOKE CONNECTION CLAMPING RANGE MAX. : 6 MM² BOX | 1
10726 | 1001940000 | PRINTED CIRCUIT BOARD TERMINALS 5.08 MM N OF POLES: 13 90° SOLDER PIN LENGTH (L): 3.2 MM TINNED ORANGE CLAMPING YOKE CONNECTION CLAMPING RANGE MAX. : 6 MM² BOX | 1
10727 | 1002000000 | PRINTED CIRCUIT BOARD TERMINALS 5.08 MM N OF POLES: 19 90° SOLDER PIN LENGTH (L): 3.2 MM TINNED ORANGE CLAMPING YOKE CONNECTION CLAMPING RANGE MAX. : 6 MM² BOX | 1
10728 | 1045030000 | PCB PLUG-IN CONNECTOR MALE HEADER CLOSED SIDE THT/THR SOLDER CONNECTION 3.50 MM N OF POLES: 2 90° SOLDER PIN LENGTH (L): 3.2 MM TINNED TAPE | 0
10729 | 1045740000 | PRINTED CIRCUIT BOARD TERMINALS 5.08 MM N OF POLES: 3 90° SOLDER PIN LENGTH (L): 3.2 MM TINNED PALE GREEN CLAMPING YOKE CONNECTION CLAMPING RANGE MAX. : 6 MM² BOX | 1
10730 | 1597250000 | PCB PLUG-IN CONNECTOR MALE HEADER OPEN SIDE THT SOLDER CONNECTION 3.50 MM N OF POLES: 6 90° SOLDER PIN LENGTH (L): 3.2 MM TINNED ORANGE BOX | 0
10731 | 1597340000 | PCB PLUG-IN CONNECTOR MALE HEADER OPEN SIDE THT SOLDER CONNECTION 3.50 MM N OF POLES: 15 90° SOLDER PIN LENGTH (L): 3.2 MM TINNED ORANGE BOX | 0
10732 | 1604500000 | PCB PLUG-IN CONNECTOR MALE HEADER CLOSED SIDE THT SOLDER CONNECTION 3.50 MM N OF POLES: 5 180° SOLDER PIN LENGTH (L): 3.2 MM TINNED ORANGE BOX | 0
10733 | 1604560000 | PCB PLUG-IN CONNECTOR MALE HEADER CLOSED SIDE THT SOLDER CONNECTION 3.50 MM N OF POLES: 11 180° SOLDER PIN LENGTH (L): 3.2 MM TINNED ORANGE BOX | 0
10734 | 1604590000 | PCB PLUG-IN CONNECTOR MALE HEADER CLOSED SIDE THT SOLDER CONNECTION 3.50 MM N OF POLES: 14 180° SOLDER PIN LENGTH (L): 3.2 MM TINNED ORANGE BOX | 0
10735 | 1604610000 | PCB PLUG-IN CONNECTOR MALE HEADER CLOSED SIDE THT SOLDER CONNECTION 3.50 MM N OF POLES: 16 180° SOLDER PIN LENGTH (L): 3.2 MM TINNED ORANGE BOX | 0
10736 | 1604630000 | PCB PLUG-IN CONNECTOR MALE HEADER CLOSED SIDE THT SOLDER CONNECTION 3.50 MM N OF POLES: 3 180° SOLDER PIN LENGTH (L): 4.5 MM TINNED ORANGE BOX | 0
10737 | 1604780000 | PCB PLUG-IN CONNECTOR MALE HEADER OPEN SIDE THT SOLDER CONNECTION 3.50 MM N OF POLES: 3 180° SOLDER PIN LENGTH (L): 3.2 MM TINNED ORANGE BOX | 0
10738 | 1604790000 | PCB PLUG-IN CONNECTOR MALE HEADER OPEN SIDE THT SOLDER CONNECTION 3.50 MM N OF POLES: 4 180° SOLDER PIN LENGTH (L): 3.2 MM TINNED ORANGE BOX | 0
10739 | 1604800000 | PCB PLUG-IN CONNECTOR MALE HEADER OPEN SIDE THT SOLDER CONNECTION 3.50 MM N OF POLES: 5 180° SOLDER PIN LENGTH (L): 3.2 MM TINNED ORANGE BOX | 0
10740 | 1604820000 | PCB PLUG-IN CONNECTOR MALE HEADER OPEN SIDE THT SOLDER CONNECTION 3.50 MM N OF POLES: 7 180° SOLDER PIN LENGTH (L): 3.2 MM TINNED ORANGE BOX | 0
10741 | 1604840000 | PCB PLUG-IN CONNECTOR MALE HEADER OPEN SIDE THT SOLDER CONNECTION 3.50 MM N OF POLES: 9 180° SOLDER PIN LENGTH (L): 3.2 MM TINNED ORANGE BOX | 0
10742 | 1605210000 | PCB PLUG-IN CONNECTOR MALE HEADER CLOSED SIDE THT SOLDER CONNECTION 3.50 MM N OF POLES: 16 90° SOLDER PIN LENGTH (L): 3.2 MM TINNED ORANGE BOX | 0
10743 | 1607060000 | PCB PLUG-IN CONNECTOR MALE HEADER FLANGE THT SOLDER CONNECTION 3.50 MM N OF POLES: 4 90° SOLDER PIN LENGTH (L): 3.2 MM TINNED ORANGE BOX | 0
10744 | 1607080000 | PCB PLUG-IN CONNECTOR MALE HEADER FLANGE THT SOLDER CONNECTION 3.50 MM N OF POLES: 6 90° SOLDER PIN LENGTH (L): 3.2 MM TINNED ORANGE BOX | 0
10745 | 1607100000 | PCB PLUG-IN CONNECTOR MALE HEADER FLANGE THT SOLDER CONNECTION 3.50 MM N OF POLES: 8 90° SOLDER PIN LENGTH (L): 3.2 MM TINNED ORANGE BOX | 0
10746 | 1607180000 | PCB PLUG-IN CONNECTOR MALE HEADER FLANGE THT SOLDER CONNECTION 3.50 MM N OF POLES: 16 90° SOLDER PIN LENGTH (L): 3.2 MM TINNED ORANGE BOX | 0
10747 | 1607580000 | PCB PLUG-IN CONNECTOR MALE HEADER FLANGE THT SOLDER CONNECTION 3.50 MM N OF POLES: 10 180° SOLDER PIN LENGTH (L): 3.2 MM TINNED ORANGE BOX | 0
10748 | 1607590000 | PCB PLUG-IN CONNECTOR MALE HEADER FLANGE THT SOLDER CONNECTION 3.50 MM N OF POLES: 11 180° SOLDER PIN LENGTH (L): 3.2 MM TINNED ORANGE BOX | 0
10749 | 1607600000 | PCB PLUG-IN CONNECTOR MALE HEADER FLANGE THT SOLDER CONNECTION 3.50 MM N OF POLES: 12 180° SOLDER PIN LENGTH (L): 3.2 MM TINNED ORANGE BOX | 0
10750 | 1607640000 | PCB PLUG-IN CONNECTOR MALE HEADER FLANGE THT SOLDER CONNECTION 3.50 MM N OF POLES: 16 180° SOLDER PIN LENGTH (L): 3.2 MM TINNED ORANGE BOX | 0
10751 | 1615300000 | PCB PLUG-IN CONNECTOR MALE HEADER OPEN SIDE THT SOLDER CONNECTION 3.50 MM N OF POLES: 3 90° SOLDER PIN LENGTH (L): 4.5 MM TINNED BOX | 0
10752 | 1615310000 | PCB PLUG-IN CONNECTOR MALE HEADER OPEN SIDE THT SOLDER CONNECTION 3.50 MM N OF POLES: 4 90° SOLDER PIN LENGTH (L): 4.5 MM TINNED BOX | 0
10753 | 1615400000 | PCB PLUG-IN CONNECTOR MALE HEADER OPEN SIDE THT SOLDER CONNECTION 3.50 MM N OF POLES: 14 90° SOLDER PIN LENGTH (L): 4.5 MM TINNED BOX | 0
10754 | 1615420000 | PCB PLUG-IN CONNECTOR MALE HEADER CLOSED SIDE THT SOLDER CONNECTION 3.50 MM N OF POLES: 3 90° SOLDER PIN LENGTH (L): 4.5 MM TINNED BOX | 0
10755 | 1615430000 | PCB PLUG-IN CONNECTOR MALE HEADER CLOSED SIDE THT SOLDER CONNECTION 3.50 MM N OF POLES: 4 90° SOLDER PIN LENGTH (L): 4.5 MM TINNED BOX | 0
10756 | 1615440000 | PCB PLUG-IN CONNECTOR MALE HEADER CLOSED SIDE THT SOLDER CONNECTION 3.50 MM N OF POLES: 6 90° SOLDER PIN LENGTH (L): 4.5 MM TINNED BOX | 0
10757 | 1615450000 | PCB PLUG-IN CONNECTOR MALE HEADER CLOSED SIDE THT SOLDER CONNECTION 3.50 MM N OF POLES: 7 90° SOLDER PIN LENGTH (L): 4.5 MM TINNED BOX | 0
10758 | 1615480000 | PCB PLUG-IN CONNECTOR MALE HEADER CLOSED SIDE THT SOLDER CONNECTION 3.50 MM N OF POLES: 11 90° SOLDER PIN LENGTH (L): 4.5 MM TINNED BOX | 0
10759 | 1616080000 | PCB PLUG-IN CONNECTOR MALE HEADER CLOSED SIDE THT SOLDER CONNECTION 3.50 MM N OF POLES: 10 180° SOLDER PIN LENGTH (L): 4.5 MM TINNED BOX | 0
10760 | 1616100000 | PCB PLUG-IN CONNECTOR MALE HEADER CLOSED SIDE THT SOLDER CONNECTION 3.50 MM N OF POLES: 12 180° SOLDER PIN LENGTH (L): 4.5 MM TINNED BOX | 0
10761 | 1616170000 | PCB PLUG-IN CONNECTOR MALE HEADER FLANGE THT SOLDER CONNECTION 3.50 MM N OF POLES: 5 180° SOLDER PIN LENGTH (L): 4.5 MM TINNED BOX | 0
10762 | 1616180000 | PCB PLUG-IN CONNECTOR MALE HEADER FLANGE THT SOLDER CONNECTION 3.50 MM N OF POLES: 6 180° SOLDER PIN LENGTH (L): 4.5 MM TINNED BOX | 0
10763 | 1618030000 | PCB PLUG-IN CONNECTOR MALE HEADER CLOSED SIDE THT SOLDER CONNECTION 3.50 MM N OF POLES: 22 90° SOLDER PIN LENGTH (L): 4.5 MM TINNED BOX | 0
10764 | 1618980000 | PCB PLUG-IN CONNECTOR MALE HEADER FLANGE THT SOLDER CONNECTION 3.50 MM N OF POLES: 24 180° SOLDER PIN LENGTH (L): 4.5 MM TINNED BOX | 0
10765 | 1619400000 | PCB PLUG-IN CONNECTOR MALE HEADER CLOSED SIDE THT SOLDER CONNECTION 3.50 MM N OF POLES: 19 90° SOLDER PIN LENGTH (L): 3.2 MM TINNED ORANGE BOX | 0
10766 | 1619790000 | PCB PLUG-IN CONNECTOR MALE HEADER FLANGE THT SOLDER CONNECTION 3.50 MM N OF POLES: 19 90° SOLDER PIN LENGTH (L): 3.2 MM TINNED ORANGE BOX | 0
10767 | 1622230000 | PCB PLUG-IN CONNECTOR MALE HEADER FLANGE THT SOLDER CONNECTION 3.50 MM N OF POLES: 22 180° SOLDER PIN LENGTH (L): 3.2 MM TINNED ORANGE BOX | 0
10768 | 1639230000 | PCB PLUG-IN CONNECTOR FEMALE PLUG 3.50 MM N OF POLES: 24 90° CLAMPING YOKE CONNECTION CLAMPING RANGE MAX. : 1.5 MM² BOX | 1
10769 | 1639500000 | PCB PLUG-IN CONNECTOR FEMALE PLUG 3.50 MM N OF POLES: 5 270° CLAMPING YOKE CONNECTION CLAMPING RANGE MAX. : 1.5 MM² BOX | 1
10770 | 1639540000 | PCB PLUG-IN CONNECTOR FEMALE PLUG 3.50 MM N OF POLES: 9 270° CLAMPING YOKE CONNECTION CLAMPING RANGE MAX. : 1.5 MM² BOX | 1
10771 | 1639570000 | PCB PLUG-IN CONNECTOR FEMALE PLUG 3.50 MM N OF POLES: 12 270° CLAMPING YOKE CONNECTION CLAMPING RANGE MAX. : 1.5 MM² BOX | 1
10772 | 1639610000 | PCB PLUG-IN CONNECTOR FEMALE PLUG 3.50 MM N OF POLES: 16 270° CLAMPING YOKE CONNECTION CLAMPING RANGE MAX. : 1.5 MM² BOX | 1
10773 | 1639640000 | PCB PLUG-IN CONNECTOR FEMALE PLUG 3.50 MM N OF POLES: 19 270° CLAMPING YOKE CONNECTION CLAMPING RANGE MAX. : 1.5 MM² BOX | 1
10774 | 1639670000 | PCB PLUG-IN CONNECTOR FEMALE PLUG 3.50 MM N OF POLES: 22 270° CLAMPING YOKE CONNECTION CLAMPING RANGE MAX. : 1.5 MM² BOX | 1
10775 | 1639830000 | PCB PLUG-IN CONNECTOR FEMALE PLUG 3.50 MM N OF POLES: 15 270° CLAMPING YOKE CONNECTION CLAMPING RANGE MAX. : 1.5 MM² BOX | 1
10776 | 1683240000 | PCB PLUG-IN CONNECTOR MALE HEADER CLOSED SIDE THT SOLDER CONNECTION 3.50 MM N OF POLES: 2 90° SOLDER PIN LENGTH (L): 3.2 MM TINNED BOX | 0
10777 | 1715260000 | PRINTED CIRCUIT BOARD TERMINALS 5.00 MM N OF POLES: 3 90° SOLDER PIN LENGTH (L): 3.5 MM TINNED CLAMPING YOKE CONNECTION CLAMPING RANGE MAX. : 2.5 MM² BOX | 1
10778 | 1715310000 | PRINTED CIRCUIT BOARD TERMINALS 5.00 MM N OF POLES: 2 90° SOLDER PIN LENGTH (L): 3.5 MM TINNED ORANGE CLAMPING YOKE CONNECTION CLAMPING RANGE MAX. : 2.5 MM² BOX | 1
10779 | 1715340000 | PRINTED CIRCUIT BOARD TERMINALS 5.00 MM N OF POLES: 3 180° SOLDER PIN LENGTH (L): 3.5 MM TINNED ORANGE CLAMPING YOKE CONNECTION CLAMPING RANGE MAX. : 2.5 MM² BOX | 1
10780 | 1763000000 | PCB PLUG-IN CONNECTOR MALE HEADER CLOSED SIDE THT SOLDER CONNECTION 3.50 MM N OF POLES: 5 90° SOLDER PIN LENGTH (L): 3.2 MM TINNED BOX | 0
10781 | 1766300000 | PRINTED CIRCUIT BOARD TERMINALS 5.08 MM N OF POLES: 2 90° SOLDER PIN LENGTH (L): 3.5 MM TINNED ORANGE CLAMPING YOKE CONNECTION CLAMPING RANGE MAX. : 2.5 MM² BOX | 1
10782 | 1768870000 | PRINTED CIRCUIT BOARD TERMINALS 5.08 MM N OF POLES: 8 90° SOLDER PIN LENGTH (L): 3.5 MM TINNED ORANGE CLAMPING YOKE CONNECTION CLAMPING RANGE MAX. : 2.5 MM² BOX | 1
10783 | 1768880000 | PRINTED CIRCUIT BOARD TERMINALS 5.08 MM N OF POLES: 10 90° SOLDER PIN LENGTH (L): 3.5 MM TINNED ORANGE CLAMPING YOKE CONNECTION CLAMPING RANGE MAX. : 2.5 MM² BOX | 1
10784 | 1768900000 | PRINTED CIRCUIT BOARD TERMINALS 5.08 MM N OF POLES: 14 90° SOLDER PIN LENGTH (L): 3.5 MM TINNED ORANGE CLAMPING YOKE CONNECTION CLAMPING RANGE MAX. : 2.5 MM² BOX | 1
10785 | 1768930000 | PRINTED CIRCUIT BOARD TERMINALS 5.08 MM N OF POLES: 20 90° SOLDER PIN LENGTH (L): 3.5 MM TINNED ORANGE CLAMPING YOKE CONNECTION CLAMPING RANGE MAX. : 2.5 MM² BOX | 1
10786 | 1769000000 | PRINTED CIRCUIT BOARD TERMINALS 5.08 MM N OF POLES: 34 90° SOLDER PIN LENGTH (L): 3.5 MM TINNED ORANGE CLAMPING YOKE CONNECTION CLAMPING RANGE MAX. : 2.5 MM² BOX | 1
10787 | 1769070000 | PRINTED CIRCUIT BOARD TERMINALS 5.08 MM N OF POLES: 48 90° SOLDER PIN LENGTH (L): 3.5 MM TINNED ORANGE CLAMPING YOKE CONNECTION CLAMPING RANGE MAX. : 2.5 MM² BOX | 1
10788 | 1769250000 | PRINTED CIRCUIT BOARD TERMINALS 5.08 MM N OF POLES: 6 90° SOLDER PIN LENGTH (L): 3.5 MM TINNED ORANGE CLAMPING YOKE CONNECTION CLAMPING RANGE MAX. : 2.5 MM² BOX | 1
10789 | 1769260000 | PRINTED CIRCUIT BOARD TERMINALS 5.08 MM N OF POLES: 8 90° SOLDER PIN LENGTH (L): 3.5 MM TINNED ORANGE CLAMPING YOKE CONNECTION CLAMPING RANGE MAX. : 2.5 MM² BOX | 1
10790 | 1769300000 | PRINTED CIRCUIT BOARD TERMINALS 5.08 MM N OF POLES: 16 90° SOLDER PIN LENGTH (L): 3.5 MM TINNED ORANGE CLAMPING YOKE CONNECTION CLAMPING RANGE MAX. : 2.5 MM² BOX | 1
10791 | 1769340000 | PRINTED CIRCUIT BOARD TERMINALS 5.08 MM N OF POLES: 24 90° SOLDER PIN LENGTH (L): 3.5 MM TINNED ORANGE CLAMPING YOKE CONNECTION CLAMPING RANGE MAX. : 2.5 MM² BOX | 1
10792 | 1769380000 | PRINTED CIRCUIT BOARD TERMINALS 5.08 MM N OF POLES: 32 90° SOLDER PIN LENGTH (L): 3.5 MM TINNED ORANGE CLAMPING YOKE CONNECTION CLAMPING RANGE MAX. : 2.5 MM² BOX | 1
10793 | 1769450000 | PRINTED CIRCUIT BOARD TERMINALS 5.08 MM N OF POLES: 46 90° SOLDER PIN LENGTH (L): 3.5 MM TINNED ORANGE CLAMPING YOKE CONNECTION CLAMPING RANGE MAX. : 2.5 MM² BOX | 1
10794 | 1769460000 | PRINTED CIRCUIT BOARD TERMINALS 5.08 MM N OF POLES: 48 90° SOLDER PIN LENGTH (L): 3.5 MM TINNED ORANGE CLAMPING YOKE CONNECTION CLAMPING RANGE MAX. : 2.5 MM² BOX | 1
10795 | 1769620000 | PRINTED CIRCUIT BOARD TERMINALS 5.08 MM N OF POLES: 6 90° SOLDER PIN LENGTH (L): 3.5 MM TINNED ORANGE CLAMPING YOKE CONNECTION CLAMPING RANGE MAX. : 2.5 MM² BOX | 1
10796 | 1769630000 | PRINTED CIRCUIT BOARD TERMINALS 5.08 MM N OF POLES: 9 90° SOLDER PIN LENGTH (L): 3.5 MM TINNED ORANGE CLAMPING YOKE CONNECTION CLAMPING RANGE MAX. : 2.5 MM² BOX | 1
10797 | 1769650000 | PRINTED CIRCUIT BOARD TERMINALS 5.08 MM N OF POLES: 15 90° SOLDER PIN LENGTH (L): 3.5 MM TINNED ORANGE CLAMPING YOKE CONNECTION CLAMPING RANGE MAX. : 2.5 MM² BOX | 1
10798 | 1769720000 | PRINTED CIRCUIT BOARD TERMINALS 5.08 MM N OF POLES: 36 90° SOLDER PIN LENGTH (L): 3.5 MM TINNED ORANGE CLAMPING YOKE CONNECTION CLAMPING RANGE MAX. : 2.5 MM² BOX | 1
10799 | 1769810000 | PRINTED CIRCUIT BOARD TERMINALS 5.08 MM N OF POLES: 63 90° SOLDER PIN LENGTH (L): 3.5 MM TINNED ORANGE CLAMPING YOKE CONNECTION CLAMPING RANGE MAX. : 2.5 MM² BOX | 1
10800 | 1769970000 | PRINTED CIRCUIT BOARD TERMINALS 5.08 MM N OF POLES: 18 90° SOLDER PIN LENGTH (L): 3.5 MM TINNED CLAMPING YOKE CONNECTION CLAMPING RANGE MAX. : 2.5 MM² BOX | 1
10801 | 1769990000 | PRINTED CIRCUIT BOARD TERMINALS 5.08 MM N OF POLES: 24 90° SOLDER PIN LENGTH (L): 3.5 MM TINNED CLAMPING YOKE CONNECTION CLAMPING RANGE MAX. : 2.5 MM² BOX | 1
10802 | 1862580000 | PCB PLUG-IN CONNECTOR MALE HEADER SOLDER FLANGE THT/THR SOLDER CONNECTION 3.81 MM N OF POLES: 3 90° SOLDER PIN LENGTH (L): 1.5 MM TINNED BOX | 0
10803 | 1862740000 | PCB PLUG-IN CONNECTOR MALE HEADER CLOSED SIDE THT/THR SOLDER CONNECTION 3.81 MM N OF POLES: 13 90° SOLDER PIN LENGTH (L): 3.2 MM TINNED BOX | 0
10804 | 1862940000 | PCB PLUG-IN CONNECTOR MALE HEADER CLOSED SIDE THT/THR SOLDER CONNECTION 3.81 MM N OF POLES: 3 180° SOLDER PIN LENGTH (L): 3.2 MM TINNED BOX | 0
10805 | 1862960000 | PCB PLUG-IN CONNECTOR MALE HEADER CLOSED SIDE THT/THR SOLDER CONNECTION 3.81 MM N OF POLES: 2 90° SOLDER PIN LENGTH (L): 1.5 MM TINNED BOX | 0
10806 | 1863030000 | PCB PLUG-IN CONNECTOR MALE HEADER CLOSED SIDE THT/THR SOLDER CONNECTION 3.81 MM N OF POLES: 7 180° SOLDER PIN LENGTH (L): 3.2 MM TINNED BOX | 0
10807 | 1863320000 | PCB PLUG-IN CONNECTOR MALE HEADER CLOSED SIDE THT/THR SOLDER CONNECTION 3.81 MM N OF POLES: 11 180° SOLDER PIN LENGTH (L): 3.2 MM TINNED BOX | 0
10808 | 1863390000 | PCB PLUG-IN CONNECTOR MALE HEADER SOLDER FLANGE THT/THR SOLDER CONNECTION 3.81 MM N OF POLES: 11 180° SOLDER PIN LENGTH (L): 3.2 MM TINNED BOX | 0
10809 | 1863480000 | PCB PLUG-IN CONNECTOR MALE HEADER SOLDER FLANGE THT/THR SOLDER CONNECTION 3.81 MM N OF POLES: 16 180° SOLDER PIN LENGTH (L): 3.2 MM TINNED BOX | 0
10810 | 1863670000 | PCB PLUG-IN CONNECTOR MALE HEADER SOLDER FLANGE THT/THR SOLDER CONNECTION 3.81 MM N OF POLES: 2 90° SOLDER PIN LENGTH (L): 3.2 MM TINNED BOX | 0
10811 | 1863730000 | PCB PLUG-IN CONNECTOR MALE HEADER CLOSED SIDE THT/THR SOLDER CONNECTION 3.81 MM N OF POLES: 3 180° SOLDER PIN LENGTH (L): 1.5 MM TINNED BOX | 0
10812 | 1863770000 | PCB PLUG-IN CONNECTOR MALE HEADER SOLDER FLANGE THT/THR SOLDER CONNECTION 3.81 MM N OF POLES: 9 90° SOLDER PIN LENGTH (L): 3.2 MM TINNED BOX | 0
10813 | 1863790000 | PCB PLUG-IN CONNECTOR MALE HEADER SOLDER FLANGE THT/THR SOLDER CONNECTION 3.81 MM N OF POLES: 10 90° SOLDER PIN LENGTH (L): 3.2 MM TINNED BOX | 0
10814 | 1863810000 | PCB PLUG-IN CONNECTOR MALE HEADER SOLDER FLANGE THT/THR SOLDER CONNECTION 3.81 MM N OF POLES: 11 90° SOLDER PIN LENGTH (L): 3.2 MM TINNED BOX | 0
10815 | 1863870000 | PCB PLUG-IN CONNECTOR MALE HEADER SOLDER FLANGE THT/THR SOLDER CONNECTION 3.81 MM N OF POLES: 16 90° SOLDER PIN LENGTH (L): 3.2 MM TINNED BOX | 0
10816 | 1864040000 | PCB PLUG-IN CONNECTOR MALE HEADER CLOSED SIDE THT/THR SOLDER CONNECTION 3.81 MM N OF POLES: 16 180° SOLDER PIN LENGTH (L): 1.5 MM TINNED BOX | 0
10817 | 1864070000 | PCB PLUG-IN CONNECTOR MALE HEADER SOLDER FLANGE THT/THR SOLDER CONNECTION 3.81 MM N OF POLES: 2 180° SOLDER PIN LENGTH (L): 1.5 MM TINNED BOX | 0
10818 | 1864130000 | PCB PLUG-IN CONNECTOR MALE HEADER SOLDER FLANGE THT/THR SOLDER CONNECTION 3.81 MM N OF POLES: 8 180° SOLDER PIN LENGTH (L): 1.5 MM TINNED BOX | 0
10819 | 1864150000 | PCB PLUG-IN CONNECTOR MALE HEADER SOLDER FLANGE THT/THR SOLDER CONNECTION 3.81 MM N OF POLES: 10 180° SOLDER PIN LENGTH (L): 1.5 MM TINNED BOX | 0
10820 | 1864170000 | PCB PLUG-IN CONNECTOR MALE HEADER SOLDER FLANGE THT/THR SOLDER CONNECTION 3.81 MM N OF POLES: 12 180° SOLDER PIN LENGTH (L): 1.5 MM TINNED BOX | 0
10821 | 1876340000 | PCB PLUG-IN CONNECTOR MALE HEADER CLOSED SIDE THT/THR SOLDER CONNECTION 5.08 MM N OF POLES: 2 270° SOLDER PIN LENGTH (L): 1.5 MM TINNED BOX | 0
10822 | 1877140000 | PCB PLUG-IN CONNECTOR MALE HEADER CLOSED SIDE THT/THR SOLDER CONNECTION 5.08 MM N OF POLES: 4 270° SOLDER PIN LENGTH (L): 1.5 MM TINNED BOX | 0
10823 | 1877420000 | PCB PLUG-IN CONNECTOR MALE HEADER CLOSED SIDE THT/THR SOLDER CONNECTION 5.08 MM N OF POLES: 7 270° SOLDER PIN LENGTH (L): 3.2 MM TINNED BOX | 0
10824 | 1877490000 | PCB PLUG-IN CONNECTOR MALE HEADER CLOSED SIDE THT/THR SOLDER CONNECTION 5.08 MM N OF POLES: 3 270° SOLDER PIN LENGTH (L): 3.2 MM TINNED BOX | 0
10825 | 1877540000 | PCB PLUG-IN CONNECTOR MALE HEADER CLOSED SIDE THT/THR SOLDER CONNECTION 5.08 MM N OF POLES: 7 270° SOLDER PIN LENGTH (L): 3.2 MM TINNED BOX | 0
10826 | 1915640000 | PRINTED CIRCUIT BOARD TERMINALS 5.08 MM N OF POLES: 8 90° SOLDER PIN LENGTH (L): 3.5 MM TINNED PALE GREEN CLAMPING YOKE CONNECTION CLAMPING RANGE MAX. : 2.5 MM² BOX | 1
10827 | 1924880000 | PRINTED CIRCUIT BOARD TERMINALS 5.00 MM N OF POLES: 5 90° SOLDER PIN LENGTH (L): 1.5 MM PUSH IN WITH ACTUATOR CLAMPING RANGE MAX. : 1.5 MM² TAPE | 41
10828 | 1924890000 | PRINTED CIRCUIT BOARD TERMINALS 5.00 MM N OF POLES: 8 90° SOLDER PIN LENGTH (L): 1.5 MM PUSH IN WITH ACTUATOR CLAMPING RANGE MAX. : 1.5 MM² TAPE | 41
10829 | 1934270000 | PRINTED CIRCUIT BOARD TERMINALS 5.00 MM N OF POLES: 2 90° SOLDER PIN LENGTH (L): 3.2 MM TINNED ORANGE CLAMPING YOKE CONNECTION CLAMPING RANGE MAX. : 6 MM² BOX | 1
10830 | 1977260000 | PRINTED CIRCUIT BOARD TERMINALS 5.00 MM N OF POLES: 8 90° SOLDER PIN LENGTH (L): 3.2 MM TINNED ORANGE CLAMPING YOKE CONNECTION CLAMPING RANGE MAX. : 6 MM² BOX | 1
10831 | 1977330000 | PRINTED CIRCUIT BOARD TERMINALS 5.00 MM N OF POLES: 20 90° SOLDER PIN LENGTH (L): 3.2 MM TINNED ORANGE CLAMPING YOKE CONNECTION CLAMPING RANGE MAX. : 6 MM² BOX | 1
10832 | 1977480000 | PRINTED CIRCUIT BOARD TERMINALS 5.08 MM N OF POLES: 8 90° SOLDER PIN LENGTH (L): 3.2 MM TINNED ORANGE CLAMPING YOKE CONNECTION CLAMPING RANGE MAX. : 6 MM² BOX | 1
10833 | 1977500000 | PRINTED CIRCUIT BOARD TERMINALS 5.08 MM N OF POLES: 12 90° SOLDER PIN LENGTH (L): 3.2 MM TINNED ORANGE CLAMPING YOKE CONNECTION CLAMPING RANGE MAX. : 6 MM² BOX | 1
10834 | 1977600000 | PRINTED CIRCUIT BOARD TERMINALS 5.08 MM N OF POLES: 32 90° SOLDER PIN LENGTH (L): 3.2 MM TINNED ORANGE CLAMPING YOKE CONNECTION CLAMPING RANGE MAX. : 6 MM² BOX | 1
10835 | 1979100000 | PRINTED CIRCUIT BOARD TERMINALS 5.08 MM N OF POLES: 24 90° SOLDER PIN LENGTH (L): 3.2 MM TINNED ORANGE CLAMPING YOKE CONNECTION CLAMPING RANGE MAX. : 6 MM² BOX | 1
10836 | 1979180000 | PRINTED CIRCUIT BOARD TERMINALS 5.08 MM N OF POLES: 48 90° SOLDER PIN LENGTH (L): 3.2 MM TINNED ORANGE CLAMPING YOKE CONNECTION CLAMPING RANGE MAX. : 6 MM² BOX | 1
10837 | 9994000000 | PRINTED CIRCUIT BOARD TERMINALS 5.08 MM N OF POLES: 12 90° SOLDER PIN LENGTH (L): 3.5 MM TINNED CLAMPING YOKE CONNECTION CLAMPING RANGE MAX. : 2.5 MM² BOX | 1
10838 | 9994190000 | PRINTED CIRCUIT BOARD TERMINALS 5.08 MM N OF POLES: 10 90° SOLDER PIN LENGTH (L): 3.5 MM TINNED ORANGE CLAMPING YOKE CONNECTION CLAMPING RANGE MAX. : 2.5 MM² BOX | 1
10839 | 9994200000 | PRINTED CIRCUIT BOARD TERMINALS 5.08 MM N OF POLES: 11 90° SOLDER PIN LENGTH (L): 3.5 MM TINNED ORANGE CLAMPING YOKE CONNECTION CLAMPING RANGE MAX. : 2.5 MM² BOX | 1
10840 | 9994260000 | PRINTED CIRCUIT BOARD TERMINALS 5.08 MM N OF POLES: 17 90° SOLDER PIN LENGTH (L): 3.5 MM TINNED ORANGE CLAMPING YOKE CONNECTION CLAMPING RANGE MAX. : 2.5 MM² BOX | 1
10841 | 9994290000 | PRINTED CIRCUIT BOARD TERMINALS 5.08 MM N OF POLES: 20 90° SOLDER PIN LENGTH (L): 3.5 MM TINNED ORANGE CLAMPING YOKE CONNECTION CLAMPING RANGE MAX. : 2.5 MM² BOX | 1
10842 | 9994320000 | PRINTED CIRCUIT BOARD TERMINALS 5.08 MM N OF POLES: 23 90° SOLDER PIN LENGTH (L): 3.5 MM TINNED ORANGE CLAMPING YOKE CONNECTION CLAMPING RANGE MAX. : 2.5 MM² BOX | 1
10843 | 9994340000 | PRINTED CIRCUIT BOARD TERMINALS 5.08 MM N OF POLES: 4 135° SOLDER PIN LENGTH (L): 3.5 MM TINNED CLAMPING YOKE CONNECTION CLAMPING RANGE MAX. : 2.5 MM² BOX | 1
10844 | 9994370000 | PRINTED CIRCUIT BOARD TERMINALS 5.08 MM N OF POLES: 7 135° SOLDER PIN LENGTH (L): 3.5 MM TINNED CLAMPING YOKE CONNECTION CLAMPING RANGE MAX. : 2.5 MM² BOX | 1
10845 | 9994560000 | PRINTED CIRCUIT BOARD TERMINALS 5.08 MM N OF POLES: 5 135° SOLDER PIN LENGTH (L): 3.5 MM TINNED ORANGE CLAMPING YOKE CONNECTION CLAMPING RANGE MAX. : 2.5 MM² BOX | 1
10846 | 9994590000 | PRINTED CIRCUIT BOARD TERMINALS 5.08 MM N OF POLES: 8 135° SOLDER PIN LENGTH (L): 3.5 MM TINNED ORANGE CLAMPING YOKE CONNECTION CLAMPING RANGE MAX. : 2.5 MM² BOX | 1
10847 | 9994670000 | PRINTED CIRCUIT BOARD TERMINALS 5.08 MM N OF POLES: 16 135° SOLDER PIN LENGTH (L): 3.5 MM TINNED ORANGE CLAMPING YOKE CONNECTION CLAMPING RANGE MAX. : 2.5 MM² BOX | 1
10848 | 9994780000 | PRINTED CIRCUIT BOARD TERMINALS 5.08 MM N OF POLES: 6 180° SOLDER PIN LENGTH (L): 3.5 MM TINNED CLAMPING YOKE CONNECTION CLAMPING RANGE MAX. : 2.5 MM² BOX | 1
10849 | 9994970000 | PRINTED CIRCUIT BOARD TERMINALS 5.08 MM N OF POLES: 4 180° SOLDER PIN LENGTH (L): 3.5 MM TINNED ORANGE CLAMPING YOKE CONNECTION CLAMPING RANGE MAX. : 2.5 MM² BOX | 1
10850 | 9994990000 | PRINTED CIRCUIT BOARD TERMINALS 5.08 MM N OF POLES: 6 180° SOLDER PIN LENGTH (L): 3.5 MM TINNED ORANGE CLAMPING YOKE CONNECTION CLAMPING RANGE MAX. : 2.5 MM² BOX | 1
10851 | 9995040000 | PRINTED CIRCUIT BOARD TERMINALS 5.08 MM N OF POLES: 11 180° SOLDER PIN LENGTH (L): 3.5 MM TINNED ORANGE CLAMPING YOKE CONNECTION CLAMPING RANGE MAX. : 2.5 MM² BOX | 1
10852 | 9995060000 | PRINTED CIRCUIT BOARD TERMINALS 5.08 MM N OF POLES: 13 180° SOLDER PIN LENGTH (L): 3.5 MM TINNED ORANGE CLAMPING YOKE CONNECTION CLAMPING RANGE MAX. : 2.5 MM² BOX | 1
10853 | 9995120000 | PRINTED CIRCUIT BOARD TERMINALS 5.08 MM N OF POLES: 19 180° SOLDER PIN LENGTH (L): 3.5 MM TINNED ORANGE CLAMPING YOKE CONNECTION CLAMPING RANGE MAX. : 2.5 MM² BOX | 1
10854 | 9995140000 | PRINTED CIRCUIT BOARD TERMINALS 5.08 MM N OF POLES: 21 180° SOLDER PIN LENGTH (L): 3.5 MM TINNED ORANGE CLAMPING YOKE CONNECTION CLAMPING RANGE MAX. : 2.5 MM² BOX | 1
10855 | 9995150000 | PRINTED CIRCUIT BOARD TERMINALS 5.08 MM N OF POLES: 22 180° SOLDER PIN LENGTH (L): 3.5 MM TINNED ORANGE CLAMPING YOKE CONNECTION CLAMPING RANGE MAX. : 2.5 MM² BOX | 1
10856 | 1761702001 | PCB PLUG-IN CONNECTOR MALE HEADER CLOSED SIDE THT/THR SOLDER CONNECTION 3.50 MM N OF POLES: 18 90° SOLDER PIN LENGTH (L): 1.5 MM TINNED BOX | 0
10857 | 457400000 | SAK SERIES CROSS-CONNECTOR FOR CROSS-CONNECTION LINK N OF POLES: 10 | 52
10858 | 1054460000 | W-SERIES CROSS-CONNECTOR FOR THE TERMINALS N OF POLES: 10 | 51
10859 | 1054760000 | W-SERIES CROSS-CONNECTOR FOR THE TERMINALS N OF POLES: 3 | 51
10860 | 1055260000 | W-SERIES CROSS-CONNECTOR FOR THE TERMINALS N OF POLES: 4 | 51
10861 | 1060810000 | PCB PLUG-IN CONNECTOR MALE HEADER CLIP-ON FLANGE THT/THR SOLDER CONNECTION 3.50 MM N OF POLES: 3 90° SOLDER PIN LENGTH (L): 1.5 MM TINNED BOX | 0
10862 | 1060820000 | PCB PLUG-IN CONNECTOR MALE HEADER CLIP-ON FLANGE THT/THR SOLDER CONNECTION 3.50 MM N OF POLES: 16 90° SOLDER PIN LENGTH (L): 1.5 MM TINNED BOX | 0
10863 | 1062660000 | W-SERIES CROSS-CONNECTOR FOR THE TERMINALS N OF POLES: 5 | 51
10864 | 1063300000 | W-SERIES CROSS-CONNECTOR FOR THE TERMINALS N OF POLES: 2 | 51
10865 | 1063600000 | W-SERIES CROSS-CONNECTOR FOR THE TERMINALS N OF POLES: 3 | 51
10866 | 1071500000 | W-SERIES CROSS-CONNECTOR FOR THE TERMINALS N OF POLES: 2 | 51
10867 | 1079300000 | W-SERIES CROSS-CONNECTOR FOR THE TERMINALS N OF POLES: 3 | 51
10868 | 1312500000 | SAK SERIES CROSS-CONNECTOR FOR CROSS-CONNECTION LINK N OF POLES: 2 | 52
10869 | 1312700000 | SAK SERIES CROSS-CONNECTOR FOR CROSS-CONNECTION LINK N OF POLES: 4 | 52
10870 | 1604300000 | ACCESSORIES CROSS-CONNECTION SLIDER CROSS-CONNECTOR ACCESSORIES N OF POLES: 3 | 553
10871 | 1614450000 | PCB PLUG-IN CONNECTOR MALE HEADER CLOSED SIDE THT SOLDER CONNECTION 5.00 MM N OF POLES: 24 90° SOLDER PIN LENGTH (L): 3.2 MM TINNED ORANGE BOX | 0
10872 | 1614520000 | PCB PLUG-IN CONNECTOR MALE HEADER CLOSED SIDE THT SOLDER CONNECTION 5.00 MM N OF POLES: 38 90° SOLDER PIN LENGTH (L): 3.2 MM TINNED ORANGE BOX | 0
10873 | 1614900000 | PCB PLUG-IN CONNECTOR MALE HEADER CLOSED SIDE THT SOLDER CONNECTION 5.00 MM N OF POLES: 22 180° SOLDER PIN LENGTH (L): 3.2 MM TINNED ORANGE BOX | 0
10874 | 1614930000 | PCB PLUG-IN CONNECTOR MALE HEADER CLOSED SIDE THT SOLDER CONNECTION 5.00 MM N OF POLES: 28 180° SOLDER PIN LENGTH (L): 3.2 MM TINNED ORANGE BOX | 0
10875 | 1614950000 | PCB PLUG-IN CONNECTOR MALE HEADER CLOSED SIDE THT SOLDER CONNECTION 5.00 MM N OF POLES: 32 180° SOLDER PIN LENGTH (L): 3.2 MM TINNED ORANGE BOX | 0
10876 | 1630250000 | PCB PLUG-IN CONNECTOR MALE HEADER OPEN SIDE THT SOLDER CONNECTION 5.00 MM N OF POLES: 2 135° SOLDER PIN LENGTH (L): 3.2 MM TINNED ORANGE BOX | 0
10877 | 1630280000 | PCB PLUG-IN CONNECTOR MALE HEADER OPEN SIDE THT SOLDER CONNECTION 5.00 MM N OF POLES: 5 135° SOLDER PIN LENGTH (L): 3.2 MM TINNED ORANGE BOX | 0
10878 | 1630330000 | PCB PLUG-IN CONNECTOR MALE HEADER OPEN SIDE THT SOLDER CONNECTION 5.00 MM N OF POLES: 10 135° SOLDER PIN LENGTH (L): 3.2 MM TINNED ORANGE BOX | 0
10879 | 1630390000 | PCB PLUG-IN CONNECTOR MALE HEADER OPEN SIDE THT SOLDER CONNECTION 5.00 MM N OF POLES: 16 135° SOLDER PIN LENGTH (L): 3.2 MM TINNED ORANGE BOX | 0
10880 | 1630440000 | PCB PLUG-IN CONNECTOR MALE HEADER OPEN SIDE THT SOLDER CONNECTION 5.00 MM N OF POLES: 21 135° SOLDER PIN LENGTH (L): 3.2 MM TINNED ORANGE BOX | 0
10881 | 1630460000 | PCB PLUG-IN CONNECTOR MALE HEADER OPEN SIDE THT SOLDER CONNECTION 5.00 MM N OF POLES: 23 135° SOLDER PIN LENGTH (L): 3.2 MM TINNED ORANGE BOX | 0
10882 | 1630520000 | PCB PLUG-IN CONNECTOR MALE HEADER DOVETAILS FOR FIXING BLOCKS THT SOLDER CONNECTION 5.00 MM N OF POLES: 6 135° SOLDER PIN LENGTH (L): 3.2 MM TINNED ORANGE BOX | 0
10883 | 1630530000 | PCB PLUG-IN CONNECTOR MALE HEADER DOVETAILS FOR FIXING BLOCKS THT SOLDER CONNECTION 5.00 MM N OF POLES: 7 135° SOLDER PIN LENGTH (L): 3.2 MM TINNED ORANGE BOX | 0
10884 | 1630550000 | PCB PLUG-IN CONNECTOR MALE HEADER DOVETAILS FOR FIXING BLOCKS THT SOLDER CONNECTION 5.00 MM N OF POLES: 9 135° SOLDER PIN LENGTH (L): 3.2 MM TINNED ORANGE BOX | 0
10885 | 1630570000 | PCB PLUG-IN CONNECTOR MALE HEADER DOVETAILS FOR FIXING BLOCKS THT SOLDER CONNECTION 5.00 MM N OF POLES: 11 135° SOLDER PIN LENGTH (L): 3.2 MM TINNED ORANGE BOX | 0
10886 | 1630670000 | PCB PLUG-IN CONNECTOR MALE HEADER DOVETAILS FOR FIXING BLOCKS THT SOLDER CONNECTION 5.00 MM N OF POLES: 21 135° SOLDER PIN LENGTH (L): 3.2 MM TINNED ORANGE BOX | 0
10887 | 1630690000 | PCB PLUG-IN CONNECTOR MALE HEADER DOVETAILS FOR FIXING BLOCKS THT SOLDER CONNECTION 5.00 MM N OF POLES: 23 135° SOLDER PIN LENGTH (L): 3.2 MM TINNED ORANGE BOX | 0
10888 | 1630700000 | PCB PLUG-IN CONNECTOR MALE HEADER DOVETAILS FOR FIXING BLOCKS THT SOLDER CONNECTION 5.00 MM N OF POLES: 24 135° SOLDER PIN LENGTH (L): 3.2 MM TINNED ORANGE BOX | 0
10889 | 1632390000 | W-SERIES TEST ADAPTER | 524
10890 | 1633350000 | PCB PLUG-IN CONNECTOR MALE HEADER OPEN SIDE THT SOLDER CONNECTION 3.50 MM N OF POLES: 4 90° SOLDER PIN LENGTH (L): 3.2 MM TINNED ORANGE BOX | 0
10891 | 1633360000 | PCB PLUG-IN CONNECTOR MALE HEADER OPEN SIDE THT SOLDER CONNECTION 3.50 MM N OF POLES: 6 90° SOLDER PIN LENGTH (L): 3.2 MM TINNED ORANGE BOX | 0
10892 | 1633430000 | PCB PLUG-IN CONNECTOR MALE HEADER OPEN SIDE THT SOLDER CONNECTION 3.50 MM N OF POLES: 20 90° SOLDER PIN LENGTH (L): 3.2 MM TINNED ORANGE BOX | 0
10893 | 1633510000 | PCB PLUG-IN CONNECTOR MALE HEADER OPEN SIDE THT SOLDER CONNECTION 3.50 MM N OF POLES: 36 90° SOLDER PIN LENGTH (L): 3.2 MM TINNED ORANGE BOX | 0
10894 | 1633570000 | PCB PLUG-IN CONNECTOR MALE HEADER OPEN SIDE THT SOLDER CONNECTION 3.50 MM N OF POLES: 48 90° SOLDER PIN LENGTH (L): 3.2 MM TINNED ORANGE BOX | 0
10895 | 1633690000 | PCB PLUG-IN CONNECTOR MALE HEADER CLOSED SIDE THT SOLDER CONNECTION 3.50 MM N OF POLES: 26 90° SOLDER PIN LENGTH (L): 3.2 MM TINNED ORANGE BOX | 0
10896 | 1633720000 | PCB PLUG-IN CONNECTOR MALE HEADER CLOSED SIDE THT SOLDER CONNECTION 3.50 MM N OF POLES: 32 90° SOLDER PIN LENGTH (L): 3.2 MM TINNED ORANGE BOX | 0
10897 | 1633740000 | PCB PLUG-IN CONNECTOR MALE HEADER CLOSED SIDE THT SOLDER CONNECTION 3.50 MM N OF POLES: 36 90° SOLDER PIN LENGTH (L): 3.2 MM TINNED ORANGE BOX | 0
10898 | 1633820000 | PCB PLUG-IN CONNECTOR MALE HEADER FLANGE THT SOLDER CONNECTION 3.50 MM N OF POLES: 6 90° SOLDER PIN LENGTH (L): 3.2 MM TINNED ORANGE BOX | 0
10899 | 1633850000 | PCB PLUG-IN CONNECTOR MALE HEADER FLANGE THT SOLDER CONNECTION 3.50 MM N OF POLES: 12 90° SOLDER PIN LENGTH (L): 3.2 MM TINNED ORANGE BOX | 0
10900 | 1633910000 | PCB PLUG-IN CONNECTOR MALE HEADER FLANGE THT SOLDER CONNECTION 3.50 MM N OF POLES: 24 90° SOLDER PIN LENGTH (L): 3.2 MM TINNED ORANGE BOX | 0
10901 | 1633920000 | PCB PLUG-IN CONNECTOR MALE HEADER FLANGE THT SOLDER CONNECTION 3.50 MM N OF POLES: 26 90° SOLDER PIN LENGTH (L): 3.2 MM TINNED ORANGE BOX | 0
10902 | 1633940000 | PCB PLUG-IN CONNECTOR MALE HEADER FLANGE THT SOLDER CONNECTION 3.50 MM N OF POLES: 30 90° SOLDER PIN LENGTH (L): 3.2 MM TINNED ORANGE BOX | 0
10903 | 1633980000 | PCB PLUG-IN CONNECTOR MALE HEADER FLANGE THT SOLDER CONNECTION 3.50 MM N OF POLES: 38 90° SOLDER PIN LENGTH (L): 3.2 MM TINNED ORANGE BOX | 0
10904 | 1633990000 | PCB PLUG-IN CONNECTOR MALE HEADER FLANGE THT SOLDER CONNECTION 3.50 MM N OF POLES: 40 90° SOLDER PIN LENGTH (L): 3.2 MM TINNED ORANGE BOX | 0
10905 | 1634330000 | PCB PLUG-IN CONNECTOR MALE HEADER CLOSED SIDE THT SOLDER CONNECTION 3.50 MM N OF POLES: 16 90° SOLDER PIN LENGTH (L): 4.5 MM TINNED BOX | 0
10906 | 1634350000 | PCB PLUG-IN CONNECTOR MALE HEADER CLOSED SIDE THT SOLDER CONNECTION 3.50 MM N OF POLES: 20 90° SOLDER PIN LENGTH (L): 4.5 MM TINNED BOX | 0
10907 | 1634370000 | PCB PLUG-IN CONNECTOR MALE HEADER CLOSED SIDE THT SOLDER CONNECTION 3.50 MM N OF POLES: 24 90° SOLDER PIN LENGTH (L): 4.5 MM TINNED BOX | 0
10908 | 1636570000 | W-SERIES CROSS-CONNECTOR FOR THE TERMINALS N OF POLES: 3 | 51
10909 | 1636580000 | W-SERIES CROSS-CONNECTOR FOR THE TERMINALS N OF POLES: 4 | 51
10910 | 1641160000 | PCB PLUG-IN CONNECTOR MALE HEADER CLOSED SIDE THT SOLDER CONNECTION 3.50 MM N OF POLES: 24 180° SOLDER PIN LENGTH (L): 3.2 MM TINNED ORANGE BOX | 0
10911 | 1641180000 | PCB PLUG-IN CONNECTOR MALE HEADER CLOSED SIDE THT SOLDER CONNECTION 3.50 MM N OF POLES: 32 180° SOLDER PIN LENGTH (L): 3.2 MM TINNED ORANGE BOX | 0
10912 | 1641190000 | PCB PLUG-IN CONNECTOR MALE HEADER CLOSED SIDE THT SOLDER CONNECTION 3.50 MM N OF POLES: 36 180° SOLDER PIN LENGTH (L): 3.2 MM TINNED ORANGE BOX | 0
10913 | 1641240000 | PCB PLUG-IN CONNECTOR MALE HEADER FLANGE THT SOLDER CONNECTION 3.50 MM N OF POLES: 4 180° SOLDER PIN LENGTH (L): 3.2 MM TINNED ORANGE BOX | 0
10914 | 1641260000 | PCB PLUG-IN CONNECTOR MALE HEADER FLANGE THT SOLDER CONNECTION 3.50 MM N OF POLES: 12 180° SOLDER PIN LENGTH (L): 3.2 MM TINNED ORANGE BOX | 0
10915 | 1641310000 | PCB PLUG-IN CONNECTOR MALE HEADER FLANGE THT SOLDER CONNECTION 3.50 MM N OF POLES: 32 180° SOLDER PIN LENGTH (L): 3.2 MM TINNED ORANGE BOX | 0
10916 | 1641780000 | PCB PLUG-IN CONNECTOR MALE HEADER CLOSED SIDE THT SOLDER CONNECTION 3.50 MM N OF POLES: 24 180° SOLDER PIN LENGTH (L): 4.5 MM TINNED BOX | 0
10917 | 1641800000 | PCB PLUG-IN CONNECTOR MALE HEADER CLOSED SIDE THT SOLDER CONNECTION 3.50 MM N OF POLES: 32 180° SOLDER PIN LENGTH (L): 4.5 MM TINNED BOX | 0
10918 | 1642250000 | PCB PLUG-IN CONNECTOR MALE HEADER CLOSED SIDE THT SOLDER CONNECTION 3.50 MM N OF POLES: 8 90° SOLDER PIN LENGTH (L): 3.2 MM TINNED ORANGE BOX | 0
10919 | 1642260000 | PCB PLUG-IN CONNECTOR MALE HEADER CLOSED SIDE THT SOLDER CONNECTION 3.50 MM N OF POLES: 12 90° SOLDER PIN LENGTH (L): 3.2 MM TINNED ORANGE BOX | 0
10920 | 1642280000 | PCB PLUG-IN CONNECTOR MALE HEADER CLOSED SIDE THT SOLDER CONNECTION 3.50 MM N OF POLES: 20 90° SOLDER PIN LENGTH (L): 3.2 MM TINNED ORANGE BOX | 0
10921 | 1642300000 | PCB PLUG-IN CONNECTOR MALE HEADER CLOSED SIDE THT SOLDER CONNECTION 3.50 MM N OF POLES: 28 90° SOLDER PIN LENGTH (L): 3.2 MM TINNED ORANGE BOX | 0
10922 | 1642310000 | PCB PLUG-IN CONNECTOR MALE HEADER CLOSED SIDE THT SOLDER CONNECTION 3.50 MM N OF POLES: 32 90° SOLDER PIN LENGTH (L): 3.2 MM TINNED ORANGE BOX | 0
10923 | 1642330000 | PCB PLUG-IN CONNECTOR MALE HEADER CLOSED SIDE THT SOLDER CONNECTION 3.50 MM N OF POLES: 40 90° SOLDER PIN LENGTH (L): 3.2 MM TINNED ORANGE BOX | 0
10924 | 1642340000 | PCB PLUG-IN CONNECTOR MALE HEADER CLOSED SIDE THT SOLDER CONNECTION 3.50 MM N OF POLES: 44 90° SOLDER PIN LENGTH (L): 3.2 MM TINNED ORANGE BOX | 0
10925 | 1642350000 | PCB PLUG-IN CONNECTOR MALE HEADER CLOSED SIDE THT SOLDER CONNECTION 3.50 MM N OF POLES: 48 90° SOLDER PIN LENGTH (L): 3.2 MM TINNED ORANGE BOX | 0
10926 | 1642370000 | PCB PLUG-IN CONNECTOR MALE HEADER FLANGE THT SOLDER CONNECTION 3.50 MM N OF POLES: 4 90° SOLDER PIN LENGTH (L): 3.2 MM TINNED ORANGE BOX | 0
10927 | 1642400000 | PCB PLUG-IN CONNECTOR MALE HEADER FLANGE THT SOLDER CONNECTION 3.50 MM N OF POLES: 16 90° SOLDER PIN LENGTH (L): 3.2 MM TINNED ORANGE BOX | 0
10928 | 1642420000 | PCB PLUG-IN CONNECTOR MALE HEADER FLANGE THT SOLDER CONNECTION 3.50 MM N OF POLES: 24 90° SOLDER PIN LENGTH (L): 3.2 MM TINNED ORANGE BOX | 0
10929 | 1642460000 | PCB PLUG-IN CONNECTOR MALE HEADER FLANGE THT SOLDER CONNECTION 3.50 MM N OF POLES: 40 90° SOLDER PIN LENGTH (L): 3.2 MM TINNED ORANGE BOX | 0
10930 | 1643200000 | PCB PLUG-IN CONNECTOR MALE HEADER FLANGE THT SOLDER CONNECTION 3.50 MM N OF POLES: 44 90° SOLDER PIN LENGTH (L): 4.5 MM TINNED BOX | 0
10931 | 1643210000 | PCB PLUG-IN CONNECTOR MALE HEADER FLANGE THT SOLDER CONNECTION 3.50 MM N OF POLES: 48 90° SOLDER PIN LENGTH (L): 4.5 MM TINNED BOX | 0
10932 | 1650210000 | W-SERIES TEST ADAPTER | 524
10933 | 1669660000 | PCB PLUG-IN CONNECTOR MALE HEADER FLANGE THT SOLDER CONNECTION 3.50 MM N OF POLES: 22 90° SOLDER PIN LENGTH (L): 3.2 MM TINNED ORANGE BOX | 0
10934 | 1753092001 | PCB PLUG-IN CONNECTOR MALE HEADER CLOSED SIDE THT/THR SOLDER CONNECTION 3.50 MM N OF POLES: 13 180° SOLDER PIN LENGTH (L): 1.5 MM TINNED BOX | 0
10935 | 1753102001 | PCB PLUG-IN CONNECTOR MALE HEADER CLOSED SIDE THT/THR SOLDER CONNECTION 3.50 MM N OF POLES: 14 180° SOLDER PIN LENGTH (L): 1.5 MM TINNED BOX | 0
10936 | 1753202001 | PCB PLUG-IN CONNECTOR MALE HEADER CLOSED SIDE THT/THR SOLDER CONNECTION 3.50 MM N OF POLES: 24 180° SOLDER PIN LENGTH (L): 1.5 MM TINNED BOX | 0
10937 | 1754270000 | ACCESSORIES CROSS-CONNECTOR 17.5 A | 80
10938 | 1758250000 | ACCESSORIES CROSS-CONNECTOR 32 A | 80
10939 | 1760812001 | PCB PLUG-IN CONNECTOR MALE HEADER OPEN SIDE THT/THR SOLDER CONNECTION 3.50 MM N OF POLES: 10 180° SOLDER PIN LENGTH (L): 1.5 MM TINNED BOX | 0
10940 | 1760972001 | PCB PLUG-IN CONNECTOR MALE HEADER FLANGE THT/THR SOLDER CONNECTION 3.50 MM N OF POLES: 3 180° SOLDER PIN LENGTH (L): 1.5 MM TINNED BOX | 0
10941 | 1760982001 | PCB PLUG-IN CONNECTOR MALE HEADER FLANGE THT/THR SOLDER CONNECTION 3.50 MM N OF POLES: 4 180° SOLDER PIN LENGTH (L): 1.5 MM TINNED BOX | 0
10942 | 1761002001 | PCB PLUG-IN CONNECTOR MALE HEADER FLANGE THT/THR SOLDER CONNECTION 3.50 MM N OF POLES: 6 180° SOLDER PIN LENGTH (L): 1.5 MM TINNED BOX | 0
10943 | 1761042001 | PCB PLUG-IN CONNECTOR MALE HEADER FLANGE THT/THR SOLDER CONNECTION 3.50 MM N OF POLES: 10 180° SOLDER PIN LENGTH (L): 1.5 MM TINNED BOX | 0
10944 | 1761122001 | PCB PLUG-IN CONNECTOR MALE HEADER FLANGE THT/THR SOLDER CONNECTION 3.50 MM N OF POLES: 18 180° SOLDER PIN LENGTH (L): 1.5 MM TINNED BOX | 0
10945 | 1761612001 | PCB PLUG-IN CONNECTOR MALE HEADER CLOSED SIDE THT/THR SOLDER CONNECTION 3.50 MM N OF POLES: 9 90° SOLDER PIN LENGTH (L): 1.5 MM TINNED BOX | 0
10946 | 1761672001 | PCB PLUG-IN CONNECTOR MALE HEADER CLOSED SIDE THT/THR SOLDER CONNECTION 3.50 MM N OF POLES: 15 90° SOLDER PIN LENGTH (L): 1.5 MM TINNED BOX | 0
10947 | 1761703001 | PCB PLUG-IN CONNECTOR MALE HEADER CLOSED SIDE THT/THR SOLDER CONNECTION 3.50 MM N OF POLES: 18 90° SOLDER PIN LENGTH (L): 1.5 MM TINNED TRAY | 0
10948 | 1761732001 | PCB PLUG-IN CONNECTOR MALE HEADER CLOSED SIDE THT/THR SOLDER CONNECTION 3.50 MM N OF POLES: 21 90° SOLDER PIN LENGTH (L): 1.5 MM TINNED BOX | 0
10949 | 1762082001 | PCB PLUG-IN CONNECTOR MALE HEADER FLANGE THT/THR SOLDER CONNECTION 3.50 MM N OF POLES: 10 90° SOLDER PIN LENGTH (L): 1.5 MM TINNED BOX | 0
10950 | 1782800000 | PCB PLUG-IN CONNECTOR MALE HEADER CLOSED SIDE THT SOLDER CONNECTION 3.50 MM N OF POLES: 24 90° SOLDER PIN LENGTH (L): 3.2 MM TINNED BOX | 0
10951 | 1793990000 | ACCESSORIES CROSS-CONNECTOR 32 A | 80
10952 | 1794060000 | ACCESSORIES CROSS-CONNECTOR 32 A | 80
10953 | 1794080000 | ACCESSORIES CROSS-CONNECTOR 32 A | 80
10954 | 1794130000 | PCB PLUG-IN CONNECTOR MALE HEADER CLOSED SIDE THT SOLDER CONNECTION 3.50 MM N OF POLES: 30 90° SOLDER PIN LENGTH (L): 3.2 MM TINNED BOX | 0
10955 | 1804340000 | PCB PLUG-IN CONNECTOR MALE HEADER SOLDER FLANGE THT/THR SOLDER CONNECTION 3.50 MM N OF POLES: 12 90° SOLDER PIN LENGTH (L): 3.2 MM TINNED BOX | 0
10956 | 1804730000 | PCB PLUG-IN CONNECTOR MALE HEADER SOLDER FLANGE THT/THR SOLDER CONNECTION 3.50 MM N OF POLES: 5 180° SOLDER PIN LENGTH (L): 1.5 MM TINNED BOX | 0
10957 | 1804770000 | PCB PLUG-IN CONNECTOR MALE HEADER SOLDER FLANGE THT/THR SOLDER CONNECTION 3.50 MM N OF POLES: 9 180° SOLDER PIN LENGTH (L): 1.5 MM TINNED BOX | 0
10958 | 1804800000 | PCB PLUG-IN CONNECTOR MALE HEADER SOLDER FLANGE THT/THR SOLDER CONNECTION 3.50 MM N OF POLES: 12 180° SOLDER PIN LENGTH (L): 1.5 MM TINNED BOX | 0
10959 | 1804930000 | PCB PLUG-IN CONNECTOR MALE HEADER SOLDER FLANGE THT/THR SOLDER CONNECTION 3.50 MM N OF POLES: 24 180° SOLDER PIN LENGTH (L): 1.5 MM TINNED BOX | 0
10960 | 1804940000 | PCB PLUG-IN CONNECTOR MALE HEADER SOLDER FLANGE THT/THR SOLDER CONNECTION 3.50 MM N OF POLES: 2 90° SOLDER PIN LENGTH (L): 1.5 MM TINNED BOX | 0
10961 | 1805040000 | PCB PLUG-IN CONNECTOR MALE HEADER SOLDER FLANGE THT/THR SOLDER CONNECTION 3.50 MM N OF POLES: 12 90° SOLDER PIN LENGTH (L): 1.5 MM TINNED BOX | 0
10962 | 1866770000 | PCB PLUG-IN CONNECTOR MALE HEADER CLOSED SIDE THT SOLDER CONNECTION 3.50 MM N OF POLES: 10 90° SOLDER PIN LENGTH (L): 3.2 MM TINNED ORANGE BOX | 0
10963 | 1890630000 | PCB PLUG-IN CONNECTOR MALE HEADER CLOSED SIDE THT SOLDER CONNECTION 3.50 MM N OF POLES: 26 90° SOLDER PIN LENGTH (L): 3.2 MM TINNED ORANGE BOX | 0
10964 | 1890650000 | PCB PLUG-IN CONNECTOR MALE HEADER CLOSED SIDE THT SOLDER CONNECTION 3.50 MM N OF POLES: 34 90° SOLDER PIN LENGTH (L): 3.2 MM TINNED ORANGE BOX | 0
10965 | 1890670000 | PCB PLUG-IN CONNECTOR MALE HEADER CLOSED SIDE THT SOLDER CONNECTION 3.50 MM N OF POLES: 42 90° SOLDER PIN LENGTH (L): 3.2 MM TINNED ORANGE BOX | 0
10966 | 1890790000 | PCB PLUG-IN CONNECTOR MALE HEADER FLANGE THT SOLDER CONNECTION 3.50 MM N OF POLES: 6 90° SOLDER PIN LENGTH (L): 3.2 MM TINNED ORANGE BOX | 0
10967 | 1890800000 | PCB PLUG-IN CONNECTOR MALE HEADER FLANGE THT SOLDER CONNECTION 3.50 MM N OF POLES: 10 90° SOLDER PIN LENGTH (L): 3.2 MM TINNED ORANGE BOX | 0
10968 | 1890830000 | PCB PLUG-IN CONNECTOR MALE HEADER FLANGE THT SOLDER CONNECTION 3.50 MM N OF POLES: 26 90° SOLDER PIN LENGTH (L): 3.2 MM TINNED ORANGE BOX | 0
10969 | 1890840000 | PCB PLUG-IN CONNECTOR MALE HEADER FLANGE THT SOLDER CONNECTION 3.50 MM N OF POLES: 30 90° SOLDER PIN LENGTH (L): 3.2 MM TINNED ORANGE BOX | 0
10970 | 1890860000 | PCB PLUG-IN CONNECTOR MALE HEADER FLANGE THT SOLDER CONNECTION 3.50 MM N OF POLES: 38 90° SOLDER PIN LENGTH (L): 3.2 MM TINNED ORANGE BOX | 0
10971 | 1891060000 | PCB PLUG-IN CONNECTOR MALE HEADER FLANGE THT SOLDER CONNECTION 3.50 MM N OF POLES: 6 180° SOLDER PIN LENGTH (L): 3.2 MM TINNED ORANGE BOX | 0
10972 | 1891070000 | PCB PLUG-IN CONNECTOR MALE HEADER FLANGE THT SOLDER CONNECTION 3.50 MM N OF POLES: 10 180° SOLDER PIN LENGTH (L): 3.2 MM TINNED ORANGE BOX | 0
10973 | 1891130000 | PCB PLUG-IN CONNECTOR MALE HEADER FLANGE THT SOLDER CONNECTION 3.50 MM N OF POLES: 34 180° SOLDER PIN LENGTH (L): 3.2 MM TINNED ORANGE BOX | 0
10974 | 1891200000 | PCB PLUG-IN CONNECTOR MALE HEADER CLOSED SIDE THT SOLDER CONNECTION 3.50 MM N OF POLES: 10 180° SOLDER PIN LENGTH (L): 3.2 MM TINNED ORANGE BOX | 0
10975 | 1891210000 | PCB PLUG-IN CONNECTOR MALE HEADER CLOSED SIDE THT SOLDER CONNECTION 3.50 MM N OF POLES: 14 180° SOLDER PIN LENGTH (L): 3.2 MM TINNED ORANGE BOX | 0
10976 | 1891290000 | PCB PLUG-IN CONNECTOR MALE HEADER CLOSED SIDE THT SOLDER CONNECTION 3.50 MM N OF POLES: 46 180° SOLDER PIN LENGTH (L): 3.2 MM TINNED ORANGE BOX | 0
10977 | 1933520000 | PCB PLUG-IN CONNECTOR MALE HEADER CLOSED SIDE THT SOLDER CONNECTION 5.00 MM N OF POLES: 6 90° SOLDER PIN LENGTH (L): 3.2 MM TINNED BOX | 0
10978 | 1962830000 | PCB PLUG-IN CONNECTOR MALE HEADER CLOSED SIDE THT SOLDER CONNECTION 3.50 MM N OF POLES: 16 90° SOLDER PIN LENGTH (L): 3.2 MM TINNED ORANGE BOX | 0
10979 | 9502570000 | SAK SERIES CROSS-CONNECTOR FOR CROSS-CONNECTION LINK N OF POLES: 10 | 52
10980 | 8000037601 | RAIL TS 35 TS 35 X 7.5 WIDTH: 114 MM WITHOUT SLOT STEEL GALVANIC ZINC PLATED AND PASSIVATED | 73
10981 | 8000051454 | RAIL TS 35 TS 35 X 7.5 WIDTH: 845 MM WITHOUT SLOT STEEL GALVANIZED CHROMIUM-PLATED | 91
10982 | 8000051456 | RAIL TS 35 TS 35 X 7.5 WIDTH: 912 MM WITHOUT SLOT STEEL GALVANIZED CHROMIUM-PLATED | 91
10983 | 8000072514 | PCB PLUG-IN CONNECTOR MALE HEADER THT/THR SOLDER CONNECTION PITCH IN MM (P): 5.00 MM N OF POLES: 11 270° T | 0
10984 | 569960000 | PRINTED CIRCUIT BOARD TERMINALS 5.08 MM N OF POLES: 2 180° SOLDER PIN LENGTH (L): 4.5 MM TINNED ORANGE TOP CONNECTION CLAMPING RANGE MAX. : 2.5 MM² BOX | 1
10985 | 570360000 | PRINTED CIRCUIT BOARD TERMINALS 5.08 MM N OF POLES: 4 180° SOLDER PIN LENGTH (L): 4.5 MM TINNED ORANGE TOP CONNECTION CLAMPING RANGE MAX. : 2.5 MM² BOX | 1
10986 | 593860000 | PRINTED CIRCUIT BOARD TERMINALS 5.08 MM N OF POLES: 6 90° SOLDER PIN LENGTH (L): 3.5 MM TINNED ORANGE TOP CONNECTION CLAMPING RANGE MAX. : 2.5 MM² BOX | 1
10987 | 1020010000 | FEED-THROUGH TERMINAL SCREW CONNECTION 2.5 MM² 800 V 24 A | 16
10988 | 1020040000 | FEED-THROUGH TERMINAL SCREW CONNECTION 2.5 MM² 800 V 24 A | 16
10989 | 1020080000 | FEED-THROUGH TERMINAL SCREW CONNECTION 2.5 MM² 800 V 24 A | 16
10990 | 1020120000 | FEED-THROUGH TERMINAL SCREW CONNECTION 4 MM² 800 V 32 A | 16
10991 | 1020160000 | FEED-THROUGH TERMINAL SCREW CONNECTION 4 MM² 800 V 32 A GREEN | 16
10992 | 1020180000 | FEED-THROUGH TERMINAL SCREW CONNECTION 4 MM² 800 V 32 A | 16
10993 | 1020200000 | FEED-THROUGH TERMINAL SCREW CONNECTION 6 MM² 800 V 41 A DARK | 16
10994 | 1020290000 | FEED-THROUGH TERMINAL SCREW CONNECTION 6 MM² 800 V 41 A GREEN | 16
10995 | 1020300000 | FEED-THROUGH TERMINAL SCREW CONNECTION 10 MM² 1000 V 57 A DARK | 16
10996 | 1020500000 | FEED-THROUGH TERMINAL SCREW CONNECTION 35 MM² 1000 V 125 A DARK | 16
10997 | 1020700000 | FEED-THROUGH TERMINAL SCREW CONNECTION 2.5 MM² 500 V 24 A DARK | 16
10998 | 1021000000 | FEED-THROUGH TERMINAL SCREW CONNECTION 4 MM² 800 V 32 A DARK | 16
10999 | 1024100000 | W-SERIES FEED-THROUGH TERMINAL THERMOCOUPLE RATED CROSS-SECTION: 2.5 MM² SCREW CONNECTION | 9
11000 | 1024200000 | W-SERIES FEED-THROUGH TERMINAL THERMOCOUPLE RATED CROSS-SECTION: 2.5 MM² SCREW CONNECTION | 9
11001 | 1024500000 | FEED-THROUGH TERMINAL SCREW CONNECTION 120 MM² 1000 V 269 A DARK | 16
11002 | 1024600000 | FEED-THROUGH TERMINAL SCREW CONNECTION 95 MM² 1000 V 232 A DARK | 16
11003 | 1024650000 | FEED-THROUGH TERMINAL SCREW CONNECTION 95 MM² 1000 V 232 A LIGHT GREEN | 16
11004 | 1028880000 | FEED-THROUGH TERMINAL SCREW CONNECTION 35 MM² 1000 V 125 A | 16
11005 | 1028980000 | FEED-THROUGH TERMINAL SCREW CONNECTION 16 MM² 1000 V 76 A | 16
11006 | 1031480000 | FEED-THROUGH TERMINAL SCREW CONNECTION 1.5 MM² 800 V 17.5 A | 16
11007 | 1032400000 | FEED-THROUGH TERMINAL SCREW CONNECTION 120 MM² 1000 V 269 A DARK | 16
11008 | 1033800000 | FEED-THROUGH TERMINAL MOTOR-CONNECTION TERMINAL SCREW CONNECTION 4 MM² 800 V 32 A DARK | 16
11009 | 1036800000 | FEED-THROUGH TERMINAL SCREW CONNECTION 2.5 MM² 800 V 24 A | 16
11010 | 1037800000 | FEED-THROUGH TERMINAL SCREW CONNECTION 4 MM² 800 V 32 A GREY | 16
11011 | 1040400000 | FEED-THROUGH TERMINAL SCREW CONNECTION 35 MM² 500 V 125 A DARK | 16
11012 | 1040800000 | FEED-THROUGH TERMINAL SCREW CONNECTION 2.5 MM² 500 V 24 A DARK | 16
11013 | 1040880000 | FEED-THROUGH TERMINAL SCREW CONNECTION 2.5 MM² 500 V 24 A | 16
11014 | 1058670000 | FEED-THROUGH TERMINAL DOUBLE-TIER TERMINAL TENSION-CLAMP CONNECTION 2.5 MM² 500 V 20 A | 16
11015 | 1238360000 | PCB PLUG-IN CONNECTOR MALE HEADER OPEN SIDE THT SOLDER CONNECTION 5.08 MM N OF POLES: 5 90° SOLDER PIN LENGTH (L): 3.2 MM TINNED ORANGE BOX | 0
11016 | 1238762222 | PCB PLUG-IN CONNECTOR MALE HEADER OPEN SIDE THT SOLDER CONNECTION 5.08 MM N OF POLES: 9 90° SOLDER PIN LENGTH (L): 3.2 MM ORANGE BOX | 0
11017 | 1238960000 | PCB PLUG-IN CONNECTOR MALE HEADER OPEN SIDE THT SOLDER CONNECTION 5.08 MM N OF POLES: 11 90° SOLDER PIN LENGTH (L): 3.2 MM TINNED ORANGE BOX | 0
11018 | 1239660000 | PCB PLUG-IN CONNECTOR MALE HEADER OPEN SIDE THT SOLDER CONNECTION 5.08 MM N OF POLES: 3 180° SOLDER PIN LENGTH (L): 3.2 MM TINNED ORANGE BOX | 0
11019 | 1239860000 | PCB PLUG-IN CONNECTOR MALE HEADER OPEN SIDE THT SOLDER CONNECTION 5.08 MM N OF POLES: 5 180° SOLDER PIN LENGTH (L): 3.2 MM TINNED ORANGE BOX | 0
11020 | 1240260000 | PCB PLUG-IN CONNECTOR MALE HEADER OPEN SIDE THT SOLDER CONNECTION 5.08 MM N OF POLES: 9 180° SOLDER PIN LENGTH (L): 3.2 MM TINNED ORANGE BOX | 0
11021 | 1240360000 | PCB PLUG-IN CONNECTOR MALE HEADER OPEN SIDE THT SOLDER CONNECTION 5.08 MM N OF POLES: 10 180° SOLDER PIN LENGTH (L): 3.2 MM TINNED ORANGE BOX | 0
11022 | 1241360000 | PCB PLUG-IN CONNECTOR MALE HEADER DOVETAILS FOR FIXING BLOCKS THT SOLDER CONNECTION 5.08 MM N OF POLES: 5 90° SOLDER PIN LENGTH (L): 3.2 MM TINNED ORANGE BOX | 0
11023 | 1241960000 | PCB PLUG-IN CONNECTOR MALE HEADER DOVETAILS FOR FIXING BLOCKS THT SOLDER CONNECTION 5.08 MM N OF POLES: 11 90° SOLDER PIN LENGTH (L): 3.2 MM TINNED ORANGE BOX | 0
11024 | 1242660000 | PCB PLUG-IN CONNECTOR MALE HEADER DOVETAILS FOR FIXING BLOCKS THT SOLDER CONNECTION 5.08 MM N OF POLES: 3 180° SOLDER PIN LENGTH (L): 3.2 MM TINNED ORANGE BOX | 0
11025 | 1243560000 | PCB PLUG-IN CONNECTOR MALE HEADER DOVETAILS FOR FIXING BLOCKS THT SOLDER CONNECTION 5.08 MM N OF POLES: 12 180° SOLDER PIN LENGTH (L): 3.2 MM TINNED ORANGE BOX | 0
11026 | 1270360000 | PCB PLUG-IN CONNECTOR MALE HEADER DOVETAILS FOR FIXING BLOCKS THT SOLDER CONNECTION 5.08 MM N OF POLES: 18 90° SOLDER PIN LENGTH (L): 3.2 MM TINNED ORANGE BOX | 0
11027 | 1271860000 | PCB PLUG-IN CONNECTOR MALE HEADER OPEN SIDE THT SOLDER CONNECTION 5.08 MM N OF POLES: 18 90° SOLDER PIN LENGTH (L): 3.2 MM TINNED ORANGE BOX | 0
11028 | 1315560000 | PCB PLUG-IN CONNECTOR MALE HEADER DOVETAILS FOR FIXING BLOCKS THT SOLDER CONNECTION 5.08 MM N OF POLES: 24 180° SOLDER PIN LENGTH (L): 3.2 MM TINNED ORANGE BOX | 0
11029 | 1346860000 | PCB PLUG-IN CONNECTOR MALE HEADER OPEN SIDE THT SOLDER CONNECTION 5.08 MM N OF POLES: 2 90° SOLDER PIN LENGTH (L): 4.5 MM TINNED ORANGE BOX | 0
11030 | 1347460000 | PCB PLUG-IN CONNECTOR MALE HEADER OPEN SIDE THT SOLDER CONNECTION 5.08 MM N OF POLES: 8 90° SOLDER PIN LENGTH (L): 4.5 MM TINNED ORANGE BOX | 0
11031 | 1347610000 | PCB PLUG-IN CONNECTOR MALE HEADER OPEN SIDE THT SOLDER CONNECTION 5.08 MM N OF POLES: 10 90° SOLDER PIN LENGTH (L): 4.5 MM TINNED BOX | 0
11032 | 1347860000 | PCB PLUG-IN CONNECTOR MALE HEADER OPEN SIDE THT SOLDER CONNECTION 5.08 MM N OF POLES: 12 90° SOLDER PIN LENGTH (L): 4.5 MM TINNED ORANGE BOX | 0
11033 | 1348460000 | PCB PLUG-IN CONNECTOR MALE HEADER OPEN SIDE THT SOLDER CONNECTION 5.08 MM N OF POLES: 18 90° SOLDER PIN LENGTH (L): 4.5 MM TINNED ORANGE BOX | 0
11034 | 1349460000 | PCB PLUG-IN CONNECTOR MALE HEADER OPEN SIDE THT SOLDER CONNECTION 5.08 MM N OF POLES: 5 180° SOLDER PIN LENGTH (L): 4.5 MM TINNED ORANGE BOX | 0
11035 | 1350460000 | PCB PLUG-IN CONNECTOR MALE HEADER OPEN SIDE THT SOLDER CONNECTION 5.08 MM N OF POLES: 15 180° SOLDER PIN LENGTH (L): 4.5 MM TINNED ORANGE BOX | 0
11036 | 1350960000 | PCB PLUG-IN CONNECTOR MALE HEADER OPEN SIDE THT SOLDER CONNECTION 5.08 MM N OF POLES: 20 180° SOLDER PIN LENGTH (L): 4.5 MM TINNED ORANGE BOX | 0
11037 | 1351410000 | PCB PLUG-IN CONNECTOR MALE HEADER DOVETAILS FOR FIXING BLOCKS THT SOLDER CONNECTION 5.08 MM N OF POLES: 2 90° SOLDER PIN LENGTH (L): 4.5 MM TINNED BOX | 0
11038 | 1351460000 | PCB PLUG-IN CONNECTOR MALE HEADER DOVETAILS FOR FIXING BLOCKS THT SOLDER CONNECTION 5.08 MM N OF POLES: 2 90° SOLDER PIN LENGTH (L): 4.5 MM TINNED ORANGE BOX | 0
11039 | 1351710000 | PCB PLUG-IN CONNECTOR MALE HEADER DOVETAILS FOR FIXING BLOCKS THT SOLDER CONNECTION 5.08 MM N OF POLES: 5 90° SOLDER PIN LENGTH (L): 4.5 MM TINNED BOX | 0
11040 | 1352260000 | PCB PLUG-IN CONNECTOR MALE HEADER DOVETAILS FOR FIXING BLOCKS THT SOLDER CONNECTION 5.08 MM N OF POLES: 10 90° SOLDER PIN LENGTH (L): 4.5 MM TINNED ORANGE BOX | 0
11041 | 1353010000 | PCB PLUG-IN CONNECTOR MALE HEADER DOVETAILS FOR FIXING BLOCKS THT SOLDER CONNECTION 5.08 MM N OF POLES: 18 90° SOLDER PIN LENGTH (L): 4.5 MM TINNED BOX | 0
11042 | 1353710000 | PCB PLUG-IN CONNECTOR MALE HEADER DOVETAILS FOR FIXING BLOCKS THT SOLDER CONNECTION 5.08 MM N OF POLES: 2 180° SOLDER PIN LENGTH (L): 4.5 MM TINNED BOX | 0
11043 | 1353760000 | PCB PLUG-IN CONNECTOR MALE HEADER DOVETAILS FOR FIXING BLOCKS THT SOLDER CONNECTION 5.08 MM N OF POLES: 2 180° SOLDER PIN LENGTH (L): 4.5 MM TINNED ORANGE BOX | 0
11044 | 1353860000 | PCB PLUG-IN CONNECTOR MALE HEADER DOVETAILS FOR FIXING BLOCKS THT SOLDER CONNECTION 5.08 MM N OF POLES: 3 180° SOLDER PIN LENGTH (L): 4.5 MM TINNED ORANGE BOX | 0
11045 | 1354260000 | PCB PLUG-IN CONNECTOR MALE HEADER DOVETAILS FOR FIXING BLOCKS THT SOLDER CONNECTION 5.08 MM N OF POLES: 7 180° SOLDER PIN LENGTH (L): 4.5 MM TINNED ORANGE BOX | 0
11046 | 1354360000 | PCB PLUG-IN CONNECTOR MALE HEADER DOVETAILS FOR FIXING BLOCKS THT SOLDER CONNECTION 5.08 MM N OF POLES: 8 180° SOLDER PIN LENGTH (L): 4.5 MM TINNED ORANGE BOX | 0
11047 | 1355360000 | PCB PLUG-IN CONNECTOR MALE HEADER DOVETAILS FOR FIXING BLOCKS THT SOLDER CONNECTION 5.08 MM N OF POLES: 18 180° SOLDER PIN LENGTH (L): 4.5 MM TINNED ORANGE BOX | 0
11048 | 1597390000 | PCB PLUG-IN CONNECTOR FEMALE PLUG 3.50 MM N OF POLES: 5 180° CLAMPING YOKE CONNECTION CLAMPING RANGE MAX. : 1.5 MM² BOX | 1
11049 | 1597410000 | PCB PLUG-IN CONNECTOR FEMALE PLUG 3.50 MM N OF POLES: 7 180° CLAMPING YOKE CONNECTION CLAMPING RANGE MAX. : 1.5 MM² BOX | 1
11050 | 1597480000 | PCB PLUG-IN CONNECTOR FEMALE PLUG 3.50 MM N OF POLES: 14 180° CLAMPING YOKE CONNECTION CLAMPING RANGE MAX. : 1.5 MM² BOX | 1
11051 | 1606640000 | PCB PLUG-IN CONNECTOR FEMALE PLUG 3.50 MM N OF POLES: 2 180° CLAMPING YOKE CONNECTION CLAMPING RANGE MAX. : 1.5 MM² BOX | 1
11052 | 1606680000 | PCB PLUG-IN CONNECTOR FEMALE PLUG 3.50 MM N OF POLES: 6 180° CLAMPING YOKE CONNECTION CLAMPING RANGE MAX. : 1.5 MM² BOX | 1
11053 | 1606750000 | PCB PLUG-IN CONNECTOR FEMALE PLUG 3.50 MM N OF POLES: 13 180° CLAMPING YOKE CONNECTION CLAMPING RANGE MAX. : 1.5 MM² BOX | 1
11054 | 1614090000 | PCB PLUG-IN CONNECTOR FEMALE PLUG 3.50 MM N OF POLES: 5 180° CLAMPING YOKE CONNECTION CLAMPING RANGE MAX. : 1.5 MM² BOX | 1
11055 | 1615670000 | PCB PLUG-IN CONNECTOR FEMALE PLUG 3.50 MM N OF POLES: 2 180° CLAMPING YOKE CONNECTION CLAMPING RANGE MAX. : 1.5 MM² BOX | 1
11056 | 1615700000 | PCB PLUG-IN CONNECTOR FEMALE PLUG 3.50 MM N OF POLES: 8 180° CLAMPING YOKE CONNECTION CLAMPING RANGE MAX. : 1.5 MM² BOX | 1
11057 | 1615810000 | PCB PLUG-IN CONNECTOR FEMALE PLUG 3.50 MM N OF POLES: 5 180° CLAMPING YOKE CONNECTION CLAMPING RANGE MAX. : 1.5 MM² BOX | 1
11058 | 1615820000 | PCB PLUG-IN CONNECTOR FEMALE PLUG 3.50 MM N OF POLES: 6 180° CLAMPING YOKE CONNECTION CLAMPING RANGE MAX. : 1.5 MM² BOX | 1
11059 | 1615830000 | PCB PLUG-IN CONNECTOR FEMALE PLUG 3.50 MM N OF POLES: 7 180° CLAMPING YOKE CONNECTION CLAMPING RANGE MAX. : 1.5 MM² BOX | 1
11060 | 1615860000 | PCB PLUG-IN CONNECTOR FEMALE PLUG 3.50 MM N OF POLES: 10 180° CLAMPING YOKE CONNECTION CLAMPING RANGE MAX. : 1.5 MM² BOX | 1
11061 | 1615880000 | PCB PLUG-IN CONNECTOR FEMALE PLUG 3.50 MM N OF POLES: 12 180° CLAMPING YOKE CONNECTION CLAMPING RANGE MAX. : 1.5 MM² BOX | 1
11062 | 1615890000 | PCB PLUG-IN CONNECTOR FEMALE PLUG 3.50 MM N OF POLES: 13 180° CLAMPING YOKE CONNECTION CLAMPING RANGE MAX. : 1.5 MM² BOX | 1
11063 | 1615910000 | PCB PLUG-IN CONNECTOR FEMALE PLUG 3.50 MM N OF POLES: 15 180° CLAMPING YOKE CONNECTION CLAMPING RANGE MAX. : 1.5 MM² BOX | 1
11064 | 1615920000 | PCB PLUG-IN CONNECTOR FEMALE PLUG 3.50 MM N OF POLES: 16 180° CLAMPING YOKE CONNECTION CLAMPING RANGE MAX. : 1.5 MM² BOX | 1
11065 | 1620310000 | PCB PLUG-IN CONNECTOR FEMALE PLUG 3.50 MM N OF POLES: 19 180° CLAMPING YOKE CONNECTION CLAMPING RANGE MAX. : 1.5 MM² BOX | 1
11066 | 1620320000 | PCB PLUG-IN CONNECTOR FEMALE PLUG 3.50 MM N OF POLES: 20 180° CLAMPING YOKE CONNECTION CLAMPING RANGE MAX. : 1.5 MM² BOX | 1
11067 | 1620380000 | PCB PLUG-IN CONNECTOR FEMALE PLUG 3.50 MM N OF POLES: 18 180° CLAMPING YOKE CONNECTION CLAMPING RANGE MAX. : 1.5 MM² BOX | 1
11068 | 1620390000 | PCB PLUG-IN CONNECTOR FEMALE PLUG 3.50 MM N OF POLES: 19 180° CLAMPING YOKE CONNECTION CLAMPING RANGE MAX. : 1.5 MM² BOX | 1
11069 | 1620440000 | PCB PLUG-IN CONNECTOR FEMALE PLUG 3.50 MM N OF POLES: 24 180° CLAMPING YOKE CONNECTION CLAMPING RANGE MAX. : 1.5 MM² BOX | 1
11070 | 1620790000 | PCB PLUG-IN CONNECTOR FEMALE PLUG 3.50 MM N OF POLES: 20 180° CLAMPING YOKE CONNECTION CLAMPING RANGE MAX. : 1.5 MM² BOX | 1
11071 | 1620850000 | PCB PLUG-IN CONNECTOR FEMALE PLUG 3.50 MM N OF POLES: 18 180° CLAMPING YOKE CONNECTION CLAMPING RANGE MAX. : 1.5 MM² BOX | 1
11072 | 1687660000 | PCB PLUG-IN CONNECTOR FEMALE PLUG 3.50 MM N OF POLES: 3 180° CLAMPING YOKE CONNECTION CLAMPING RANGE MAX. : 1.5 MM² BOX | 1
11073 | 1687730000 | PCB PLUG-IN CONNECTOR FEMALE PLUG 3.50 MM N OF POLES: 10 180° CLAMPING YOKE CONNECTION CLAMPING RANGE MAX. : 1.5 MM² BOX | 1
11074 | 1687750000 | PCB PLUG-IN CONNECTOR FEMALE PLUG 3.50 MM N OF POLES: 12 180° CLAMPING YOKE CONNECTION CLAMPING RANGE MAX. : 1.5 MM² BOX | 1
11075 | 1687780000 | PCB PLUG-IN CONNECTOR FEMALE PLUG 3.50 MM N OF POLES: 15 180° CLAMPING YOKE CONNECTION CLAMPING RANGE MAX. : 1.5 MM² BOX | 1
11076 | 1687800000 | PCB PLUG-IN CONNECTOR FEMALE PLUG 3.50 MM N OF POLES: 17 180° CLAMPING YOKE CONNECTION CLAMPING RANGE MAX. : 1.5 MM² BOX | 1
11077 | 1687810000 | PCB PLUG-IN CONNECTOR FEMALE PLUG 3.50 MM N OF POLES: 18 180° CLAMPING YOKE CONNECTION CLAMPING RANGE MAX. : 1.5 MM² BOX | 1
11078 | 1687820000 | PCB PLUG-IN CONNECTOR FEMALE PLUG 3.50 MM N OF POLES: 19 180° CLAMPING YOKE CONNECTION CLAMPING RANGE MAX. : 1.5 MM² BOX | 1
11079 | 1687870000 | PCB PLUG-IN CONNECTOR FEMALE PLUG 3.50 MM N OF POLES: 24 180° CLAMPING YOKE CONNECTION CLAMPING RANGE MAX. : 1.5 MM² BOX | 1
11080 | 1687880000 | PCB PLUG-IN CONNECTOR FEMALE PLUG 3.50 MM N OF POLES: 2 180° CLAMPING YOKE CONNECTION CLAMPING RANGE MAX. : 1.5 MM² BOX | 1
11081 | 1690310000 | PCB PLUG-IN CONNECTOR FEMALE PLUG 3.50 MM N OF POLES: 14 180° TENSION-CLAMP CONNECTION CLAMPING RANGE MAX. : 1.5 MM² BOX | 1
11082 | 1690320000 | PCB PLUG-IN CONNECTOR FEMALE PLUG 3.50 MM N OF POLES: 15 180° TENSION-CLAMP CONNECTION CLAMPING RANGE MAX. : 1.5 MM² BOX | 1
11083 | 1690340000 | PCB PLUG-IN CONNECTOR FEMALE PLUG 3.50 MM N OF POLES: 17 180° TENSION-CLAMP CONNECTION CLAMPING RANGE MAX. : 1.5 MM² BOX | 1
11084 | 1690350000 | PCB PLUG-IN CONNECTOR FEMALE PLUG 3.50 MM N OF POLES: 18 180° TENSION-CLAMP CONNECTION CLAMPING RANGE MAX. : 1.5 MM² BOX | 1
11085 | 1690360000 | PCB PLUG-IN CONNECTOR FEMALE PLUG 3.50 MM N OF POLES: 19 180° TENSION-CLAMP CONNECTION CLAMPING RANGE MAX. : 1.5 MM² BOX | 1
11086 | 1690370000 | PCB PLUG-IN CONNECTOR FEMALE PLUG 3.50 MM N OF POLES: 20 180° TENSION-CLAMP CONNECTION CLAMPING RANGE MAX. : 1.5 MM² BOX | 1
11087 | 1690380000 | PCB PLUG-IN CONNECTOR FEMALE PLUG 3.50 MM N OF POLES: 21 180° TENSION-CLAMP CONNECTION CLAMPING RANGE MAX. : 1.5 MM² BOX | 1
11088 | 1690390000 | PCB PLUG-IN CONNECTOR FEMALE PLUG 3.50 MM N OF POLES: 22 180° TENSION-CLAMP CONNECTION CLAMPING RANGE MAX. : 1.5 MM² BOX | 1
11089 | 1690430000 | PCB PLUG-IN CONNECTOR FEMALE PLUG 3.50 MM N OF POLES: 3 180° TENSION-CLAMP CONNECTION CLAMPING RANGE MAX. : 1.5 MM² BOX | 1
11090 | 1690450000 | PCB PLUG-IN CONNECTOR FEMALE PLUG 3.50 MM N OF POLES: 5 180° TENSION-CLAMP CONNECTION CLAMPING RANGE MAX. : 1.5 MM² BOX | 1
11091 | 1690460000 | PCB PLUG-IN CONNECTOR FEMALE PLUG 3.50 MM N OF POLES: 6 180° TENSION-CLAMP CONNECTION CLAMPING RANGE MAX. : 1.5 MM² BOX | 1
11092 | 1690470000 | PCB PLUG-IN CONNECTOR FEMALE PLUG 3.50 MM N OF POLES: 7 180° TENSION-CLAMP CONNECTION CLAMPING RANGE MAX. : 1.5 MM² BOX | 1
11093 | 1690520000 | PCB PLUG-IN CONNECTOR FEMALE PLUG 3.50 MM N OF POLES: 12 180° TENSION-CLAMP CONNECTION CLAMPING RANGE MAX. : 1.5 MM² BOX | 1
11094 | 1690530000 | PCB PLUG-IN CONNECTOR FEMALE PLUG 3.50 MM N OF POLES: 13 180° TENSION-CLAMP CONNECTION CLAMPING RANGE MAX. : 1.5 MM² BOX | 1
11095 | 1690560000 | PCB PLUG-IN CONNECTOR FEMALE PLUG 3.50 MM N OF POLES: 16 180° TENSION-CLAMP CONNECTION CLAMPING RANGE MAX. : 1.5 MM² BOX | 1
11096 | 1690630000 | PCB PLUG-IN CONNECTOR FEMALE PLUG 3.50 MM N OF POLES: 23 180° TENSION-CLAMP CONNECTION CLAMPING RANGE MAX. : 1.5 MM² BOX | 1
11097 | 1690880000 | PCB PLUG-IN CONNECTOR FEMALE PLUG 3.50 MM N OF POLES: 2 180° TENSION-CLAMP CONNECTION CLAMPING RANGE MAX. : 1.5 MM² BOX | 1
11098 | 1690910000 | PCB PLUG-IN CONNECTOR FEMALE PLUG 3.50 MM N OF POLES: 5 180° TENSION-CLAMP CONNECTION CLAMPING RANGE MAX. : 1.5 MM² BOX | 1
11099 | 1690950000 | PCB PLUG-IN CONNECTOR FEMALE PLUG 3.50 MM N OF POLES: 9 180° TENSION-CLAMP CONNECTION CLAMPING RANGE MAX. : 1.5 MM² BOX | 1
11100 | 1690970000 | PCB PLUG-IN CONNECTOR FEMALE PLUG 3.50 MM N OF POLES: 11 180° TENSION-CLAMP CONNECTION CLAMPING RANGE MAX. : 1.5 MM² BOX | 1
11101 | 1691060000 | PCB PLUG-IN CONNECTOR FEMALE PLUG 3.50 MM N OF POLES: 20 180° TENSION-CLAMP CONNECTION CLAMPING RANGE MAX. : 1.5 MM² BOX | 1
11102 | 1691100000 | PCB PLUG-IN CONNECTOR FEMALE PLUG 3.50 MM N OF POLES: 24 180° TENSION-CLAMP CONNECTION CLAMPING RANGE MAX. : 1.5 MM² BOX | 1
11103 | 1691130000 | PCB PLUG-IN CONNECTOR FEMALE PLUG 3.50 MM N OF POLES: 4 180° TENSION-CLAMP CONNECTION CLAMPING RANGE MAX. : 1.5 MM² BOX | 1
11104 | 1691140000 | PCB PLUG-IN CONNECTOR FEMALE PLUG 3.50 MM N OF POLES: 5 180° TENSION-CLAMP CONNECTION CLAMPING RANGE MAX. : 1.5 MM² BOX | 1
11105 | 1691210000 | PCB PLUG-IN CONNECTOR FEMALE PLUG 3.50 MM N OF POLES: 12 180° TENSION-CLAMP CONNECTION CLAMPING RANGE MAX. : 1.5 MM² BOX | 1
11106 | 1691230000 | PCB PLUG-IN CONNECTOR FEMALE PLUG 3.50 MM N OF POLES: 14 180° TENSION-CLAMP CONNECTION CLAMPING RANGE MAX. : 1.5 MM² BOX | 1
11107 | 1691250000 | PCB PLUG-IN CONNECTOR FEMALE PLUG 3.50 MM N OF POLES: 16 180° TENSION-CLAMP CONNECTION CLAMPING RANGE MAX. : 1.5 MM² BOX | 1
11108 | 1691290000 | PCB PLUG-IN CONNECTOR FEMALE PLUG 3.50 MM N OF POLES: 20 180° TENSION-CLAMP CONNECTION CLAMPING RANGE MAX. : 1.5 MM² BOX | 1
11109 | 1691320000 | PCB PLUG-IN CONNECTOR FEMALE PLUG 3.50 MM N OF POLES: 23 180° TENSION-CLAMP CONNECTION CLAMPING RANGE MAX. : 1.5 MM² BOX | 1
11110 | 1691330000 | PCB PLUG-IN CONNECTOR FEMALE PLUG 3.50 MM N OF POLES: 24 180° TENSION-CLAMP CONNECTION CLAMPING RANGE MAX. : 1.5 MM² BOX | 1
11111 | 1691570000 | PCB PLUG-IN CONNECTOR FEMALE PLUG 3.50 MM N OF POLES: 2 180° TENSION-CLAMP CONNECTION CLAMPING RANGE MAX. : 1.5 MM² BOX | 1
11112 | 1691600000 | PCB PLUG-IN CONNECTOR FEMALE PLUG 3.50 MM N OF POLES: 5 180° TENSION-CLAMP CONNECTION CLAMPING RANGE MAX. : 1.5 MM² BOX | 1
11113 | 1691620000 | PCB PLUG-IN CONNECTOR FEMALE PLUG 3.50 MM N OF POLES: 7 180° TENSION-CLAMP CONNECTION CLAMPING RANGE MAX. : 1.5 MM² BOX | 1
11114 | 1691640000 | PCB PLUG-IN CONNECTOR FEMALE PLUG 3.50 MM N OF POLES: 9 180° TENSION-CLAMP CONNECTION CLAMPING RANGE MAX. : 1.5 MM² BOX | 1
11115 | 1691690000 | PCB PLUG-IN CONNECTOR FEMALE PLUG 3.50 MM N OF POLES: 14 180° TENSION-CLAMP CONNECTION CLAMPING RANGE MAX. : 1.5 MM² BOX | 1
11116 | 1691730000 | PCB PLUG-IN CONNECTOR FEMALE PLUG 3.50 MM N OF POLES: 18 180° TENSION-CLAMP CONNECTION CLAMPING RANGE MAX. : 1.5 MM² BOX | 1
11117 | 1691740000 | PCB PLUG-IN CONNECTOR FEMALE PLUG 3.50 MM N OF POLES: 19 180° TENSION-CLAMP CONNECTION CLAMPING RANGE MAX. : 1.5 MM² BOX | 1
11118 | 1691820000 | PCB PLUG-IN CONNECTOR FEMALE PLUG 3.50 MM N OF POLES: 4 180° TENSION-CLAMP CONNECTION CLAMPING RANGE MAX. : 1.5 MM² BOX | 1
11119 | 1691840000 | PCB PLUG-IN CONNECTOR FEMALE PLUG 3.50 MM N OF POLES: 6 180° TENSION-CLAMP CONNECTION CLAMPING RANGE MAX. : 1.5 MM² BOX | 1
11120 | 1691860000 | PCB PLUG-IN CONNECTOR FEMALE PLUG 3.50 MM N OF POLES: 8 180° TENSION-CLAMP CONNECTION CLAMPING RANGE MAX. : 1.5 MM² BOX | 1
11121 | 1691960000 | PCB PLUG-IN CONNECTOR FEMALE PLUG 3.50 MM N OF POLES: 18 180° TENSION-CLAMP CONNECTION CLAMPING RANGE MAX. : 1.5 MM² BOX | 1
11122 | 1698170000 | Z-SERIES FEED-THROUGH TERMINAL MULTI-TIER MODULAR TERMINAL RATED CROSS-SECTION: 1.5 MM² TENSION-CLAMP CONNECTION DARK | 786
11123 | 1699610000 | Z-SERIES FEED-THROUGH TERMINAL DOUBLE-TIER TERMINAL RATED CROSS-SECTION: 2.5 MM² TENSION-CLAMP CONNECTION DARK | 9
11124 | 1781740000 | FEED-THROUGH TERMINAL SCREW CONNECTION 6 MM² 800 V 41 A DARK | 16
11125 | 1815100000 | Z-SERIES PE TERMINAL RATED CROSS-SECTION: 2.5 MM² TENSION-CLAMP CONNECTION GREEN/ | 9
11126 | 1815110000 | Z-SERIES FEED-THROUGH TERMINAL RATED CROSS-SECTION: 2.5 MM² TENSION-CLAMP CONNECTION DARK | 9
11127 | 1815130000 | Z-SERIES FEED-THROUGH TERMINAL RATED CROSS-SECTION: 2.5 MM² PLUG-IN CONNECTION DARK | 9
11128 | 1815140000 | Z-SERIES PE TERMINAL RATED CROSS-SECTION: 2.5 MM² TENSION-CLAMP CONNECTION GREEN/ | 9
11129 | 1815150000 | Z-SERIES DOUBLE-TIER TERMINAL RATED CROSS-SECTION: 2.5 MM² TENSION-CLAMP CONNECTION DARK | 9
11130 | 1815170000 | Z-SERIES DOUBLE-TIER TERMINAL RATED CROSS-SECTION: 2.5 MM² TENSION-CLAMP CONNECTION GREEN/ | 9
11131 | 1815220000 | Z-SERIES PLUG-IN CONNECTOR DARK DIRECT MOUNTING | 27
11132 | 1815250000 | Z-SERIES PLUG-IN CONNECTOR DARK DIRECT MOUNTING | 27
11133 | 1815260000 | Z-SERIES PLUG-IN CONNECTOR DARK DIRECT MOUNTING | 27
11134 | 1815270000 | Z-SERIES PLUG-IN CONNECTOR DARK DIRECT MOUNTING | 27
11135 | 1815280000 | Z-SERIES PLUG-IN CONNECTOR DARK DIRECT MOUNTING | 27
11136 | 1815290000 | Z-SERIES PLUG-IN CONNECTOR DARK DIRECT MOUNTING | 27
11137 | 1815300000 | Z-SERIES PLUG-IN CONNECTOR DARK DIRECT MOUNTING | 27
11138 | 1815330000 | Z-SERIES PLUG-IN CONNECTOR DARK DIRECT MOUNTING | 27
11139 | 1815430000 | Z-SERIES PLUG-IN CONNECTOR DARK DIRECT MOUNTING | 27
11140 | 1815450000 | Z-SERIES PLUG-IN CONNECTOR DARK DIRECT MOUNTING | 27
11141 | 1815540000 | Z-SERIES PLUG-IN CONNECTOR DARK DIRECT MOUNTING | 27
11142 | 1815550000 | Z-SERIES PLUG-IN CONNECTOR DARK DIRECT MOUNTING | 27
11143 | 1815620000 | Z-SERIES PLUG-IN CONNECTOR DARK DIRECT MOUNTING | 27
11144 | 1815790000 | Z-SERIES PLUG-IN CONNECTOR DARK DIRECT MOUNTING | 27
11145 | 1815800000 | Z-SERIES PLUG-IN CONNECTOR DARK DIRECT MOUNTING | 27
11146 | 1815820000 | Z-SERIES PLUG-IN CONNECTOR DARK DIRECT MOUNTING | 27
11147 | 1815880000 | Z-SERIES PLUG-IN CONNECTOR DARK DIRECT MOUNTING | 27
11148 | 1820570000 | Z-SERIES PLUG-IN CONNECTOR GREEN DIRECT MOUNTING | 27
11149 | 1833420000 | FEED-THROUGH TERMINAL SCREW CONNECTION 16 MM² 1000 V 76 A | 16
11150 | 1833460000 | FEED-THROUGH TERMINAL SCREW CONNECTION 16 MM² 1000 V 76 A BROWN | 16
11151 | 1848340000 | Z-SERIES PLUG-IN CONNECTOR DIRECT MOUNTING | 27
11152 | 1855000000 | Z-SERIES PLUG-IN CONNECTOR DIRECT MOUNTING | 27
11153 | 1855010000 | Z-SERIES PLUG-IN CONNECTOR DIRECT MOUNTING | 27
11154 | 1855030000 | Z-SERIES PLUG-IN CONNECTOR DIRECT MOUNTING | 27
11155 | 1855070000 | Z-SERIES PLUG-IN CONNECTOR DIRECT MOUNTING | 27
11156 | 1855090000 | Z-SERIES PLUG-IN CONNECTOR DIRECT MOUNTING | 27
11157 | 1855100000 | Z-SERIES PLUG-IN CONNECTOR DIRECT MOUNTING | 27
11158 | 1855220000 | Z-SERIES END PLATE PARTITION PLATE | 72
11159 | 1855230000 | Z-SERIES END PLATE PARTITION PLATE | 72
11160 | 1855250000 | Z-SERIES LOCKING CLIPS DIRECT MOUNTING | 614
11161 | 1855260000 | Z-SERIES STRAIN RELIEF DIRECT MOUNTING | 809
11162 | 1865510000 | Z-SERIES TEST-DISCONNECT TERMINAL RATED CROSS-SECTION: 2.5 MM² TENSION-CLAMP CONNECTION DARK | 9
11163 | 1865900000 | Z-SERIES COUPLING RATED CROSS-SECTION: 2.5 MM² PLUG-IN CONNECTION DIRECT MOUNTING | 27
11164 | 1865920000 | Z-SERIES COUPLING RATED CROSS-SECTION: 2.5 MM² PLUG-IN CONNECTION DIRECT MOUNTING | 27
11165 | 1865970000 | Z-SERIES COUPLING RATED CROSS-SECTION: 2.5 MM² PLUG-IN CONNECTION DIRECT MOUNTING | 27
11166 | 1866000000 | Z-SERIES COUPLING RATED CROSS-SECTION: 2.5 MM² PLUG-IN CONNECTION DIRECT MOUNTING | 27
11167 | 1866030000 | Z-SERIES COUPLING RATED CROSS-SECTION: 2.5 MM² PLUG-IN CONNECTION DIRECT MOUNTING | 27
11168 | 1867110000 | Z-SERIES PLUG-IN CONNECTOR DIRECT MOUNTING | 27
11169 | 1867120000 | Z-SERIES PLUG-IN CONNECTOR DIRECT MOUNTING | 27
11170 | 1867200000 | Z-SERIES PLUG-IN CONNECTOR DIRECT MOUNTING | 27
11171 | 1886560000 | W-SERIES FUSE TERMINAL RATED CROSS-SECTION: 4 MM² SCREW CONNECTION | 9
11172 | 1886570000 | W-SERIES FUSE TERMINAL RATED CROSS-SECTION: 4 MM² SCREW CONNECTION | 9
11173 | 1886580000 | W-SERIES FUSE TERMINAL RATED CROSS-SECTION: 4 MM² SCREW CONNECTION | 9
11174 | 1886590000 | W-SERIES FUSE TERMINAL RATED CROSS-SECTION: 4 MM² SCREW CONNECTION | 9
11175 | 9500490000 | PRINTED CIRCUIT BOARD TERMINALS 5.00 MM N OF POLES: 10 180° SOLDER PIN LENGTH (L): 3.5 MM TINNED ORANGE FLAT-BLADE CONNECTION BOX | 0
11176 | 9500560000 | PRINTED CIRCUIT BOARD TERMINALS 5.00 MM N OF POLES: 16 180° SOLDER PIN LENGTH (L): 3.5 MM TINNED ORANGE FLAT-BLADE CONNECTION BOX | 0
11177 | 9500630000 | PRINTED CIRCUIT BOARD TERMINALS 7.50 MM N OF POLES: 3 180° SOLDER PIN LENGTH (L): 3.5 MM TINNED ORANGE FLAT-BLADE CONNECTION BOX | 0
11178 | 9500830000 | PRINTED CIRCUIT BOARD TERMINALS 10.00 MM N OF POLES: 9 180° SOLDER PIN LENGTH (L): 3.5 MM TINNED ORANGE FLAT-BLADE CONNECTION BOX | 0
11179 | 9511460000 | PRINTED CIRCUIT BOARD TERMINALS 5.00 MM N OF POLES: 7 90° SOLDER PIN LENGTH (L): 3.5 MM TINNED ORANGE FLAT-BLADE CONNECTION BOX | 0
11180 | 9511470000 | PRINTED CIRCUIT BOARD TERMINALS 5.00 MM N OF POLES: 8 90° SOLDER PIN LENGTH (L): 3.5 MM TINNED ORANGE FLAT-BLADE CONNECTION BOX | 0
11181 | 9511530000 | PRINTED CIRCUIT BOARD TERMINALS 5.00 MM N OF POLES: 14 90° SOLDER PIN LENGTH (L): 3.5 MM TINNED ORANGE FLAT-BLADE CONNECTION BOX | 0
11182 | 9511540000 | PRINTED CIRCUIT BOARD TERMINALS 5.00 MM N OF POLES: 15 90° SOLDER PIN LENGTH (L): 3.5 MM TINNED ORANGE FLAT-BLADE CONNECTION BOX | 0
11183 | 9511560000 | PRINTED CIRCUIT BOARD TERMINALS 5.00 MM N OF POLES: 17 90° SOLDER PIN LENGTH (L): 3.5 MM TINNED ORANGE FLAT-BLADE CONNECTION BOX | 0
11184 | 9511600000 | PRINTED CIRCUIT BOARD TERMINALS 7.50 MM N OF POLES: 3 90° SOLDER PIN LENGTH (L): 3.5 MM TINNED ORANGE FLAT-BLADE CONNECTION BOX | 0
11185 | 9511670000 | PRINTED CIRCUIT BOARD TERMINALS 7.50 MM N OF POLES: 11 90° SOLDER PIN LENGTH (L): 3.5 MM TINNED ORANGE FLAT-BLADE CONNECTION BOX | 0
11186 | 9511680000 | PRINTED CIRCUIT BOARD TERMINALS 7.50 MM N OF POLES: 12 90° SOLDER PIN LENGTH (L): 3.5 MM TINNED ORANGE FLAT-BLADE CONNECTION BOX | 0
11187 | 9511810000 | PRINTED CIRCUIT BOARD TERMINALS 5.00 MM N OF POLES: 4 135° SOLDER PIN LENGTH (L): 3.5 MM TINNED ORANGE FLAT-BLADE CONNECTION BOX | 0
11188 | 9511820000 | PRINTED CIRCUIT BOARD TERMINALS 5.00 MM N OF POLES: 5 135° SOLDER PIN LENGTH (L): 3.5 MM TINNED ORANGE FLAT-BLADE CONNECTION BOX | 0
11189 | 9511850000 | PRINTED CIRCUIT BOARD TERMINALS 5.00 MM N OF POLES: 8 135° SOLDER PIN LENGTH (L): 3.5 MM TINNED ORANGE FLAT-BLADE CONNECTION BOX | 0
11190 | 9511880000 | PRINTED CIRCUIT BOARD TERMINALS 5.00 MM N OF POLES: 11 135° SOLDER PIN LENGTH (L): 3.5 MM TINNED ORANGE FLAT-BLADE CONNECTION BOX | 0
11191 | 9511890000 | PRINTED CIRCUIT BOARD TERMINALS 5.00 MM N OF POLES: 12 135° SOLDER PIN LENGTH (L): 3.5 MM TINNED ORANGE FLAT-BLADE CONNECTION BOX | 0
11192 | 9511950000 | PRINTED CIRCUIT BOARD TERMINALS 5.00 MM N OF POLES: 18 135° SOLDER PIN LENGTH (L): 3.5 MM TINNED ORANGE FLAT-BLADE CONNECTION BOX | 0
11193 | 9511960000 | PRINTED CIRCUIT BOARD TERMINALS 5.00 MM N OF POLES: 19 135° SOLDER PIN LENGTH (L): 3.5 MM TINNED ORANGE FLAT-BLADE CONNECTION BOX | 0
11194 | 9511970000 | PRINTED CIRCUIT BOARD TERMINALS 7.50 MM N OF POLES: 2 135° SOLDER PIN LENGTH (L): 3.5 MM TINNED ORANGE FLAT-BLADE CONNECTION BOX | 0
11195 | 9511980000 | PRINTED CIRCUIT BOARD TERMINALS 7.50 MM N OF POLES: 3 135° SOLDER PIN LENGTH (L): 3.5 MM TINNED ORANGE FLAT-BLADE CONNECTION BOX | 0
11196 | 9512020000 | PRINTED CIRCUIT BOARD TERMINALS 7.50 MM N OF POLES: 7 135° SOLDER PIN LENGTH (L): 3.5 MM TINNED ORANGE FLAT-BLADE CONNECTION BOX | 0
11197 | 9512030000 | PRINTED CIRCUIT BOARD TERMINALS 7.50 MM N OF POLES: 8 135° SOLDER PIN LENGTH (L): 3.5 MM TINNED ORANGE FLAT-BLADE CONNECTION BOX | 0
11198 | 9512070000 | PRINTED CIRCUIT BOARD TERMINALS 7.50 MM N OF POLES: 12 135° SOLDER PIN LENGTH (L): 3.5 MM TINNED ORANGE FLAT-BLADE CONNECTION BOX | 0
11199 | 9512090000 | PRINTED CIRCUIT BOARD TERMINALS 10.00 MM N OF POLES: 2 135° SOLDER PIN LENGTH (L): 3.5 MM TINNED ORANGE FLAT-BLADE CONNECTION BOX | 0
11200 | 9512130000 | PRINTED CIRCUIT BOARD TERMINALS 10.00 MM N OF POLES: 6 135° SOLDER PIN LENGTH (L): 3.5 MM TINNED ORANGE FLAT-BLADE CONNECTION BOX | 0
11201 | 9512160000 | PRINTED CIRCUIT BOARD TERMINALS 10.00 MM N OF POLES: 9 135° SOLDER PIN LENGTH (L): 3.5 MM TINNED ORANGE FLAT-BLADE CONNECTION BOX | 0
11202 | 9512180000 | PRINTED CIRCUIT BOARD TERMINALS 7.50 MM N OF POLES: 9 90° SOLDER PIN LENGTH (L): 3.5 MM TINNED ORANGE FLAT-BLADE CONNECTION BOX | 0
11203 | 9512190000 | FEED-THROUGH TERMINAL SCREW CONNECTION 70 MM² 1000 V 192 A DARK | 16
11204 | 9512420000 | FEED-THROUGH TERMINAL SCREW CONNECTION 70 MM² 1000 V 192 A | 16
11205 | 9537410000 | W-SERIES FEED-THROUGH TERMINAL RATED CROSS-SECTION: 10 MM² SCREW CONNECTION | 9
11206 | 9537440000 | W-SERIES FEED-THROUGH TERMINAL RATED CROSS-SECTION: 4 MM² SCREW CONNECTION | 9
11207 | 1020100000 | FEED-THROUGH TERMINAL SCREW CONNECTION 4 MM² 800 V 32 A DARK | 16
11208 | 392160000 | PRINTED CIRCUIT BOARD TERMINALS 7.62 MM N OF POLES: 12 180° SOLDER PIN LENGTH (L): 4.5 MM TINNED ORANGE TOP CONNECTION CLAMPING RANGE MAX. : 2.5 MM² BOX | 1
11209 | 393560000 | PRINTED CIRCUIT BOARD TERMINALS 7.62 MM N OF POLES: 4 90° SOLDER PIN LENGTH (L): 3.5 MM TINNED ORANGE TOP CONNECTION CLAMPING RANGE MAX. : 2.5 MM² BOX | 1
11210 | 394060000 | PRINTED CIRCUIT BOARD TERMINALS 7.62 MM N OF POLES: 11 90° SOLDER PIN LENGTH (L): 3.5 MM TINNED ORANGE TOP CONNECTION CLAMPING RANGE MAX. : 2.5 MM² BOX | 1
11211 | 394160000 | PRINTED CIRCUIT BOARD TERMINALS 7.62 MM N OF POLES: 12 90° SOLDER PIN LENGTH (L): 3.5 MM TINNED ORANGE TOP CONNECTION CLAMPING RANGE MAX. : 2.5 MM² BOX | 1
11212 | 594360000 | PRINTED CIRCUIT BOARD TERMINALS 5.08 MM N OF POLES: 12 90° SOLDER PIN LENGTH (L): 3.5 MM TINNED ORANGE TOP CONNECTION CLAMPING RANGE MAX. : 2.5 MM² BOX | 1
11213 | 598460000 | PRINTED CIRCUIT BOARD TERMINALS 5.08 MM N OF POLES: 18 180° SOLDER PIN LENGTH (L): 4.5 MM TINNED ORANGE TOP CONNECTION CLAMPING RANGE MAX. : 2.5 MM² BOX | 1
11214 | 598560000 | PRINTED CIRCUIT BOARD TERMINALS 5.08 MM N OF POLES: 19 180° SOLDER PIN LENGTH (L): 4.5 MM TINNED ORANGE TOP CONNECTION CLAMPING RANGE MAX. : 2.5 MM² BOX | 1
11215 | 598760000 | PRINTED CIRCUIT BOARD TERMINALS 5.08 MM N OF POLES: 21 180° SOLDER PIN LENGTH (L): 4.5 MM TINNED ORANGE TOP CONNECTION CLAMPING RANGE MAX. : 2.5 MM² BOX | 1
11216 | 641960000 | PRINTED CIRCUIT BOARD TERMINALS 5.08 MM N OF POLES: 2 90° SOLDER PIN LENGTH (L): 3.5 MM TINNED ORANGE TOP CONNECTION CLAMPING RANGE MAX. : 2.5 MM² BOX | 1
11217 | 1026810000 | PCB PLUG-IN CONNECTOR MALE HEADER FLANGE THT SOLDER CONNECTION 7.62 MM N OF POLES: 2 90° SOLDER PIN LENGTH (L): 3.2 MM TINNED ORANGE BOX | 0
11218 | 1048910000 | PCB PLUG-IN CONNECTOR MALE HEADER CLOSED SIDE THT SOLDER CONNECTION 7.62 MM N OF POLES: 6 180° SOLDER PIN LENGTH (L): 3.2 MM TINNED ORANGE BOX | 0
11219 | 1048980000 | PCB PLUG-IN CONNECTOR MALE HEADER CLOSED SIDE THT SOLDER CONNECTION 7.62 MM N OF POLES: 5 180° SOLDER PIN LENGTH (L): 3.2 MM TINNED BOX | 0
11220 | 1474660000 | PRINTED CIRCUIT BOARD TERMINALS 5.08 MM N OF POLES: 9 180° SOLDER PIN LENGTH (L): 4.5 MM TINNED ORANGE TOP CONNECTION CLAMPING RANGE MAX. : 2.5 MM² BOX | 1
11221 | 1474760000 | PRINTED CIRCUIT BOARD TERMINALS 5.08 MM N OF POLES: 11 180° SOLDER PIN LENGTH (L): 4.5 MM TINNED ORANGE TOP CONNECTION CLAMPING RANGE MAX. : 2.5 MM² BOX | 1
11222 | 1597070000 | PRINTED CIRCUIT BOARD TERMINALS 7.62 MM N OF POLES: 7 180° SOLDER PIN LENGTH (L): 4.5 MM TINNED ORANGE TOP CONNECTION CLAMPING RANGE MAX. : 2.5 MM² BOX | 1
11223 | 1609060000 | ACCESSORIES TEST ADAPTER 9 A | 436
11224 | 1624450000 | PCB PLUG-IN CONNECTOR MALE HEADER DOVETAILS FOR FIXING BLOCKS THT SOLDER CONNECTION 7.62 MM N OF POLES: 10 90° SOLDER PIN LENGTH (L): 3.2 MM TINNED ORANGE BOX | 0
11225 | 1624940000 | PCB PLUG-IN CONNECTOR MALE HEADER DOVETAILS FOR FIXING BLOCKS THT SOLDER CONNECTION 7.62 MM N OF POLES: 4 180° SOLDER PIN LENGTH (L): 4.5 MM TINNED BOX | 0
11226 | 1625280000 | PCB PLUG-IN CONNECTOR MALE HEADER DOVETAILS FOR FIXING BLOCKS THT SOLDER CONNECTION 7.62 MM N OF POLES: 5 180° SOLDER PIN LENGTH (L): 3.2 MM TINNED ORANGE BOX | 0
11227 | 1625290000 | PCB PLUG-IN CONNECTOR MALE HEADER DOVETAILS FOR FIXING BLOCKS THT SOLDER CONNECTION 7.62 MM N OF POLES: 6 180° SOLDER PIN LENGTH (L): 3.2 MM TINNED ORANGE BOX | 0
11228 | 1633230000 | ACCESSORIES CROSS-CONNECTOR 24 A | 80
11229 | 1683270000 | FEED-THROUGH TERMINAL TENSION-CLAMP CONNECTION 2.5 MM² 800 V 24 A | 16
11230 | 1688110000 | ACCESSORIES TEST ADAPTER 11 A | 643
11231 | 1689990000 | FEED-THROUGH TERMINAL DOUBLE-TIER TERMINAL TENSION-CLAMP CONNECTION 2.5 MM² 500 V 20 A DARK | 16
11232 | 1693880000 | Z-SERIES CROSS-CONNECTOR 24 A | 238
11233 | 1701800000 | PCB PLUG-IN CONNECTOR FEMALE PLUG 7.50 MM N OF POLES: 3 90° CLAMPING YOKE CONNECTION CLAMPING RANGE MAX. : 3.31 MM² BOX | 1
11234 | 1701810000 | PCB PLUG-IN CONNECTOR FEMALE PLUG 7.50 MM N OF POLES: 4 90° CLAMPING YOKE CONNECTION CLAMPING RANGE MAX. : 3.31 MM² BOX | 1
11235 | 1701820000 | PCB PLUG-IN CONNECTOR FEMALE PLUG 7.50 MM N OF POLES: 5 90° CLAMPING YOKE CONNECTION CLAMPING RANGE MAX. : 3.31 MM² BOX | 1
11236 | 1701830000 | PCB PLUG-IN CONNECTOR FEMALE PLUG 7.50 MM N OF POLES: 6 90° CLAMPING YOKE CONNECTION CLAMPING RANGE MAX. : 3.31 MM² BOX | 1
11237 | 1701870000 | PCB PLUG-IN CONNECTOR FEMALE PLUG 7.50 MM N OF POLES: 10 90° CLAMPING YOKE CONNECTION CLAMPING RANGE MAX. : 3.31 MM² BOX | 1
11238 | 1701890000 | PCB PLUG-IN CONNECTOR FEMALE PLUG 7.50 MM N OF POLES: 12 90° CLAMPING YOKE CONNECTION CLAMPING RANGE MAX. : 3.31 MM² BOX | 1
11239 | 1702020000 | PCB PLUG-IN CONNECTOR FEMALE PLUG 7.50 MM N OF POLES: 3 90° CLAMPING YOKE CONNECTION CLAMPING RANGE MAX. : 3.31 MM² BOX | 1
11240 | 1702030000 | PCB PLUG-IN CONNECTOR FEMALE PLUG 7.50 MM N OF POLES: 4 90° CLAMPING YOKE CONNECTION CLAMPING RANGE MAX. : 3.31 MM² BOX | 1
11241 | 1702050000 | PCB PLUG-IN CONNECTOR FEMALE PLUG 7.50 MM N OF POLES: 6 90° CLAMPING YOKE CONNECTION CLAMPING RANGE MAX. : 3.31 MM² BOX | 1
11242 | 1702070000 | PCB PLUG-IN CONNECTOR FEMALE PLUG 7.50 MM N OF POLES: 8 90° CLAMPING YOKE CONNECTION CLAMPING RANGE MAX. : 3.31 MM² BOX | 1
11243 | 1702330000 | PCB PLUG-IN CONNECTOR FEMALE PLUG 7.50 MM N OF POLES: 12 270° CLAMPING YOKE CONNECTION CLAMPING RANGE MAX. : 3.31 MM² BOX | 1
11244 | 1702460000 | PCB PLUG-IN CONNECTOR FEMALE PLUG 7.50 MM N OF POLES: 3 270° CLAMPING YOKE CONNECTION CLAMPING RANGE MAX. : 3.31 MM² BOX | 1
11245 | 1702540000 | PCB PLUG-IN CONNECTOR FEMALE PLUG 7.50 MM N OF POLES: 11 270° CLAMPING YOKE CONNECTION CLAMPING RANGE MAX. : 3.31 MM² BOX | 1
11246 | 1717940000 | Z-SERIES CROSS-CONNECTOR FOR THE TERMINALS N OF POLES: 6 | 51
11247 | 1717960000 | Z-SERIES CROSS-CONNECTOR FOR THE TERMINALS N OF POLES: 8 | 51
11248 | 1718140000 | Z-SERIES CROSS-CONNECTOR FOR THE TERMINALS N OF POLES: 8 | 51
11249 | 1724740000 | PRINTED CIRCUIT BOARD TERMINALS 5.08 MM N OF POLES: 13 180° SOLDER PIN LENGTH (L): 4.5 MM TINNED ORANGE TOP CONNECTION CLAMPING RANGE MAX. : 2.5 MM² BOX | 1
11250 | 1733640000 | ACCESSORIES CROSS-CONNECTOR 41 A | 80
11251 | 1768800000 | FEED-THROUGH TERMINAL DOUBLE-TIER TERMINAL TENSION-CLAMP CONNECTION 2.5 MM² 500 V 20 A | 16
11252 | 1775500000 | FEED-THROUGH TERMINAL TENSION-CLAMP CONNECTION 1.5 MM² 500 V 17.5 A ORANGE | 16
11253 | 1775600000 | FEED-THROUGH TERMINAL TENSION-CLAMP CONNECTION 1.5 MM² 500 V 17.5 A | 16
11254 | 1776140000 | ACCESSORIES CROSS-CONNECTOR 17.5 A | 80
11255 | 1780670000 | ACCESSORIES TEST ADAPTER 9 A | 436
11256 | 1791100000 | FEED-THROUGH TERMINAL DOUBLE-TIER TERMINAL TENSION-CLAMP CONNECTION 1.5 MM² 500 V 17.5 A DARK | 16
11257 | 1791110000 | FEED-THROUGH TERMINAL DOUBLE-TIER TERMINAL TENSION-CLAMP CONNECTION 1.5 MM² 500 V 17.5 A | 16
11258 | 1791120000 | FEED-THROUGH TERMINAL DOUBLE-TIER TERMINAL TENSION-CLAMP CONNECTION 1.5 MM² 500 V 17.5 A DARK | 16
11259 | 1791130000 | FEED-THROUGH TERMINAL DOUBLE-TIER TERMINAL TENSION-CLAMP CONNECTION 1.5 MM² 500 V 17.5 A DARK | 16
11260 | 1792870000 | PCB PLUG-IN CONNECTOR FEMALE PLUG 3.81 MM N OF POLES: 3 180° CLAMPING YOKE CONNECTION CLAMPING RANGE MAX. : 1.5 MM² BOX | 1
11261 | 1792910000 | PCB PLUG-IN CONNECTOR FEMALE PLUG 3.81 MM N OF POLES: 8 180° CLAMPING YOKE CONNECTION CLAMPING RANGE MAX. : 1.5 MM² BOX | 1
11262 | 1792940000 | PCB PLUG-IN CONNECTOR FEMALE PLUG 3.81 MM N OF POLES: 16 180° CLAMPING YOKE CONNECTION CLAMPING RANGE MAX. : 1.5 MM² BOX | 1
11263 | 1793060000 | PCB PLUG-IN CONNECTOR FEMALE PLUG 3.81 MM N OF POLES: 4 180° CLAMPING YOKE CONNECTION CLAMPING RANGE MAX. : 1.5 MM² BOX | 1
11264 | 1793070000 | PCB PLUG-IN CONNECTOR FEMALE PLUG 3.81 MM N OF POLES: 5 180° CLAMPING YOKE CONNECTION CLAMPING RANGE MAX. : 1.5 MM² BOX | 1
11265 | 1793080000 | PCB PLUG-IN CONNECTOR FEMALE PLUG 3.81 MM N OF POLES: 6 180° CLAMPING YOKE CONNECTION CLAMPING RANGE MAX. : 1.5 MM² BOX | 1
11266 | 1793090000 | PCB PLUG-IN CONNECTOR FEMALE PLUG 3.81 MM N OF POLES: 8 180° CLAMPING YOKE CONNECTION CLAMPING RANGE MAX. : 1.5 MM² BOX | 1
11267 | 1793100000 | PCB PLUG-IN CONNECTOR FEMALE PLUG 3.81 MM N OF POLES: 10 180° CLAMPING YOKE CONNECTION CLAMPING RANGE MAX. : 1.5 MM² BOX | 1
11268 | 1793250000 | PCB PLUG-IN CONNECTOR MALE HEADER CLOSED SIDE THT SOLDER CONNECTION 3.81 MM N OF POLES: 3 90° SOLDER PIN LENGTH (L): 3.2 MM TINNED PALE GREEN BOX | 0
11269 | 1793260000 | PCB PLUG-IN CONNECTOR MALE HEADER CLOSED SIDE THT SOLDER CONNECTION 3.81 MM N OF POLES: 4 90° SOLDER PIN LENGTH (L): 3.2 MM TINNED PALE GREEN BOX | 0
11270 | 1793270000 | PCB PLUG-IN CONNECTOR MALE HEADER CLOSED SIDE THT SOLDER CONNECTION 3.81 MM N OF POLES: 5 90° SOLDER PIN LENGTH (L): 3.2 MM TINNED PALE GREEN BOX | 0
11271 | 1793280000 | PCB PLUG-IN CONNECTOR MALE HEADER CLOSED SIDE THT SOLDER CONNECTION 3.81 MM N OF POLES: 6 90° SOLDER PIN LENGTH (L): 3.2 MM TINNED PALE GREEN BOX | 0
11272 | 1793290000 | PCB PLUG-IN CONNECTOR MALE HEADER CLOSED SIDE THT SOLDER CONNECTION 3.81 MM N OF POLES: 8 90° SOLDER PIN LENGTH (L): 3.2 MM TINNED PALE GREEN BOX | 0
11273 | 1793310000 | PCB PLUG-IN CONNECTOR MALE HEADER CLOSED SIDE THT SOLDER CONNECTION 3.81 MM N OF POLES: 12 90° SOLDER PIN LENGTH (L): 3.2 MM TINNED PALE GREEN BOX | 0
11274 | 1793320000 | PCB PLUG-IN CONNECTOR MALE HEADER CLOSED SIDE THT SOLDER CONNECTION 3.81 MM N OF POLES: 16 90° SOLDER PIN LENGTH (L): 3.2 MM TINNED PALE GREEN BOX | 0
11275 | 1793450000 | PCB PLUG-IN CONNECTOR MALE HEADER FLANGE THT SOLDER CONNECTION 3.81 MM N OF POLES: 5 90° SOLDER PIN LENGTH (L): 3.2 MM TINNED PALE GREEN BOX | 0
11276 | 1793480000 | PCB PLUG-IN CONNECTOR MALE HEADER FLANGE THT SOLDER CONNECTION 3.81 MM N OF POLES: 10 90° SOLDER PIN LENGTH (L): 3.2 MM TINNED PALE GREEN BOX | 0
11277 | 1793610000 | PCB PLUG-IN CONNECTOR MALE HEADER CLOSED SIDE THT SOLDER CONNECTION 3.81 MM N OF POLES: 2 180° SOLDER PIN LENGTH (L): 3.2 MM TINNED PALE GREEN BOX | 0
11278 | 1793620000 | PCB PLUG-IN CONNECTOR MALE HEADER CLOSED SIDE THT SOLDER CONNECTION 3.81 MM N OF POLES: 3 180° SOLDER PIN LENGTH (L): 3.2 MM TINNED PALE GREEN BOX | 0
11279 | 1793680000 | PCB PLUG-IN CONNECTOR MALE HEADER CLOSED SIDE THT SOLDER CONNECTION 3.81 MM N OF POLES: 12 180° SOLDER PIN LENGTH (L): 3.2 MM TINNED PALE GREEN BOX | 0
11280 | 1793840000 | PCB PLUG-IN CONNECTOR MALE HEADER FLANGE THT SOLDER CONNECTION 3.81 MM N OF POLES: 8 180° SOLDER PIN LENGTH (L): 3.2 MM TINNED PALE GREEN BOX | 0
11281 | 1793850000 | PCB PLUG-IN CONNECTOR MALE HEADER FLANGE THT SOLDER CONNECTION 3.81 MM N OF POLES: 10 180° SOLDER PIN LENGTH (L): 3.2 MM TINNED PALE GREEN BOX | 0
11282 | 1793860000 | PCB PLUG-IN CONNECTOR MALE HEADER FLANGE THT SOLDER CONNECTION 3.81 MM N OF POLES: 12 180° SOLDER PIN LENGTH (L): 3.2 MM TINNED PALE GREEN BOX | 0
11283 | 1798680000 | PCB PLUG-IN CONNECTOR FEMALE PLUG 3.81 MM N OF POLES: 2 90° CLAMPING YOKE CONNECTION CLAMPING RANGE MAX. : 1.5 MM² BOX | 1
11284 | 1798690000 | PCB PLUG-IN CONNECTOR FEMALE PLUG 3.81 MM N OF POLES: 3 90° CLAMPING YOKE CONNECTION CLAMPING RANGE MAX. : 1.5 MM² BOX | 1
11285 | 1798710000 | PCB PLUG-IN CONNECTOR FEMALE PLUG 3.81 MM N OF POLES: 4 90° CLAMPING YOKE CONNECTION CLAMPING RANGE MAX. : 1.5 MM² BOX | 1
11286 | 1798730000 | PCB PLUG-IN CONNECTOR FEMALE PLUG 3.81 MM N OF POLES: 6 90° CLAMPING YOKE CONNECTION CLAMPING RANGE MAX. : 1.5 MM² BOX | 1
11287 | 1798740000 | PCB PLUG-IN CONNECTOR FEMALE PLUG 3.81 MM N OF POLES: 8 90° CLAMPING YOKE CONNECTION CLAMPING RANGE MAX. : 1.5 MM² BOX | 1
11288 | 1798750000 | PCB PLUG-IN CONNECTOR FEMALE PLUG 3.81 MM N OF POLES: 10 90° CLAMPING YOKE CONNECTION CLAMPING RANGE MAX. : 1.5 MM² BOX | 1
11289 | 1798760000 | PCB PLUG-IN CONNECTOR FEMALE PLUG 3.81 MM N OF POLES: 12 90° CLAMPING YOKE CONNECTION CLAMPING RANGE MAX. : 1.5 MM² BOX | 1
11290 | 1798900000 | PCB PLUG-IN CONNECTOR FEMALE PLUG 3.81 MM N OF POLES: 8 90° CLAMPING YOKE CONNECTION CLAMPING RANGE MAX. : 1.5 MM² BOX | 1
11291 | 1798910000 | PCB PLUG-IN CONNECTOR FEMALE PLUG 3.81 MM N OF POLES: 10 90° CLAMPING YOKE CONNECTION CLAMPING RANGE MAX. : 1.5 MM² BOX | 1
11292 | 1799010000 | PCB PLUG-IN CONNECTOR FEMALE PLUG 3.81 MM N OF POLES: 2 270° CLAMPING YOKE CONNECTION CLAMPING RANGE MAX. : 1.5 MM² BOX | 1
11293 | 1799020000 | PCB PLUG-IN CONNECTOR FEMALE PLUG 3.81 MM N OF POLES: 3 270° CLAMPING YOKE CONNECTION CLAMPING RANGE MAX. : 1.5 MM² BOX | 1
11294 | 1799030000 | PCB PLUG-IN CONNECTOR FEMALE PLUG 3.81 MM N OF POLES: 4 270° CLAMPING YOKE CONNECTION CLAMPING RANGE MAX. : 1.5 MM² BOX | 1
11295 | 1799170000 | PCB PLUG-IN CONNECTOR FEMALE PLUG 3.81 MM N OF POLES: 2 270° CLAMPING YOKE CONNECTION CLAMPING RANGE MAX. : 1.5 MM² BOX | 1
11296 | 1799200000 | PCB PLUG-IN CONNECTOR FEMALE PLUG 3.81 MM N OF POLES: 5 270° CLAMPING YOKE CONNECTION CLAMPING RANGE MAX. : 1.5 MM² BOX | 1
11297 | 1799220000 | PCB PLUG-IN CONNECTOR FEMALE PLUG 3.81 MM N OF POLES: 8 270° CLAMPING YOKE CONNECTION CLAMPING RANGE MAX. : 1.5 MM² BOX | 1
11298 | 1813330000 | PCB PLUG-IN CONNECTOR MALE HEADER CLOSED SIDE THT SOLDER CONNECTION 10.16 MM N OF POLES: 2 90° SOLDER PIN LENGTH (L): 3.5 MM -PLATED BOX | 0
11299 | 1813390000 | PCB PLUG-IN CONNECTOR MALE HEADER CLOSED SIDE THT SOLDER CONNECTION 10.16 MM N OF POLES: 8 90° SOLDER PIN LENGTH (L): 3.5 MM -PLATED BOX | 0
11300 | 1813420000 | PCB PLUG-IN CONNECTOR MALE HEADER CLOSED SIDE THT SOLDER CONNECTION 10.16 MM N OF POLES: 3 180° SOLDER PIN LENGTH (L): 3.5 MM -PLATED BOX | 0
11301 | 1813450000 | PCB PLUG-IN CONNECTOR MALE HEADER CLOSED SIDE THT SOLDER CONNECTION 10.16 MM N OF POLES: 6 180° SOLDER PIN LENGTH (L): 3.5 MM -PLATED BOX | 0
11302 | 1813460000 | PCB PLUG-IN CONNECTOR MALE HEADER CLOSED SIDE THT SOLDER CONNECTION 10.16 MM N OF POLES: 7 180° SOLDER PIN LENGTH (L): 3.5 MM -PLATED BOX | 0
11303 | 1813470000 | PCB PLUG-IN CONNECTOR MALE HEADER CLOSED SIDE THT SOLDER CONNECTION 10.16 MM N OF POLES: 8 180° SOLDER PIN LENGTH (L): 3.5 MM -PLATED BOX | 0
11304 | 1813500000 | PCB PLUG-IN CONNECTOR MALE HEADER CLOSED SIDE THT SOLDER CONNECTION 10.16 MM N OF POLES: 3 270° SOLDER PIN LENGTH (L): 3.5 MM -PLATED BOX | 0
11305 | 1813520000 | PCB PLUG-IN CONNECTOR MALE HEADER CLOSED SIDE THT SOLDER CONNECTION 10.16 MM N OF POLES: 5 270° SOLDER PIN LENGTH (L): 3.5 MM -PLATED BOX | 0
11306 | 1813530000 | PCB PLUG-IN CONNECTOR MALE HEADER CLOSED SIDE THT SOLDER CONNECTION 10.16 MM N OF POLES: 6 270° SOLDER PIN LENGTH (L): 3.5 MM -PLATED BOX | 0
11307 | 1813570000 | PCB PLUG-IN CONNECTOR MALE HEADER CLIP-ON FLANGE THT SOLDER CONNECTION 10.16 MM N OF POLES: 2 90° SOLDER PIN LENGTH (L): 3.5 MM -PLATED BOX | 0
11308 | 1813640000 | PCB PLUG-IN CONNECTOR MALE HEADER CLIP-ON FLANGE THT SOLDER CONNECTION 10.16 MM N OF POLES: 9 90° SOLDER PIN LENGTH (L): 3.5 MM -PLATED BOX | 0
11309 | 1833100000 | ACCESSORIES COMPONENT PLUG | 566
11310 | 1847600000 | ACCESSORIES TEST ADAPTER 17.5 A | 660
11311 | 1851050000 | PCB PLUG-IN CONNECTOR MALE HEADER SCREW/CLIP-ON FLANGE THT SOLDER CONNECTION 10.16 MM N OF POLES: 3 90° SOLDER PIN LENGTH (L): 3.5 MM -PLATED BOX | 0
11312 | 1851080000 | PCB PLUG-IN CONNECTOR MALE HEADER SCREW/CLIP-ON FLANGE THT SOLDER CONNECTION 10.16 MM N OF POLES: 6 90° SOLDER PIN LENGTH (L): 3.5 MM -PLATED BOX | 0
11313 | 1851140000 | PCB PLUG-IN CONNECTOR MALE HEADER SCREW/CLIP-ON FLANGE THT SOLDER CONNECTION 10.16 MM N OF POLES: 4 270° SOLDER PIN LENGTH (L): 3.5 MM -PLATED BOX | 0
11314 | 1871380000 | PCB PLUG-IN CONNECTOR FEMALE PLUG 3.81 MM N OF POLES: 9 180° CLAMPING YOKE CONNECTION CLAMPING RANGE MAX. : 1.5 MM² BOX | 1
11315 | 1880320000 | PRINTED CIRCUIT BOARD TERMINALS 5.08 MM N OF POLES: 1 180° SOLDER PIN LENGTH (L): 4.5 MM TINNED ORANGE TOP CONNECTION CLAMPING RANGE MAX. : 2.5 MM² BOX | 1
11316 | 1895700000 | FEED-THROUGH TERMINAL DOUBLE-TIER TERMINAL TENSION-CLAMP CONNECTION 2.5 MM² 800 V 24 A DARK | 16
11317 | 1896110000 | FEED-THROUGH TERMINAL PUSH IN 4 MM² 800 V 32 A DARK | 12
11318 | 1896120000 | FEED-THROUGH TERMINAL PUSH IN 4 MM² 800 V 32 A DARK | 12
11319 | 1896160000 | PE TERMINAL PUSH IN 4 MM² 480 A (4 MM²) GREEN/ | 886
11320 | 1896190000 | PE TERMINAL PUSH IN 6 MM² 1200 A (10 MM²) GREEN/ | 887
11321 | 1896280000 | FEED-THROUGH TERMINAL PUSH IN 10 MM² 800 V 57 A | 12
11322 | 1905060000 | FEED-THROUGH TERMINAL SCREW CONNECTION 4 MM² 800 V 32 A DARK | 16
11323 | 1905090000 | TEST-DISCONNECT TERMINAL SCREW CONNECTION 4 MM² 500 V 27 A PIVOTING DARK | 43
11324 | 1909010000 | Z-SERIES CROSS-CONNECTOR FOR THE TERMINALS N OF POLES: 20 | 51
11325 | 1909100000 | ACCESSORIES CROSS-CONNECTOR 32 A | 80
11326 | 1909150000 | ACCESSORIES CROSS-CONNECTOR 32 A | 80
11327 | 1918720000 | FEED-THROUGH TERMINAL DOUBLE-TIER TERMINAL PUSH IN 4 MM² 800 V 24 A DARK | 122
11328 | 1918740000 | FEED-THROUGH TERMINAL DOUBLE-TIER TERMINAL PUSH IN 4 MM² 800 V 24 A DARK | 122
11329 | 1918780000 | P-SERIES SUPPLY TERMINAL FEED-THROUGH TERMINAL RATED CROSS-SECTION: 16 MM² PUSH IN DIRECT MOUNTING | 786
11330 | 1925050000 | TEST-DISCONNECT TERMINAL SCREW CONNECTION 35 MM² 500 V 125 A SLIDING DARK | 43
11331 | 9202230000 | TOOLS STRIPPING AND CUTTING TOOL | 200
11332 | 9202320000 | ASSORTMENT OF INSERTS | 393
11333 | 9202330000 | TOOLS EMPTY BOX / CASE | 734
11334 | 9202600000 | ASSORTMENT CRIMPING TOOL CRIMPING TOOL: CTI 6 STRIPPING TOOL: STRIPAX CRIMPING RANGE MIN.: 0.5 | 224
11335 | 9203610000 | TOOLS STRIPPING AND CUTTING TOOL | 200
11336 | 9204350000 | TOOLS SHEATHING STRIPPERS | 525
11337 | 9204540000 | TOOLS STRIPPING AND CUTTING TOOL | 200
11338 | 9204560000 | TOOLS STRIPPING AND CUTTING TOOL | 200
11339 | 9204780000 | SHEET HOLES | 209
11340 | 9204810000 | SHEET HOLES | 209
11341 | 9204940000 | SHEET HOLES | 209
11342 | 9204960000 | SHEET HOLES | 209
11343 | 9205000000 | SHEET HOLES | 209
11344 | 119560000 | CLIP-IN FOOT RS 70 ORANGE CLIP-IN FOOT WIDTH: 10 MM | 475
11345 | 119660000 | CLIP-IN FOOT RS 70 ORANGE CLIP-IN FOOT WIDTH: 10 MM | 475
11346 | 301420000 | SAK SERIES END PLATE 3 MM MEDIUM DIRECT MOUNTING | 114
11347 | 1020690000 | ELECTRONICS HOUSINGS ORANGE CLIP-IN FOOT WIDTH: 107.2 MM | 700
11348 | 1049010000 | PCB PLUG-IN CONNECTOR FEMALE PLUG 7.62 MM N OF POLES: 5 CLAMPING YOKE CONNECTION CLAMPING RANGE MAX. : 4 MM² BOX | 1
11349 | 1058740000 | THM DEVICE MARKERS 9 X 15 MM | 83
11350 | 1059620000 | PCB PLUG-IN CONNECTOR FEMALE PLUG 7.62 MM N OF POLES: 9 CLAMPING YOKE CONNECTION CLAMPING RANGE MAX. : 4 MM² BOX | 1
11351 | 1059670000 | PCB PLUG-IN CONNECTOR FEMALE PLUG 7.62 MM N OF POLES: 12 CLAMPING YOKE CONNECTION CLAMPING RANGE MAX. : 4 MM² BOX | 1
11352 | 1059810000 | THM DEVICE MARKERS 9 X 17 MM | 83
11353 | 1059850000 | THM DEVICE MARKERS 9 X 18 MM | 83
11354 | 1064480000 | BOLT-TYPE SCREW TERMINALS HOOD 26 MM | 228
11355 | 1064550000 | BOLT-TYPE SCREW TERMINALS HOOD LIGHT GREEN 31 MM | 822
11356 | 1064560000 | BOLT-TYPE SCREW TERMINALS HOOD 31 MM | 228
11357 | 1064680000 | BOLT-TYPE SCREW TERMINALS HOOD 41 MM | 228
11358 | 1064760000 | BOLT-TYPE SCREW TERMINALS HOOD 54 MM | 228
11359 | 1070260000 | BOLT-TYPE SCREW TERMINALS HOOD 25.7 MM | 228
11360 | 1070360000 | BOLT-TYPE SCREW TERMINALS HOOD 30.5 MM | 228
11361 | 1102121001 | RS-SERIES RELAY MODULE N OF CONTACTS: 1 NO CONTACT AGNI 0.15 GOLD FLASHED RATED CONTROL VOLTAGE: 115 V AC CONTINUOUS CURRENT: 5 A SCREW CONNECTION TEST BUTTON AVAILABLE: NO | 3
11362 | 1281760000 | PCB PLUG-IN CONNECTOR FEMALE PLUG 5.08 MM N OF POLES: 2 180° CLAMPING YOKE CONNECTION CLAMPING RANGE MAX. : 3.32 MM² BOX | 1
11363 | 1356060000 | PCB PLUG-IN CONNECTOR FEMALE PLUG 5.08 MM N OF POLES: 2 180° CLAMPING YOKE CONNECTION CLAMPING RANGE MAX. : 3.32 MM² BOX | 1
11364 | 1356560000 | PCB PLUG-IN CONNECTOR FEMALE PLUG 5.08 MM N OF POLES: 7 180° CLAMPING YOKE CONNECTION CLAMPING RANGE MAX. : 3.32 MM² BOX | 1
11365 | 1356860000 | PCB PLUG-IN CONNECTOR FEMALE PLUG 5.08 MM N OF POLES: 10 180° CLAMPING YOKE CONNECTION CLAMPING RANGE MAX. : 3.32 MM² BOX | 1
11366 | 1357060000 | PCB PLUG-IN CONNECTOR FEMALE PLUG 5.08 MM N OF POLES: 12 180° CLAMPING YOKE CONNECTION CLAMPING RANGE MAX. : 3.32 MM² BOX | 1
11367 | 1357660000 | PCB PLUG-IN CONNECTOR FEMALE PLUG 5.08 MM N OF POLES: 18 180° CLAMPING YOKE CONNECTION CLAMPING RANGE MAX. : 3.32 MM² BOX | 1
11368 | 1358260000 | PCB PLUG-IN CONNECTOR FEMALE PLUG 5.08 MM N OF POLES: 24 180° CLAMPING YOKE CONNECTION CLAMPING RANGE MAX. : 3.32 MM² BOX | 1
11369 | 1373160000 | PCB PLUG-IN CONNECTOR MALE HEADER OPEN SIDE THT SOLDER CONNECTION 5.08 MM N OF POLES: 22 90° SOLDER PIN LENGTH (L): 3.2 MM TINNED ORANGE BOX | 0
11370 | 1374660000 | PCB PLUG-IN CONNECTOR MALE HEADER OPEN SIDE THT SOLDER CONNECTION 5.08 MM N OF POLES: 10 180° SOLDER PIN LENGTH (L): 3.2 MM TINNED ORANGE BOX | 0
11371 | 1374860000 | PCB PLUG-IN CONNECTOR MALE HEADER OPEN SIDE THT SOLDER CONNECTION 5.08 MM N OF POLES: 14 180° SOLDER PIN LENGTH (L): 3.2 MM TINNED ORANGE BOX | 0
11372 | 1388960000 | PCB PLUG-IN CONNECTOR MALE HEADER DOVETAILS FOR FIXING BLOCKS THT SOLDER CONNECTION 5.08 MM N OF POLES: 16 90° SOLDER PIN LENGTH (L): 3.2 MM TINNED ORANGE BOX | 0
11373 | 1392760000 | PCB PLUG-IN CONNECTOR MALE HEADER DOVETAILS FOR FIXING BLOCKS THT SOLDER CONNECTION 5.08 MM N OF POLES: 8 180° SOLDER PIN LENGTH (L): 3.2 MM TINNED ORANGE BOX | 0
11374 | 1444160000 | PCB PLUG-IN CONNECTOR FEMALE PLUG 5.08 MM N OF POLES: 5 180° CRIMP CONNECTION CLAMPING RANGE MAX. : 2.5 MM² BOX | 1
11375 | 1487160000 | PCB PLUG-IN CONNECTOR FEMALE PLUG 5.08 MM N OF POLES: 8 180° TOP CONNECTION CLAMPING RANGE MAX. : 2.5 MM² BOX | 1
11376 | 1488760000 | PCB PLUG-IN CONNECTOR FEMALE PLUG 5.08 MM N OF POLES: 24 180° TOP CONNECTION CLAMPING RANGE MAX. : 2.5 MM² BOX | 1
11377 | 1494560000 | PRINTED CIRCUIT BOARD TERMINALS 7.62 MM N OF POLES: 6 180° SOLDER PIN LENGTH (L): 3.5 MM TINNED ORANGE TOP CONNECTION CLAMPING RANGE MAX. : 6 MM² BOX | 1
11378 | 1577420000 | PCB PLUG-IN CONNECTOR FEMALE PLUG 5.08 MM N OF POLES: 9 180° CRIMP CONNECTION CLAMPING RANGE MAX. : 2.5 MM² BOX | 1
11379 | 1577490000 | PCB PLUG-IN CONNECTOR FEMALE PLUG 5.08 MM N OF POLES: 7 180° CRIMP CONNECTION CLAMPING RANGE MAX. : 2.5 MM² BOX | 1
11380 | 1578220000 | PCB PLUG-IN CONNECTOR FEMALE PLUG 5.08 MM N OF POLES: 2 180° CRIMP CONNECTION CLAMPING RANGE MAX. : 2.5 MM² BOX | 1
11381 | 1686130000 | DEVICE MARKERS DEVICE MARKERS 11 X 19 MM | 194
11382 | 1686140000 | DEVICE MARKERS DEVICE MARKERS 8 X 21 MM | 194
11383 | 1714610000 | PRINTED CIRCUIT BOARD TERMINALS 7.62 MM N OF POLES: 4 90° SOLDER PIN LENGTH (L): 3.5 MM TINNED PEBBLE GREY TOP CONNECTION CLAMPING RANGE MAX. : 6 MM² BOX | 1
11384 | 1741110000 | DEVICE MARKERS DEVICE MARKERS 75 X 75 MM | 718
11385 | 1770090000 | THM DEVICE MARKERS 17.5 X 26.5 MM | 250
11386 | 1774380000 | THM CONDUCTOR AND CABLE MARKERS 4.4 - 6.7 MM 17.8 X 33.9 MM | 15
11387 | 1774400000 | THM CONDUCTOR AND CABLE MARKERS 8 - 21.7 MM 33.5 X 93.1 MM | 15
11388 | 1778170000 | THM DEVICE MARKERS 150 X 101 MM | 785
11389 | 1784390000 | SAK SERIES FEED-THROUGH TERMINAL RATED CROSS-SECTION: 16 MM² SCREW CONNECTION | 9
11390 | 1786080000 | PRINTED CIRCUIT BOARD TERMINALS 6.35 MM N OF POLES: 10 90° SOLDER PIN LENGTH (L): 3.5 MM TINNED ORANGE TOP CONNECTION CLAMPING RANGE MAX. : 6 MM² BOX | 1
11391 | 1786110000 | PRINTED CIRCUIT BOARD TERMINALS 6.35 MM N OF POLES: 2 90° SOLDER PIN LENGTH (L): 3.5 MM TINNED TOP CONNECTION CLAMPING RANGE MAX. : 6 MM² BOX | 1
11392 | 1786200000 | PRINTED CIRCUIT BOARD TERMINALS 6.35 MM N OF POLES: 3 180° SOLDER PIN LENGTH (L): 3.5 MM TINNED ORANGE TOP CONNECTION CLAMPING RANGE MAX. : 6 MM² BOX | 1
11393 | 1786440000 | PRINTED CIRCUIT BOARD TERMINALS 7.62 MM N OF POLES: 10 90° SOLDER PIN LENGTH (L): 3.5 MM TINNED ORANGE TOP CONNECTION CLAMPING RANGE MAX. : 6 MM² BOX | 1
11394 | 1786540000 | PRINTED CIRCUIT BOARD TERMINALS 7.62 MM N OF POLES: 5 180° SOLDER PIN LENGTH (L): 3.5 MM TINNED ORANGE TOP CONNECTION CLAMPING RANGE MAX. : 6 MM² BOX | 1
11395 | 1786590000 | PRINTED CIRCUIT BOARD TERMINALS 7.62 MM N OF POLES: 2 180° SOLDER PIN LENGTH (L): 3.5 MM TINNED TOP CONNECTION CLAMPING RANGE MAX. : 6 MM² BOX | 1
11396 | 1813600000 | PCB PLUG-IN CONNECTOR MALE HEADER CLIP-ON FLANGE THT SOLDER CONNECTION 10.16 MM N OF POLES: 5 90° SOLDER PIN LENGTH (L): 3.5 MM -PLATED BOX | 0
11397 | 1813780000 | PCB PLUG-IN CONNECTOR MALE HEADER CLIP-ON FLANGE THT SOLDER CONNECTION 10.16 MM N OF POLES: 7 270° SOLDER PIN LENGTH (L): 3.5 MM -PLATED BOX | 0
11398 | 1856630000 | THM CONDUCTOR AND CABLE MARKERS 1.9 - 1.9 MM 12 X 18 MM | 15
11399 | 1857840000 | SAK SERIES PARTITION PLATE 1.5 MM GREY | 901
11400 | 1862350000 | THM DEVICE MARKERS 31.75 X 38.1 MM | 799
11401 | 1882900000 | THM CONDUCTOR AND CABLE MARKERS 6 - 12.1 MM 49.53 X 57.1 MM | 15
11402 | 1891770000 | THM DEVICE MARKERS 7.1 X 25.9 MM | 250
11403 | 1936430000 | OMNIMATE POWER - SERIES WGK FEED-THROUGH TERMINAL | 313
11404 | 1968130000 | THM DEVICE MARKERS 9 X 17 MM | 83
11405 | 1980450000 | PCB PLUG-IN CONNECTOR MALE HEADER CLOSED SIDE THT SOLDER CONNECTION 7.62 MM N OF POLES: 10 90° SOLDER PIN LENGTH (L): 3.2 MM TINNED ORANGE BOX | 0
11406 | 1980460000 | PCB PLUG-IN CONNECTOR MALE HEADER CLOSED SIDE THT SOLDER CONNECTION 7.62 MM N OF POLES: 11 90° SOLDER PIN LENGTH (L): 3.2 MM TINNED ORANGE BOX | 0
11407 | 2144900000 | SAK SERIES END PLATE 1.5 MM DIRECT MOUNTING | 114
11408 | 8365940000 | MCZ SERIES SOLID-STATE RELAY 1 NO CONTACT (TRANSISTOR) RATED CONTROL VOLTAGE: 24 V UC ±20 % RATED SWITCHING VOLTAGE: 5...48 V DC CONTINUOUS CURRENT: 20 MA TENSION-CLAMP CONNECTION | 3
11409 | 8421060000 | MCZ SERIES SOLID-STATE RELAY 1 NO CONTACT (TRANSISTOR) RATED CONTROL VOLTAGE: 120 V UC +5 / -15 % RATED SWITCHING VOLTAGE: 5...48 V DC CONTINUOUS CURRENT: 50 MA TENSION-CLAMP CONNECTION | 3
11410 | 8421380000 | MCZ SERIES SOLID-STATE RELAY 1 NO CONTACT (TRANSISTOR) RATED CONTROL VOLTAGE: 230 V AC +5 % / -15 % RATED SWITCHING VOLTAGE: 5...48 V DC CONTINUOUS CURRENT: 20 MA TENSION-CLAMP CONNECTION | 3
11411 | 8467470000 | MCZ SERIES RELAY MODULE N OF CONTACTS: 1 CO CONTACT AGSNO RATED CONTROL VOLTAGE: 110 V DC ±10 % CONTINUOUS CURRENT: 6 A TENSION-CLAMP CONNECTION TEST BUTTON AVAILABLE: NO | 3
11412 | 8713910000 | MCZ-SERIES TRAK RELAY MODULE N OF CONTACTS: 1 CO CONTACT AGSNO RATED CONTROL VOLTAGE: 48 V?110 V DC +25 % / -30 % CONTINUOUS CURRENT: 6 A TENSION-CLAMP CONNECTION TEST BUTTON AVAILABLE: NO | 3
11413 | 8950720000 | TERMOPTO SOLID-STATE RELAY 1 NO CONTACT (TRANSISTOR) RATED CONTROL VOLTAGE: 24 V DC ±20 % RATED SWITCHING VOLTAGE: 5...48 V DC CONTINUOUS CURRENT: 100 MA SCREW CONNECTION | 3
11414 | 8950730000 | TERMOPTO SOLID-STATE RELAY 1 NO CONTACT (TRANSISTOR) RATED CONTROL VOLTAGE: 48?60 V DC ±20 % RATED SWITCHING VOLTAGE: 5...48 V DC CONTINUOUS CURRENT: 100 MA SCREW CONNECTION | 3
11415 | 8950750000 | TERMOPTO SOLID-STATE RELAY 1 NO CONTACT (TRANSISTOR) RATED CONTROL VOLTAGE: 220 V DC +10 % / -15 % RATED SWITCHING VOLTAGE: 5...48 V DC CONTINUOUS CURRENT: 100 MA SCREW CONNECTION | 3
11416 | 8950760000 | TERMOPTO SOLID-STATE RELAY 1 NO CONTACT (TRANSISTOR) RATED CONTROL VOLTAGE: 5 V DC ±20 % RATED SWITCHING VOLTAGE: 5...48 V DC CONTINUOUS CURRENT: 100 MA PUSH IN | 3
11417 | 8950780000 | TERMOPTO SOLID-STATE RELAY 1 NO CONTACT (TRANSISTOR) RATED CONTROL VOLTAGE: 24 V DC ±20 % RATED SWITCHING VOLTAGE: 5...48 V DC CONTINUOUS CURRENT: 100 MA PUSH IN | 3
11418 | 8950850000 | TERMOPTO SOLID-STATE RELAY 1 NO CONTACT (TRANSISTOR) RATED CONTROL VOLTAGE: 230 V AC +10 % / -20 % RATED SWITCHING VOLTAGE: 5...48 V DC CONTINUOUS CURRENT: 100 MA SCREW CONNECTION | 3
11419 | 8950870000 | TERMOPTO SOLID-STATE RELAY 1 NO CONTACT (TRANSISTOR) RATED CONTROL VOLTAGE: 48?60 V AC ±20 % RATED SWITCHING VOLTAGE: 5...48 V DC CONTINUOUS CURRENT: 100 MA PUSH IN | 3
11420 | 8950880000 | TERMOPTO SOLID-STATE RELAY 1 NO CONTACT (TRANSISTOR) RATED CONTROL VOLTAGE: 120 V AC ±20 % RATED SWITCHING VOLTAGE: 5...48 V DC CONTINUOUS CURRENT: 100 MA PUSH IN | 3
11421 | 8950890000 | TERMOPTO SOLID-STATE RELAY 1 NO CONTACT (TRANSISTOR) RATED CONTROL VOLTAGE: 230 V AC +10 % / -20 % RATED SWITCHING VOLTAGE: 5...48 V DC CONTINUOUS CURRENT: 100 MA PUSH IN | 3
11422 | 8950920000 | TERMOPTO SOLID-STATE RELAY 1 NO CONTACT (TRANSISTOR) RATED CONTROL VOLTAGE: 24 V DC ±20 % RATED SWITCHING VOLTAGE: 5...48 V DC CONTINUOUS CURRENT: 500 MA SCREW CONNECTION | 3
11423 | 8950990000 | TERMOPTO SOLID-STATE RELAY 1 NO CONTACT (TRANSISTOR) RATED CONTROL VOLTAGE: 48?60 V DC ±20 % RATED SWITCHING VOLTAGE: 5...48 V DC CONTINUOUS CURRENT: 500 MA PUSH IN | 3
11424 | 8951000000 | TERMOPTO SOLID-STATE RELAY 1 NO CONTACT (TRANSISTOR) RATED CONTROL VOLTAGE: 110 V DC ±20 % RATED SWITCHING VOLTAGE: 5...48 V DC CONTINUOUS CURRENT: 500 MA PUSH IN | 3
11425 | 8951010000 | TERMOPTO SOLID-STATE RELAY 1 NO CONTACT (TRANSISTOR) RATED CONTROL VOLTAGE: 220 V DC +10 % / -15 % RATED SWITCHING VOLTAGE: 5...48 V DC CONTINUOUS CURRENT: 500 MA PUSH IN | 3
11426 | 8951040000 | TERMOPTO SOLID-STATE RELAY 1 NO CONTACT (TRANSISTOR) RATED CONTROL VOLTAGE: 120 V AC ±20 % RATED SWITCHING VOLTAGE: 5...48 V DC CONTINUOUS CURRENT: 500 MA SCREW CONNECTION | 3
11427 | 8951050000 | TERMOPTO SOLID-STATE RELAY 1 NO CONTACT (TRANSISTOR) RATED CONTROL VOLTAGE: 230 V AC +10 % / -20 % RATED SWITCHING VOLTAGE: 5...48 V DC CONTINUOUS CURRENT: 500 MA SCREW CONNECTION | 3
11428 | 8951080000 | TERMOPTO SOLID-STATE RELAY 1 NO CONTACT (TRANSISTOR) RATED CONTROL VOLTAGE: 120 V AC ±20 % RATED SWITCHING VOLTAGE: 5...48 V DC CONTINUOUS CURRENT: 500 MA PUSH IN | 3
11429 | 8951090000 | TERMOPTO SOLID-STATE RELAY 1 NO CONTACT (TRANSISTOR) RATED CONTROL VOLTAGE: 230 V AC +10 % / -20 % RATED SWITCHING VOLTAGE: 5...48 V DC CONTINUOUS CURRENT: 500 MA PUSH IN | 3
11430 | 8951120000 | TERMOPTO SOLID-STATE RELAY 1 NO CONTACT (TRIAC (ZERO-CROSS SWITCH)) RATED CONTROL VOLTAGE: 24 V DC ±20 % RATED SWITCHING VOLTAGE: 24...230 V AC CONTINUOUS CURRENT: 100 MA SCREW CONNECTION | 3
11431 | 8951140000 | TERMOPTO SOLID-STATE RELAY 1 NO CONTACT (TRIAC (ZERO-CROSS SWITCH)) RATED CONTROL VOLTAGE: 110 V DC ±20 % RATED SWITCHING VOLTAGE: 24...230 V AC CONTINUOUS CURRENT: 100 MA SCREW CONNECTION | 3
11432 | 8951230000 | TERMOPTO SOLID-STATE RELAY 1 NO CONTACT (TRIAC (ZERO-CROSS SWITCH)) RATED CONTROL VOLTAGE: 48?60 V AC ±20 % RATED SWITCHING VOLTAGE: 24...230 V AC CONTINUOUS CURRENT: 100 MA SCREW CONNECTION | 3
11433 | 8951260000 | TERMOPTO SOLID-STATE RELAY 1 NO CONTACT (TRIAC (ZERO-CROSS SWITCH)) RATED CONTROL VOLTAGE: 24 V AC ±20% RATED SWITCHING VOLTAGE: 24...230 V AC CONTINUOUS CURRENT: 100 MA PUSH IN | 3
11434 | 9040480000 | TOOLS CRIMPING TOOL FOR WIRE-END FERRULES 35MM² 50MM² | 828
11435 | 9040500000 | TOOLS CRIMPING TOOL FOR CONTACTS | 422
11436 | 9040530000 | TOOLS CRIMPING TOOL FOR CONTACTS 0.5MM² 6MM² | 646
11437 | 9040550000 | TOOLS CRIMPING TOOL FOR CONTACTS HEXAGONAL CRIMP | 343
11438 | 9041250000 | PLIERS | 322
11439 | 9041650000 | TOOLS CRIMPING TOOL FOR CONTACTS | 422
11440 | 9046280000 | PLIERS | 322
11441 | 9046310000 | DIAGONAL-CUTTING PLIERS | 359
11442 | 9046340000 | DIAGONAL-CUTTING PLIERS | 359
11443 | 9046420000 | DIAGONAL-CUTTING PLIERS | 359
11444 | 9046440000 | PLIERS | 322
11445 | 9205400000 | TESTING TOOLS CONTINUITY TESTER FOR DATA CABLES | 745
11446 | 9205550000 | SCREWDRIVER SET | 274
11447 | 9205560000 | SCREWDRIVER SET | 274
11448 | 9427300000 | TESTING TOOLS MULTIMETER | 875
11449 | 9538110000 | W-SERIES END PLATE | 79
11450 | 9918080000 | SHEATHING STRIPPERS | 394
11451 | 9918090000 | SHEATHING STRIPPERS | 394
11452 | 9918100000 | SHEATHING STRIPPERS | 394
11453 | 9918130000 | UNIVERAL KEY | 859
11454 | 9918690000 | ELECTRICIAN'S SCISSORS | 547
11455 | 4027750000 | ELECTRONICS HOUSINGS PEBBLE GREY EXTRUDED PROFILE WIDTH: 45 MM | 780
11456 | 4051810000 | ELECTRONICS HOUSINGS RS 90 GREY EXTRUDED PROFILE WIDTH: 84.4 MM | 292
11457 | 4340430000 | ELECTRONICS HOUSINGS ORANGE EXTRUDED PROFILE WIDTH: 45 MM | 292
11458 | 107160000 | SAK SERIES THERMOCOUPLE TERMINAL RATED CROSS-SECTION: 2.5 MM² SCREW CONNECTION DIRECT MOUNTING | 9
11459 | 189960000 | SAK SERIES THERMOCOUPLE TERMINAL RATED CROSS-SECTION: 2.5 MM² SCREW CONNECTION DIRECT MOUNTING | 9
11460 | 193260000 | SAK SERIES FEED-THROUGH TERMINAL RATED CROSS-SECTION: 6 MM² SCREW CONNECTION DIRECT MOUNTING | 9
11461 | 271060000 | SAK SERIES FEED-THROUGH TERMINAL RATED CROSS-SECTION: 16 MM² SCREW CONNECTION | 9
11462 | 271080000 | SAK SERIES FEED-THROUGH TERMINAL RATED CROSS-SECTION: 16 MM² SCREW CONNECTION | 9
11463 | 1003640000 | PCB PLUG-IN CONNECTOR MALE HEADER FLANGE THT/THR SOLDER CONNECTION 3.50 MM N OF POLES: 14 135° SOLDER PIN LENGTH (L): 3.2 MM TINNED BOX | 0
11464 | 1003660000 | PCB PLUG-IN CONNECTOR MALE HEADER FLANGE THT/THR SOLDER CONNECTION 3.50 MM N OF POLES: 16 135° SOLDER PIN LENGTH (L): 3.2 MM TINNED BOX | 0
11465 | 1003730000 | PCB PLUG-IN CONNECTOR MALE HEADER FLANGE THT/THR SOLDER CONNECTION 3.50 MM N OF POLES: 23 135° SOLDER PIN LENGTH (L): 3.2 MM TINNED BOX | 0
11466 | 1021500000 | FEED-THROUGH TERMINAL DOUBLE-TIER TERMINAL SCREW CONNECTION 2.5 MM² 400 V 24 A DARK | 16
11467 | 1022360000 | FEED-THROUGH TERMINAL DOUBLE-TIER TERMINAL SCREW CONNECTION 2.5 MM² 400 V 24 A ORANGE | 16
11468 | 1023100000 | W-SERIES COMPONENT TERMINAL RATED CROSS-SECTION: 2.5 MM² SCREW CONNECTION | 9
11469 | 1036300000 | PE TERMINAL DOUBLE-TIER TERMINAL SCREW CONNECTION 2.5 MM² 300 A (2.5 MM²) GREEN/ | 138
11470 | 1041180000 | FEED-THROUGH TERMINAL DOUBLE-TIER TERMINAL SCREW CONNECTION 2.5 MM² 400 V 24 A | 16
11471 | 1041600000 | DOUBLE-TIER TERMINAL SCREW CONNECTION 2.5 MM² 800 V 24 A DARK | 16
11472 | 1041610000 | DOUBLE-TIER TERMINAL SCREW CONNECTION 2.5 MM² 800 V 24 A DARK | 16
11473 | 1041620000 | PE TERMINAL DOUBLE-TIER TERMINAL SCREW CONNECTION 2.5 MM² 300 A (2.5 MM²) GREEN/ | 138
11474 | 1041650000 | DOUBLE-TIER TERMINAL SCREW CONNECTION 2.5 MM² 800 V 24 A DARK | 16
11475 | 1059280000 | PRINTED CIRCUIT BOARD TERMINALS 10.16 MM N OF POLES: 2 90° SOLDER PIN LENGTH (L): 3.2 MM TINNED CLAMPING YOKE CONNECTION CLAMPING RANGE MAX. : 16 MM² BOX | 1
11476 | 1326760000 | PCB PLUG-IN CONNECTOR ACCESSORIES HOOD ORANGE N OF POLES: 4 | 62
11477 | 1327560000 | PCB PLUG-IN CONNECTOR ACCESSORIES HOOD ORANGE N OF POLES: 12 | 62
11478 | 1340410000 | PCB PLUG-IN CONNECTOR ACCESSORIES HELP FOR PULLING COVER HOOD N OF POLES: 1 | 62
11479 | 1414900000 | PCB PLUG-IN CONNECTOR MALE HEADER FLANGE THT SOLDER CONNECTION 5.00 MM N OF POLES: 6 180° SOLDER PIN LENGTH (L): 4.5 MM TINNED PEBBLE GREY BOX | 0
11480 | 1416700000 | PCB PLUG-IN CONNECTOR FEMALE HEADER FLANGE THT SOLDER CONNECTION 5.00 MM N OF POLES: 12 180° SOLDER PIN LENGTH (L): 4.5 MM TINNED PEBBLE GREY BOX | 0
11481 | 1418500000 | PCB PLUG-IN CONNECTOR MALE HEADER CLOSED SIDE THT SOLDER CONNECTION 5.00 MM N OF POLES: 24 180° SOLDER PIN LENGTH (L): 4.5 MM TINNED PEBBLE GREY BOX | 0
11482 | 1418600000 | PCB PLUG-IN CONNECTOR FEMALE HEADER FLANGE THT SOLDER CONNECTION 5.00 MM N OF POLES: 24 180° SOLDER PIN LENGTH (L): 4.5 MM GOLD-PLATED PEBBLE GREY BOX | 0
11483 | 1419200000 | PCB PLUG-IN CONNECTOR FEMALE HEADER CLOSED SIDE THT SOLDER CONNECTION 5.00 MM N OF POLES: 36 180° SOLDER PIN LENGTH (L): 4.5 MM GOLD-PLATED PEBBLE GREY BOX | 0
11484 | 1419700000 | PCB PLUG-IN CONNECTOR FEMALE HEADER FLANGE THT SOLDER CONNECTION 5.00 MM N OF POLES: 36 180° SOLDER PIN LENGTH (L): 4.5 MM TINNED PEBBLE GREY BOX | 0
11485 | 1440500000 | PCB PLUG-IN CONNECTOR MALE HEADER CLOSED SIDE THT SOLDER CONNECTION 5.00 MM N OF POLES: 4 180° SOLDER PIN LENGTH (L): 3.2 MM TINNED PEBBLE GREY BOX | 0
11486 | 1440600000 | PCB PLUG-IN CONNECTOR FEMALE HEADER FLANGE THT SOLDER CONNECTION 5.00 MM N OF POLES: 4 180° SOLDER PIN LENGTH (L): 3.2 MM GOLD-PLATED PEBBLE GREY BOX | 0
11487 | 1440700000 | PCB PLUG-IN CONNECTOR FEMALE HEADER FLANGE THT SOLDER CONNECTION 5.00 MM N OF POLES: 4 180° SOLDER PIN LENGTH (L): 3.2 MM TINNED PEBBLE GREY BOX | 0
11488 | 1441300000 | PCB PLUG-IN CONNECTOR FEMALE HEADER CLOSED SIDE THT SOLDER CONNECTION 5.00 MM N OF POLES: 6 180° SOLDER PIN LENGTH (L): 3.2 MM TINNED PEBBLE GREY BOX | 0
11489 | 1442300000 | PCB PLUG-IN CONNECTOR FEMALE HEADER CLOSED SIDE THT SOLDER CONNECTION 5.00 MM N OF POLES: 9 180° SOLDER PIN LENGTH (L): 3.2 MM TINNED PEBBLE GREY BOX | 0
11490 | 1442600000 | PCB PLUG-IN CONNECTOR FEMALE HEADER FLANGE THT SOLDER CONNECTION 5.00 MM N OF POLES: 9 180° SOLDER PIN LENGTH (L): 3.2 MM GOLD-PLATED PEBBLE GREY BOX | 0
11491 | 1443200000 | PCB PLUG-IN CONNECTOR FEMALE HEADER CLOSED SIDE THT SOLDER CONNECTION 5.00 MM N OF POLES: 12 180° SOLDER PIN LENGTH (L): 3.2 MM GOLD-PLATED PEBBLE GREY BOX | 0
11492 | 1443300000 | PCB PLUG-IN CONNECTOR FEMALE HEADER CLOSED SIDE THT SOLDER CONNECTION 5.00 MM N OF POLES: 12 180° SOLDER PIN LENGTH (L): 3.2 MM TINNED PEBBLE GREY BOX | 0
11493 | 1443600000 | PCB PLUG-IN CONNECTOR FEMALE HEADER FLANGE THT SOLDER CONNECTION 5.00 MM N OF POLES: 12 180° SOLDER PIN LENGTH (L): 3.2 MM GOLD-PLATED PEBBLE GREY BOX | 0
11494 | 1444800000 | PCB PLUG-IN CONNECTOR MALE HEADER FLANGE THT SOLDER CONNECTION 5.00 MM N OF POLES: 18 180° SOLDER PIN LENGTH (L): 3.2 MM GOLD-PLATED PEBBLE GREY BOX | 0
11495 | 1445700000 | PCB PLUG-IN CONNECTOR FEMALE HEADER FLANGE THT SOLDER CONNECTION 5.00 MM N OF POLES: 24 180° SOLDER PIN LENGTH (L): 3.2 MM TINNED PEBBLE GREY BOX | 0
11496 | 1445800000 | PCB PLUG-IN CONNECTOR MALE HEADER FLANGE THT SOLDER CONNECTION 5.00 MM N OF POLES: 24 180° SOLDER PIN LENGTH (L): 3.2 MM GOLD-PLATED PEBBLE GREY BOX | 0
11497 | 1446500000 | PCB PLUG-IN CONNECTOR MALE HEADER CLOSED SIDE THT SOLDER CONNECTION 5.00 MM N OF POLES: 36 180° SOLDER PIN LENGTH (L): 3.2 MM TINNED PEBBLE GREY BOX | 0
11498 | 1446600000 | PCB PLUG-IN CONNECTOR FEMALE HEADER FLANGE THT SOLDER CONNECTION 5.00 MM N OF POLES: 36 180° SOLDER PIN LENGTH (L): 3.2 MM GOLD-PLATED PEBBLE GREY BOX | 0
11499 | 1446700000 | PCB PLUG-IN CONNECTOR FEMALE HEADER FLANGE THT SOLDER CONNECTION 5.00 MM N OF POLES: 36 180° SOLDER PIN LENGTH (L): 3.2 MM TINNED PEBBLE GREY BOX | 0
11500 | 1472400000 | PRINTED CIRCUIT BOARD TERMINALS ACCESSORIES CROSS-CONNECTOR N OF POLES: 4 | 585
11501 | 1495560000 | PRINTED CIRCUIT BOARD TERMINALS ACCESSORIES SPACER ORANGE N OF POLES: 1 | 638
11502 | 1496060000 | PRINTED CIRCUIT BOARD TERMINALS ACCESSORIES FUNCTION INDICATOR N OF POLES: 3 | 618
11503 | 1545710000 | PCB PLUG-IN CONNECTOR ACCESSORIES CODING ELEMENT N OF POLES: 1 | 62
11504 | 1571880000 | PCB PLUG-IN CONNECTOR MALE PLUG 5.08 MM N OF POLES: 16 180° CLAMPING YOKE CONNECTION CLAMPING RANGE MAX. : 3.31 MM² BOX | 1
11505 | 1628410000 | PCB PLUG-IN CONNECTOR MALE HEADER OPEN SIDE THT SOLDER CONNECTION 7.50 MM N OF POLES: 7 90° SOLDER PIN LENGTH (L): 3.2 MM TINNED ORANGE BOX | 0
11506 | 1629220000 | PCB PLUG-IN CONNECTOR MALE HEADER DOVETAILS FOR FIXING BLOCKS THT SOLDER CONNECTION 7.50 MM N OF POLES: 11 180° SOLDER PIN LENGTH (L): 3.2 MM TINNED ORANGE BOX | 0
11507 | 1629580000 | PCB PLUG-IN CONNECTOR MALE HEADER DOVETAILS FOR FIXING BLOCKS THT SOLDER CONNECTION 7.50 MM N OF POLES: 3 180° SOLDER PIN LENGTH (L): 4.5 MM TINNED BOX | 0
11508 | 1636670000 | PCB PLUG-IN CONNECTOR ACCESSORIES FLOOD-LIGHT DISPLAY TRANSPARENT N OF POLES: 1 | 243
11509 | 1643340000 | PCB PLUG-IN CONNECTOR MALE HEADER FLANGE THT SOLDER CONNECTION 3.50 MM N OF POLES: 3 135° SOLDER PIN LENGTH (L): 3.2 MM TINNED ORANGE BOX | 0
11510 | 1643520000 | PCB PLUG-IN CONNECTOR MALE HEADER FLANGE THT SOLDER CONNECTION 3.50 MM N OF POLES: 21 135° SOLDER PIN LENGTH (L): 3.2 MM TINNED ORANGE BOX | 0
11511 | 1650510000 | PCB PLUG-IN CONNECTOR MALE HEADER OPEN SIDE THT SOLDER CONNECTION 7.50 MM N OF POLES: 7 90° SOLDER PIN LENGTH (L): 3.2 MM TINNED PEBBLE GREY BOX | 0
11512 | 1652130000 | PCB PLUG-IN CONNECTOR ACCESSORIES STRAIN RELIEF N OF POLES: 4 | 62
11513 | 1652150000 | PCB PLUG-IN CONNECTOR ACCESSORIES STRAIN RELIEF ORANGE N OF POLES: 3 | 62
11514 | 1652170000 | PCB PLUG-IN CONNECTOR ACCESSORIES STRAIN RELIEF ORANGE N OF POLES: 6 | 62
11515 | 1652210000 | PCB PLUG-IN CONNECTOR ACCESSORIES STRAIN RELIEF N OF POLES: 3 | 62
11516 | 1716240000 | SAK SERIES FEED-THROUGH TERMINAL RATED CROSS-SECTION: 4 MM² SCREW CONNECTION | 9
11517 | 1720790000 | Z-SERIES INSTALLATION MULTI-TIER TERMINAL RATED CROSS-SECTION: 2.5 MM² TENSION-CLAMP CONNECTION DARK DIRECT MOUNTING | 431
11518 | 1720850000 | Z-SERIES INSTALLATION MULTI-TIER TERMINAL RATED CROSS-SECTION: 2.5 MM² TENSION-CLAMP CONNECTION DARK DIRECT MOUNTING | 431
11519 | 1723510000 | PCB PLUG-IN CONNECTOR ACCESSORIES MOUNTING BLOCK N OF POLES: 1 | 62
11520 | 1743180000 | TEST-DISCONNECT TERMINAL TENSION-CLAMP CONNECTION 2.5 MM² 400 V 20 A PIVOTING DARK | 43
11521 | 1751100000 | PCB PLUG-IN CONNECTOR FEMALE PLUG 3.50 MM N OF POLES: 3 90°/270° IDC TERMINAL CLAMPING RANGE MAX. : 0.5 MM² BOX | 1
11522 | 1753280000 | W-SERIES FEED-THROUGH TERMINAL RATED CROSS-SECTION: 1.5 MM² SCREW CONNECTION | 9
11523 | 1753290000 | W-SERIES DOUBLE-TIER TERMINAL FEED-THROUGH TERMINAL RATED CROSS-SECTION: 1.5 MM² SCREW CONNECTION | 9
11524 | 1753900000 | PRINTED CIRCUIT BOARD TERMINALS 7.62 MM N OF POLES: 3 180° SOLDER PIN LENGTH (L): 3.2 MM TINNED ORANGE CLAMPING YOKE CONNECTION CLAMPING RANGE MAX. : 6 MM² BOX | 1
11525 | 1754170000 | W-SERIES FEED-THROUGH TERMINAL RATED CROSS-SECTION: 1.5 MM² SCREW CONNECTION | 9
11526 | 1755230000 | PRINTED CIRCUIT BOARD TERMINALS 5.08 MM N OF POLES: 1 90° SOLDER PIN LENGTH (L): 4.5 MM TINNED ORANGE CLAMPING YOKE CONNECTION CLAMPING RANGE MAX. : 6 MM² BOX | 1
11527 | 1766520000 | PRINTED CIRCUIT BOARD TERMINALS 5.08 MM N OF POLES: 4 90° SOLDER PIN LENGTH (L): 3.2 MM TINNED ORANGE CLAMPING YOKE CONNECTION CLAMPING RANGE MAX. : 6 MM² BOX | 1
11528 | 1789260000 | SLIMFIX CONDUCTOR AND CABLE MARKERS 3.6 - 6 MM 21 X 5.7 MM TO CUSTOMER SPECIFICATION | 59
11529 | 1789290000 | SLIMFIX CONDUCTOR AND CABLE MARKERS 5.8 - 7.8 MM 21 X 8.4 MM TO CUSTOMER SPECIFICATION | 59
11530 | 1803790000 | OMNIMATE POWER - POWERBUS SERIES PCB PLUG-IN CONNECTOR | 690
11531 | 1805750000 | SLIMFIX CLIP CONDUCTOR AND CABLE MARKERS 2 - 3.5 MM 30 X 5.8 MM TO CUSTOMER SPECIFICATION | 59
11532 | 1805800000 | SLIMFIX CLIP CONDUCTOR AND CABLE MARKERS 3 - 5 MM 21 X 5.8 MM TO CUSTOMER SPECIFICATION | 59
11533 | 1808030000 | Z-SERIES END PLATE | 258
11534 | 1808370000 | Z-SERIES INSTALLATION MULTI-TIER TERMINAL FEED-THROUGH TERMINAL RATED CROSS-SECTION: 4 MM² TENSION-CLAMP CONNECTION DIRECT MOUNTING | 27
11535 | 1820550000 | FEED-THROUGH TERMINAL SCREW CONNECTION 120 MM² 1000 V 269 A DARK | 16
11536 | 1824410000 | PCB PLUG-IN CONNECTOR ACCESSORIES CODING ELEMENT N OF POLES: 1 | 62
11537 | 1826900000 | W-SERIES CROSS-CONNECTOR FOR THE TERMINALS N OF POLES: 3 | 51
11538 | 1826910000 | W-SERIES CROSS-CONNECTOR FOR THE TERMINALS N OF POLES: 4 | 51
11539 | 1839180000 | PRINTED CIRCUIT BOARD TERMINALS 12.70 MM N OF POLES: 2 90° SOLDER PIN LENGTH (L): 3.2 MM TINNED PEBBLE GREY CLAMPING YOKE CONNECTION CLAMPING RANGE MAX. : 16 MM² BOX | 1
11540 | 1839230000 | PRINTED CIRCUIT BOARD TERMINALS 12.70 MM N OF POLES: 7 90° SOLDER PIN LENGTH (L): 3.2 MM TINNED PEBBLE GREY CLAMPING YOKE CONNECTION CLAMPING RANGE MAX. : 16 MM² BOX | 1
11541 | 1839240000 | PRINTED CIRCUIT BOARD TERMINALS 12.70 MM N OF POLES: 8 90° SOLDER PIN LENGTH (L): 5 MM TINNED PEBBLE GREY CLAMPING YOKE CONNECTION CLAMPING RANGE MAX. : 16 MM² BOX | 1
11542 | 1839250000 | PRINTED CIRCUIT BOARD TERMINALS 12.70 MM N OF POLES: 9 90° SOLDER PIN LENGTH (L): 3.2 MM TINNED PEBBLE GREY CLAMPING YOKE CONNECTION CLAMPING RANGE MAX. : 16 MM² BOX | 1
11543 | 1839260000 | PRINTED CIRCUIT BOARD TERMINALS 10.16 MM N OF POLES: 1 90° SOLDER PIN LENGTH (L): 3.2 MM TINNED PEBBLE GREY CLAMPING YOKE CONNECTION CLAMPING RANGE MAX. : 16 MM² BOX | 1
11544 | 1839270000 | PRINTED CIRCUIT BOARD TERMINALS 10.16 MM N OF POLES: 2 90° SOLDER PIN LENGTH (L): 3.2 MM TINNED PEBBLE GREY CLAMPING YOKE CONNECTION CLAMPING RANGE MAX. : 16 MM² BOX | 1
11545 | 1845900000 | PCB PLUG-IN CONNECTOR MALE PLUG 5.08 MM N OF POLES: 4 180° CLAMPING YOKE CONNECTION CLAMPING RANGE MAX. : 3.31 MM² BOX | 1
11546 | 1845910000 | PCB PLUG-IN CONNECTOR MALE PLUG 5.08 MM N OF POLES: 6 180° CLAMPING YOKE CONNECTION CLAMPING RANGE MAX. : 3.31 MM² BOX | 1
11547 | 1852430000 | SLIMFIX X CONDUCTOR AND CABLE MARKERS 7 - 40 MM 23 X 14 MM TO CUSTOMER SPECIFICATION | 59
11548 | 1882610000 | INSTALLATION MULTI-TIER TERMINAL PUSH IN 4 MM² 400 V 32 A DARK | 310
11549 | 1882620000 | INSTALLATION MULTI-TIER TERMINAL PUSH IN 4 MM² 400 V 20 A DARK | 310
11550 | 1888850000 | SLIMFIX CONDUCTOR AND CABLE MARKERS 1.2 - 1.6 MM 21 X 3.2 MM TO CUSTOMER SPECIFICATION | 59
11551 | 1890220000 | PCB PLUG-IN CONNECTOR FEMALE PLUG 5.08 MM N OF POLES: 2 180° TOP CONNECTION CLAMPING RANGE MAX. : 2.5 MM² BOX | 1
11552 | 1890260000 | PCB PLUG-IN CONNECTOR FEMALE PLUG 5.08 MM N OF POLES: 6 180° TOP CONNECTION CLAMPING RANGE MAX. : 2.5 MM² BOX | 1
11553 | 1890380000 | PCB PLUG-IN CONNECTOR FEMALE PLUG 5.08 MM N OF POLES: 18 180° TOP CONNECTION CLAMPING RANGE MAX. : 2.5 MM² BOX | 1
11554 | 1890420000 | PCB PLUG-IN CONNECTOR FEMALE PLUG 5.08 MM N OF POLES: 22 180° TOP CONNECTION CLAMPING RANGE MAX. : 2.5 MM² BOX | 1
11555 | 1894150000 | PCB PLUG-IN CONNECTOR FEMALE PLUG 5.08 MM N OF POLES: 4 180° TOP CONNECTION CLAMPING RANGE MAX. : 2.5 MM² BOX | 1
11556 | 1894200000 | PCB PLUG-IN CONNECTOR FEMALE PLUG 5.08 MM N OF POLES: 9 180° TOP CONNECTION CLAMPING RANGE MAX. : 2.5 MM² BOX | 1
11557 | 1894290000 | PCB PLUG-IN CONNECTOR FEMALE PLUG 5.08 MM N OF POLES: 18 180° TOP CONNECTION CLAMPING RANGE MAX. : 2.5 MM² BOX | 1
11558 | 1894370000 | PCB PLUG-IN CONNECTOR FEMALE PLUG 5.08 MM N OF POLES: 24 180° TOP CONNECTION CLAMPING RANGE MAX. : 2.5 MM² BOX | 1
11559 | 1899190000 | TEST-DISCONNECT TERMINAL PUSH IN 4 MM² 400 V 20 A PIVOTING DARK | 68
11560 | 1899200000 | TEST-DISCONNECT TERMINAL PUSH IN 4 MM² 400 V 20 A PIVOTING DARK | 68
11561 | 1918530000 | SLIMFIX CONDUCTOR AND CABLE MARKERS 1 - 1.3 MM 21 X 3.2 MM TO CUSTOMER SPECIFICATION | 59
11562 | 1918640000 | SLIMFIX CONDUCTOR AND CABLE MARKERS 1.7 - 2.1 MM 21 X 3.2 MM TO CUSTOMER SPECIFICATION | 59
11563 | 1919250000 | SLIMFIX CONDUCTOR AND CABLE MARKERS 1.2 - 1.6 MM 12 X 3.2 MM TO CUSTOMER SPECIFICATION | 59
11564 | 1919420000 | SLIMFIX CONDUCTOR AND CABLE MARKERS 1.7 - 2.1 MM 12 X 3.2 MM TO CUSTOMER SPECIFICATION | 59
11565 | 1937490000 | INSTALLATION MULTI-TIER TERMINAL PUSH IN 4 MM² 400 V 32 A DARK | 310
11566 | 1937550000 | PCB PLUG-IN CONNECTOR ACCESSORIES STRAIN RELIEF LIGHT GREY N OF POLES: 2 | 243
11567 | 1937590000 | PCB PLUG-IN CONNECTOR ACCESSORIES CODING ELEMENT N OF POLES: 1 | 62
11568 | 1944590000 | PCB PLUG-IN CONNECTOR FEMALE PLUG 3.50 MM N OF POLES: 6 180° TENSION-CLAMP CONNECTION CLAMPING RANGE MAX. : 1 MM² BOX | 1
11569 | 1944610000 | PCB PLUG-IN CONNECTOR FEMALE PLUG 3.50 MM N OF POLES: 10 180° TENSION-CLAMP CONNECTION CLAMPING RANGE MAX. : 1 MM² BOX | 1
11570 | 1944630000 | PCB PLUG-IN CONNECTOR FEMALE PLUG 3.50 MM N OF POLES: 14 180° TENSION-CLAMP CONNECTION CLAMPING RANGE MAX. : 1 MM² BOX | 1
11571 | 1944640000 | PCB PLUG-IN CONNECTOR FEMALE PLUG 3.50 MM N OF POLES: 16 180° TENSION-CLAMP CONNECTION CLAMPING RANGE MAX. : 1 MM² BOX | 1
11572 | 1944690000 | PCB PLUG-IN CONNECTOR FEMALE PLUG 3.50 MM N OF POLES: 10 180° TENSION-CLAMP CONNECTION CLAMPING RANGE MAX. : 1 MM² BOX | 1
11573 | 1944770000 | PCB PLUG-IN CONNECTOR FEMALE PLUG 3.50 MM N OF POLES: 10 180° TENSION-CLAMP CONNECTION CLAMPING RANGE MAX. : 1 MM² BOX | 1
11574 | 1979740000 | PCB PLUG-IN CONNECTOR ACCESSORIES FLOOD-LIGHT DISPLAY TRANSPARENT N OF POLES: 8 | 243
11575 | 8731640000 | TEST-DISCONNECT TERMINAL SCREW CONNECTION 2.5 MM² 500 V 24 A PIVOTING | 43
11576 | 8731660000 | TEST-DISCONNECT TERMINAL SCREW CONNECTION 2.5 MM² 800 V 24 A PIVOTING | 43
11577 | 9025800000 | ASSORTMENT CRIMPING TOOL CRIMPING TOOL: PZ 4 STRIPPING TOOL: STRIPAX CRIMPING RANGE MIN.: 0.5 COLOUR CODE: WEIDMÜLLER | 224
11578 | 9025920000 | ASSORTMENT OF WIRE END FERRULES BOX COLOUR CODE: WEIDMÜLLER | 774
11579 | 9028420000 | ASSORTMENT OF INSERTS | 393
11580 | 9028450000 | ASSORTMENT OF INSERTS | 393
11581 | 9028630000 | ASSORTMENT CRIMPING TOOL CRIMPING TOOL: PZ 4 STRIPPING TOOL: STRIPAX CRIMPING RANGE MIN.: 0.5 COLOUR CODE: DIN | 224
11582 | 9956420000 | PRINTED CIRCUIT BOARD TERMINALS 10.16 MM N OF POLES: 7 90° SOLDER PIN LENGTH (L): 4.5 MM TINNED PEBBLE GREY CLAMPING YOKE CONNECTION CLAMPING RANGE MAX. : 16 MM² BOX | 1
11583 | 9956450000 | PRINTED CIRCUIT BOARD TERMINALS 10.16 MM N OF POLES: 10 90° SOLDER PIN LENGTH (L): 4.5 MM TINNED PEBBLE GREY CLAMPING YOKE CONNECTION CLAMPING RANGE MAX. : 16 MM² BOX | 1
11584 | 185760000 | SAK SERIES TEST-DISCONNECT TERMINAL RATED CROSS-SECTION: 4 MM² SCREW CONNECTION DIRECT MOUNTING | 9
11585 | 222760000 | SAK SERIES FUSE TERMINAL RATED CROSS-SECTION: 4 MM² SCREW CONNECTION DIRECT MOUNTING | 9
11586 | 222860000 | SAK SERIES FUSE TERMINAL RATED CROSS-SECTION: 4 MM² SCREW CONNECTION DIRECT MOUNTING | 9
11587 | 324020000 | SAK SERIES TEST-DISCONNECT TERMINAL RATED CROSS-SECTION: 10 MM² SCREW CONNECTION RAIL | 9
11588 | 357520000 | SAK SERIES TEST-DISCONNECT TERMINAL RATED CROSS-SECTION: 4 MM² SCREW CONNECTION MEDIUM DIRECT MOUNTING | 9
11589 | 380460000 | SAK SERIES FEED-THROUGH TERMINAL RATED CROSS-SECTION: 2.5 MM² SCREW CONNECTION DIRECT MOUNTING | 9
11590 | 380680000 | SAK SERIES FEED-THROUGH TERMINAL RATED CROSS-SECTION: 16 MM² SCREW CONNECTION | 9
11591 | 412160000 | SAK SERIES TEST-DISCONNECT TERMINAL RATED CROSS-SECTION: 4 MM² SCREW CONNECTION DIRECT MOUNTING | 9
11592 | 443660000 | SAK SERIES FEED-THROUGH TERMINAL RATED CROSS-SECTION: 4 MM² SCREW CONNECTION DIRECT MOUNTING | 9
11593 | 448360000 | BOLT-TYPE SCREW TERMINALS FEED-THROUGH TERMINAL RATED CROSS-SECTION: 16 MM² SCREW CONNECTION | 9
11594 | 527660000 | SAK SERIES FEED-THROUGH TERMINAL DOUBLE-TIER TERMINAL RATED CROSS-SECTION: 4 MM² SCREW CONNECTION | 9
11595 | 590180000 | SAK SERIES FEED-THROUGH TERMINAL DOUBLE-TIER TERMINAL RATED CROSS-SECTION: 4 MM² SCREW CONNECTION | 9
11596 | 637120000 | SAK SERIES FEED-THROUGH TERMINAL RATED CROSS-SECTION: 50 MM² SCREW CONNECTION MEDIUM | 9
11597 | 637420000 | SAK SERIES FEED-THROUGH TERMINAL RATED CROSS-SECTION: 50 MM² SCREW CONNECTION MEDIUM | 9
11598 | 638020000 | SAK SERIES FEED-THROUGH TERMINAL RATED CROSS-SECTION: 150 MM² SCREW CONNECTION MEDIUM DIRECT MOUNTING | 9
11599 | 643460000 | SAK SERIES COMPONENT TERMINAL RATED CROSS-SECTION: 4 MM² SCREW CONNECTION | 9
11600 | 670760000 | SAK SERIES TEST-DISCONNECT TERMINAL DOUBLE-TIER TERMINAL RATED CROSS-SECTION: 4 MM² SCREW CONNECTION DIRECT MOUNTING | 9
11601 | 687460000 | W TERMINAL WITH SPECIAL CONNECTION DISCONNECT AND MODULAR DISCONNECT TERMINAL RATED CROSS-SECTION: 4 MM² SCREW CONNECTION PA 66 DIRECT MOUNTING | 593
11602 | 1007880000 | Z-SERIES PLUG-IN CONNECTOR DIRECT MOUNTING | 27
11603 | 1007920000 | Z-SERIES PLUG-IN CONNECTOR DIRECT MOUNTING | 27
11604 | 1007980000 | Z-SERIES PLUG-IN CONNECTOR DIRECT MOUNTING | 27
11605 | 1009060000 | Z-SERIES PLUG-IN CONNECTOR DIRECT MOUNTING | 27
11606 | 1011000000 | W-SERIES FUSE TERMINAL RATED CROSS-SECTION: 6 MM² SCREW CONNECTION | 9
11607 | 1011300000 | W-SERIES FUSE TERMINAL RATED CROSS-SECTION: 6 MM² SCREW CONNECTION | 9
11608 | 1011510000 | FEED-THROUGH TERMINAL PUSH IN 4 MM² 800 V 32 A | 12
11609 | 1012200000 | W-SERIES FUSE TERMINAL RATED CROSS-SECTION: 6 MM² SCREW CONNECTION | 9
11610 | 1012300000 | W-SERIES FUSE TERMINAL RATED CROSS-SECTION: 6 MM² SCREW CONNECTION | 9
11611 | 1014000000 | W-SERIES FUSE TERMINAL RATED CROSS-SECTION: 6 MM² SCREW CONNECTION | 9
11612 | 1014100000 | W-SERIES FUSE TERMINAL RATED CROSS-SECTION: 6 MM² SCREW CONNECTION | 9
11613 | 1014200000 | W-SERIES FUSE TERMINAL RATED CROSS-SECTION: 6 MM² SCREW CONNECTION | 9
11614 | 1016780000 | TEST-DISCONNECT TERMINAL SCREW CONNECTION 6 MM² 630 V 41 A SLIDING | 43
11615 | 1016900000 | TEST-DISCONNECT TERMINAL SCREW CONNECTION 6 MM² 630 V 41 A SLIDING DARK | 43
11616 | 1018100000 | TEST-DISCONNECT TERMINAL SCREW CONNECTION 6 MM² 500 V 41 A WITHOUT DARK | 43
11617 | 1018600000 | TEST-DISCONNECT TERMINAL SCREW CONNECTION 6 MM² 500 V 41 A SLIDING DARK | 43
11618 | 1019710000 | TEST-DISCONNECT TERMINAL SCREW CONNECTION 6 MM² 630 V 41 A SLIDING | 43
11619 | 1025680000 | DEKAFIX TERMINAL MARKER 5 X 30 MM WEIDMUELLER TO CUSTOMER SPECIFICATION | 71
11620 | 1060370000 | TEST-DISCONNECT TERMINAL SCREW CONNECTION 6 MM² 500 V 41 A SLIDING DARK | 43
11621 | 1063210000 | PCB PLUG-IN CONNECTOR CONNECTION ELEMENT LEFT MALE HEADER OPEN SIDE THT/THR SOLDER CONNECTION 5.00 MM N OF POLES: 3 90° SOLDER PIN LENGTH (L): 1.5 MM TINNED BOX | 0
11622 | 1285660000 | SAK SERIES THERMOCOUPLE TERMINAL RATED CROSS-SECTION: 4 MM² SCREW CONNECTION DIRECT MOUNTING | 9
11623 | 1289920000 | SAK SERIES TEST-DISCONNECT TERMINAL RATED CROSS-SECTION: 4 MM² SCREW CONNECTION MEDIUM DIRECT MOUNTING | 9
11624 | 1304860000 | SAK SERIES TEST-DISCONNECT TERMINAL DOUBLE-TIER TERMINAL RATED CROSS-SECTION: 4 MM² SCREW CONNECTION DIRECT MOUNTING | 9
11625 | 1323660000 | SAK SERIES FEED-THROUGH TERMINAL RATED CROSS-SECTION: 4 MM² SCREW CONNECTION | 9
11626 | 1404520000 | SAK SERIES TEST-DISCONNECT TERMINAL RATED CROSS-SECTION: 10 MM² SCREW CONNECTION MEDIUM DIRECT MOUNTING | 9
11627 | 1594430000 | PRINTED CIRCUIT BOARD TERMINALS 7.50 MM N OF POLES: 3 90° SOLDER PIN LENGTH (L): 3.2 MM TINNED ORANGE CLAMPING YOKE CONNECTION CLAMPING RANGE MAX. : 6 MM² BOX | 1
11628 | 1594450000 | PRINTED CIRCUIT BOARD TERMINALS 7.50 MM N OF POLES: 3 90° SOLDER PIN LENGTH (L): 3.2 MM TINNED ORANGE CLAMPING YOKE CONNECTION CLAMPING RANGE MAX. : 6 MM² BOX | 1
11629 | 1594470000 | PRINTED CIRCUIT BOARD TERMINALS 7.62 MM N OF POLES: 3 90° SOLDER PIN LENGTH (L): 3.2 MM TINNED ORANGE CLAMPING YOKE CONNECTION CLAMPING RANGE MAX. : 6 MM² BOX | 1
11630 | 1594620000 | PRINTED CIRCUIT BOARD TERMINALS 7.50 MM N OF POLES: 2 90° SOLDER PIN LENGTH (L): 4.5 MM TINNED ORANGE CLAMPING YOKE CONNECTION CLAMPING RANGE MAX. : 6 MM² BOX | 1
11631 | 1594660000 | PRINTED CIRCUIT BOARD TERMINALS 7.62 MM N OF POLES: 2 90° SOLDER PIN LENGTH (L): 4.5 MM TINNED ORANGE CLAMPING YOKE CONNECTION CLAMPING RANGE MAX. : 6 MM² BOX | 1
11632 | 1595740000 | PRINTED CIRCUIT BOARD TERMINALS 5.08 MM N OF POLES: 2 135° SOLDER PIN LENGTH (L): 4.5 MM TINNED ORANGE CLAMPING YOKE CONNECTION CLAMPING RANGE MAX. : 6 MM² BOX | 1
11633 | 1597530000 | PCB PLUG-IN CONNECTOR ACCESSORIES FLOOD-LIGHT DISPLAY TRANSPARENT N OF POLES: 1 | 243
11634 | 1597640000 | PCB PLUG-IN CONNECTOR ACCESSORIES FLOOD-LIGHT DISPLAY TRANSPARENT N OF POLES: 1 | 243
11635 | 1611990000 | PCB PLUG-IN CONNECTOR FEMALE PLUG 7.00 MM N OF POLES: 3 180° CLAMPING YOKE CONNECTION CLAMPING RANGE MAX. : 4 MM² BOX | 1
11636 | 1612080000 | PCB PLUG-IN CONNECTOR FEMALE PLUG 7.00 MM N OF POLES: 6 180° CLAMPING YOKE CONNECTION CLAMPING RANGE MAX. : 4 MM² BOX | 1
11637 | 1612100000 | PCB PLUG-IN CONNECTOR MALE PLUG 7.00 MM N OF POLES: 7 180° CLAMPING YOKE CONNECTION CLAMPING RANGE MAX. : 4 MM² BOX | 1
11638 | 1612610000 | PCB PLUG-IN CONNECTOR FEMALE HEADER FLANGE THT SOLDER CONNECTION 7.00 MM N OF POLES: 8 90° SOLDER PIN LENGTH (L): 3.2 MM -PLATED PEBBLE GREY BOX | 0
11639 | 1612620000 | PCB PLUG-IN CONNECTOR MALE HEADER FLANGE THT SOLDER CONNECTION 7.00 MM N OF POLES: 9 90° SOLDER PIN LENGTH (L): 3.2 MM -PLATED PEBBLE GREY BOX | 0
11640 | 1612630000 | PCB PLUG-IN CONNECTOR FEMALE HEADER FLANGE THT SOLDER CONNECTION 7.00 MM N OF POLES: 9 90° SOLDER PIN LENGTH (L): 3.2 MM -PLATED PEBBLE GREY BOX | 0
11641 | 1612650000 | PCB PLUG-IN CONNECTOR FEMALE HEADER FLANGE THT SOLDER CONNECTION 7.00 MM N OF POLES: 10 90° SOLDER PIN LENGTH (L): 3.2 MM -PLATED PEBBLE GREY BOX | 0
11642 | 1612690000 | PCB PLUG-IN CONNECTOR FEMALE HEADER FLANGE THT SOLDER CONNECTION 7.00 MM N OF POLES: 3 180° SOLDER PIN LENGTH (L): 3.2 MM -PLATED PEBBLE GREY BOX | 0
11643 | 1627980000 | PCB PLUG-IN CONNECTOR FEMALE PLUG 7.50 MM N OF POLES: 8 180° CLAMPING YOKE CONNECTION CLAMPING RANGE MAX. : 3.31 MM² BOX | 1
11644 | 1651980000 | INITIATOR/ACTUATOR TERMINAL TENSION-CLAMP CONNECTION 1.5 MM² FLANGE-MOUNTED HOUSING | 719
11645 | 1667750000 | PRINTED CIRCUIT BOARD TERMINALS 3.50 MM N OF POLES: 2 90° SOLDER PIN LENGTH (L): 3.2 MM TINNED ORANGE CLAMPING YOKE CONNECTION CLAMPING RANGE MAX. : 2.08 MM² BOX | 1
11646 | 1697220000 | PRINTED CIRCUIT BOARD TERMINALS 7.50 MM N OF POLES: 2 90° SOLDER PIN LENGTH (L): 4.5 MM TINNED CLAMPING YOKE CONNECTION CLAMPING RANGE MAX. : 6 MM² BOX | 1
11647 | 1699670000 | PRINTED CIRCUIT BOARD TERMINALS 3.50 MM N OF POLES: 2 90° SOLDER PIN LENGTH (L): 4.5 MM TINNED CLAMPING YOKE CONNECTION CLAMPING RANGE MAX. : 2.08 MM² BOX | 1
11648 | 1703700000 | PRINTED CIRCUIT BOARD TERMINALS 3.50 MM N OF POLES: 4 90° SOLDER PIN LENGTH (L): 3.2 MM TINNED ORANGE CLAMPING YOKE CONNECTION CLAMPING RANGE MAX. : 2.08 MM² BOX | 1
11649 | 1703710000 | PRINTED CIRCUIT BOARD TERMINALS 3.50 MM N OF POLES: 6 90° SOLDER PIN LENGTH (L): 3.2 MM TINNED ORANGE CLAMPING YOKE CONNECTION CLAMPING RANGE MAX. : 2.08 MM² BOX | 1
11650 | 1703770000 | PRINTED CIRCUIT BOARD TERMINALS 3.50 MM N OF POLES: 18 90° SOLDER PIN LENGTH (L): 3.2 MM TINNED ORANGE CLAMPING YOKE CONNECTION CLAMPING RANGE MAX. : 2.08 MM² BOX | 1
11651 | 1703800000 | PRINTED CIRCUIT BOARD TERMINALS 3.50 MM N OF POLES: 24 90° SOLDER PIN LENGTH (L): 3.2 MM TINNED ORANGE CLAMPING YOKE CONNECTION CLAMPING RANGE MAX. : 2.08 MM² BOX | 1
11652 | 1704690000 | Z-SERIES FEED-THROUGH TERMINAL RATED CROSS-SECTION: 2.5 MM² TENSION-CLAMP CONNECTION DARK DIRECT MOUNTING | 9
11653 | 1704720000 | Z-SERIES FEED-THROUGH TERMINAL RATED CROSS-SECTION: 2.5 MM² TENSION-CLAMP CONNECTION DIRECT MOUNTING | 9
11654 | 1712321001 | CLAMPING YOKE CLAMPING YOKE STEEL | 452
11655 | 1712780000 | Z-SERIES FEED-THROUGH TERMINAL RATED CROSS-SECTION: 2.5 MM² TENSION-CLAMP CONNECTION DARK | 9
11656 | 1712820000 | Z-SERIES FEED-THROUGH TERMINAL RATED CROSS-SECTION: 2.5 MM² TENSION-CLAMP CONNECTION DARK DIRECT MOUNTING | 9
11657 | 1713000000 | Z-SERIES FEED-THROUGH TERMINAL RATED CROSS-SECTION: 2.5 MM² TENSION-CLAMP CONNECTION DIRECT MOUNTING | 9
11658 | 1715020000 | PRINTED CIRCUIT BOARD TERMINALS 3.50 MM N OF POLES: 3 135° SOLDER PIN LENGTH (L): 3.2 MM TINNED ORANGE CLAMPING YOKE CONNECTION CLAMPING RANGE MAX. : 2.08 MM² BOX | 1
11659 | 1716710000 | PRINTED CIRCUIT BOARD TERMINALS 3.50 MM N OF POLES: 2 90° SOLDER PIN LENGTH (L): 3.2 MM TINNED ORANGE CLAMPING YOKE CONNECTION CLAMPING RANGE MAX. : 2.08 MM² BOX | 1
11660 | 1716720000 | PRINTED CIRCUIT BOARD TERMINALS 3.50 MM N OF POLES: 3 90° SOLDER PIN LENGTH (L): 3.2 MM TINNED ORANGE CLAMPING YOKE CONNECTION CLAMPING RANGE MAX. : 2.08 MM² BOX | 1
11661 | 1745400000 | TEST-DISCONNECT TERMINAL DOUBLE-TIER TERMINAL TENSION-CLAMP CONNECTION 2.5 MM² 400 V 16 A PIVOTING DARK | 43
11662 | 1745650000 | PCB PLUG-IN CONNECTOR ACCESSORIES HOOD N OF POLES: 10 | 62
11663 | 1745670000 | PCB PLUG-IN CONNECTOR ACCESSORIES HOOD N OF POLES: 12 | 62
11664 | 1749151001 | CLAMPING YOKE CLAMPING YOKE STEEL | 452
11665 | 1750790000 | PCB PLUG-IN CONNECTOR FEMALE PLUG 3.50 MM N OF POLES: 2 90°/270° IDC TERMINAL CLAMPING RANGE MAX. : 0.5 MM² BOX | 1
11666 | 1750810000 | PCB PLUG-IN CONNECTOR FEMALE PLUG 3.50 MM N OF POLES: 4 90°/270° IDC TERMINAL CLAMPING RANGE MAX. : 0.5 MM² BOX | 1
11667 | 1751450000 | PCB PLUG-IN CONNECTOR FEMALE PLUG 3.50 MM N OF POLES: 2 90°/270° IDC TERMINAL CLAMPING RANGE MAX. : 0.5 MM² BOX | 1
11668 | 1751490000 | PCB PLUG-IN CONNECTOR FEMALE PLUG 3.50 MM N OF POLES: 6 90°/270° IDC TERMINAL CLAMPING RANGE MAX. : 0.5 MM² BOX | 1
11669 | 1751510000 | PCB PLUG-IN CONNECTOR FEMALE PLUG 3.50 MM N OF POLES: 8 90°/270° IDC TERMINAL CLAMPING RANGE MAX. : 0.5 MM² BOX | 1
11670 | 1754960000 | TEST-DISCONNECT TERMINAL SCREW CONNECTION 4 MM² 500 V 32 A SLIDING DARK | 43
11671 | 1754970000 | TEST-DISCONNECT TERMINAL SCREW CONNECTION 4 MM² 400 V 32 A SLIDING DARK | 43
11672 | 1758020000 | PRINTED CIRCUIT BOARD TERMINALS 5.08 MM N OF POLES: 20 135° SOLDER PIN LENGTH (L): 3.5 MM ORANGE TENSION-CLAMP CONNECTION CLAMPING RANGE MAX. : 2.5 MM² BOX | 1
11673 | 1758050000 | PRINTED CIRCUIT BOARD TERMINALS 5.08 MM N OF POLES: 48 135° SOLDER PIN LENGTH (L): 3.5 MM ORANGE TENSION-CLAMP CONNECTION CLAMPING RANGE MAX. : 2.5 MM² BOX | 1
11674 | 1759230000 | PRINTED CIRCUIT BOARD TERMINALS 7.62 MM N OF POLES: 6 90° SOLDER PIN LENGTH (L): 3.2 MM TINNED ORANGE CLAMPING YOKE CONNECTION CLAMPING RANGE MAX. : 6 MM² BOX | 1
11675 | 1763940000 | W-SERIES FUSE TERMINAL RATED CROSS-SECTION: 2.5 MM² SCREW CONNECTION | 9
11676 | 1764830000 | PRINTED CIRCUIT BOARD TERMINALS 5.08 MM N OF POLES: 8 135° SOLDER PIN LENGTH (L): 3.5 MM ORANGE TENSION-CLAMP CONNECTION CLAMPING RANGE MAX. : 2.5 MM² BOX | 1
11677 | 1764860000 | PRINTED CIRCUIT BOARD TERMINALS 5.08 MM N OF POLES: 14 135° SOLDER PIN LENGTH (L): 3.5 MM ORANGE TENSION-CLAMP CONNECTION CLAMPING RANGE MAX. : 2.5 MM² BOX | 1
11678 | 1764900000 | PRINTED CIRCUIT BOARD TERMINALS 5.08 MM N OF POLES: 24 135° SOLDER PIN LENGTH (L): 3.5 MM ORANGE TENSION-CLAMP CONNECTION CLAMPING RANGE MAX. : 2.5 MM² BOX | 1
11679 | 1764970000 | PRINTED CIRCUIT BOARD TERMINALS 5.08 MM N OF POLES: 27 135° SOLDER PIN LENGTH (L): 3.5 MM ORANGE TENSION-CLAMP CONNECTION CLAMPING RANGE MAX. : 2.5 MM² BOX | 1
11680 | 1766560000 | PRINTED CIRCUIT BOARD TERMINALS 7.62 MM N OF POLES: 8 90° SOLDER PIN LENGTH (L): 3.2 MM TINNED ORANGE CLAMPING YOKE CONNECTION CLAMPING RANGE MAX. : 6 MM² BOX | 1
11681 | 1766570000 | PRINTED CIRCUIT BOARD TERMINALS 7.62 MM N OF POLES: 10 90° SOLDER PIN LENGTH (L): 3.2 MM TINNED ORANGE CLAMPING YOKE CONNECTION CLAMPING RANGE MAX. : 6 MM² BOX | 1
11682 | 1766640000 | ESG DEVICE MARKERS X 17 MM PA 66 COLOUR: TO CUSTOMER SPECIFICATION PLUGGABLE | 126
11683 | 1766840000 | PRINTED CIRCUIT BOARD TERMINALS 7.62 MM N OF POLES: 12 90° SOLDER PIN LENGTH (L): 3.2 MM TINNED ORANGE CLAMPING YOKE CONNECTION CLAMPING RANGE MAX. : 6 MM² BOX | 1
11684 | 1770480000 | ESG DEVICE MARKERS X 17 MM PA 66 COLOUR: TO CUSTOMER SPECIFICATION PLUGGABLE | 126
11685 | 1771380000 | FEED-THROUGH TERMINAL TENSION-CLAMP CONNECTION 6 MM² 800 V 41 A DARK | 16
11686 | 1771390000 | FEED-THROUGH TERMINAL TENSION-CLAMP CONNECTION 6 MM² 800 V 41 A | 16
11687 | 1772070000 | FEED-THROUGH TERMINAL TENSION-CLAMP CONNECTION 2.5 MM² 800 V 24 A | 16
11688 | 1772940000 | SUPPLY TERMINAL TENSION-CLAMP CONNECTION 16 MM² 800 V 76 A DARK | 356
11689 | 1779020000 | TEST-DISCONNECT TERMINAL TENSION-CLAMP CONNECTION 2.5 MM² 400 V 10 A PIVOTING DARK | 43
11690 | 1780860000 | BOLT-TYPE SCREW TERMINALS FEED-THROUGH TERMINAL RATED CROSS-SECTION: 50 MM² THREADED STUD CONNECTION | 9
11691 | 1780880000 | BOLT-TYPE SCREW TERMINALS FEED-THROUGH TERMINAL RATED CROSS-SECTION: 120 MM² THREADED STUD CONNECTION | 9
11692 | 1782530000 | PRINTED CIRCUIT BOARD TERMINALS 5.08 MM N OF POLES: 32 135° SOLDER PIN LENGTH (L): 3.5 MM ORANGE TENSION-CLAMP CONNECTION CLAMPING RANGE MAX. : 2.5 MM² BOX | 1
11693 | 1783010000 | SWITCHMARK DEVICE MARKERS 27 X 27 MM TO CUSTOMER SPECIFICATION | 333
11694 | 1783820000 | W-SERIES INITIATOR/ACTUATOR TERMINAL RATED CROSS-SECTION: 2.5 MM² SCREW CONNECTION | 431
11695 | 1784180000 | W-SERIES INITIATOR/ACTUATOR TERMINAL RATED CROSS-SECTION: 2.5 MM² SCREW CONNECTION | 431
11696 | 1855610000 | TEST-DISCONNECT TERMINAL SCREW CONNECTION 2.5 MM² 500 V 24 A PIVOTING DARK | 43
11697 | 1878530000 | TEST-DISCONNECT TERMINAL SCREW CONNECTION 2.5 MM² 500 V 24 A PIVOTING ORANGE | 43
11698 | 1880410000 | W-SERIES FUSE TERMINAL RATED CROSS-SECTION: 4 MM² SCREW CONNECTION | 9
11699 | 1880420000 | W-SERIES FUSE TERMINAL RATED CROSS-SECTION: 4 MM² SCREW CONNECTION | 9
11700 | 1880430000 | W-SERIES FUSE TERMINAL RATED CROSS-SECTION: 4 MM² SCREW CONNECTION | 9
11701 | 1933890000 | TEST-DISCONNECT TERMINAL PUSH IN 4 MM² 500 V 24 A WITHOUT DARK | 68
11702 | 1933930000 | TEST-DISCONNECT TERMINAL PUSH IN 4 MM² 500 V 24 A PIVOTING | 68
11703 | 1972980000 | Z-SERIES PLUG-IN CONNECTOR DIRECT MOUNTING | 27
11704 | 4316370000 | CUTTING TOOL REPLACEMENT PART | 441
11705 | 4316380000 | CUTTING TOOL REPLACEMENT PART | 441
11706 | 7910180000 | TEST-DISCONNECT TERMINAL SCREW CONNECTION 4 MM² 500 V 32 A PIVOTING DARK | 43
11707 | 7910380000 | W-SERIES TEST-DISCONNECT TERMINAL RATED CROSS-SECTION: 4 MM² SCREW CONNECTION | 9
11708 | 7920900000 | TEST-DISCONNECT TERMINAL TENSION-CLAMP CONNECTION 2.5 MM² 400 V 16 A PIVOTING DARK | 43
11709 | 7920940000 | TEST-DISCONNECT TERMINAL TENSION-CLAMP CONNECTION 2.5 MM² 400 V 16 A PIVOTING ORANGE | 43
11710 | 7920950000 | TEST-DISCONNECT TERMINAL TENSION-CLAMP CONNECTION 2.5 MM² 400 V 16 A PIVOTING DARK | 43
11711 | 7921600000 | ACCESSORIES FUSE HOLDER RATED CROSS-SECTION: PLUG-IN CONNECTION WEMID DARK OPERATING INSTRUCTIONS/CATALOGUE | 630
11712 | 7921760000 | PCB PLUG-IN CONNECTOR MALE HEADER THT SOLDER CONNECTION 5.08 MM N OF POLES: 2 180° SOLDER PIN LENGTH (L): 2.4 MM TINNED BOX | 0
11713 | 8148910000 | SAK SERIES FUSE TERMINAL RATED CROSS-SECTION: 4 MM² SCREW CONNECTION DIRECT MOUNTING | 9
11714 | 8215900000 | SAK SERIES FUSE TERMINAL RATED CROSS-SECTION: 4 MM² SCREW CONNECTION DIRECT MOUNTING | 9
11715 | 8448920000 | SURGE PROTECTION FOR INSTRUMENTATION AND CONTROL SURGE PROTECTION FOR MEASUREMENT AND CONTROL | 57
11716 | 8449030000 | SURGE PROTECTION FOR INSTRUMENTATION AND CONTROL SURGE PROTECTION FOR MEASUREMENT AND CONTROL | 57
11717 | 8449040000 | SURGE PROTECTION FOR INSTRUMENTATION AND CONTROL SURGE PROTECTION FOR MEASUREMENT AND CONTROL | 57
11718 | 8449140000 | SURGE PROTECTION FOR INSTRUMENTATION AND CONTROL SURGE PROTECTION FOR MEASUREMENT AND CONTROL | 57
11719 | 9503310000 | SAK SERIES FUSE TERMINAL RATED CROSS-SECTION: 4 MM² SCREW CONNECTION DIRECT MOUNTING | 9
11720 | 9532440000 | SAK SERIES FUSE TERMINAL RATED CROSS-SECTION: 4 MM² SCREW CONNECTION WEMID DARK DIRECT MOUNTING | 9
11721 | 9918530000 | SCREWDRIVER INSERT | 147
11722 | 9918580000 | SCREWDRIVER INSERT | 147
11723 | 150420000 | SAK SERIES FEED-THROUGH TERMINAL RATED CROSS-SECTION: 70 MM² SCREW CONNECTION MEDIUM | 9
11724 | 170520000 | SAK SERIES FEED-THROUGH TERMINAL RATED CROSS-SECTION: 95 MM² THREADED STUD CONNECTION MEDIUM | 35
11725 | 170620000 | SAK SERIES FEED-THROUGH TERMINAL RATED CROSS-SECTION: 150 MM² THREADED STUD CONNECTION MEDIUM DIRECT MOUNTING | 35
11726 | 210460000 | SAK SERIES DOUBLE-TIER TERMINAL RATED CROSS-SECTION: 4 MM² SCREW CONNECTION DIRECT MOUNTING | 9
11727 | 236510000 | RAIL TS 35 TS 35 X 15 WITH SLOT STEEL GALVANIC ZINC PLATED AND PASSIVATED | 73
11728 | 263660000 | SAK SERIES TEST-DISCONNECT TERMINAL RATED CROSS-SECTION: 4 MM² SCREW CONNECTION DIRECT MOUNTING | 9
11729 | 395760000 | SAK SERIES DOUBLE-TIER TERMINAL RATED CROSS-SECTION: 4 MM² SCREW CONNECTION DIRECT MOUNTING | 9
11730 | 412360000 | SAK SERIES TEST-DISCONNECT TERMINAL RATED CROSS-SECTION: 4 MM² SCREW CONNECTION DIRECT MOUNTING | 9
11731 | 479660000 | SAK SERIES FEED-THROUGH TERMINAL RATED CROSS-SECTION: 2.5 MM² FLAT-BLADE CONNECTION DIRECT MOUNTING | 9
11732 | 501600000 | SAK SERIES FUSE TERMINAL RATED CROSS-SECTION: 10 MM² SCREW CONNECTION DARK DIRECT MOUNTING | 9
11733 | 502120000 | SAK SERIES FUSE TERMINAL RATED CROSS-SECTION: 16 MM² SCREW CONNECTION MEDIUM DIRECT MOUNTING | 9
11734 | 514510000 | RAIL TS 35 TS 35 X 7.5 WITH SLOT STEEL GALVANIC ZINC PLATED AND PASSIVATED | 73
11735 | 539060000 | SAK SERIES DOUBLE-TIER TERMINAL RATED CROSS-SECTION: 4 MM² SCREW CONNECTION | 9
11736 | 571300000 | ACCESSORIES BUSBAR | 414
11737 | 590060000 | SAK SERIES FEED-THROUGH TERMINAL DOUBLE-TIER TERMINAL RATED CROSS-SECTION: 4 MM² SCREW CONNECTION | 9
11738 | 590260000 | SAK SERIES FEED-THROUGH TERMINAL DOUBLE-TIER TERMINAL RATED CROSS-SECTION: 4 MM² SCREW CONNECTION | 9
11739 | 625320000 | MULTIPIN TERMINAL STRIP SINGLE- AND MULTI-POLE TERMINAL STRIP RATED CROSS-SECTION: 4 MM² SCREW CONNECTION DIRECT MOUNTING | 786
11740 | 1010000000 | PE TERMINAL SCREW CONNECTION 2.5 MM² 300 A (2.5 MM²) GREEN/ | 138
11741 | 1010100000 | PE TERMINAL SCREW CONNECTION 4 MM² 480 A (4 MM²) GREEN/ | 459
11742 | 1010200000 | PE TERMINAL SCREW CONNECTION 6 MM² 720 A (6 MM²) GREEN/ | 456
11743 | 1010300000 | PE TERMINAL SCREW CONNECTION 10 MM² 1200 A (10 MM²) GREEN/ | 460
11744 | 1010400000 | PE TERMINAL SCREW CONNECTION 16 MM² 1920 A (16 MM²) GREEN/ | 456
11745 | 1010500000 | PE TERMINAL SCREW CONNECTION 35 MM² 4200 A (35 MM²) GREEN/ | 138
11746 | 1010780000 | NEUTRAL CONDUCTOR DISCONNECT TERMINAL BUSBAR CONNECTION 4 MM² 400 V 32 A SLIDING | 345
11747 | 1012600000 | PE TERMINAL SCREW CONNECTION 35 MM² 4200 A (35 MM²) GREEN/ | 138
11748 | 1016200000 | PE TERMINAL SCREW CONNECTION 2.5 MM² 300 A (2.5 MM²) GREEN/ | 138
11749 | 1016400000 | PE TERMINAL SCREW CONNECTION 2.5 MM² 300 A (2.5 MM²) GREEN/ | 138
11750 | 1019700000 | PE TERMINAL SCREW CONNECTION 120 MM² 14400 A (120 MM²) GREEN/ | 460
11751 | 1022100000 | W-SERIES FEED-THROUGH TERMINAL RATED CROSS-SECTION: 2.5 MM² SCREW CONNECTION | 9
11752 | 1022200000 | W-SERIES FEED-THROUGH TERMINAL RATED CROSS-SECTION: 2.5 MM² SOLDER CONNECTION | 9
11753 | 1023600000 | W-SERIES FEED-THROUGH TERMINAL DOUBLE-TIER TERMINAL RATED CROSS-SECTION: 2.5 MM² SCREW CONNECTION | 9
11754 | 1027000000 | W-SERIES COMPONENT TERMINAL RATED CROSS-SECTION: 4 MM² SCREW CONNECTION | 9
11755 | 1027300000 | W-SERIES COMPONENT TERMINAL RATED CROSS-SECTION: 4 MM² SCREW CONNECTION | 9
11756 | 1027550000 | MOTOR-CONNECTION TERMINAL TENSION-CLAMP CONNECTION 2.5 MM² 690 V DARK | 634
11757 | 1027700000 | W-SERIES COMPONENT TERMINAL RATED CROSS-SECTION: 4 MM² SCREW CONNECTION | 9
11758 | 1028400000 | BOLT-TYPE SCREW TERMINALS FEED-THROUGH TERMINAL RATED CROSS-SECTION: 70 MM² THREADED STUD CONNECTION | 9
11759 | 1028480000 | BOLT-TYPE SCREW TERMINALS FEED-THROUGH TERMINAL RATED CROSS-SECTION: 70 MM² THREADED STUD CONNECTION DIRECT MOUNTING | 9
11760 | 1028600000 | BOLT-TYPE SCREW TERMINALS FEED-THROUGH TERMINAL RATED CROSS-SECTION: 185 MM² THREADED STUD CONNECTION | 9
11761 | 1028680000 | BOLT-TYPE SCREW TERMINALS FEED-THROUGH TERMINAL RATED CROSS-SECTION: 185 MM² THREADED STUD CONNECTION | 9
11762 | 1028700000 | BOLT-TYPE SCREW TERMINALS FEED-THROUGH TERMINAL RATED CROSS-SECTION: 300 MM² THREADED STUD CONNECTION | 9
11763 | 1029300000 | BOLT-TYPE SCREW TERMINALS FEED-THROUGH TERMINAL RATED CROSS-SECTION: 35 MM² THREADED STUD CONNECTION DIRECT MOUNTING | 9
11764 | 1029700000 | BOLT-TYPE SCREW TERMINALS FEED-THROUGH TERMINAL RATED CROSS-SECTION: 300 MM² THREADED STUD CONNECTION | 9
11765 | 1030900000 | W-SERIES DISTRIBUTOR TERMINAL BLOCK FOR N RAIL RATED CROSS-SECTION: 2.5 MM² SCREW CONNECTION | 9
11766 | 1036000000 | W-SERIES COMPONENT TERMINAL RATED CROSS-SECTION: 4 MM² SCREW CONNECTION | 9
11767 | 1037300000 | PE TERMINAL SCREW CONNECTION 95 MM² 11400 A (95 MM²) GREEN/ | 707
11768 | 1038100000 | W-SERIES PLUG-IN MODULAR TERMINALS FEED-THROUGH TERMINAL DOUBLE-TIER TERMINAL RATED CROSS-SECTION: 2.5 MM² SCREW CONNECTION | 786
11769 | 1080200000 | ACCESSORIES RAIL SUPPORT WEMID | 446
11770 | 1083900000 | ACCESSORIES BUSBAR STEEL GALVANISED | 687
11771 | 1166820000 | SAK SERIES TEST-DISCONNECT TERMINAL RATED CROSS-SECTION: 6 MM² SCREW CONNECTION MEDIUM DIRECT MOUNTING | 9
11772 | 1182060000 | RS-SERIES RELAY MODULE N OF CONTACTS: 2 CO CONTACT AGNI 90/10 RATED CONTROL VOLTAGE: 24 V DC CONTINUOUS CURRENT: 4 A SCREW CONNECTION | 3
11773 | 1185160000 | END PLATE RS 100 ORANGE END PLATE WIDTH: 21.5 MM | 527
11774 | 1185360000 | END PLATE RS 100 ORANGE END PLATE WIDTH: 21.5 MM | 527
11775 | 1416100000 | PCB PLUG-IN CONNECTOR MALE PLUG 5.00 MM N OF POLES: 12 180° CRIMP CONNECTION CLAMPING RANGE MAX. : 3.31 MM² BOX | 1
11776 | 1538260000 | SAK SERIES FEED-THROUGH TERMINAL RATED CROSS-SECTION: 4 MM² SCREW CONNECTION DIRECT MOUNTING | 9
11777 | 1563200000 | PCB PLUG-IN CONNECTOR ACCESSORIES STRAIN RELIEF N OF POLES: 18 | 62
11778 | 1567070000 | PCB PLUG-IN CONNECTOR CRIMP CONTACT CONTACT TINNED MAX. CLAMPING RANGE : 2.5 MM² | 95
11779 | 1568309999 | CABLELINE CONDUCTOR AND CABLE MARKERS 10 - 317 MM 4 X 11.4 MM | 38
11780 | 1582920000 | PCB PLUG-IN CONNECTOR ACCESSORIES CLIP-IN FOOT N OF POLES: 6 | 62
11781 | 1595770000 | PRINTED CIRCUIT BOARD TERMINALS 7.50 MM N OF POLES: 2 135° SOLDER PIN LENGTH (L): 3.2 MM TINNED ORANGE CLAMPING YOKE CONNECTION CLAMPING RANGE MAX. : 6 MM² BOX | 1
11782 | 1595830000 | PRINTED CIRCUIT BOARD TERMINALS 7.62 MM N OF POLES: 3 135° SOLDER PIN LENGTH (L): 3.2 MM TINNED ORANGE CLAMPING YOKE CONNECTION CLAMPING RANGE MAX. : 6 MM² BOX | 1
11783 | 1608550000 | FEED-THROUGH TERMINAL TENSION-CLAMP CONNECTION 2.5 MM² 800 V 24 A | 16
11784 | 1608570000 | FEED-THROUGH TERMINAL TENSION-CLAMP CONNECTION 2.5 MM² 800 V 24 A DARK | 16
11785 | 1608630000 | FEED-THROUGH TERMINAL TENSION-CLAMP CONNECTION 6 MM² 800 V 41 A | 16
11786 | 1608650000 | PE TERMINAL TENSION-CLAMP CONNECTION 2.5 MM² 300 A (2.5 MM²) GREEN/ | 138
11787 | 1608660000 | PE TERMINAL TENSION-CLAMP CONNECTION 2.5 MM² 300 A (2.5 MM²) GREEN/ | 138
11788 | 1612280000 | PCB PLUG-IN CONNECTOR MALE PLUG 7.00 MM N OF POLES: 4 180° TOP CONNECTION CLAMPING RANGE MAX. : 2.5 MM² BOX | 1
11789 | 1612310000 | PCB PLUG-IN CONNECTOR MALE PLUG 7.00 MM N OF POLES: 5 180° TOP CONNECTION CLAMPING RANGE MAX. : 2.5 MM² BOX | 1
11790 | 1612340000 | PCB PLUG-IN CONNECTOR MALE PLUG 7.00 MM N OF POLES: 6 180° TOP CONNECTION CLAMPING RANGE MAX. : 2.5 MM² BOX | 1
11791 | 1612430000 | PCB PLUG-IN CONNECTOR MALE PLUG 7.00 MM N OF POLES: 9 180° TOP CONNECTION CLAMPING RANGE MAX. : 2.5 MM² BOX | 1
11792 | 1612840000 | PCB PLUG-IN CONNECTOR MALE PLUG 7.00 MM N OF POLES: 2 180° CLAMPING YOKE CONNECTION CLAMPING RANGE MAX. : 4 MM² BOX | 1
11793 | 1612970000 | PCB PLUG-IN CONNECTOR FEMALE PLUG 7.00 MM N OF POLES: 6 90° CLAMPING YOKE CONNECTION CLAMPING RANGE MAX. : 4 MM² BOX | 1
11794 | 1612990000 | PCB PLUG-IN CONNECTOR FEMALE PLUG 7.00 MM N OF POLES: 8 90° CLAMPING YOKE CONNECTION CLAMPING RANGE MAX. : 4 MM² BOX | 1
11795 | 1613010000 | PCB PLUG-IN CONNECTOR FEMALE PLUG 7.00 MM N OF POLES: 10 90° CLAMPING YOKE CONNECTION CLAMPING RANGE MAX. : 4 MM² BOX | 1
11796 | 1683390000 | FEED-THROUGH TERMINAL TENSION-CLAMP CONNECTION 2.5 MM² 800 V 24 A GREY | 16
11797 | 1683420000 | FEED-THROUGH TERMINAL TENSION-CLAMP CONNECTION 2.5 MM² 800 V 24 A | 16
11798 | 1683460000 | FEED-THROUGH TERMINAL TENSION-CLAMP CONNECTION 2.5 MM² 800 V 24 A BROWN | 16
11799 | 1683470000 | FEED-THROUGH TERMINAL TENSION-CLAMP CONNECTION 2.5 MM² 800 V 24 A GREY | 16
11800 | 1683490000 | FEED-THROUGH TERMINAL TENSION-CLAMP CONNECTION 2.5 MM² 800 V 24 A | 16
11801 | 1683640000 | FEED-THROUGH TERMINAL TENSION-CLAMP CONNECTION 4 MM² 800 V 32 A | 16
11802 | 1683650000 | FEED-THROUGH TERMINAL TENSION-CLAMP CONNECTION 4 MM² 800 V 32 A | 16
11803 | 1690050000 | Z-SERIES COMPONENT TERMINAL DOUBLE-TIER TERMINAL RATED CROSS-SECTION: 2.5 MM² TENSION-CLAMP CONNECTION DARK | 9
11804 | 1690160000 | PCB PLUG-IN CONNECTOR ACCESSORIES CLIP-IN FOOT N OF POLES: 24 | 62
11805 | 1690170000 | PCB PLUG-IN CONNECTOR ACCESSORIES CLIP-IN FOOT N OF POLES: 36 | 62
11806 | 1697290000 | PRINTED CIRCUIT BOARD TERMINALS 7.62 MM N OF POLES: 3 135° SOLDER PIN LENGTH (L): 4.5 MM TINNED CLAMPING YOKE CONNECTION CLAMPING RANGE MAX. : 6 MM² BOX | 1
11807 | 1697310000 | PRINTED CIRCUIT BOARD TERMINALS 7.50 MM N OF POLES: 3 135° SOLDER PIN LENGTH (L): 4.5 MM TINNED CLAMPING YOKE CONNECTION CLAMPING RANGE MAX. : 6 MM² BOX | 1
11808 | 1698110000 | FUNCTIONAL EARTH TERMINAL BLOCK TENSION-CLAMP CONNECTION 2.5 MM² 300 A (2.5 MM²) | 672
11809 | 1715970000 | ACCESSORIES RAIL SUPPORT WEMID | 446
11810 | 1733250000 | Z-SERIES INSTALLATION MULTI-TIER TERMINAL DOUBLE-TIER TERMINAL RATED CROSS-SECTION: 6 MM² TENSION-CLAMP CONNECTION DARK DIRECT MOUNTING | 27
11811 | 1733290000 | Z-SERIES INSTALLATION MULTI-TIER TERMINAL DOUBLE-TIER TERMINAL RATED CROSS-SECTION: 4 MM² TENSION-CLAMP CONNECTION DARK DIRECT MOUNTING | 27
11812 | 1739540000 | Z-SERIES INSTALLATION MULTI-TIER TERMINAL FEED-THROUGH TERMINAL RATED CROSS-SECTION: 10 MM² TENSION-CLAMP CONNECTION DARK DIRECT MOUNTING | 27
11813 | 1739560000 | Z-SERIES INSTALLATION MULTI-TIER TERMINAL NEUTRAL CONDUCTOR MODULAR TERMINAL RATED CROSS-SECTION: 10 MM² TENSION-CLAMP CONNECTION DIRECT MOUNTING | 719
11814 | 1745350000 | SUPPLY TERMINAL TENSION-CLAMP CONNECTION 16 MM² 500 V 76 A DARK | 356
11815 | 1746750000 | FEED-THROUGH TERMINAL TENSION-CLAMP CONNECTION 10 MM² 1000 V 57 A DARK | 16
11816 | 1758460000 | HEAVY-DUTY CONNECTORS HDC INSERT CONCEPT FRAME | 67
11817 | 1758510000 | HEAVY-DUTY CONNECTORS HDC INSERT CONCEPT FRAME | 67
11818 | 1758530000 | HEAVY-DUTY CONNECTORS HDC INSERT CONCEPT FRAME | 67
11819 | 1766240000 | SUPPLY TERMINAL TENSION-CLAMP CONNECTION 16 MM² 500 V 76 A | 356
11820 | 1767690000 | FEED-THROUGH TERMINAL TENSION-CLAMP CONNECTION 10 MM² 800 V 57 A DARK | 16
11821 | 1779100000 | ACCESSORIES MOUNTING RAIL SUPPORT STEEL | 458
11822 | 1781580000 | PCB PLUG-IN CONNECTOR ACCESSORIES HOOD N OF POLES: 10 | 62
11823 | 1781600000 | PCB PLUG-IN CONNECTOR ACCESSORIES HOOD N OF POLES: 14 | 62
11824 | 1781660000 | PCB PLUG-IN CONNECTOR ACCESSORIES HOOD N OF POLES: 26 | 62
11825 | 1783710000 | PRINTED CIRCUIT BOARD TERMINALS 15.00 MM N OF POLES: 2 90° SOLDER PIN LENGTH (L): 4.5 MM TINNED PEBBLE GREY CLAMPING YOKE CONNECTION CLAMPING RANGE MAX. : 25 MM² BOX | 1
11826 | 1806470000 | PRINTED CIRCUIT BOARD TERMINALS 15.00 MM N OF POLES: 5 90° SOLDER PIN LENGTH (L): 4.5 MM TINNED PEBBLE GREY CLAMPING YOKE CONNECTION CLAMPING RANGE MAX. : 25 MM² BOX | 1
11827 | 1814590000 | PCB PLUG-IN CONNECTOR ACCESSORIES FLOOD-LIGHT DISPLAY TRANSPARENT N OF POLES: 10 | 243
11828 | 1814710000 | Z-SERIES END PLATE | 258
11829 | 1816050000 | Z-SERIES END PLATE PARTITION PLATE | 72
11830 | 1816110000 | Z-SERIES END PLATE PARTITION PLATE | 72
11831 | 1826970000 | FEED-THROUGH TERMINAL TENSION-CLAMP CONNECTION 1.5 MM² 500 V 17.5 A DARK | 16
11832 | 1828460000 | WS TERMINAL MARKER 10 X 6 MM PITCH IN MM (P): 6.00 WEIDMUELLER ALLEN-BRADLEY TO CUSTOMER SPECIFICATION | 71
11833 | 1852980000 | WS TERMINAL MARKER 14 X 5 MM PITCH IN MM (P): 5.00 WEIDMUELLER TO CUSTOMER SPECIFICATION | 71
11834 | 1868870000 | Z-SERIES COMPONENT TERMINAL FEED-THROUGH TERMINAL RATED CROSS-SECTION: 2.5 MM² TENSION-CLAMP CONNECTION DARK | 9
11835 | 1889170000 | MULTIFIT TERMINAL MARKER 10 X 5 MM PITCH IN MM (P): 5.00 SIEMENS TO CUSTOMER SPECIFICATION | 71
11836 | 1889250000 | MULTIFIT TERMINAL MARKER 10 X 6 MM PITCH IN MM (P): 6.00 SIEMENS TO CUSTOMER SPECIFICATION | 71
11837 | 1924310000 | HOLDER | 949
11838 | 1924490000 | DOUBLE-TIER TERMINAL TENSION-CLAMP CONNECTION 2.5 MM² 800 V 24 A DARK | 16
11839 | 1924500000 | DOUBLE-TIER TERMINAL TENSION-CLAMP CONNECTION 2.5 MM² 800 V 24 A | 16
11840 | 1924510000 | DOUBLE-TIER TERMINAL TENSION-CLAMP CONNECTION 2.5 MM² 800 V 24 A DARK | 16
11841 | 1925720000 | PRINTED CIRCUIT BOARD TERMINALS 15.00 MM N OF POLES: 7 90° SOLDER PIN LENGTH (L): 4.5 MM TINNED PEBBLE GREY CLAMPING YOKE CONNECTION CLAMPING RANGE MAX. : 25 MM² BOX | 1
11842 | 1926380000 | PRINTED CIRCUIT BOARD TERMINALS 9.52 MM N OF POLES: 16 90° SOLDER PIN LENGTH (L): 5 MM TINNED ORANGE CLAMPING YOKE CONNECTION CLAMPING RANGE MAX. : 6 MM² BOX | 1
11843 | 1961750000 | TEST-DISCONNECT TERMINAL SCREW CONNECTION 2.5 MM² 500 V 1 A PIVOTING DARK | 43
11844 | 1962810000 | FEED-THROUGH TERMINAL TENSION-CLAMP CONNECTION 2.5 MM² 800 V 24 A DARK | 16
11845 | 7904290000 | FEED-THROUGH TERMINAL TENSION-CLAMP CONNECTION 4 MM² 800 V 32 A DARK | 16
11846 | 7906080000 | MULTIPIN TERMINAL STRIP SINGLE- AND MULTI-POLE TERMINAL STRIP RATED CROSS-SECTION: 4 MM² SCREW CONNECTION DIRECT MOUNTING | 786
11847 | 7907410000 | FEED-THROUGH TERMINAL TENSION-CLAMP CONNECTION 6 MM² 800 V 41 A DARK | 16
11848 | 7907420000 | FEED-THROUGH TERMINAL TENSION-CLAMP CONNECTION 6 MM² 800 V 41 A | 16
11849 | 8014670000 | W-SERIES COMPONENT TERMINAL RATED CROSS-SECTION: 2.5 MM² SCREW CONNECTION | 9
11850 | 8023630000 | W-SERIES FEED-THROUGH TERMINAL DOUBLE-TIER TERMINAL RATED CROSS-SECTION: 2.5 MM² SCREW CONNECTION | 9
11851 | 8227350000 | LIMIT VALUE MONITORING INPUT : 0-20 MA OUTPUT 2 X TRANSISTOR | 512
11852 | 8260280000 | LIMIT VALUE MONITORING INPUT : 0-10 V OUTPUT 2 X TRANSISTOR | 512
11853 | 8473010000 | 2-/3-WIRE CONNECTION TECHNOLOGY OUTPUT CURRENT LOOP POWE TENSION-CLAMP CONNECTION OUTPUT : 4-20 MA | 433
11854 | 8483680000 | 2-/3-WIRE CONNECTION TECHNOLOGY OUTPUT CURRENT LOOP POWE TENSION-CLAMP CONNECTION OUTPUT : 4-20 MA | 433
11855 | 8647710000 | BT-SERIES MULTIFUNCTION TIMING RELAY WITH SEPARATE CONTROL INPUT N OF CONTACTS: 1 CO CONTACT AGNI 90/10 RATED CONTROL VOLTAGE: 24...230 V AC 24...48 V DC CONTINUOUS CURRENT: 5 A TENSION-CLAMP CONNECTION | 3
11856 | 8647720000 | BT-SERIES ON-DELAY TIMING RELAY N OF CONTACTS: 1 CO CONTACT AGNI 90/10 RATED CONTROL VOLTAGE: 24...230 V AC 24...48 V DC CONTINUOUS CURRENT: 5 A SCREW CONNECTION | 3
11857 | 8647730000 | BT-SERIES ON-DELAY TIMING RELAY N OF CONTACTS: 1 CO CONTACT AGNI 90/10 RATED CONTROL VOLTAGE: 24...230 V AC 24...48 V DC CONTINUOUS CURRENT: 5 A TENSION-CLAMP CONNECTION | 3
11858 | 8797610000 | RIDERSERIES RRD RELAY N OF CONTACTS: 3 CO CONTACT WITH TEST BUTTON AGNI RATED CONTROL VOLTAGE: 220 V DC CONTINUOUS CURRENT: 10 A PLUG-IN CONNECTION TEST BUTTON AVAILABLE: YES | 3
11859 | 8797650000 | RIDERSERIES RRD RELAY N OF CONTACTS: 3 CO CONTACT WITH TEST BUTTON AGNI RATED CONTROL VOLTAGE: 24 V DC CONTINUOUS CURRENT: 10 A PLUG-IN CONNECTION TEST BUTTON AVAILABLE: YES | 3
11860 | 9003740000 | TOOLS STRIPPING AND CUTTING TOOL | 200
11861 | 9006320000 | PRESSING TOOL CRIMPING TOOL FOR CONTACTS HEXAGONAL CRIMP | 343
11862 | 9011360000 | PRESSING TOOL CRIMPING TOOL FOR CONTACTS HEXAGONAL CRIMP ROUND CRIMP | 343
11863 | 9012600000 | PRESSING TOOL CRIMPING TOOL FOR WIRE-END FERRULES 6MM² 16MM² INDENT CRIMP | 297
11864 | 9013600000 | PRESSING TOOL CRIMPING TOOL FOR WIRE-END FERRULES 6MM² 16MM² INDENT CRIMP | 297
11865 | 9013610000 | CRIMPING TOOL FOR WIRE-END FERRULES 6MM² 16MM² INDENT CRIMP | 297
11866 | 9205210000 | PLIERS | 322
11867 | 9406621001 | RS-SERIES RELAY MODULE N OF CONTACTS: 2 CO CONTACT AGNI 90/10 RATED CONTROL VOLTAGE: 115 V UC +5 % / -15 % CONTINUOUS CURRENT: 4 A SCREW CONNECTION TEST BUTTON AVAILABLE: NO | 3
11868 | 9443100000 | RS-SERIES SOLID-STATE RELAY 1 NO CONTACT (BIPOLAR TRANSISTOR) RATED CONTROL VOLTAGE: 5...24 V DC ±20 % RATED SWITCHING VOLTAGE: 2...60 V DC CONTINUOUS CURRENT: 3 A SCREW CONNECTION | 3
11869 | 9443110000 | RS-SERIES SOLID-STATE RELAY 1 NO CONTACT (TRIAC (ZERO-CROSS SWITCH)) RATED CONTROL VOLTAGE: 5...24 V DC ±20 % RATED SWITCHING VOLTAGE: 24...250 V AC CONTINUOUS CURRENT: 3 A SCREW CONNECTION | 3
11870 | 9509580000 | SAK SERIES FUSE TERMINAL RATED CROSS-SECTION: 10 MM² SCREW CONNECTION WEMID DARK DIRECT MOUNTING | 9
11871 | 9509620000 | SAK SERIES FUSE TERMINAL RATED CROSS-SECTION: 10 MM² SCREW CONNECTION WEMID DARK DIRECT MOUNTING | 9
11872 | 9512200000 | PE TERMINAL SCREW CONNECTION 70 MM² 8400 A (70 MM²) GREEN/ | 457
11873 | 9512210000 | NEUTRAL CONDUCTOR DISCONNECT TERMINAL BUSBAR CONNECTION 70 MM² 400 V 140 A SLIDING | 345
11874 | 9537110000 | SAK SERIES FEED-THROUGH TERMINAL RATED CROSS-SECTION: 4 MM² SCREW CONNECTION | 9
11875 | 9918860000 | TESTING TOOLS 2-POLE VOLTAGE TESTER TYPE 1156 | 523
11876 | 9918880000 | TESTING TOOLS 2-POLE VOLTAGE TESTER TYPE 1157 | 523
11877 | 9918950000 | TESTING TOOLS 2-POLE VOLTAGE TESTER | 893
11878 | 337400000 | DEVICE MARKERS ACCESSORIES X 8 MM PVC COLOUR: | 573
11879 | 359660000 | SAK SERIES FEED-THROUGH TERMINAL RATED CROSS-SECTION: 4 MM² SCREW CONNECTION | 9
11880 | 471880000 | SAK SERIES NEUTRAL CONDUCTOR MODULAR TERMINAL RATED CROSS-SECTION: 10 MM² SCREW CONNECTION DIRECT MOUNTING | 9
11881 | 661360000 | SAK SERIES PE TERMINAL RATED CROSS-SECTION: 10 MM² SCREW CONNECTION GREEN/ | 9
11882 | 1015800000 | TEST-DISCONNECT TERMINAL SCREW CONNECTION 1.5 MM² 250 V 10 A PIVOTING DARK | 43
11883 | 1015900000 | TEST-DISCONNECT TERMINAL SCREW CONNECTION 1.5 MM² 250 V 10 A PIVOTING DARK | 43
11884 | 1020510000 | FEED-THROUGH TERMINAL SCREW CONNECTION 35 MM² 1000 V 125 A | 16
11885 | 1203600000 | HEAVY-DUTY CONNECTORS ACCESSORIES LOCK BOLTS | 571
11886 | 1613870000 | PCB PLUG-IN CONNECTOR ACCESSORIES STRAIN RELIEF N OF POLES: 3 | 62
11887 | 1616420000 | Z-SERIES FUSE TERMINAL RATED CROSS-SECTION: 2.5 MM² TENSION-CLAMP CONNECTION DARK DIRECT MOUNTING | 9
11888 | 1616440000 | Z-SERIES FUSE TERMINAL RATED CROSS-SECTION: 2.5 MM² TENSION-CLAMP CONNECTION DARK DIRECT MOUNTING | 9
11889 | 1616470000 | Z-SERIES FUSE TERMINAL RATED CROSS-SECTION: 2.5 MM² TENSION-CLAMP CONNECTION DARK DIRECT MOUNTING | 9
11890 | 1616490000 | Z-SERIES FUSE TERMINAL RATED CROSS-SECTION: 2.5 MM² TENSION-CLAMP CONNECTION DARK DIRECT MOUNTING | 9
11891 | 1616500000 | Z-SERIES FUSE TERMINAL RATED CROSS-SECTION: 2.5 MM² TENSION-CLAMP CONNECTION DARK DIRECT MOUNTING | 9
11892 | 1629910000 | KSW TERMINAL MARKER 4 X 50 MM PITCH IN MM (P): 50.00 WEIDMUELLER | 18
11893 | 1629920000 | KSW TERMINAL MARKER 2.5 X 100 MM PITCH IN MM (P): 2.50 WEIDMUELLER | 18
11894 | 1650370000 | PLUG-IN CONNECTOR TENSION-CLAMP CONNECTION 1.5 MM² DISTRIBUTION STRIP BROWN | 349
11895 | 1651970000 | PLUG-IN CONNECTOR TENSION-CLAMP CONNECTION 1.5 MM² DISTRIBUTION STRIP DARK GREEN | 349
11896 | 1670390000 | TERMINAL MARKERS INSERT MARKERS 27 X 6.3 MM | 211
11897 | 1678850000 | PCB PLUG-IN CONNECTOR MALE HEADER OPEN SIDE THT SOLDER CONNECTION 3.50 MM N OF POLES: 8 90° SOLDER PIN LENGTH (L): 3.2 MM TINNED BOX | 0
11898 | 1724690000 | PRINTED CIRCUIT BOARD TERMINALS 9.52 MM N OF POLES: 3 90° SOLDER PIN LENGTH (L): 5 MM TINNED ORANGE CLAMPING YOKE CONNECTION CLAMPING RANGE MAX. : 6 MM² BOX | 1
11899 | 1724710000 | PRINTED CIRCUIT BOARD TERMINALS 9.52 MM N OF POLES: 3 90° SOLDER PIN LENGTH (L): 5 MM TINNED CLAMPING YOKE CONNECTION CLAMPING RANGE MAX. : 6 MM² BOX | 1
11900 | 1770380000 | Z-SERIES PE TERMINAL RATED CROSS-SECTION: 4 MM² TENSION-CLAMP CONNECTION GREEN/ | 9
11901 | 1771800000 | TEST-DISCONNECT TERMINAL TENSION-CLAMP CONNECTION 6 MM² 400 41 A SLIDING DARK | 43
11902 | 1771960000 | FEED-THROUGH TERMINAL TENSION-CLAMP CONNECTION 6 MM² 800 V 41 A WITHOUT DARK | 16
11903 | 1772960000 | Z-SERIES PE TERMINAL RATED CROSS-SECTION: 16 MM² TENSION-CLAMP CONNECTION GREEN/ | 9
11904 | 1774470000 | STAINLESS STEEL MARKERS CONDUCTOR AND CABLE MARKERS 180 X 275 MM | 150
11905 | 1774480000 | STAINLESS STEEL MARKERS CONDUCTOR AND CABLE MARKERS 210 X 220 MM | 150
11906 | 1775510000 | PE TERMINAL TENSION-CLAMP CONNECTION 1.5 MM² 180 A (1.5 MM²) GREEN/ | 138
11907 | 1775620000 | PE TERMINAL TENSION-CLAMP CONNECTION 1.5 MM² 180 A (1.5 MM²) GREEN/ | 138
11908 | 1794850000 | PROTECTED COMPONENT ASSEMBLIES PROTECTIVE CAP | 102
11909 | 1802750000 | PROTECTED COMPONENT ASSEMBLIES PROTECTIVE CAP | 102
11910 | 1802760000 | PROTECTED COMPONENT ASSEMBLIES PROTECTIVE CAP | 102
11911 | 1808210000 | Z-SERIES PE TERMINAL RATED CROSS-SECTION: 2.5 MM² TENSION-CLAMP CONNECTION GREEN | 9
11912 | 1868550000 | DAE (VENTILATION ELEMENT) COMPENSATING ELEMENT M 12 10 MM IP66 IP68 IP69K STAINLESS STEEL 1.4305 (303) | 505
11913 | 1891670000 | STAINLESS STEEL MARKERS CONDUCTOR AND CABLE MARKERS 93 X 10 MM | 150
11914 | 1891680000 | STAINLESS STEEL MARKERS CONDUCTOR AND CABLE MARKERS 74 X 10 MM | 150
11915 | 1908510000 | HEAVY-DUTY CONNECTORS HDC INSERT CONCEPT MODULE | 67
11916 | 4286340000 | PCB PLUG-IN CONNECTOR FEMALE HEADER CLOSED SIDE THT SOLDER CONNECTION 3.50 MM N OF POLES: 12 180° SOLDER PIN LENGTH (L): 3.2 MM TINNED T | 0
11917 | 4309590000 | PCB PLUG-IN CONNECTOR FEMALE HEADER CLOSED SIDE THT SOLDER CONNECTION 3.50 MM N OF POLES: 6 180° SOLDER PIN LENGTH (L): 3.2 MM TINNED T | 0
11918 | 8010040000 | W-SERIES FEED-THROUGH TERMINAL DOUBLE-TIER TERMINAL RATED CROSS-SECTION: 2.5 MM² SCREW CONNECTION | 9
11919 | 8156210000 | END PLATE RS 80 PEBBLE GREY END PLATE WIDTH: 9 MM | 906
11920 | 8184040000 | FUNCTION COMPONENT AND GATE | 629
11921 | 8283810001 | FREQUENCY SIGNAL CONVERTER INPUT : FREQUENCY 0...50/ 100/ 500 HZ; 0...1/ 5/ 10/ 16 KHZ OUTPUT : 0-10 V | 795
11922 | 8320300000 | END PLATE END PLATE WIDTH: 12.3 MM | 899
11923 | 8427400000 | OMNIMATE SIGNAL - SERIES BL/SL 5.08 PCB PLUG-IN CONNECTOR | 703
11924 | 8607480000 | RS-SERIES RELAY MODULE N OF CONTACTS: 2 CO CONTACT AGNI 90/10 RATED CONTROL VOLTAGE: 24 V DC ±10 % CONTINUOUS CURRENT: 4 A SCREW CONNECTION | 3
11925 | 8630740000 | Z-SERIES END BRACKET | 462
11926 | 8670750000 | FEED-THROUGH TERMINAL DOUBLE-TIER TERMINAL TENSION-CLAMP CONNECTION 4 MM² 800 V 32 A DARK | 16
11927 | 8671050000 | Z-SERIES PE TERMINAL RATED CROSS-SECTION: 4 MM² TENSION-CLAMP CONNECTION GREEN | 9
11928 | 8671120000 | FEED-THROUGH TERMINAL DOUBLE-TIER TERMINAL TENSION-CLAMP CONNECTION 4 MM² 800 V 32 A DARK | 16
11929 | 8731690000 | TEST-DISCONNECT TERMINAL TENSION-CLAMP CONNECTION 2.5 MM² 500 V 20 A PIVOTING ORANGE | 43
11930 | 8805550000 | SURGE PROTECTION FOR INSTRUMENTATION AND CONTROL RJ45 PLUG-IN CONNECTOR SURGE PROTECTION FOR MEASUREMENT AND CONTROL | 57
11931 | 9001080000 | TOOLS SHEATHING STRIPPERS | 525
11932 | 9002170000 | CUTTING TOOL FOR ONE-HAND OPERATION | 373
11933 | 9004510000 | MISCELLANEOUS TOOLS | 702
11934 | 9005610000 | TOOLS STRIPPING AND CUTTING TOOL | 200
11935 | 9006020000 | CUTTING TOOL FOR ONE-HAND OPERATION | 373
11936 | 9006060000 | CUTTING AND SCREWING-TOOL CUTTING TOOL FOR ONE-HAND OPERATION | 713
11937 | 9006450000 | PRESSING TOOL CRIMPING TOOL FOR WIRE-END FERRULES 25MM² 50MM² INDENT CRIMP | 297
11938 | 9007480000 | DMS 3 MAINS-OPERATED TORQUE SCREWDRIVER | 811
11939 | 9014100000 | PRESSING TOOL CRIMPING TOOL FOR CONTACTS 0.5MM² 6MM² INDENT CRIMP | 218
11940 | 9017170000 | PRESSING TOOL CRIMPING TOOL FOR CONTACTS 0.5MM² 6MM² INDENT CRIMP | 218
11941 | 9020000000 | CUTTING STRIPPING AND CRIMPING TOOL CRIMPING TOOL FOR WIRE-END FERRULES 0.5MM² 2.5MM² TRAPEZOIDAL CRIMP | 754
11942 | 9020400000 | TOOLS POLISHING SHEET | 898
11943 | 7760056016 | D-SERIES LED MODULE WITH FREEWHEEL DIODE RATED CONTROL VOLTAGE: 24?60 V DC PLUG-IN CONNECTION | 116
11944 | 2007430000 | REMOTE I/O MODULE IP20 IP20-IP67 COMMUNICATION PUSH IN CONNECTION | 674
11945 | 2540690000 | BOLT-TYPE SCREW TERMINALS FEED-THROUGH TERMINAL SCREW CONNECTION | 9
11946 | 1185170000 | E1XZ (KLIPPON DOUBLE SEAL SWB/STA ARMO EX E/D CABLE GLAND) CABLE GLANDS 2" NPT 19.2 MM BRAIDED ARMOURING METAL FOIL ARMOURING 2.5 - 2.5 MM OD MIN. 51.5 - OD MAX. 59.5 MM ID MIN. 43.50 - ID MAX. 50.10 MM NICKEL-PLATED | 7
11947 | 9008340000 | SCREWDRIVER SCREWDRIVER | 156
11948 | 1205620000 | A2LC (KLIPPON UNARMO WITH CONDUIT CONNECTION THREAD EX E/D CABLE GLAND) CABLE GLANDS 1 1/2" NPT 18.4 MM OD MIN. 31.5 - OD MAX. 38.2 MM NICKEL-PLATED | 32
11949 | 1206650000 | A2LC (KLIPPON UNARMO WITH CONDUIT CONNECTION THREAD EX E/D CABLE GLAND) CABLE GLANDS 2 1/2" NPT 19.2 MM OD MIN. 43.5 - OD MAX. 50.1 MM NICKEL-PLATED | 32
11950 | 1184950000 | E1W (KLIPPON DOUBLE SEAL SWA ARMO EX E/D CABLE GLAND) CABLE GLANDS 2 1/2" NPT 28.9 MM SINGLE-WIRE ARMOURING 2.5 - 2.5 MM OD MIN. 51.5 - OD MAX. 59.5 MM ID MIN. 43.50 - ID MAX. 50.10 MM NICKEL-PLATED | 7
11951 | 1206390000 | A2LC (KLIPPON UNARMO WITH CONDUIT CONNECTION THREAD EX E/D CABLE GLAND) CABLE GLANDS 1 1/4" NPT 18 MM OD MIN. 19.5 - OD MAX. 26.3 MM NICKEL-PLATED | 32
11952 | 1315690000 | REMOTE I/O MODULE IP20 4-CHANNEL ANALOG SIGNALS INPUT CURRENT/VOLTAGE 16 BIT | 85
11953 | 1165940010 | PATCH CABLE RJ45 IP 20 RJ45 IP 20 CAT.6A / CLASS EA (ISO/IEC 11801 2010) LSZH 1 M | 10
11954 | 1165940020 | PATCH CABLE RJ45 IP 20 RJ45 IP 20 CAT.6A / CLASS EA (ISO/IEC 11801 2010) LSZH 2 M | 10
11955 | 1165940030 | PATCH CABLE RJ45 IP 20 RJ45 IP 20 CAT.6A / CLASS EA (ISO/IEC 11801 2010) LSZH 3 M | 10
11956 | 1248280005 | PATCH CABLE RJ45 IP 20 ANGLED 90° RJ45 IP 20 CAT.6A / CLASS EA (ISO/IEC 11801 2010) LSZH 0.5 M | 10
11957 | 1206310000 | A2LC (KLIPPON UNARMO WITH CONDUIT CONNECTION THREAD EX E/D CABLE GLAND) CABLE GLANDS 1/2" NPT 13.6 MM OD MIN. 4.5 - OD MAX. 8.7 MM NICKEL-PLATED | 32
11958 | 1205410000 | A2LC (KLIPPON UNARMO WITH CONDUIT CONNECTION THREAD EX E/D CABLE GLAND) CABLE GLANDS 1" NPT 17.3 MM OD MIN. 19.5 - OD MAX. 26.3 MM NICKEL-PLATED | 32
11959 | 1186950000 | A2L (KLIPPON UNARMO EX E/D CABLE GLAND) CABLE GLANDS M 50 X 1.5 16 MM OD MIN. 37.5 - OD MAX. 44.1 MM NICKEL-PLATED | 7
11960 | 1185680000 | SKMU SS (STAINLESS STEEL LOCKNUT) LOCKNUT STAINLESS STEEL 1.4404 | 371
11961 | 1184880000 | E1W (KLIPPON DOUBLE SEAL SWA ARMO EX E/D CABLE GLAND) CABLE GLANDS 3/4" NPT 13.9 MM SINGLE-WIRE ARMOURING 0.9 - 0.9 MM OD MIN. 8 - OD MAX. 13.5 MM ID MIN. 4.50 - ID MAX. 8.70 MM NICKEL-PLATED | 7
11962 | 1206280000 | A2LC (KLIPPON UNARMO WITH CONDUIT CONNECTION THREAD EX E/D CABLE GLAND) CABLE GLANDS 1 1/2" NPT 18.4 MM OD MIN. 31.5 - OD MAX. 38.2 MM NICKEL-PLATED | 32
11963 | 2080410000 | ELECTRONIC LOAD MONITORING 12 A 24 V DC | 189
11964 | 1315680000 | REMOTE I/O MODULE IP20 ANALOG SIGNALS OUTPUT 4-CHANNEL CURRENT/VOLTAGE | 85
11965 | 2566380000 | REMOTE I/O FIELDBUS COUPLER IP20 ETHERNET PROFINET IRT | 830
11966 | 1315550000 | REMOTE I/O MODULE IP20 DIGITAL SIGNALS OUTPUT RELAY | 827
11967 | 1315440000 | REMOTE I/O MODULE IP20 DIGITAL SIGNALS OUTPUT 16-CHANNEL | 85
11968 | 1315700000 | REMOTE I/O MODULE IP20 ANALOG SIGNALS TEMPERATURE RTD | 383
11969 | 2476450000 | REMOTE I/O FIELDBUS COUPLER IP20 ETHERNET MODBUS/TCP | 755
11970 | 9008390000 | SCREWDRIVER SCREWDRIVER | 156
11971 | 1274660000 | SCREWDRIVER MOUNTING TOOL | 361
11972 | 2781350000 | WALLBOX MAX. CHARGING CAPACITY OF 11 KW @ 3-PHASE (400 V) GRID CONNECTION MAX. CURRENT 16 A WITH ATTACHED 5 M CABLE AND TYPE 2 PLUG MODBUS RTU | 279
11973 | 2015650000 | PCB PLUG-IN CONNECTOR FEMALE PLUG 5.08 MM N OF POLES: 15 225° CLAMPING YOKE CONNECTION CLAMPING RANGE MAX. : 4 MM² BOX | 1
11974 | 2015720000 | PCB PLUG-IN CONNECTOR FEMALE PLUG 5.08 MM N OF POLES: 6 225° CLAMPING YOKE CONNECTION CLAMPING RANGE MAX. : 4 MM² BOX | 1
11975 | 1170390000 | SENSOR/ACTUATOR PLUG-IN CONNECTOR CRIMP CONTACT | 555
11976 | 1206880000 | MODULAR HOUSING OMNIMATE HOUSING - SERIES CH20M WIDTH: 22.5 MM | 39
11977 | 1209360000 | MODULAR HOUSING OMNIMATE HOUSING - SERIES CH20M GRAPHITE GREY WIDTH: 22.5 MM | 39
11978 | 1209370000 | MODULAR HOUSING OMNIMATE HOUSING - SERIES CH20M LIGHT GREY WIDTH: 22.5 MM | 39
11979 | 1227890000 | W-SERIES END BRACKET | 245
11980 | 1250080000 | MULTIFIT TERMINAL MARKER 5 X 12 MM PITCH IN MM (P): 4.00 PHOENIX TO CUSTOMER SPECIFICATION | 71
11981 | 1356840000 | PRINTED CIRCUIT BOARD TERMINALS 6.35 MM N OF POLES: 3 90° SOLDER PIN LENGTH (L): 5 MM TINNED CLAMPING YOKE CONNECTION CLAMPING RANGE MAX. : 6 MM² BOX | 1
11982 | 1356930000 | PRINTED CIRCUIT BOARD TERMINALS 6.35 MM N OF POLES: 10 90° SOLDER PIN LENGTH (L): 5 MM TINNED CLAMPING YOKE CONNECTION CLAMPING RANGE MAX. : 6 MM² BOX | 1
11983 | 1401670000 | PCB PLUG-IN CONNECTOR MALE HEADER OPEN SIDE THT SOLDER CONNECTION 5.08 MM N OF POLES: 6 90° SOLDER PIN LENGTH (L): 3.2 MM TINNED PALE GREEN BOX | 0
11984 | 1401690000 | PCB PLUG-IN CONNECTOR MALE HEADER OPEN SIDE THT SOLDER CONNECTION 5.08 MM N OF POLES: 8 90° SOLDER PIN LENGTH (L): 3.2 MM TINNED PALE GREEN BOX | 0
11985 | 1401820000 | PCB PLUG-IN CONNECTOR MALE HEADER OPEN SIDE THT SOLDER CONNECTION 5.08 MM N OF POLES: 5 180° SOLDER PIN LENGTH (L): 3.2 MM TINNED PALE GREEN BOX | 0
11986 | 1401880000 | PCB PLUG-IN CONNECTOR MALE HEADER OPEN SIDE THT SOLDER CONNECTION 5.08 MM N OF POLES: 10 180° SOLDER PIN LENGTH (L): 3.2 MM TINNED PALE GREEN BOX | 0
11987 | 1401920000 | PCB PLUG-IN CONNECTOR MALE HEADER FLANGE THT SOLDER CONNECTION 5.08 MM N OF POLES: 5 180° SOLDER PIN LENGTH (L): 3.2 MM TINNED PALE GREEN BOX | 0
11988 | 1409410000 | PCB PLUG-IN CONNECTOR MALE HEADER DOVETAILS FOR FIXING BLOCKS THT SOLDER CONNECTION 5.08 MM N OF POLES: 6 180° SOLDER PIN LENGTH (L): 3.2 MM TINNED PALE GREEN BOX | 0
11989 | 1422560000 | METALLICARD CONDUCTOR AND CABLE MARKERS 7 - 40 MM 60 X 11 MM | 38
11990 | 1422570000 | METALLICARD CONDUCTOR AND CABLE MARKERS 7 - 40 MM 60 X 11 MM | 38
11991 | 1538050000 | PRINTED CIRCUIT BOARD TERMINALS 10.16 MM N OF POLES: 5 90° TINNED CLAMPING YOKE CONNECTION CLAMPING RANGE MAX. : 16 MM² BOX | 1
11992 | 1561170000 | PRINTED CIRCUIT BOARD TERMINALS 3.50 MM N OF POLES: 8 90° SOLDER PIN LENGTH (L): 3.2 MM TINNED CLAMPING YOKE CONNECTION CLAMPING RANGE MAX. : 2.08 MM² BOX | 1
11993 | 2092480000 | WIRE-END FERRULE SDARD 12 MM 10 MM | 24
11994 | 2092490000 | WIRE-END FERRULE SDARD 12 MM 10 MM | 24
11995 | 2455370000 | PCB PLUG-IN CONNECTOR MALE HEADER DOVETAILS FOR FIXING BLOCKS THT SOLDER CONNECTION 5.08 MM N OF POLES: 6 180° SOLDER PIN LENGTH (L): 4.5 MM TINNED ORANGE BOX | 0
11996 | 2562780000 | FLEXIBLE WIRING DUCT 20 MM X 20 MM 5.00 MM X 7.50 MM 500 MM | 833
11997 | 2567190000 | PRINTED CIRCUIT BOARD TERMINALS 5.08 MM N OF POLES: 11 90° SOLDER PIN LENGTH (L): 3.2 MM TINNED CLAMPING YOKE CONNECTION CLAMPING RANGE MAX. : 6 MM² BOX | 1
11998 | 2583440000 | SEALING ELEMENT CABTITE (CABLE ENTRY SYSTEM) TPE LIGHT GREY HEIGHT: 20.3 MM WIDTH: 20.3 MM DEPTH: 17.7 MM -40 °C?90 °C IP66 | 25
11999 | 2584000000 | SEALING ELEMENT CABTITE (CABLE ENTRY SYSTEM) TPE DEEP HEIGHT: 20.3 MM WIDTH: 20.3 MM DEPTH: 17.7 MM -40 °C?120 °C IP66 | 25
12000 | 2584040000 | SEALING ELEMENT CABTITE (CABLE ENTRY SYSTEM) TPE DEEP HEIGHT: 20.3 MM WIDTH: 20.3 MM DEPTH: 17.7 MM -40 °C?120 °C IP66 | 25
12001 | 2584160000 | SEPARABLE CABLE GLAND CABTITE (CABLE ENTRY SYSTEM) POLYAMIDE GLASS FIBRE-REINFORCED DEEP HEIGHT: 23.7 MM M 32 -40 °C?120 °C IP66 | 25
12002 | 2584560000 | SEALING ELEMENT CABTITE (CABLE ENTRY SYSTEM) TPE LIGHT GREY HEIGHT: 20.3 MM WIDTH: 20.3 MM DEPTH: 17.7 MM -40 °C?90 °C IP66 | 25
12003 | 2584590000 | SEALING ELEMENT CABTITE (CABLE ENTRY SYSTEM) TPE LIGHT GREY HEIGHT: 20.3 MM WIDTH: 20.3 MM DEPTH: 17.7 MM -40 °C?90 °C IP66 | 25
12004 | 2584830000 | SEALING ELEMENT CABTITE (CABLE ENTRY SYSTEM) TPE LIGHT GREY HEIGHT: 20.3 MM WIDTH: 20.3 MM DEPTH: 17.7 MM -40 °C?90 °C IP66 | 25
12005 | 2584840000 | SEALING ELEMENT CABTITE (CABLE ENTRY SYSTEM) TPE LIGHT GREY HEIGHT: 20.3 MM WIDTH: 20.3 MM DEPTH: 17.7 MM -40 °C?90 °C IP66 | 25
12006 | 2584890000 | SEALING ELEMENT CABTITE (CABLE ENTRY SYSTEM) TPE LIGHT GREY HEIGHT: 20.3 MM WIDTH: 20.3 MM DEPTH: 17.7 MM -40 °C?90 °C IP66 | 25
12007 | 2588830000 | PROTECTIVE CABLE HOSE COIL | 410
12008 | 2588860000 | FABRIC OF PROTECTIVE CABLE HOSE | 584
12009 | 2596030000 | PRINTED CIRCUIT BOARD TERMINALS 5.08 MM N OF POLES: 16 90° SOLDER PIN LENGTH (L): 3.2 MM TINNED ORANGE CLAMPING YOKE CONNECTION CLAMPING RANGE MAX. : 6 MM² BOX | 1
12010 | 2599450000 | PCB PLUG-IN CONNECTOR FEMALE PLUG 3.50 MM N OF POLES: 10 180° TENSION-CLAMP CONNECTION CLAMPING RANGE MAX. : 1.5 MM² BOX | 1
12011 | 2617590000 | PRINTED CIRCUIT BOARD TERMINALS 5.08 MM N OF POLES: 36 90° SOLDER PIN LENGTH (L): 3.5 MM TINNED ORANGE CLAMPING YOKE CONNECTION CLAMPING RANGE MAX. : 2.5 MM² BOX | 1
12012 | 1472460000 | PCB PLUG-IN CONNECTOR MALE HEADER SOLDER FLANGE THT SOLDER CONNECTION 7.62 MM N OF POLES: 11 270° SOLDER PIN LENGTH (L): 3.2 MM BOX | 0
12013 | 1472410000 | PCB PLUG-IN CONNECTOR MALE HEADER SOLDER FLANGE THT SOLDER CONNECTION 7.62 MM N OF POLES: 6 270° SOLDER PIN LENGTH (L): 3.2 MM BOX | 0
12014 | 1472390000 | PCB PLUG-IN CONNECTOR MALE HEADER SOLDER FLANGE THT SOLDER CONNECTION 7.62 MM N OF POLES: 5 270° SOLDER PIN LENGTH (L): 3.2 MM BOX | 0
12015 | 1472340000 | PCB PLUG-IN CONNECTOR MALE HEADER CLOSED SIDE THT SOLDER CONNECTION 7.62 MM N OF POLES: 11 270° SOLDER PIN LENGTH (L): 3.2 MM BOX | 0
12016 | 1472330000 | PCB PLUG-IN CONNECTOR MALE HEADER CLOSED SIDE THT SOLDER CONNECTION 7.62 MM N OF POLES: 10 270° SOLDER PIN LENGTH (L): 3.2 MM BOX | 0
12017 | 1472290000 | PCB PLUG-IN CONNECTOR MALE HEADER CLOSED SIDE THT SOLDER CONNECTION 7.62 MM N OF POLES: 7 270° SOLDER PIN LENGTH (L): 3.2 MM BOX | 0
12018 | 1472270000 | PCB PLUG-IN CONNECTOR MALE HEADER CLOSED SIDE THT SOLDER CONNECTION 7.62 MM N OF POLES: 5 270° SOLDER PIN LENGTH (L): 3.2 MM BOX | 0
12019 | 2444210000 | PCB PLUG-IN CONNECTOR MALE PLUG 3.81 MM N OF POLES: 4 180° CLAMPING YOKE CONNECTION CLAMPING RANGE MAX. : 1.5 MM² BOX | 1
12020 | 2444190000 | PCB PLUG-IN CONNECTOR MALE PLUG 3.81 MM N OF POLES: 4 180° CLAMPING YOKE CONNECTION CLAMPING RANGE MAX. : 1.5 MM² BOX | 1
12021 | 1155710000 | PCB PLUG-IN CONNECTOR MALE HEADER DOVETAILS FOR FIXING BLOCKS THT SOLDER CONNECTION 5.08 MM N OF POLES: 14 90° SOLDER PIN LENGTH (L): 3.2 MM TINNED BOX | 0
12022 | 1155680000 | PCB PLUG-IN CONNECTOR MALE HEADER DOVETAILS FOR FIXING BLOCKS THT SOLDER CONNECTION 5.08 MM N OF POLES: 11 90° SOLDER PIN LENGTH (L): 3.2 MM TINNED BOX | 0
12023 | 1155670000 | PCB PLUG-IN CONNECTOR MALE HEADER DOVETAILS FOR FIXING BLOCKS THT SOLDER CONNECTION 5.08 MM N OF POLES: 10 90° SOLDER PIN LENGTH (L): 3.2 MM TINNED BOX | 0
12024 | 1155390000 | PCB PLUG-IN CONNECTOR MALE HEADER CLOSED SIDE THT SOLDER CONNECTION 5.08 MM N OF POLES: 8 90° SOLDER PIN LENGTH (L): 3.2 MM TINNED BOX | 0
12025 | 1155190000 | PCB PLUG-IN CONNECTOR MALE HEADER OPEN SIDE THT SOLDER CONNECTION 5.08 MM N OF POLES: 15 90° SOLDER PIN LENGTH (L): 3.2 MM TINNED BOX | 0
12026 | 1155170000 | PCB PLUG-IN CONNECTOR MALE HEADER OPEN SIDE THT SOLDER CONNECTION 5.08 MM N OF POLES: 13 90° SOLDER PIN LENGTH (L): 3.2 MM TINNED BOX | 0
12027 | 1155090000 | PCB PLUG-IN CONNECTOR MALE HEADER OPEN SIDE THT SOLDER CONNECTION 5.08 MM N OF POLES: 8 90° SOLDER PIN LENGTH (L): 3.2 MM TINNED BOX | 0
12028 | 1155060000 | PCB PLUG-IN CONNECTOR MALE HEADER OPEN SIDE THT SOLDER CONNECTION 5.08 MM N OF POLES: 5 90° SOLDER PIN LENGTH (L): 3.2 MM TINNED BOX | 0
12029 | 1149730000 | PCB PLUG-IN CONNECTOR MALE HEADER DOVETAILS FOR FIXING BLOCKS THT SOLDER CONNECTION 5.08 MM N OF POLES: 12 180° SOLDER PIN LENGTH (L): 3.2 MM TINNED BOX | 0
12030 | 1149700000 | PCB PLUG-IN CONNECTOR MALE HEADER DOVETAILS FOR FIXING BLOCKS THT SOLDER CONNECTION 5.08 MM N OF POLES: 11 180° SOLDER PIN LENGTH (L): 3.2 MM TINNED BOX | 0
12031 | 1149670000 | PCB PLUG-IN CONNECTOR MALE HEADER DOVETAILS FOR FIXING BLOCKS THT SOLDER CONNECTION 5.08 MM N OF POLES: 10 180° SOLDER PIN LENGTH (L): 3.2 MM TINNED BOX | 0
12032 | 1149000000 | PCB PLUG-IN CONNECTOR MALE HEADER CLOSED SIDE THT SOLDER CONNECTION 5.08 MM N OF POLES: 13 180° SOLDER PIN LENGTH (L): 3.2 MM TINNED BOX | 0
12033 | 1148970000 | PCB PLUG-IN CONNECTOR MALE HEADER CLOSED SIDE THT SOLDER CONNECTION 5.08 MM N OF POLES: 12 180° SOLDER PIN LENGTH (L): 3.2 MM TINNED BOX | 0
12034 | 1148800000 | PCB PLUG-IN CONNECTOR MALE HEADER CLOSED SIDE THT SOLDER CONNECTION 5.08 MM N OF POLES: 7 180° SOLDER PIN LENGTH (L): 3.2 MM TINNED BOX | 0
12035 | 1148370000 | PCB PLUG-IN CONNECTOR MALE HEADER OPEN SIDE THT SOLDER CONNECTION 5.08 MM N OF POLES: 14 180° SOLDER PIN LENGTH (L): 3.2 MM TINNED BOX | 0
12036 | 1148250000 | PCB PLUG-IN CONNECTOR MALE HEADER OPEN SIDE THT SOLDER CONNECTION 5.08 MM N OF POLES: 8 180° SOLDER PIN LENGTH (L): 3.2 MM TINNED BOX | 0
12037 | 1148210000 | PCB PLUG-IN CONNECTOR MALE HEADER OPEN SIDE THT SOLDER CONNECTION 5.08 MM N OF POLES: 6 180° SOLDER PIN LENGTH (L): 3.2 MM TINNED BOX | 0
12038 | 2442520000 | PCB PLUG-IN CONNECTOR FEMALE PLUG 3.81 MM N OF POLES: 4 180° CLAMPING YOKE CONNECTION CLAMPING RANGE MAX. : 1.5 MM² BOX | 1
12039 | 2460190000 | DISTRIBUTION TERMINAL WITH FUSE PUSH IN 4 MM² 150 V 6.3 A DARK | 516
12040 | 2458990000 | DISTRIBUTION TERMINAL WITH FUSE PUSH IN 4 MM² 36 V 6.3 A DARK | 516
12041 | 2442850000 | PCB PLUG-IN CONNECTOR FEMALE PLUG 3.81 MM N OF POLES: 12 180° PUSH IN WITH ACTUATOR TENSION-CLAMP CONNECTION CLAMPING RANGE MAX. : 1.5 MM² BOX | 1
12042 | 1231430000 | PCB PLUG-IN CONNECTOR FEMALE PLUG 3.81 MM N OF POLES: 12 180° PUSH IN WITH ACTUATOR TENSION-CLAMP CONNECTION CLAMPING RANGE MAX. : 1.5 MM² BOX | 1
12043 | 1231360000 | PCB PLUG-IN CONNECTOR FEMALE PLUG 3.81 MM N OF POLES: 6 180° PUSH IN WITH ACTUATOR TENSION-CLAMP CONNECTION CLAMPING RANGE MAX. : 1.5 MM² BOX | 1
12044 | 2000990000 | PRINTED CIRCUIT BOARD TERMINALS 3.50 MM N OF POLES: 14 90° SOLDER PIN LENGTH (L): 3.5 MM ORANGE PUSH IN WITH ACTUATOR CLAMPING RANGE MAX. : 1.5 MM² BOX | 1
12045 | 2001010000 | PRINTED CIRCUIT BOARD TERMINALS 3.50 MM N OF POLES: 18 90° SOLDER PIN LENGTH (L): 3.5 MM ORANGE PUSH IN WITH ACTUATOR CLAMPING RANGE MAX. : 1.5 MM² BOX | 1
12046 | 2001020000 | PRINTED CIRCUIT BOARD TERMINALS 3.50 MM N OF POLES: 20 90° SOLDER PIN LENGTH (L): 3.5 MM ORANGE PUSH IN WITH ACTUATOR CLAMPING RANGE MAX. : 1.5 MM² BOX | 1
12047 | 2442560000 | PCB PLUG-IN CONNECTOR FEMALE PLUG 3.81 MM N OF POLES: 12 180° CLAMPING YOKE CONNECTION CLAMPING RANGE MAX. : 1.5 MM² BOX | 1
12048 | 1155620000 | PCB PLUG-IN CONNECTOR MALE HEADER DOVETAILS FOR FIXING BLOCKS THT SOLDER CONNECTION 5.08 MM N OF POLES: 6 90° SOLDER PIN LENGTH (L): 3.2 MM TINNED BOX | 0
12049 | 1155690000 | PCB PLUG-IN CONNECTOR MALE HEADER DOVETAILS FOR FIXING BLOCKS THT SOLDER CONNECTION 5.08 MM N OF POLES: 12 90° SOLDER PIN LENGTH (L): 3.2 MM TINNED BOX | 0
12050 | 1149530000 | PCB PLUG-IN CONNECTOR MALE HEADER DOVETAILS FOR FIXING BLOCKS THT SOLDER CONNECTION 5.08 MM N OF POLES: 6 180° SOLDER PIN LENGTH (L): 3.2 MM TINNED BOX | 0
12051 | 1149570000 | PCB PLUG-IN CONNECTOR MALE HEADER DOVETAILS FOR FIXING BLOCKS THT SOLDER CONNECTION 5.08 MM N OF POLES: 7 180° SOLDER PIN LENGTH (L): 3.2 MM TINNED BOX | 0
12052 | 2429860000 | FUSE TERMINAL PUSH IN 4 MM² 250 V 6.3 A | 515
12053 | 1231720000 | PCB PLUG-IN CONNECTOR FEMALE PLUG 3.81 MM N OF POLES: 8 180° PUSH IN WITH ACTUATOR TENSION-CLAMP CONNECTION CLAMPING RANGE MAX. : 1.5 MM² BOX | 1
12054 | 930021222 | KDSU (KLIPPON DOUBLE SEAL UNIVERSAL EX CABLE GLAND) CABLE GLANDS M 20 16 MM SINGLE-WIRE ARMOURING METAL FOIL ARMOURING BRAIDED ARMOURING 0.1 - 1.25 MM OD MIN. 15.5 - OD MAX. 21.1 MM ID MIN. 9.40 - ID MAX. 14.00 MM IP66 IP68 - 2.5 BAR NICKEL-PLATED | 7
12055 | 930031211 | KDSU (KLIPPON DOUBLE SEAL UNIVERSAL EX CABLE GLAND) CABLE GLANDS M 25 16 MM SINGLE-WIRE ARMOURING METAL FOIL ARMOURING BRAIDED ARMOURING 0.1 - 1.6 MM OD MIN. 16.8 - OD MAX. 23.9 MM ID MIN. 13.50 - ID MAX. 20.00 MM IP66 IP68 - 2.5 BAR | 7
12056 | 930031212 | KDSU (KLIPPON DOUBLE SEAL UNIVERSAL EX CABLE GLAND) CABLE GLANDS M 25 16 MM SINGLE-WIRE ARMOURING METAL FOIL ARMOURING BRAIDED ARMOURING 0.1 - 1.6 MM OD MIN. 20.3 - OD MAX. 27.4 MM ID MIN. 13.50 - ID MAX. 20.00 MM IP66 IP68 - 2.5 BAR | 7
12057 | 930041221 | KDSU (KLIPPON DOUBLE SEAL UNIVERSAL EX CABLE GLAND) CABLE GLANDS M 32 16 MM SINGLE-WIRE ARMOURING METAL FOIL ARMOURING BRAIDED ARMOURING 0.1 - 2 MM OD MIN. 23.2 - OD MAX. 30.5 MM ID MIN. 19.50 - ID MAX. 26.30 MM IP66 IP68 - 2.5 BAR NICKEL-PLATED | 7
12058 | 930051222 | KDSU (KLIPPON DOUBLE SEAL UNIVERSAL EX CABLE GLAND) CABLE GLANDS M 40 16 MM SINGLE-WIRE ARMOURING METAL FOIL ARMOURING BRAIDED ARMOURING 0.1 - 2 MM OD MIN. 33 - OD MAX. 40.6 MM ID MIN. 23.00 - ID MAX. 32.20 MM IP66 IP68 - 2.5 BAR NICKEL-PLATED | 7
12059 | 930481212 | KSG (KLIPPON SDARD EX CABLE GLAND) CABLE GLANDS M 20 16 MM OD MIN. 4 - OD MAX. 8.4 MM IP66 IP68 - 2.5 BAR | 7
12060 | 930501212 | KSG (KLIPPON SDARD EX CABLE GLAND) CABLE GLANDS M 20 16 MM OD MIN. 9.6 - OD MAX. 14 MM IP66 IP68 - 2.5 BAR | 7
12061 | 930521222 | KSG (KLIPPON SDARD EX CABLE GLAND) CABLE GLANDS M 32 16 MM OD MIN. 19.5 - OD MAX. 26.3 MM IP66 IP68 - 2.5 BAR NICKEL-PLATED | 7
12062 | 930531222 | KSG (KLIPPON SDARD EX CABLE GLAND) CABLE GLANDS M 40 16 MM OD MIN. 23 - OD MAX. 32.2 MM IP66 IP68 - 2.5 BAR NICKEL-PLATED | 7
12063 | 930700004 | KSP (KLIPPON SHROUD) PROTECTIVE CAP SILICONE | 442
12064 | 930700007 | KSP (KLIPPON SHROUD) PROTECTIVE CAP SILICONE | 442
12065 | 930710003 | EA (EARTHING RINGS) EARTHING RING M 25 | 908
12066 | 1073370000 | MODULAR HOUSING OMNIMATE HOUSING - SERIES CH20M GRAPHITE GREY WIDTH: 22.5 MM | 39
12067 | 1074490000 | KDSW (KLIPPON DOUBLE SEAL SWA EX CABLE GLAND) CABLE GLANDS M 20 16 MM SINGLE-WIRE ARMOURING 0.9 - OD MIN. 8.4 - OD MAX. 13.5 MM ID MIN. 3.50 - ID MAX. 8.40 MM IP66 IP68 - 2.5 BAR | 7
12068 | 1075080000 | KDSW (KLIPPON DOUBLE SEAL SWA EX CABLE GLAND) CABLE GLANDS M 20 16 MM SINGLE-WIRE ARMOURING 0.9 - 1.25 MM OD MIN. 15.5 - OD MAX. 21.1 MM ID MIN. 6.70 - ID MAX. 14.00 MM IP66 IP68 - 2.5 BAR NICKEL-PLATED | 7
12069 | 1075090000 | KDSW (KLIPPON DOUBLE SEAL SWA EX CABLE GLAND) CABLE GLANDS M 25 16 MM SINGLE-WIRE ARMOURING 1.25 - 1.6 MM OD MIN. 16.8 - OD MAX. 23.9 MM ID MIN. 13.00 - ID MAX. 20.00 MM IP66 IP68 - 2.5 BAR NICKEL-PLATED | 7
12070 | 1075140000 | KDSW (KLIPPON DOUBLE SEAL SWA EX CABLE GLAND) CABLE GLANDS M 40 16 MM SINGLE-WIRE ARMOURING 1.6 - 2 MM OD MIN. 28.6 - OD MAX. 36.2 MM ID MIN. 25.00 - ID MAX. 32.20 MM IP66 IP68 - 2.5 BAR NICKEL-PLATED | 7
12071 | 1076340000 | KDSW (KLIPPON DOUBLE SEAL SWA EX CABLE GLAND) CABLE GLANDS M 32 16 MM SINGLE-WIRE ARMOURING LEAD SHEATH ARMOURING 1.6 - 2 MM OD MIN. 23.2 - OD MAX. 30.5 MM ID MIN. 19.00 - ID MAX. 26.30 MM IP66 IP68 - 2.5 BAR | 7
12072 | 1083230000 | SLIMFIX X CONDUCTOR AND CABLE MARKERS 7 - 40 MM 60 X 30 MM | 22
12073 | 1095340000 | KUB (KLIPPON UNIVERSAL DIE-CAST EX CABLE GLAND) CABLE GLANDS M 20 16 MM SINGLE-WIRE ARMOURING METAL FOIL ARMOURING BRAIDED ARMOURING 0.1 - 1.25 MM OD MIN. 6.7 - OD MAX. 10.3 MM ID MAX. 11.70 MM IP68 - 10 BAR | 7
12074 | 1104440000 | MODULAR HOUSING OMNIMATE HOUSING - SERIES CH20M TRANSPARENT WIDTH: 45 MM | 39
12075 | 1135690000 | KDSX (KLIPPON DOUBLE SEALING SWB/STA EX CABLE GLAND) CABLE GLANDS M 20 16 MM BRAIDED ARMOURING 0.15 - 0.5 MM OD MIN. 12 - OD MAX. 17.6 MM ID MIN. 9.30 - ID MAX. 14.00 MM IP66 IP68 - 2.5 BAR | 7
12076 | 1135770000 | KDSX (KLIPPON DOUBLE SEALING SWB/STA EX CABLE GLAND) CABLE GLANDS M 40 16 MM BRAIDED ARMOURING 0.2 - 0.6 MM OD MIN. 33 - OD MAX. 40.6 MM ID MIN. 25.00 - ID MAX. 32.20 MM IP66 IP68 - 2.5 BAR | 7
12077 | 1136180000 | KDSW (KLIPPON DOUBLE SEAL SWA EX CABLE GLAND) CABLE GLANDS M 20 16 MM SINGLE-WIRE ARMOURING 0.9 - 1.25 MM OD MIN. 9.4 - OD MAX. 12.5 MM ID MIN. 8.00 - ID MAX. 11.70 MM IP66 IP68 - 2.5 BAR | 7
12078 | 1136260000 | KDSW (KLIPPON DOUBLE SEAL SWA EX CABLE GLAND) CABLE GLANDS M 40 16 MM SINGLE-WIRE ARMOURING 1.6 - 2 MM OD MIN. 28.6 - OD MAX. 36.2 MM ID MIN. 25.00 - ID MAX. 32.20 MM IP66 IP68 - 2.5 BAR | 7
12079 | 1136450000 | KDSW (KLIPPON DOUBLE SEAL SWA EX CABLE GLAND) CABLE GLANDS M 20 16 MM SINGLE-WIRE ARMOURING 0.9 - 1.25 MM OD MIN. 12 - OD MAX. 17.6 MM ID MIN. 9.30 - ID MAX. 14.00 MM IP66 IP68 - 2.5 BAR NICKEL-PLATED | 7
12080 | 1136530000 | KDSW (KLIPPON DOUBLE SEAL SWA EX CABLE GLAND) CABLE GLANDS M 40 16 MM SINGLE-WIRE ARMOURING 1.6 - 2 MM OD MIN. 33 - OD MAX. 40.6 MM ID MIN. 25.00 - ID MAX. 32.20 MM IP66 IP68 - 2.5 BAR NICKEL-PLATED | 7
12081 | 1138460000 | CLIPCARD DEVICE MARKERS 54 X 85 MM HOLDER LOGIMARK-H TO CUSTOMER SPECIFICATION | 623
12082 | 1149970000 | PCB PLUG-IN CONNECTOR MALE HEADER DOVETAILS FOR FIXING BLOCKS THT SOLDER CONNECTION 5.08 MM N OF POLES: 19 180° SOLDER PIN LENGTH (L): 3.2 MM TINNED BOX | 0
12083 | 1158840000 | CLIPCARD DEVICE MARKERS 30 X 60 MM WITH HOLE | 656
12084 | 1164670000 | MODULAR HOUSING OMNIMATE HOUSING - SERIES CH20M LIGHT GREY WIDTH: 22.5 MM | 39
12085 | 1164720000 | MODULAR HOUSING OMNIMATE HOUSING - SERIES CH20M GRAPHITE GREY WIDTH: 45 MM | 39
12086 | 1224910000 | ACCESSORIES FUSE | 556
12087 | 1252070000 | Z-SERIES COMPONENT TERMINAL FEED-THROUGH TERMINAL RATED CROSS-SECTION: 2.5 MM² TENSION-CLAMP CONNECTION | 9
12088 | 1276590000 | MODULAR HOUSING OMNIMATE HOUSING - SERIES CH20M WIDTH: 22.5 MM | 39
12089 | 1292570000 | RELAY MODULE PUSH IN | 854
12090 | 1323520000 | SWITCHMARK DEVICE MARKERS 46 X 46 MM FOR CAM SWITCHES TYPE S0 KRAUS & NAIMER GREY | 712
12091 | 1323570000 | SWITCHMARK DEVICE MARKERS 44 X 44 MM FOR CAM SWITCHES ABB TYPE ON AND OL40 | 351
12092 | 1323600000 | SWITCHMARK DEVICE MARKERS 44 X 44 MM FOR CAM SWITCHES ABB TYPE ON AND OL40 GREY | 351
12093 | 1323750000 | SWITCHMARK DEVICE MARKERS 60 X 60 MM Ø 60 - 22 MM SIEMENS 3 SB EATON MOELLER M22-PV | 814
12094 | 1324760000 | PCB PLUG-IN CONNECTOR FEMALE PLUG 5.08 MM N OF POLES: 10 180° TOP CONNECTION CLAMPING RANGE MAX. : 2.5 MM² BOX | 1
12095 | 1330520000 | PRINTED CIRCUIT BOARD TERMINALS 5.00 MM N OF POLES: 9 180° SOLDER PIN LENGTH (L): 3.5 MM TINNED ORANGE PUSH IN WITHOUT ACTUATOR CLAMPING RANGE MAX. : 2.5 MM² BOX | 41
12096 | 1330580000 | PRINTED CIRCUIT BOARD TERMINALS 5.00 MM N OF POLES: 14 180° SOLDER PIN LENGTH (L): 3.5 MM TINNED ORANGE PUSH IN WITHOUT ACTUATOR CLAMPING RANGE MAX. : 2.5 MM² BOX | 41
12097 | 1330940000 | PRINTED CIRCUIT BOARD TERMINALS 5.08 MM N OF POLES: 23 90° SOLDER PIN LENGTH (L): 3.5 MM TINNED ORANGE PUSH IN WITH ACTUATOR CLAMPING RANGE MAX. : 2.5 MM² BOX | 1
12098 | 1330950000 | PRINTED CIRCUIT BOARD TERMINALS 5.08 MM N OF POLES: 24 90° SOLDER PIN LENGTH (L): 3.5 MM TINNED ORANGE PUSH IN WITH ACTUATOR CLAMPING RANGE MAX. : 2.5 MM² BOX | 41
12099 | 1331510000 | PRINTED CIRCUIT BOARD TERMINALS 5.08 MM N OF POLES: 9 180° SOLDER PIN LENGTH (L): 3.5 MM TINNED ORANGE PUSH IN WITHOUT ACTUATOR CLAMPING RANGE MAX. : 2.5 MM² BOX | 41
12100 | 1331840000 | PRINTED CIRCUIT BOARD TERMINALS 5.00 MM N OF POLES: 15 90° SOLDER PIN LENGTH (L): 3.5 MM TINNED ORANGE PUSH IN WITH ACTUATOR CLAMPING RANGE MAX. : 2.5 MM² BOX | 41
12101 | 1332110000 | PRINTED CIRCUIT BOARD TERMINALS 5.00 MM N OF POLES: 15 90° SOLDER PIN LENGTH (L): 3.5 MM TINNED ORANGE PUSH IN WITHOUT ACTUATOR CLAMPING RANGE MAX. : 2.5 MM² BOX | 41
12102 | 1335740000 | PCB PLUG-IN CONNECTOR MALE PLUG 5.08 MM N OF POLES: 9 180° PUSH IN WITH ACTUATOR TENSION-CLAMP CONNECTION CLAMPING RANGE MAX. : 3.31 MM² BOX | 1
12103 | 1335750000 | PCB PLUG-IN CONNECTOR MALE PLUG 5.08 MM N OF POLES: 12 180° PUSH IN WITH ACTUATOR TENSION-CLAMP CONNECTION CLAMPING RANGE MAX. : 3.31 MM² BOX | 1
12104 | 1336130000 | PCB PLUG-IN CONNECTOR MALE PLUG 5.08 MM N OF POLES: 10 180° PUSH IN WITH ACTUATOR TENSION-CLAMP CONNECTION CLAMPING RANGE MAX. : 3.31 MM² BOX | 1
12105 | 1340870000 | ACCESSORIES RAIL SUPPORT STEEL GALVANIZED | 716
12106 | 1350540000 | P-SERIES PARTITION PLATE GREY 2 MM PRINTED ++++ HORIZONTALLY | 900
12107 | 1384030000 | MODULAR HOUSING OMNIMATE HOUSING - SERIES CH20M WIDTH: 22.5 MM | 39
12108 | 1393080000 | PCB PLUG-IN CONNECTOR M12 SOLDER CONNECTION CAT.6A / CLASS EA (ISO/IEC 11801 2010) IP67 WHEN SCREWED IN REFLOW COMPATIBLE 2-PART | 344
12109 | 1401970000 | PCB PLUG-IN CONNECTOR MALE HEADER FLANGE THT SOLDER CONNECTION 5.08 MM N OF POLES: 9 180° SOLDER PIN LENGTH (L): 3.2 MM TINNED PALE GREEN BOX | 0
12110 | 1410370000 | PCB PLUG-IN CONNECTOR MALE HEADER OPEN SIDE THT SOLDER CONNECTION 5.08 MM N OF POLES: 36 180° SOLDER PIN LENGTH (L): 3.2 MM PALE GREEN BOX | 0
12111 | 1427670000 | PCB PLUG-IN CONNECTOR M12 SOLDER CONNECTION CAT.6A / CLASS EA (ISO/IEC 11801 2010) IP67 WHEN SCREWED IN REFLOW COMPATIBLE BACK PANEL MOUNTING 1-PART | 344
12112 | 1437940000 | PRINTED CIRCUIT BOARD TERMINALS 5.08 MM N OF POLES: 16 135° SOLDER PIN LENGTH (L): 3.5 MM TENSION-CLAMP CONNECTION CLAMPING RANGE MAX. : 2.5 MM² BOX | 1
12113 | 1506050000 | PCB PLUG-IN CONNECTOR MALE HEADER FLANGE THT/THR SOLDER CONNECTION 5.08 MM N OF POLES: 32 180° SOLDER PIN LENGTH (L): 4.5 MM BOX | 0
12114 | 2583360000 | SEALING ELEMENT CABTITE (CABLE ENTRY SYSTEM) TPE LIGHT GREY HEIGHT: 20.3 MM WIDTH: 20.3 MM DEPTH: 17.7 MM -40 °C?90 °C IP66 | 25
12115 | 2583370000 | SEALING ELEMENT CABTITE (CABLE ENTRY SYSTEM) TPE LIGHT GREY HEIGHT: 20.3 MM WIDTH: 20.3 MM DEPTH: 17.7 MM -40 °C?90 °C IP66 | 25
12116 | 2583390000 | SEALING ELEMENT CABTITE (CABLE ENTRY SYSTEM) TPE LIGHT GREY HEIGHT: 20.3 MM WIDTH: 20.3 MM DEPTH: 17.7 MM -40 °C?90 °C IP66 | 25
12117 | 2583510000 | SEALING ELEMENT CABTITE (CABLE ENTRY SYSTEM) TPE DEEP HEIGHT: 20.3 MM WIDTH: 20.3 MM DEPTH: 43 MM -40 °C?120 °C IP66 | 25
12118 | 2583600000 | SEALING ELEMENT CABTITE (CABLE ENTRY SYSTEM) TPE DEEP HEIGHT: 20.3 MM WIDTH: 20.3 MM DEPTH: 17.7 MM -40 °C?120 °C IP66 | 25
12119 | 2583670000 | SEALING ELEMENT CABTITE (CABLE ENTRY SYSTEM) TPE DEEP HEIGHT: 42.8 MM WIDTH: 42.8 MM DEPTH: 17.7 MM -40 °C?120 °C IP66 | 25
12120 | 2583710000 | SEALING ELEMENT CABTITE (CABLE ENTRY SYSTEM) TPE DEEP HEIGHT: 42.8 MM WIDTH: 42.8 MM DEPTH: 17.7 MM -40 °C?120 °C IP66 | 25
12121 | 2583790000 | SEALING ELEMENT CABTITE (CABLE ENTRY SYSTEM) TPE DEEP HEIGHT: 42.8 MM WIDTH: 42.8 MM DEPTH: 17.7 MM -40 °C?120 °C IP66 | 25
12122 | 2583840000 | SEALING ELEMENT CABTITE (CABLE ENTRY SYSTEM) TPE DEEP HEIGHT: 42.8 MM WIDTH: 42.8 MM DEPTH: 17.7 MM -40 °C?120 °C IP66 | 25
12123 | 2583900000 | SEALING ELEMENT CABTITE (CABLE ENTRY SYSTEM) TPE DEEP HEIGHT: 42.8 MM WIDTH: 42.8 MM DEPTH: 17.7 MM -40 °C?120 °C IP66 | 25
12124 | 2583980000 | SEALING ELEMENT CABTITE (CABLE ENTRY SYSTEM) TPE DEEP HEIGHT: 20.3 MM WIDTH: 20.3 MM DEPTH: 17.7 MM -40 °C?120 °C IP66 | 25
12125 | 2584020000 | SEALING ELEMENT CABTITE (CABLE ENTRY SYSTEM) TPE DEEP HEIGHT: 20.3 MM WIDTH: 20.3 MM DEPTH: 17.7 MM -40 °C?120 °C IP66 | 25
12126 | 2584070000 | SEPARABLE LOCKNUT CABTITE (CABLE ENTRY SYSTEM) POLYAMIDE GLASS FIBRE-REINFORCED DEEP HEIGHT: 40 MM WIDTH: 40 MM DEPTH: 7 MM -40 °C?120 °C | 25
12127 | 2584080000 | SEALING ELEMENT CABTITE (CABLE ENTRY SYSTEM) TPE DEEP HEIGHT: 20.3 MM WIDTH: 20.3 MM DEPTH: 17.7 MM -40 °C?120 °C IP66 | 25
12128 | 2584220000 | LOCKING FRAME CABTITE (CABLE ENTRY SYSTEM) POLYAMIDE GLASS FIBRE-REINFORCED DEEP HEIGHT: 68.8 MM WIDTH: 125 MM DEPTH: 11.3 MM -40 °C?120 °C IP66 | 25
12129 | 2584470000 | SEALING ELEMENT CABTITE (CABLE ENTRY SYSTEM) TPE LIGHT GREY HEIGHT: 42.8 MM WIDTH: 42.8 MM DEPTH: 17.7 MM -40 °C?90 °C IP66 | 25
12130 | 2584480000 | SEALING ELEMENT CABTITE (CABLE ENTRY SYSTEM) TPE LIGHT GREY HEIGHT: 42.8 MM WIDTH: 42.8 MM DEPTH: 17.7 MM -40 °C?90 °C IP66 | 25
12131 | 2584500000 | SEALING ELEMENT CABTITE (CABLE ENTRY SYSTEM) TPE LIGHT GREY HEIGHT: 42.8 MM WIDTH: 42.8 MM DEPTH: 17.7 MM -40 °C?90 °C IP66 | 25
12132 | 2584870000 | SEALING ELEMENT CABTITE (CABLE ENTRY SYSTEM) TPE LIGHT GREY HEIGHT: 20.3 MM WIDTH: 20.3 MM DEPTH: 17.7 MM -40 °C?90 °C IP66 | 25
12133 | 2597330000 | PCB PLUG-IN CONNECTOR MALE HEADER THT SOLDER CONNECTION 10.16 MM N OF POLES: 5 270° SOLDER PIN LENGTH (L): 3.5 MM BOX | 0
12134 | 1156980000 | PCB PLUG-IN CONNECTOR MALE HEADER CLOSED SIDE MIDDLE FLANGE THT SOLDER CONNECTION 7.62 MM N OF POLES: 5 90° SOLDER PIN LENGTH (L): 3.5 MM TINNED BOX | 0
12135 | 1156430000 | PCB PLUG-IN CONNECTOR MALE HEADER CLOSED SIDE MIDDLE SCREW FLANGE THT SOLDER CONNECTION 7.62 MM N OF POLES: 5 270° SOLDER PIN LENGTH (L): 3.5 MM TINNED BOX | 0
12136 | 1156370000 | PCB PLUG-IN CONNECTOR MALE HEADER CLOSED SIDE MIDDLE SCREW FLANGE THT SOLDER CONNECTION 7.62 MM N OF POLES: 5 270° SOLDER PIN LENGTH (L): 3.5 MM TINNED BOX | 0
12137 | 1156340000 | PCB PLUG-IN CONNECTOR MALE HEADER CLOSED SIDE MIDDLE FLANGE THT SOLDER CONNECTION 7.62 MM N OF POLES: 5 270° SOLDER PIN LENGTH (L): 3.5 MM TINNED BOX | 0
12138 | 1156310000 | PCB PLUG-IN CONNECTOR MALE HEADER CLOSED SIDE MIDDLE FLANGE THT SOLDER CONNECTION 7.62 MM N OF POLES: 5 270° SOLDER PIN LENGTH (L): 3.5 MM TINNED BOX | 0
12139 | 1156280000 | PCB PLUG-IN CONNECTOR MALE HEADER CLOSED SIDE MIDDLE FLANGE THT SOLDER CONNECTION 7.62 MM N OF POLES: 4 270° SOLDER PIN LENGTH (L): 3.5 MM TINNED BOX | 0
12140 | 2595540000 | PCB PLUG-IN CONNECTOR BOX | 408
12141 | 2594960000 | PCB PLUG-IN CONNECTOR BOX | 408
12142 | 2001150000 | PRINTED CIRCUIT BOARD TERMINALS 3.50 MM N OF POLES: 46 90° SOLDER PIN LENGTH (L): 3.5 MM ORANGE PUSH IN WITH ACTUATOR CLAMPING RANGE MAX. : 1.5 MM² BOX | 1
12143 | 1155790000 | PCB PLUG-IN CONNECTOR MALE HEADER DOVETAILS FOR FIXING BLOCKS THT SOLDER CONNECTION 5.08 MM N OF POLES: 21 90° SOLDER PIN LENGTH (L): 3.2 MM TINNED BOX | 0
12144 | 1148530000 | PCB PLUG-IN CONNECTOR MALE HEADER OPEN SIDE THT SOLDER CONNECTION 5.08 MM N OF POLES: 21 180° SOLDER PIN LENGTH (L): 3.2 MM TINNED BOX | 0
12145 | 2627910000 | PCB PLUG-IN CONNECTOR FEMALE PLUG 10.16 MM N OF POLES: 3 180° PUSH IN WITH ACTUATOR CLAMPING RANGE MAX. : 16 MM² | 1
12146 | 2627730000 | PCB PLUG-IN CONNECTOR FEMALE PLUG 10.16 MM N OF POLES: 3 180° PUSH IN WITH ACTUATOR CLAMPING RANGE MAX. : 16 MM² | 1
12147 | 2493320000 | PCB PLUG-IN CONNECTOR FEMALE PLUG 10.16 MM N OF POLES: 4 180° PUSH IN WITH ACTUATOR CLAMPING RANGE MAX. : 16 MM² BOX | 1
12148 | 1190580000 | PCB PLUG-IN CONNECTOR FEMALE PLUG 7.62 MM N OF POLES: 7 180° PUSH IN WITHOUT ACTUATOR TENSION-CLAMP CONNECTION CLAMPING RANGE MAX. : 10 MM² BOX | 1
12149 | 1080530000 | PCB PLUG-IN CONNECTOR FEMALE PLUG 7.62 MM N OF POLES: 5 180° PUSH IN WITH ACTUATOR PUSH IN WITHOUT ACTUATOR CLAMPING RANGE MAX. : 10 MM² BOX | 1
12150 | 2538200000 | PCB PLUG-IN CONNECTOR FEMALE PLUG 3.50 MM N OF POLES: 13 180° PUSH IN WITH ACTUATOR TENSION-CLAMP CONNECTION CLAMPING RANGE MAX. : 1.5 MM² BOX | 1
12151 | 2537950000 | PCB PLUG-IN CONNECTOR FEMALE PLUG 3.50 MM N OF POLES: 14 180° PUSH IN WITH ACTUATOR TENSION-CLAMP CONNECTION CLAMPING RANGE MAX. : 1.5 MM² BOX | 1
12152 | 1376030000 | PCB PLUG-IN CONNECTOR FEMALE PLUG 3.50 MM N OF POLES: 32 180° PUSH IN WITH ACTUATOR TENSION-CLAMP CONNECTION CLAMPING RANGE MAX. : 1.5 MM² BOX | 1
12153 | 1376020000 | PCB PLUG-IN CONNECTOR FEMALE PLUG 3.50 MM N OF POLES: 30 180° PUSH IN WITH ACTUATOR TENSION-CLAMP CONNECTION CLAMPING RANGE MAX. : 1.5 MM² BOX | 1
12154 | 1277810000 | PCB PLUG-IN CONNECTOR FEMALE PLUG 3.50 MM N OF POLES: 28 180° PUSH IN WITH ACTUATOR TENSION-CLAMP CONNECTION CLAMPING RANGE MAX. : 1.5 MM² BOX | 1
12155 | 1164800000 | MODULAR HOUSING OMNIMATE HOUSING - SERIES CH20M WIDTH: 45 MM | 39
12156 | 1155520000 | PCB PLUG-IN CONNECTOR MALE HEADER CLOSED SIDE THT SOLDER CONNECTION 5.08 MM N OF POLES: 20 90° SOLDER PIN LENGTH (L): 3.2 MM TINNED BOX | 0
12157 | 1065140000 | PCB PLUG-IN CONNECTOR FEMALE PLUG 5.08 MM N OF POLES: 3 180° PUSH IN WITH ACTUATOR TENSION-CLAMP CONNECTION CLAMPING RANGE MAX. : 3.31 MM² BOX | 1
12158 | 1112940000 | GROUP MARKERS COVER 33.3 X 8 MM PITCH IN MM (P): 8.00 | 476
12159 | 1232630000 | BUS LINE N OF POLES: 2 SHIELDED: YES LED: NO SHEATH MATERIAL: PVC HALOGEN: YES | 20
12160 | 1283480000 | ACCESSORIES COVER CAP END PLATE POLYPROPYLENE | 425
12161 | 1323720000 | TM-I INSERT MARKERS 30 X 4 MM TO CUSTOMER SPECIFICATION | 693
12162 | 1327690000 | METALLICARD DEVICE MARKERS 30 X 60 MM | 97
12163 | 1335550000 | PCB PLUG-IN CONNECTOR MALE PLUG 5.08 MM N OF POLES: 12 180° PUSH IN WITH ACTUATOR TENSION-CLAMP CONNECTION CLAMPING RANGE MAX. : 3.31 MM² BOX | 1
12164 | 1336230000 | PCB PLUG-IN CONNECTOR MALE PLUG 5.08 MM N OF POLES: 8 180° PUSH IN WITH ACTUATOR TENSION-CLAMP CONNECTION CLAMPING RANGE MAX. : 3.31 MM² BOX | 1
12165 | 1336510000 | PCB PLUG-IN CONNECTOR MALE PLUG 5.08 MM N OF POLES: 12 180° PUSH IN WITH ACTUATOR TENSION-CLAMP CONNECTION CLAMPING RANGE MAX. : 3.31 MM² BOX | 1
12166 | 1345530000 | SENSOR/ACTUATOR LINE N OF POLES : 4 SHIELDED: NO SHEATH MATERIAL: PUR HALOGEN: NO | 0
12167 | 1401790000 | PCB PLUG-IN CONNECTOR MALE HEADER OPEN SIDE THT SOLDER CONNECTION 5.08 MM N OF POLES: 3 180° SOLDER PIN LENGTH (L): 3.2 MM TINNED PALE GREEN BOX | 0
12168 | 2577850000 | CRIMPING TOOL INSERT | 286
12169 | 2583470000 | FRAME CABTITE (CABLE ENTRY SYSTEM) POLYAMIDE GLASS FIBRE-REINFORCED DEEP HEIGHT: 70 MM WIDTH: 126 MM DEPTH: 19.6 MM -40 °C?120 °C IP66 | 25
12170 | 2583490000 | FRAME CABTITE (CABLE ENTRY SYSTEM) POLYAMIDE GLASS FIBRE-REINFORCED DEEP HEIGHT: 70 MM WIDTH: 81 MM DEPTH: 19.6 MM -40 °C?120 °C IP66 | 25
12171 | 2583740000 | FRAME CABTITE (CABLE ENTRY SYSTEM) POLYAMIDE GLASS FIBRE-REINFORCED DEEP HEIGHT: 70 MM WIDTH: 126 MM DEPTH: 19.6 MM -40 °C?120 °C IP66 | 25
12172 | 2583760000 | FRAME CABTITE (CABLE ENTRY SYSTEM) POLYAMIDE GLASS FIBRE-REINFORCED DEEP HEIGHT: 70 MM WIDTH: 106 MM DEPTH: 19.6 MM -40 °C?120 °C IP66 | 25
12173 | 2583910000 | SHIELD CONNECTION RAIL CABTITE (CABLE ENTRY SYSTEM) STEEL GALVANIZED HEIGHT: 35.23 MM WIDTH: 113 MM DEPTH: 16 MM | 772
12174 | 2584380000 | SEALING ELEMENT CABTITE (CABLE ENTRY SYSTEM) TPE LIGHT GREY HEIGHT: 42.8 MM WIDTH: 42.8 MM DEPTH: 17.7 MM -40 °C?90 °C IP66 | 25
12175 | 2588700000 | CABLE DUCT 80 MM X 60 MM 8.00 MM X 12.00 MM 2000 MM | 110
12176 | 2589230000 | CABLE DUCT 60 MM X 40 MM 4.00 MM X 6.00 MM 2000 MM | 110
12177 | 2589280000 | CABLE DUCT 40 MM X 60 MM 4.00 MM X 6.00 MM 2000 MM | 110
12178 | 2589380000 | CABLE DUCT 80 MM X 80 MM 4.00 MM X 6.00 MM 2000 MM | 110
12179 | 2589390000 | HALOGEN-FREE CABLE DUCT 75 MM X 50 MM 5.00 MM X 7.50 MM 2000 MM | 84
12180 | 2589410000 | HALOGEN-FREE CABLE DUCT 50 MM X 50 MM 5.00 MM X 7.50 MM 2000 MM | 84
12181 | 2589550000 | CABLE DUCT FLOOR DUCT 80 MM X 80 MM 4.00 MM X 6.00 MM 2000 MM | 246
12182 | 2589570000 | CABLE DUCT FLOOR DUCT 60 MM X 80 MM 4.00 MM X 6.00 MM 2000 MM | 246
12183 | 2589600000 | CABLE DUCT FLOOR DUCT 40 MM X 80 MM 4.00 MM X 6.00 MM 2000 MM | 246
12184 | 2589670000 | CABLE DUCT FLOOR DUCT 40 MM X 60 MM 4.00 MM X 6.00 MM 2000 MM | 246
12185 | 2589720000 | HALOGEN-FREE CABLE DUCT 37.5 MM X 37.5 MM 5.00 MM X 7.50 MM 2000 MM | 84
12186 | 2589790000 | CABLE DUCT FLOOR DUCT 80 MM X 80 MM 8.00 MM X 12.00 MM 2000 MM | 246
12187 | 2597320000 | PCB PLUG-IN CONNECTOR MALE HEADER THT SOLDER CONNECTION 10.16 MM N OF POLES: 6 270° SOLDER PIN LENGTH (L): 3.5 MM BOX | 0
12188 | 2597280000 | PCB PLUG-IN CONNECTOR MALE HEADER CLOSED SIDE MIDDLE FLANGE THT SOLDER CONNECTION 10.16 MM N OF POLES: 6 90° SOLDER PIN LENGTH (L): 3.5 MM BOX | 0
12189 | 2597230000 | PCB PLUG-IN CONNECTOR MALE HEADER CLOSED SIDE MIDDLE FLANGE THT SOLDER CONNECTION 10.16 MM N OF POLES: 6 90° SOLDER PIN LENGTH (L): 3.5 MM BOX | 0
12190 | 2597210000 | PCB PLUG-IN CONNECTOR MALE HEADER CLOSED SIDE MIDDLE FLANGE THT SOLDER CONNECTION 10.16 MM N OF POLES: 6 90° SOLDER PIN LENGTH (L): 3.5 MM BOX | 0
12191 | 2580880000 | PCB PLUG-IN CONNECTOR MALE HEADER THT SOLDER CONNECTION 10.16 MM N OF POLES: 4 270° SOLDER PIN LENGTH (L): 3.5 MM BOX | 0
12192 | 1523950000 | PCB PLUG-IN CONNECTOR MALE HEADER FLANGE THT SOLDER CONNECTION 7.62 MM N OF POLES: 6 270° SOLDER PIN LENGTH (L): 3.2 MM TINNED BOX | 0
12193 | 1464350000 | PCB PLUG-IN CONNECTOR MALE HEADER CLOSED SIDE MIDDLE FLANGE THT SOLDER CONNECTION 7.62 MM N OF POLES: 5 270° SOLDER PIN LENGTH (L): 3.5 MM TINNED BOX | 0
12194 | 1156970000 | PCB PLUG-IN CONNECTOR MALE HEADER CLOSED SIDE THT SOLDER CONNECTION 7.62 MM N OF POLES: 4 270° SOLDER PIN LENGTH (L): 3.5 MM TINNED BOX | 0
12195 | 1156880000 | PCB PLUG-IN CONNECTOR MALE HEADER CLOSED SIDE MIDDLE SCREW FLANGE THT SOLDER CONNECTION 7.62 MM N OF POLES: 3 90° SOLDER PIN LENGTH (L): 3.5 MM TINNED BOX | 0
12196 | 1156690000 | PCB PLUG-IN CONNECTOR MALE HEADER CLOSED SIDE MIDDLE FLANGE THT SOLDER CONNECTION 10.16 MM N OF POLES: 4 90° SOLDER PIN LENGTH (L): 3.5 MM -PLATED BOX | 0
12197 | 1156530000 | PCB PLUG-IN CONNECTOR MALE HEADER CLOSED SIDE MIDDLE FLANGE THT SOLDER CONNECTION 7.62 MM N OF POLES: 4 270° SOLDER PIN LENGTH (L): 3.5 MM TINNED BOX | 0
12198 | 1156210000 | PCB PLUG-IN CONNECTOR MALE HEADER CLOSED SIDE MIDDLE SCREW FLANGE THT SOLDER CONNECTION 7.62 MM N OF POLES: 3 270° SOLDER PIN LENGTH (L): 3.5 MM TINNED BOX | 0
12199 | 1101000000 | PCB PLUG-IN CONNECTOR MALE HEADER CLOSED SIDE MIDDLE SCREW FLANGE THT SOLDER CONNECTION 7.62 MM N OF POLES: 4 90° SOLDER PIN LENGTH (L): 3.5 MM BOX | 0
12200 | 1091260000 | PCB PLUG-IN CONNECTOR MALE HEADER CLOSED SIDE THT SOLDER CONNECTION 7.62 MM N OF POLES: 5 270° SOLDER PIN LENGTH (L): 3.5 MM TINNED BOX | 0
12201 | 1091010000 | PCB PLUG-IN CONNECTOR MALE HEADER CLOSED SIDE THT SOLDER CONNECTION 7.62 MM N OF POLES: 3 270° SOLDER PIN LENGTH (L): 3.5 MM TINNED BOX | 0
12202 | 1089890000 | PCB PLUG-IN CONNECTOR MALE HEADER CLOSED SIDE MIDDLE SCREW FLANGE THT SOLDER CONNECTION 7.62 MM N OF POLES: 3 90° SOLDER PIN LENGTH (L): 3.5 MM TINNED BOX | 0
12203 | 1089380000 | PCB PLUG-IN CONNECTOR MALE HEADER CLOSED SIDE MIDDLE SCREW FLANGE THT SOLDER CONNECTION 7.62 MM N OF POLES: 2 270° SOLDER PIN LENGTH (L): 3.5 MM TINNED BOX | 0
12204 | 1150470000 | PCB PLUG-IN CONNECTOR MALE HEADER SOLDER FLANGE THT SOLDER CONNECTION 5.08 MM N OF POLES: 13 90° SOLDER PIN LENGTH (L): 3.2 MM TINNED BOX | 0
12205 | 1150200000 | PCB PLUG-IN CONNECTOR MALE HEADER FLANGE THT SOLDER CONNECTION 5.08 MM N OF POLES: 12 90° SOLDER PIN LENGTH (L): 3.2 MM TINNED BOX | 0
12206 | 1148820000 | PCB PLUG-IN CONNECTOR MALE HEADER FLANGE THT SOLDER CONNECTION 5.08 MM N OF POLES: 13 180° SOLDER PIN LENGTH (L): 3.2 MM TINNED BOX | 0
12207 | 1148750000 | PCB PLUG-IN CONNECTOR MALE HEADER FLANGE THT SOLDER CONNECTION 5.08 MM N OF POLES: 11 180° SOLDER PIN LENGTH (L): 3.2 MM TINNED BOX | 0
12208 | 1543060000 | PCB PLUG-IN CONNECTOR FEMALE PLUG 7.62 MM N OF POLES: 5 180° CLAMPING YOKE CONNECTION CLAMPING RANGE MAX. : 10 MM² BOX | 1
12209 | 1543050000 | PCB PLUG-IN CONNECTOR FEMALE PLUG 7.62 MM N OF POLES: 5 180° CLAMPING YOKE CONNECTION CLAMPING RANGE MAX. : 10 MM² BOX | 1
12210 | 1543030000 | PCB PLUG-IN CONNECTOR FEMALE PLUG 7.62 MM N OF POLES: 5 180° CLAMPING YOKE CONNECTION CLAMPING RANGE MAX. : 10 MM² BOX | 1
12211 | 1519430000 | ELECTRONICS HOUSING SAMPLE OMNIMATE HOUSING - SERIES CH20M WIDTH: 45 MM | 39
12212 | 2493400000 | PCB PLUG-IN CONNECTOR FEMALE PLUG 10.16 MM N OF POLES: 3 180° PUSH IN WITH ACTUATOR CLAMPING RANGE MAX. : 16 MM² BOX | 1
12213 | 2493310000 | PCB PLUG-IN CONNECTOR FEMALE PLUG 10.16 MM N OF POLES: 3 180° PUSH IN WITH ACTUATOR CLAMPING RANGE MAX. : 16 MM² BOX | 1
12214 | 2493270000 | PCB PLUG-IN CONNECTOR FEMALE PLUG 10.16 MM N OF POLES: 4 180° PUSH IN WITH ACTUATOR CLAMPING RANGE MAX. : 16 MM² BOX | 1
12215 | 2493260000 | PCB PLUG-IN CONNECTOR FEMALE PLUG 10.16 MM N OF POLES: 4 180° PUSH IN WITH ACTUATOR CLAMPING RANGE MAX. : 16 MM² BOX | 1
12216 | 2493200000 | PCB PLUG-IN CONNECTOR FEMALE PLUG 10.16 MM N OF POLES: 4 180° PUSH IN WITH ACTUATOR CLAMPING RANGE MAX. : 16 MM² BOX | 1
12217 | 1547540000 | PCB PLUG-IN CONNECTOR FEMALE PLUG 7.62 MM N OF POLES: 4 180° PUSH IN WITH ACTUATOR CLAMPING RANGE MAX. : 6 MM² BOX | 1
12218 | 1134120000 | PCB PLUG-IN CONNECTOR FEMALE HEADER SOLDER FLANGE THT SOLDER CONNECTION 7.62 MM N OF POLES: 5 180° SOLDER PIN LENGTH (L): 3.2 MM TINNED BOX | 0
12219 | 2538260000 | PCB PLUG-IN CONNECTOR FEMALE PLUG 3.50 MM N OF POLES: 17 180° PUSH IN WITH ACTUATOR TENSION-CLAMP CONNECTION CLAMPING RANGE MAX. : 1.5 MM² BOX | 1
12220 | 2538150000 | PCB PLUG-IN CONNECTOR FEMALE PLUG 3.50 MM N OF POLES: 16 180° PUSH IN WITH ACTUATOR TENSION-CLAMP CONNECTION CLAMPING RANGE MAX. : 1.5 MM² BOX | 1
12221 | 2537970000 | PCB PLUG-IN CONNECTOR FEMALE PLUG 3.50 MM N OF POLES: 16 180° PUSH IN WITH ACTUATOR TENSION-CLAMP CONNECTION CLAMPING RANGE MAX. : 1.5 MM² BOX | 1
12222 | 2460020000 | PCB PLUG-IN CONNECTOR FEMALE PLUG 3.50 MM N OF POLES: 9 180° PUSH IN WITH ACTUATOR TENSION-CLAMP CONNECTION CLAMPING RANGE MAX. : 1.5 MM² BOX | 1
12223 | 2459820000 | PCB PLUG-IN CONNECTOR FEMALE PLUG 3.50 MM N OF POLES: 16 180° PUSH IN WITH ACTUATOR TENSION-CLAMP CONNECTION CLAMPING RANGE MAX. : 1.5 MM² BOX | 1
12224 | 2459770000 | PCB PLUG-IN CONNECTOR FEMALE PLUG 3.50 MM N OF POLES: 11 180° PUSH IN WITH ACTUATOR TENSION-CLAMP CONNECTION CLAMPING RANGE MAX. : 1.5 MM² BOX | 1
12225 | 2459480000 | PCB PLUG-IN CONNECTOR FEMALE PLUG 3.50 MM N OF POLES: 11 180° PUSH IN WITH ACTUATOR TENSION-CLAMP CONNECTION CLAMPING RANGE MAX. : 1.5 MM² BOX | 1
12226 | 2459240000 | PCB PLUG-IN CONNECTOR FEMALE PLUG 3.50 MM N OF POLES: 21 180° PUSH IN WITH ACTUATOR TENSION-CLAMP CONNECTION CLAMPING RANGE MAX. : 1.5 MM² BOX | 1
12227 | 2459160000 | PCB PLUG-IN CONNECTOR FEMALE PLUG 3.50 MM N OF POLES: 13 180° PUSH IN WITH ACTUATOR TENSION-CLAMP CONNECTION CLAMPING RANGE MAX. : 1.5 MM² BOX | 1
12228 | 2054620000 | PCB PLUG-IN CONNECTOR FEMALE PLUG 3.50 MM N OF POLES: 24 180° PUSH IN WITH ACTUATOR TENSION-CLAMP CONNECTION CLAMPING RANGE MAX. : 1.5 MM² BOX | 1
12229 | 1375790000 | PCB PLUG-IN CONNECTOR FEMALE PLUG 3.50 MM N OF POLES: 18 180° PUSH IN WITH ACTUATOR TENSION-CLAMP CONNECTION CLAMPING RANGE MAX. : 1.5 MM² BOX | 1
12230 | 1278300000 | PCB PLUG-IN CONNECTOR FEMALE PLUG 3.50 MM N OF POLES: 18 180° PUSH IN WITH ACTUATOR TENSION-CLAMP CONNECTION CLAMPING RANGE MAX. : 1.5 MM² BOX | 1
12231 | 1479000000 | W-SERIES END BRACKET | 245
12232 | 1155580000 | PCB PLUG-IN CONNECTOR MALE HEADER DOVETAILS FOR FIXING BLOCKS THT SOLDER CONNECTION 5.08 MM N OF POLES: 2 90° SOLDER PIN LENGTH (L): 3.2 MM TINNED BOX | 0
12233 | 1155040000 | PCB PLUG-IN CONNECTOR MALE HEADER OPEN SIDE THT SOLDER CONNECTION 5.08 MM N OF POLES: 3 90° SOLDER PIN LENGTH (L): 3.2 MM TINNED BOX | 0
12234 | 1148650000 | PCB PLUG-IN CONNECTOR MALE HEADER FLANGE THT SOLDER CONNECTION 5.08 MM N OF POLES: 8 180° SOLDER PIN LENGTH (L): 3.2 MM TINNED BOX | 0
12235 | 1283220000 | PCB PLUG-IN CONNECTOR MALE HEADER CLOSED SIDE MIDDLE FLANGE THT SOLDER CONNECTION 10.16 MM N OF POLES: 4 90° SOLDER PIN LENGTH (L): 3.5 MM -PLATED BOX | 0
12236 | 1372870000 | PCB PLUG-IN CONNECTOR FEMALE PLUG 3.50 MM N OF POLES: 24 180° PUSH IN WITH ACTUATOR TENSION-CLAMP CONNECTION CLAMPING RANGE MAX. : 1.5 MM² BOX | 1
12237 | 2459900000 | PCB PLUG-IN CONNECTOR FEMALE PLUG 3.50 MM N OF POLES: 8 180° PUSH IN WITH ACTUATOR TENSION-CLAMP CONNECTION CLAMPING RANGE MAX. : 1.5 MM² BOX | 1
12238 | 1278010000 | PCB PLUG-IN CONNECTOR FEMALE PLUG 3.50 MM N OF POLES: 32 180° PUSH IN WITH ACTUATOR TENSION-CLAMP CONNECTION CLAMPING RANGE MAX. : 1.5 MM² BOX | 1
12239 | 1277830000 | PCB PLUG-IN CONNECTOR FEMALE PLUG 3.50 MM N OF POLES: 32 180° PUSH IN WITH ACTUATOR TENSION-CLAMP CONNECTION CLAMPING RANGE MAX. : 1.5 MM² BOX | 1
12240 | 1090060000 | PCB PLUG-IN CONNECTOR MALE HEADER CLOSED SIDE MIDDLE SCREW FLANGE THT SOLDER CONNECTION 7.62 MM N OF POLES: 4 270° SOLDER PIN LENGTH (L): 3.5 MM TINNED BOX | 0
12241 | 2459450000 | PCB PLUG-IN CONNECTOR FEMALE PLUG 3.50 MM N OF POLES: 8 180° PUSH IN WITH ACTUATOR TENSION-CLAMP CONNECTION CLAMPING RANGE MAX. : 1.5 MM² BOX | 1
12242 | 1375820000 | PCB PLUG-IN CONNECTOR FEMALE PLUG 3.50 MM N OF POLES: 26 180° PUSH IN WITH ACTUATOR TENSION-CLAMP CONNECTION CLAMPING RANGE MAX. : 1.5 MM² BOX | 1
12243 | 899770000 | KSWF (FLAT GASKET - VULCANISED FIBRE) SEALING RING M 25 VULCANIZED FIBRE | 804
12244 | 899780000 | KSWN (FLAT GASKET - NYLON) SEALING RING M 40 NYLON 6 | 396
12245 | 930730002 | KSWN (FLAT GASKET - NYLON) SEALING RING M 20 NYLON 6 | 396
12246 | 1000880000 | PCB PLUG-IN CONNECTOR FEMALE PLUG 5.08 MM N OF POLES: 4 180° PUSH IN WITH ACTUATOR TENSION-CLAMP CONNECTION CLAMPING RANGE MAX. : 3.31 MM² BOX | 1
12247 | 1001030000 | PCB PLUG-IN CONNECTOR FEMALE PLUG 5.08 MM N OF POLES: 4 180° PUSH IN WITH ACTUATOR TENSION-CLAMP CONNECTION CLAMPING RANGE MAX. : 3.31 MM² BOX | 1
12248 | 1001220000 | PCB PLUG-IN CONNECTOR FEMALE PLUG 5.08 MM N OF POLES: 2 180° PUSH IN WITH ACTUATOR TENSION-CLAMP CONNECTION CLAMPING RANGE MAX. : 3.31 MM² BOX | 1
12249 | 1065130000 | PCB PLUG-IN CONNECTOR FEMALE PLUG 5.08 MM N OF POLES: 2 180° PUSH IN WITH ACTUATOR TENSION-CLAMP CONNECTION CLAMPING RANGE MAX. : 3.31 MM² BOX | 1
12250 | 1065230000 | PCB PLUG-IN CONNECTOR FEMALE PLUG 5.08 MM N OF POLES: 4 180° PUSH IN WITH ACTUATOR TENSION-CLAMP CONNECTION CLAMPING RANGE MAX. : 3.31 MM² BOX | 1
12251 | 1076670000 | KSWN (FLAT GASKET - NYLON) SEALING RING M 75 NYLON 6 | 396
12252 | 1076970000 | CLIPCARD DEVICE MARKERS 15 X 49 MM HOLDER CC-H 15/49 | 589
12253 | 1106320000 | Z-SERIES PLUG-IN CONNECTOR DIRECT MOUNTING | 27
12254 | 1106330000 | Z-SERIES PLUG-IN CONNECTOR DIRECT MOUNTING | 27
12255 | 1115650000 | PCB PLUG-IN CONNECTOR MALE HEADER CLOSED SIDE THT/THR SOLDER CONNECTION 3.50 MM N OF POLES: 10 180° SOLDER PIN LENGTH (L): 3.2 MM TINNED TRAY | 0
12256 | 1131960000 | CLIPCARD DEVICE MARKERS 15 X 60 MM HOLDER CC-H 15/60 | 421
12257 | 1136810000 | ESG DEVICE MARKERS X 15 MM PA 66 COLOUR: PLUGGABLE | 227
12258 | 1137410000 | PCB PLUG-IN CONNECTOR FEMALE PLUG 5.08 MM N OF POLES: 6 225° CLAMPING YOKE CONNECTION CLAMPING RANGE MAX. : 4 MM² BOX | 1
12259 | 1139580000 | FEED-THROUGH TERMINAL PUSH IN 16 MM² 800 V 76 A DARK | 12
12260 | 1192780000 | TM SOCKET X 34 MM POLYETHYLENE LD COLOUR: TRANSPARENT CONDUCTOR O.D.: 30 - 35 MM | 195
12261 | 1248590000 | SWITCHMARK DEVICE MARKERS 9.5 X 18 MM SIEMENS 3 SB | 753
12262 | 1278730000 | ACCESSORIES CIRCUIT BREAKER 3 A | 213
12263 | 1278750000 | ACCESSORIES CIRCUIT BREAKER 5 A | 213
12264 | 1278780000 | ACCESSORIES CIRCUIT BREAKER 8 A | 213
12265 | 1279030000 | ACCESSORIES CIRCUIT BREAKER 5 A | 213
12266 | 1279050000 | ACCESSORIES CIRCUIT BREAKER 7 A | 213
12267 | 1279070000 | ACCESSORIES CIRCUIT BREAKER 10 A | 213
12268 | 1327600000 | METALLICARD DEVICE MARKERS 54 X 85 MM | 97
12269 | 1327740000 | METALLICARD DEVICE MARKERS 15 X 45 MM | 97
12270 | 1327770000 | METALLICARD DEVICE MARKERS | 631
12271 | 1327820000 | METALLICARD DEVICE MARKERS 54 X 85 MM | 97
12272 | 1327900000 | METALLICARD DEVICE MARKERS 15 X 45 MM | 97
12273 | 1330540000 | PRINTED CIRCUIT BOARD TERMINALS 5.00 MM N OF POLES: 11 180° SOLDER PIN LENGTH (L): 3.5 MM TINNED ORANGE PUSH IN WITHOUT ACTUATOR CLAMPING RANGE MAX. : 2.5 MM² BOX | 41
12274 | 1330880000 | PRINTED CIRCUIT BOARD TERMINALS 5.08 MM N OF POLES: 17 90° SOLDER PIN LENGTH (L): 3.5 MM TINNED ORANGE PUSH IN WITH ACTUATOR CLAMPING RANGE MAX. : 2.5 MM² BOX | 1
12275 | 1330890000 | PRINTED CIRCUIT BOARD TERMINALS 5.08 MM N OF POLES: 18 90° SOLDER PIN LENGTH (L): 3.5 MM TINNED ORANGE PUSH IN WITH ACTUATOR CLAMPING RANGE MAX. : 2.5 MM² BOX | 1
12276 | 1331260000 | PRINTED CIRCUIT BOARD TERMINALS 5.08 MM N OF POLES: 11 180° SOLDER PIN LENGTH (L): 3.5 MM TINNED ORANGE PUSH IN WITH ACTUATOR CLAMPING RANGE MAX. : 2.5 MM² BOX | 1
12277 | 1331330000 | PRINTED CIRCUIT BOARD TERMINALS 5.08 MM N OF POLES: 16 180° SOLDER PIN LENGTH (L): 3.5 MM TINNED ORANGE PUSH IN WITH ACTUATOR CLAMPING RANGE MAX. : 2.5 MM² BOX | 1
12278 | 1331490000 | PRINTED CIRCUIT BOARD TERMINALS 5.08 MM N OF POLES: 7 180° SOLDER PIN LENGTH (L): 3.5 MM TINNED ORANGE PUSH IN WITHOUT ACTUATOR CLAMPING RANGE MAX. : 2.5 MM² BOX | 41
12279 | 1331520000 | PRINTED CIRCUIT BOARD TERMINALS 5.08 MM N OF POLES: 10 180° SOLDER PIN LENGTH (L): 3.5 MM TINNED ORANGE PUSH IN WITHOUT ACTUATOR CLAMPING RANGE MAX. : 2.5 MM² BOX | 41
12280 | 1331910000 | PRINTED CIRCUIT BOARD TERMINALS 5.00 MM N OF POLES: 20 90° SOLDER PIN LENGTH (L): 3.5 MM TINNED ORANGE PUSH IN WITH ACTUATOR CLAMPING RANGE MAX. : 2.5 MM² BOX | 41
12281 | 1332020000 | PRINTED CIRCUIT BOARD TERMINALS 5.00 MM N OF POLES: 7 90° SOLDER PIN LENGTH (L): 3.5 MM TINNED ORANGE PUSH IN WITHOUT ACTUATOR CLAMPING RANGE MAX. : 2.5 MM² BOX | 41
12282 | 1335370000 | PCB PLUG-IN CONNECTOR MALE PLUG 5.08 MM N OF POLES: 6 180° PUSH IN WITH ACTUATOR TENSION-CLAMP CONNECTION CLAMPING RANGE MAX. : 3.31 MM² BOX | 1
12283 | 1335680000 | PCB PLUG-IN CONNECTOR MALE PLUG 5.08 MM N OF POLES: 6 180° PUSH IN WITH ACTUATOR TENSION-CLAMP CONNECTION CLAMPING RANGE MAX. : 3.31 MM² BOX | 1
12284 | 1335700000 | PCB PLUG-IN CONNECTOR MALE PLUG 5.08 MM N OF POLES: 7 180° PUSH IN WITH ACTUATOR TENSION-CLAMP CONNECTION CLAMPING RANGE MAX. : 3.31 MM² BOX | 1
12285 | 1335900000 | PCB PLUG-IN CONNECTOR MALE PLUG 5.08 MM N OF POLES: 8 180° PUSH IN WITH ACTUATOR TENSION-CLAMP CONNECTION CLAMPING RANGE MAX. : 3.31 MM² BOX | 1
12286 | 1336190000 | PCB PLUG-IN CONNECTOR MALE PLUG 5.08 MM N OF POLES: 4 180° PUSH IN WITH ACTUATOR TENSION-CLAMP CONNECTION CLAMPING RANGE MAX. : 3.31 MM² BOX | 1
12287 | 1336420000 | PCB PLUG-IN CONNECTOR MALE PLUG 5.08 MM N OF POLES: 4 180° PUSH IN WITH ACTUATOR TENSION-CLAMP CONNECTION CLAMPING RANGE MAX. : 3.31 MM² BOX | 1
12288 | 1336440000 | PCB PLUG-IN CONNECTOR MALE PLUG 5.08 MM N OF POLES: 6 180° PUSH IN WITH ACTUATOR TENSION-CLAMP CONNECTION CLAMPING RANGE MAX. : 3.31 MM² BOX | 1
12289 | 1336450000 | PCB PLUG-IN CONNECTOR MALE PLUG 5.08 MM N OF POLES: 7 180° PUSH IN WITH ACTUATOR TENSION-CLAMP CONNECTION CLAMPING RANGE MAX. : 3.31 MM² BOX | 1
12290 | 1336710000 | SWITCHMARK DEVICE MARKERS 17 X 37.5 MM | 53
12291 | 1368870000 | PCB PLUG-IN CONNECTOR FEMALE PLUG 5.08 MM N OF POLES: 8 180° PUSH IN WITH ACTUATOR TENSION-CLAMP CONNECTION CLAMPING RANGE MAX. : 3.31 MM² BOX | 1
12292 | 1411330000 | INSTALLATION MULTI-TIER TERMINAL PUSH IN 6 MM² 400 41 A DARK | 310
12293 | 1415770000 | METALLICARD DEVICE MARKERS 70 X 48 MM | 97
12294 | 1427250000 | PCB PLUG-IN CONNECTOR MALE PLUG 7.62 MM N OF POLES: 4 180° PUSH IN WITHOUT ACTUATOR TENSION-CLAMP CONNECTION CLAMPING RANGE MAX. : 10 MM² BOX | 1
12295 | 1429950000 | PCB PLUG-IN CONNECTOR MALE PLUG 7.62 MM N OF POLES: 4 180° PUSH IN WITHOUT ACTUATOR TENSION-CLAMP CONNECTION CLAMPING RANGE MAX. : 10 MM² BOX | 1
12296 | 1429960000 | PCB PLUG-IN CONNECTOR MALE PLUG 7.62 MM N OF POLES: 4 180° PUSH IN WITHOUT ACTUATOR TENSION-CLAMP CONNECTION CLAMPING RANGE MAX. : 10 MM² BOX | 1
12297 | 1430120000 | PCB PLUG-IN CONNECTOR FEMALE PLUG 7.62 MM N OF POLES: 4 180° PUSH IN WITHOUT ACTUATOR TENSION-CLAMP CONNECTION CLAMPING RANGE MAX. : 10 MM² BOX | 1
12298 | 1490750000 | ESG DEVICE MARKERS X 17 MM PA 66 COLOUR: ORANGE SELF-ADHESIVE | 479
12299 | 1505140000 | METALLICARD DEVICE MARKERS 10 X 30 MM | 97
12300 | 2554000000 | CABLE DUCT SCREW COVER | 540
12301 | 2554070000 | CABLE DUCT BINDER | 563
12302 | 2562690000 | EXPANDING RIVET 32 MM X | 911
12303 | 2562700000 | EXPANDING RIVET 27.5 MM X | 914
12304 | 2562850000 | CABLE DUCT TAG RAIL HOLDER 30 MM X | 682
12305 | 2562960000 | PCB PLUG-IN CONNECTOR RJ45 JACKS CAT. 5 THT SOLDER CONNECTION 180° SHIELD TABS: NONE 30...80 Μ" NI / ? 30 Μ" AU LED: YES GREEN N OF POLES: 12 TRAY (MANUAL ASSEMBLY) | 41
12306 | 2584300000 | INLAY CABTITE (CABLE ENTRY SYSTEM) POLYAMIDE GLASS FIBRE-REINFORCED DEEP HEIGHT: 25 MM WIDTH: 44 MM DEPTH: 17.5 MM -40 °C?120 °C IP66 | 25
12307 | 2584320000 | INLAY CABTITE (CABLE ENTRY SYSTEM) POLYAMIDE GLASS FIBRE-REINFORCED DEEP HEIGHT: 5 MM WIDTH: 44 MM DEPTH: 17.5 MM -40 °C?120 °C IP66 | 25
12308 | 2588760000 | PROTECTIVE CABLE HOSE COIL | 410
12309 | 2588980000 | CABLE DUCT COVER 125 MM | 323
12310 | 2589070000 | CABLE DUCT COVER 37.5 MM | 557
12311 | 2589130000 | CABLE DUCT 40 MM X 25 MM 4.00 MM X 6.00 MM 2000 MM | 110
12312 | 2589250000 | CABLE DUCT COVER 25 MM | 323
12313 | 2590000000 | CABLE DUCT COVER 100 MM | 552
12314 | 2590110000 | CABLE DUCT COVER 25 MM | 323
12315 | 2580390000 | PCB PLUG-IN CONNECTOR MALE HEADER CLOSED SIDE MIDDLE FLANGE THT SOLDER CONNECTION 10.16 MM N OF POLES: 3 90° SOLDER PIN LENGTH (L): 3.5 MM BOX | 0
12316 | 2580350000 | PCB PLUG-IN CONNECTOR MALE HEADER THT SOLDER CONNECTION 10.16 MM N OF POLES: 2 270° SOLDER PIN LENGTH (L): 3.5 MM BOX | 0
12317 | 1523990000 | PCB PLUG-IN CONNECTOR MALE HEADER FLANGE THT SOLDER CONNECTION 7.62 MM N OF POLES: 12 270° SOLDER PIN LENGTH (L): 3.2 MM TINNED BOX | 0
12318 | 1156920000 | PCB PLUG-IN CONNECTOR MALE HEADER CLOSED SIDE THT SOLDER CONNECTION 7.62 MM N OF POLES: 2 270° SOLDER PIN LENGTH (L): 3.5 MM TINNED BOX | 0
12319 | 1156670000 | PCB PLUG-IN CONNECTOR MALE HEADER CLOSED SIDE MIDDLE FLANGE THT SOLDER CONNECTION 10.16 MM N OF POLES: 3 90° SOLDER PIN LENGTH (L): 3.5 MM -PLATED BOX | 0
12320 | 1156510000 | PCB PLUG-IN CONNECTOR MALE HEADER CLOSED SIDE MIDDLE FLANGE THT SOLDER CONNECTION 7.62 MM N OF POLES: 3 270° SOLDER PIN LENGTH (L): 3.5 MM TINNED BOX | 0
12321 | 1156270000 | PCB PLUG-IN CONNECTOR MALE HEADER CLOSED SIDE MIDDLE SCREW FLANGE THT SOLDER CONNECTION 7.62 MM N OF POLES: 3 90° SOLDER PIN LENGTH (L): 3.5 MM TINNED BOX | 0
12322 | 1156200000 | PCB PLUG-IN CONNECTOR MALE HEADER CLOSED SIDE MIDDLE SCREW FLANGE THT SOLDER CONNECTION 7.62 MM N OF POLES: 3 270° SOLDER PIN LENGTH (L): 3.5 MM TINNED BOX | 0
12323 | 1089490000 | PCB PLUG-IN CONNECTOR MALE HEADER CLOSED SIDE MIDDLE FLANGE THT SOLDER CONNECTION 7.62 MM N OF POLES: 3 270° SOLDER PIN LENGTH (L): 3.5 MM TINNED BOX | 0
12324 | 1150550000 | PCB PLUG-IN CONNECTOR MALE HEADER SOLDER FLANGE THT SOLDER CONNECTION 5.08 MM N OF POLES: 21 90° SOLDER PIN LENGTH (L): 3.2 MM TINNED BOX | 0
12325 | 1150390000 | PCB PLUG-IN CONNECTOR MALE HEADER SOLDER FLANGE THT SOLDER CONNECTION 5.08 MM N OF POLES: 6 90° SOLDER PIN LENGTH (L): 3.2 MM TINNED BOX | 0
12326 | 1149350000 | PCB PLUG-IN CONNECTOR MALE HEADER SOLDER FLANGE THT SOLDER CONNECTION 5.08 MM N OF POLES: 6 180° SOLDER PIN LENGTH (L): 3.2 MM TINNED BOX | 0
12327 | 1148540000 | PCB PLUG-IN CONNECTOR MALE HEADER FLANGE THT SOLDER CONNECTION 5.08 MM N OF POLES: 4 180° SOLDER PIN LENGTH (L): 3.2 MM TINNED BOX | 0
12328 | 2623230000 | PCB PLUG-IN CONNECTOR FEMALE PLUG 7.62 MM N OF POLES: 3 180° PUSH IN WITH ACTUATOR CLAMPING RANGE MAX. : 6 MM² BOX | 1
12329 | 1547530000 | PCB PLUG-IN CONNECTOR FEMALE PLUG 7.62 MM N OF POLES: 4 180° PUSH IN WITH ACTUATOR CLAMPING RANGE MAX. : 6 MM² BOX | 1
12330 | 1157290000 | PCB PLUG-IN CONNECTOR FEMALE PLUG 7.62 MM N OF POLES: 5 180° PUSH IN WITH ACTUATOR PUSH IN WITHOUT ACTUATOR CLAMPING RANGE MAX. : 10 MM² BOX | 1
12331 | 1157210000 | PCB PLUG-IN CONNECTOR FEMALE PLUG 7.62 MM N OF POLES: 4 180° PUSH IN WITH ACTUATOR PUSH IN WITHOUT ACTUATOR CLAMPING RANGE MAX. : 10 MM² BOX | 1
12332 | 1134110000 | PCB PLUG-IN CONNECTOR FEMALE HEADER SOLDER FLANGE THT SOLDER CONNECTION 7.62 MM N OF POLES: 4 180° SOLDER PIN LENGTH (L): 3.2 MM TINNED BOX | 0
12333 | 1118480000 | PCB PLUG-IN CONNECTOR ACCESSORIES | 545
12334 | 2538090000 | PCB PLUG-IN CONNECTOR FEMALE PLUG 3.50 MM N OF POLES: 10 180° PUSH IN WITH ACTUATOR TENSION-CLAMP CONNECTION CLAMPING RANGE MAX. : 1.5 MM² BOX | 1
12335 | 2459920000 | PCB PLUG-IN CONNECTOR FEMALE PLUG 3.50 MM N OF POLES: 10 180° PUSH IN WITH ACTUATOR TENSION-CLAMP CONNECTION CLAMPING RANGE MAX. : 1.5 MM² BOX | 1
12336 | 2459380000 | PCB PLUG-IN CONNECTOR FEMALE PLUG 3.50 MM N OF POLES: 12 180° PUSH IN WITH ACTUATOR TENSION-CLAMP CONNECTION CLAMPING RANGE MAX. : 1.5 MM² BOX | 1
12337 | 1988380000 | PCB PLUG-IN CONNECTOR FEMALE PLUG 5.00 MM N OF POLES: 2 180° PUSH IN WITH ACTUATOR TENSION-CLAMP CONNECTION BOX | 1
12338 | 1421750000 | PCB PLUG-IN CONNECTOR BHZ 5.00/04/90LH SN BK/GGY BX | 683
12339 | 1375920000 | PCB PLUG-IN CONNECTOR FEMALE PLUG 3.50 MM N OF POLES: 10 180° PUSH IN WITH ACTUATOR TENSION-CLAMP CONNECTION CLAMPING RANGE MAX. : 1.5 MM² BOX | 1
12340 | 1277380000 | PCB PLUG-IN CONNECTOR FEMALE PLUG 3.50 MM N OF POLES: 24 180° PUSH IN WITH ACTUATOR TENSION-CLAMP CONNECTION CLAMPING RANGE MAX. : 1.5 MM² BOX | 1
12341 | 1278120000 | PCB PLUG-IN CONNECTOR FEMALE PLUG 3.50 MM N OF POLES: 20 180° PUSH IN WITH ACTUATOR TENSION-CLAMP CONNECTION CLAMPING RANGE MAX. : 1.5 MM² BOX | 1
12342 | 1989090000 | PCB PLUG-IN CONNECTOR FEMALE PLUG 5.00 MM N OF POLES: 4 180° PUSH IN WITH ACTUATOR TENSION-CLAMP CONNECTION BOX | 1
12343 | 1497500000 | PCB PLUG-IN CONNECTOR FEMALE PLUG 5.00 MM N OF POLES: 4 180° PUSH IN WITH ACTUATOR TENSION-CLAMP CONNECTION BOX | 1
12344 | 2459150000 | PCB PLUG-IN CONNECTOR FEMALE PLUG 3.50 MM N OF POLES: 12 180° PUSH IN WITH ACTUATOR TENSION-CLAMP CONNECTION CLAMPING RANGE MAX. : 1.5 MM² BOX | 1
12345 | 1000920000 | PCB PLUG-IN CONNECTOR FEMALE PLUG 5.08 MM N OF POLES: 8 180° PUSH IN WITH ACTUATOR TENSION-CLAMP CONNECTION CLAMPING RANGE MAX. : 3.31 MM² BOX | 1
12346 | 1000970000 | PCB PLUG-IN CONNECTOR FEMALE PLUG 5.08 MM N OF POLES: 5 180° PUSH IN WITH ACTUATOR TENSION-CLAMP CONNECTION CLAMPING RANGE MAX. : 3.31 MM² BOX | 1
12347 | 1000980000 | PCB PLUG-IN CONNECTOR FEMALE PLUG 5.08 MM N OF POLES: 6 180° PUSH IN WITH ACTUATOR TENSION-CLAMP CONNECTION CLAMPING RANGE MAX. : 3.31 MM² BOX | 1
12348 | 1001050000 | PCB PLUG-IN CONNECTOR FEMALE PLUG 5.08 MM N OF POLES: 6 180° PUSH IN WITH ACTUATOR TENSION-CLAMP CONNECTION CLAMPING RANGE MAX. : 3.31 MM² BOX | 1
12349 | 1065090000 | PCB PLUG-IN CONNECTOR FEMALE PLUG 5.08 MM N OF POLES: 6 180° PUSH IN WITH ACTUATOR TENSION-CLAMP CONNECTION CLAMPING RANGE MAX. : 3.31 MM² BOX | 1
12350 | 1065750000 | PCB PLUG-IN CONNECTOR MALE HEADER OPEN SIDE THT SOLDER CONNECTION 3.50 MM N OF POLES: 4 90° SOLDER PIN LENGTH (L): 3.2 MM TINNED TRAFFIC GREY (RAL) BOX | 0
12351 | 1065770000 | PCB PLUG-IN CONNECTOR MALE HEADER OPEN SIDE THT SOLDER CONNECTION 5.00 MM N OF POLES: 3 90° SOLDER PIN LENGTH (L): 3.2 MM TINNED GREY BOX | 0
12352 | 1104230000 | MODULAR HOUSING OMNIMATE HOUSING - SERIES CH20M WIDTH: 12.5 MM | 39
12353 | 1113390000 | PCB PLUG-IN CONNECTOR FEMALE PLUG 5.08 MM N OF POLES: 5 180° TOP CONNECTION CLAMPING RANGE MAX. : 2.5 MM² BOX | 1
12354 | 1131830000 | SWITCHMARK DEVICE MARKERS 22 X 22 MM | 244
12355 | 1131870000 | SWITCHMARK DEVICE MARKERS 8 X 27 MM | 53
12356 | 1137330000 | PCB PLUG-IN CONNECTOR FEMALE PLUG 5.08 MM N OF POLES: 5 180° CLAMPING YOKE CONNECTION CLAMPING RANGE MAX. : 4 MM² BOX | 1
12357 | 1176990000 | MODULAR HOUSING OMNIMATE HOUSING - SERIES CH20M WIDTH: 12 MM | 39
12358 | 1247240000 | MODULAR HOUSING OMNIMATE HOUSING - SERIES CH20M WIDTH: 67.5 MM | 39
12359 | 1248740000 | SLIMFIX X CONDUCTOR AND CABLE MARKERS 7 - 40 MM 40 X 13.62 MM TO CUSTOMER SPECIFICATION | 59
12360 | 1254180000 | MODULAR HOUSING OMNIMATE HOUSING - SERIES CH20M WIDTH: 17.5 MM | 39
12361 | 1254190000 | MODULAR HOUSING OMNIMATE HOUSING - SERIES CH20M WIDTH: 17.5 MM | 39
12362 | 1294340000 | MODULAR HOUSING OMNIMATE HOUSING - SERIES CH20M WIDTH: 12.5 MM | 39
12363 | 1318650000 | SLIMFIX R CONDUCTOR AND CABLE MARKERS 1.7 - 2.1 MM 12 X 5.8 MM | 22
12364 | 1318670000 | SLIMFIX R CONDUCTOR AND CABLE MARKERS 2.2 - 2.9 MM 12 X 5.8 MM | 22
12365 | 1318810000 | SLIMFIX R CONDUCTOR AND CABLE MARKERS 1.7 - 2.1 MM 21 X 5.8 MM TO CUSTOMER SPECIFICATION | 59
12366 | 1323440000 | SLIMFIX X CONDUCTOR AND CABLE MARKERS 7 - 40 MM 24 X 13.62 MM | 22
12367 | 1323470000 | SLIMFIX X CONDUCTOR AND CABLE MARKERS 7 - 40 MM 24 X 13.62 MM | 22
12368 | 1323640000 | SWITCHMARK DEVICE MARKERS 44 X 44 MM FOR CAM SWITCHES ABB TYPE ON AND OL40 TO CUSTOMER SPECIFICATION | 351
12369 | 1324810000 | PCB PLUG-IN CONNECTOR MALE HEADER FLANGE THT SOLDER CONNECTION 5.08 MM N OF POLES: 16 90° SOLDER PIN LENGTH (L): 3.2 MM PALE GREEN BOX | 0
12370 | 1330200000 | PRINTED CIRCUIT BOARD TERMINALS 5.00 MM N OF POLES: 4 180° SOLDER PIN LENGTH (L): 3.5 MM TINNED ORANGE PUSH IN WITH ACTUATOR CLAMPING RANGE MAX. : 2.5 MM² BOX | 41
12371 | 1330440000 | PRINTED CIRCUIT BOARD TERMINALS 5.00 MM N OF POLES: 3 180° SOLDER PIN LENGTH (L): 3.5 MM TINNED ORANGE PUSH IN WITHOUT ACTUATOR CLAMPING RANGE MAX. : 2.5 MM² BOX | 41
12372 | 1335330000 | PCB PLUG-IN CONNECTOR MALE PLUG 5.08 MM N OF POLES: 2 180° PUSH IN WITH ACTUATOR TENSION-CLAMP CONNECTION CLAMPING RANGE MAX. : 3.31 MM² BOX | 1
12373 | 1335590000 | PCB PLUG-IN CONNECTOR MALE PLUG 5.08 MM N OF POLES: 2 180° PUSH IN WITH ACTUATOR TENSION-CLAMP CONNECTION CLAMPING RANGE MAX. : 3.31 MM² BOX | 1
12374 | 1335850000 | PCB PLUG-IN CONNECTOR MALE PLUG 5.08 MM N OF POLES: 6 180° PUSH IN WITH ACTUATOR TENSION-CLAMP CONNECTION CLAMPING RANGE MAX. : 3.31 MM² BOX | 1
12375 | 1336050000 | PCB PLUG-IN CONNECTOR MALE PLUG 5.08 MM N OF POLES: 3 180° PUSH IN WITH ACTUATOR TENSION-CLAMP CONNECTION CLAMPING RANGE MAX. : 3.31 MM² BOX | 1
12376 | 1336400000 | PCB PLUG-IN CONNECTOR MALE PLUG 5.08 MM N OF POLES: 2 180° PUSH IN WITH ACTUATOR TENSION-CLAMP CONNECTION CLAMPING RANGE MAX. : 3.31 MM² BOX | 1
12377 | 1336410000 | PCB PLUG-IN CONNECTOR MALE PLUG 5.08 MM N OF POLES: 3 180° PUSH IN WITH ACTUATOR TENSION-CLAMP CONNECTION CLAMPING RANGE MAX. : 3.31 MM² BOX | 1
12378 | 1336430000 | PCB PLUG-IN CONNECTOR MALE PLUG 5.08 MM N OF POLES: 5 180° PUSH IN WITH ACTUATOR TENSION-CLAMP CONNECTION CLAMPING RANGE MAX. : 3.31 MM² BOX | 1
12379 | 1357180000 | PCB PLUG-IN CONNECTOR FEMALE PLUG 5.08 MM N OF POLES: 6 225° CLAMPING YOKE CONNECTION CLAMPING RANGE MAX. : 4 MM² BOX | 1
12380 | 1368820000 | PCB PLUG-IN CONNECTOR FEMALE PLUG 5.08 MM N OF POLES: 3 180° PUSH IN WITH ACTUATOR TENSION-CLAMP CONNECTION CLAMPING RANGE MAX. : 3.31 MM² BOX | 1
12381 | 1368840000 | PCB PLUG-IN CONNECTOR FEMALE PLUG 5.08 MM N OF POLES: 5 180° PUSH IN WITH ACTUATOR TENSION-CLAMP CONNECTION CLAMPING RANGE MAX. : 3.31 MM² BOX | 1
12382 | 1461540000 | PCB PLUG-IN CONNECTOR MALE HEADER CLOSED SIDE THT/THR SOLDER CONNECTION 3.81 MM N OF POLES: 3 270° SOLDER PIN LENGTH (L): 1.5 MM TINNED TAPE | 0
12383 | 2461060000 | PCB PLUG-IN CONNECTOR RJ45 JACKS TRANSFORMER 10/100 MBIT/S THT/THR SOLDER CONNECTION 90° LATCH OPTION: BOTTOM SHIELD TABS: NONE 30...80 Μ" NI / ? 30 Μ" AU LED: YES GREEN N OF POLES: 8 TRAY (MANUAL ASSEMBLY) | 41
12384 | 2553990000 | CABLE DUCT SEPARATOR 100 MM X | 641
12385 | 2562950000 | PCB PLUG-IN CONNECTOR RJ45 JACKS CAT. 5 THT/THR SOLDER CONNECTION 90° LATCH OPTION: TOP SHIELD TABS: NONE 30...80 Μ" NI / ? 30 Μ" AU LED: YES GREEN N OF POLES: 12 TAPE | 41
12386 | 2588790000 | CABLE DUCT 100 MM X 80 MM 8.00 MM X 12.00 MM 2000 MM | 110
12387 | 2588840000 | CABLE DUCT 80 MM X 100 MM 8.00 MM X 12.00 MM 2000 MM | 110
12388 | 2588870000 | CABLE DUCT 150 MM X 100 MM 8.00 MM X 12.00 MM 2000 MM | 110
12389 | 2588920000 | CABLE DUCT 80 MM X 120 MM 8.00 MM X 12.00 MM 2000 MM | 110
12390 | 2589010000 | CABLE DUCT 60 MM X 200 MM 8.00 MM X 12.00 MM 2000 MM | 110
12391 | 2589030000 | CABLE DUCT 80 MM X 200 MM 8.00 MM X 12.00 MM 2000 MM | 110
12392 | 2589060000 | CABLE DUCT 17 MM X 15 MM 4.00 MM X 6.00 MM 2000 MM | 110
12393 | 2589440000 | CABLE DUCT 80 MM X 100 MM 4.00 MM X 6.00 MM 2000 MM | 110
12394 | 2589450000 | CABLE DUCT 100 MM X 100 MM 4.00 MM X 6.00 MM 2000 MM | 110
12395 | 2589460000 | CABLE DUCT ER DUCT 110 MM X 110 MM 4.00 MM X 6.00 MM 2000 MM | 710
12396 | 2589750000 | HALOGEN-FREE CABLE DUCT 75 MM X 37.5 MM 5.00 MM X 7.50 MM 2000 MM | 84
12397 | 2590060000 | HALOGEN-FREE CABLE DUCT 50 MM X 37.5 MM 5.00 MM X 7.50 MM 2000 MM | 84
12398 | 2590090000 | HALOGEN-FREE CABLE DUCT 75 MM X 37.5 MM 5.00 MM X 7.50 MM 2000 MM | 84
12399 | 1150580000 | PCB PLUG-IN CONNECTOR MALE HEADER SOLDER FLANGE THT SOLDER CONNECTION 5.08 MM N OF POLES: 23 90° SOLDER PIN LENGTH (L): 3.2 MM TINNED BOX | 0
12400 | 1150490000 | PCB PLUG-IN CONNECTOR MALE HEADER SOLDER FLANGE THT SOLDER CONNECTION 5.08 MM N OF POLES: 15 90° SOLDER PIN LENGTH (L): 3.2 MM TINNED BOX | 0
12401 | 1149220000 | PCB PLUG-IN CONNECTOR MALE HEADER SOLDER FLANGE THT SOLDER CONNECTION 5.08 MM N OF POLES: 2 180° SOLDER PIN LENGTH (L): 3.2 MM TINNED BOX | 0
12402 | 1148950000 | PCB PLUG-IN CONNECTOR MALE HEADER FLANGE THT SOLDER CONNECTION 5.08 MM N OF POLES: 17 180° SOLDER PIN LENGTH (L): 3.2 MM TINNED BOX | 0
12403 | 1148920000 | PCB PLUG-IN CONNECTOR MALE HEADER FLANGE THT SOLDER CONNECTION 5.08 MM N OF POLES: 16 180° SOLDER PIN LENGTH (L): 3.2 MM TINNED BOX | 0
12404 | 1542990000 | PCB PLUG-IN CONNECTOR FEMALE PLUG 7.62 MM N OF POLES: 4 180° CLAMPING YOKE CONNECTION CLAMPING RANGE MAX. : 10 MM² BOX | 1
12405 | 1490820000 | MODULAR HOUSING OMNIMATE HOUSING - SERIES CH20M WIDTH: 67.5 MM | 39
12406 | 1366280000 | MODULAR HOUSING OMNIMATE HOUSING - SERIES CH20M WIDTH: 17.5 MM | 39
12407 | 2548880000 | PCB PLUG-IN CONNECTOR FEMALE PLUG 7.62 MM N OF POLES: 3 180° PUSH IN WITH ACTUATOR CLAMPING RANGE MAX. : 6 MM² BOX | 1
12408 | 2548870000 | PCB PLUG-IN CONNECTOR FEMALE PLUG 7.62 MM N OF POLES: 2 180° PUSH IN WITH ACTUATOR CLAMPING RANGE MAX. : 6 MM² BOX | 1
12409 | 2493410000 | PCB PLUG-IN CONNECTOR FEMALE PLUG 10.16 MM N OF POLES: 4 180° PUSH IN WITH ACTUATOR CLAMPING RANGE MAX. : 16 MM² BOX | 1
12410 | 2538030000 | PCB PLUG-IN CONNECTOR FEMALE PLUG 3.50 MM N OF POLES: 4 180° PUSH IN WITH ACTUATOR TENSION-CLAMP CONNECTION CLAMPING RANGE MAX. : 1.5 MM² BOX | 1
12411 | 2460250000 | PCB PLUG-IN CONNECTOR FEMALE PLUG 3.50 MM N OF POLES: 4 180° PUSH IN WITH ACTUATOR TENSION-CLAMP CONNECTION CLAMPING RANGE MAX. : 1.5 MM² BOX | 1
12412 | 2459950000 | PCB PLUG-IN CONNECTOR FEMALE PLUG 3.50 MM N OF POLES: 2 180° PUSH IN WITH ACTUATOR TENSION-CLAMP CONNECTION CLAMPING RANGE MAX. : 1.5 MM² BOX | 1
12413 | 2459830000 | PCB PLUG-IN CONNECTOR FEMALE PLUG 3.50 MM N OF POLES: 24 180° PUSH IN WITH ACTUATOR TENSION-CLAMP CONNECTION CLAMPING RANGE MAX. : 1.5 MM² BOX | 1
12414 | 2459440000 | PCB PLUG-IN CONNECTOR FEMALE PLUG 3.50 MM N OF POLES: 7 180° PUSH IN WITH ACTUATOR TENSION-CLAMP CONNECTION CLAMPING RANGE MAX. : 1.5 MM² BOX | 1
12415 | 2459270000 | PCB PLUG-IN CONNECTOR FEMALE PLUG 3.50 MM N OF POLES: 24 180° PUSH IN WITH ACTUATOR TENSION-CLAMP CONNECTION CLAMPING RANGE MAX. : 1.5 MM² BOX | 1
12416 | 1069340000 | PCB PLUG-IN CONNECTOR RELEASE LEVER BHZ 5.00/03/90LH SN BK/BK BX | 727
12417 | 1375750000 | PCB PLUG-IN CONNECTOR FEMALE PLUG 3.50 MM N OF POLES: 12 180° PUSH IN WITH ACTUATOR TENSION-CLAMP CONNECTION CLAMPING RANGE MAX. : 1.5 MM² BOX | 1
12418 | 1420370000 | MODULAR HOUSING OMNIMATE HOUSING - SERIES CH20M WIDTH: 67.5 MM | 39
12419 | 1104170000 | MODULAR HOUSING OMNIMATE HOUSING - SERIES CH20M WIDTH: 12 MM | 39
12420 | 1104400000 | MODULAR HOUSING OMNIMATE HOUSING - SERIES CH20M WIDTH: 45 MM | 39
12421 | 1134090000 | PCB PLUG-IN CONNECTOR FEMALE HEADER SOLDER FLANGE THT SOLDER CONNECTION 7.62 MM N OF POLES: 3 180° SOLDER PIN LENGTH (L): 3.2 MM TINNED BOX | 0
12422 | 2467360000 | PCB PLUG-IN CONNECTOR FEMALE PLUG 3.50 MM N OF POLES: 10 180° PUSH IN WITH ACTUATOR TENSION-CLAMP CONNECTION CLAMPING RANGE MAX. : 1.5 MM² BOX | 1
12423 | 1104410000 | MODULAR HOUSING OMNIMATE HOUSING - SERIES CH20M WIDTH: 45 MM | 39
12424 | 1137740000 | MODULAR HOUSING OMNIMATE HOUSING - SERIES CH20M WIDTH: 45 MM | 39
12425 | 1150090000 | PCB PLUG-IN CONNECTOR MALE HEADER FLANGE THT SOLDER CONNECTION 5.08 MM N OF POLES: 2 90° SOLDER PIN LENGTH (L): 3.2 MM TINNED BOX | 0
12426 | 1277890000 | PCB PLUG-IN CONNECTOR FEMALE PLUG 3.50 MM N OF POLES: 10 180° PUSH IN WITH ACTUATOR TENSION-CLAMP CONNECTION CLAMPING RANGE MAX. : 1.5 MM² BOX | 1
12427 | 1277330000 | PCB PLUG-IN CONNECTOR FEMALE PLUG 3.50 MM N OF POLES: 14 180° PUSH IN WITH ACTUATOR TENSION-CLAMP CONNECTION CLAMPING RANGE MAX. : 1.5 MM² BOX | 1
12428 | 1278270000 | PCB PLUG-IN CONNECTOR FEMALE PLUG 3.50 MM N OF POLES: 12 180° PUSH IN WITH ACTUATOR TENSION-CLAMP CONNECTION CLAMPING RANGE MAX. : 1.5 MM² BOX | 1
12429 | 1277670000 | PCB PLUG-IN CONNECTOR FEMALE PLUG 3.50 MM N OF POLES: 6 180° PUSH IN WITH ACTUATOR TENSION-CLAMP CONNECTION CLAMPING RANGE MAX. : 1.5 MM² BOX | 1
12430 | 1278060000 | PCB PLUG-IN CONNECTOR FEMALE PLUG 3.50 MM N OF POLES: 8 180° PUSH IN WITH ACTUATOR TENSION-CLAMP CONNECTION CLAMPING RANGE MAX. : 1.5 MM² BOX | 1
12431 | 1277880000 | PCB PLUG-IN CONNECTOR FEMALE PLUG 3.50 MM N OF POLES: 8 180° PUSH IN WITH ACTUATOR TENSION-CLAMP CONNECTION CLAMPING RANGE MAX. : 1.5 MM² BOX | 1
12432 | 1277290000 | PCB PLUG-IN CONNECTOR FEMALE PLUG 3.50 MM N OF POLES: 8 180° PUSH IN WITH ACTUATOR TENSION-CLAMP CONNECTION CLAMPING RANGE MAX. : 1.5 MM² BOX | 1
12433 | 1277350000 | PCB PLUG-IN CONNECTOR FEMALE PLUG 3.50 MM N OF POLES: 18 180° PUSH IN WITH ACTUATOR TENSION-CLAMP CONNECTION CLAMPING RANGE MAX. : 1.5 MM² BOX | 1
12434 | 1375780000 | PCB PLUG-IN CONNECTOR FEMALE PLUG 3.50 MM N OF POLES: 16 180° PUSH IN WITH ACTUATOR TENSION-CLAMP CONNECTION CLAMPING RANGE MAX. : 1.5 MM² BOX | 1
12435 | 1375720000 | PCB PLUG-IN CONNECTOR FEMALE PLUG 3.50 MM N OF POLES: 6 180° PUSH IN WITH ACTUATOR TENSION-CLAMP CONNECTION CLAMPING RANGE MAX. : 1.5 MM² BOX | 1
12436 | 2459340000 | PCB PLUG-IN CONNECTOR FEMALE PLUG 3.50 MM N OF POLES: 8 180° PUSH IN WITH ACTUATOR TENSION-CLAMP CONNECTION CLAMPING RANGE MAX. : 1.5 MM² BOX | 1
12437 | 1069660000 | PCB PLUG-IN CONNECTOR CONNECTION ELEMENT LEFT MALE HEADER OPEN SIDE THT/THR SOLDER CONNECTION 5.00 MM N OF POLES: 3 90° SOLDER PIN LENGTH (L): 4.2 MM TINNED TAPE | 0
12438 | 1069720000 | PCB PLUG-IN CONNECTOR CONNECTION ELEMENT RIGHT MALE HEADER OPEN SIDE THT/THR SOLDER CONNECTION 5.00 MM N OF POLES: 2 90° SOLDER PIN LENGTH (L): 3.2 MM TINNED TAPE | 0
12439 | 1069730000 | PCB PLUG-IN CONNECTOR CONNECTION ELEMENT RIGHT MALE HEADER OPEN SIDE THT/THR SOLDER CONNECTION 5.00 MM N OF POLES: 3 90° SOLDER PIN LENGTH (L): 5.9 MM TINNED TAPE | 0
12440 | 1074500000 | KDSW (KLIPPON DOUBLE SEAL SWA EX CABLE GLAND) CABLE GLANDS M 20 16 MM SINGLE-WIRE ARMOURING 0.9 - 1.25 MM OD MIN. 9.4 - OD MAX. 12.5 MM ID MIN. 8.00 - ID MAX. 11.70 MM IP66 IP68 - 2.5 BAR | 7
12441 | 1096150000 | CRIMP CONTACT FOR FLANGE INSERT HYBRID | 615
12442 | 1097330000 | PCB PLUG-IN CONNECTOR MALE HEADER CLOSED SIDE THT/THR SOLDER CONNECTION 3.50 MM N OF POLES: 12 180° SOLDER PIN LENGTH (L): 1.5 MM TINNED TAPE | 0
12443 | 1115680000 | PCB PLUG-IN CONNECTOR MALE HEADER CLOSED SIDE THT/THR SOLDER CONNECTION 5.08 MM N OF POLES: 2 180° SOLDER PIN LENGTH (L): 3.2 MM TINNED TAPE | 0
12444 | 1189370000 | ELECTRONICS HOUSINGS ACCESSORIES THT/THR SOLDER CONNECTION 5.00 MM N OF POLES: 1 SOLDER PIN LENGTH (L): 1.5 MM TINNED TAPE | 0
12445 | 1318830000 | SLIMFIX R CONDUCTOR AND CABLE MARKERS 3 - 3.7 MM 21 X 5.8 MM TO CUSTOMER SPECIFICATION | 59
12446 | 1330750000 | PRINTED CIRCUIT BOARD TERMINALS 5.08 MM N OF POLES: 6 90° SOLDER PIN LENGTH (L): 3.5 MM TINNED ORANGE PUSH IN WITH ACTUATOR CLAMPING RANGE MAX. : 2.5 MM² BOX | 1
12447 | 1330780000 | PRINTED CIRCUIT BOARD TERMINALS 5.08 MM N OF POLES: 8 90° SOLDER PIN LENGTH (L): 3.5 MM TINNED ORANGE PUSH IN WITH ACTUATOR CLAMPING RANGE MAX. : 2.5 MM² BOX | 1
12448 | 1331140000 | PRINTED CIRCUIT BOARD TERMINALS 5.08 MM N OF POLES: 5 180° SOLDER PIN LENGTH (L): 3.5 MM TINNED ORANGE PUSH IN WITH ACTUATOR CLAMPING RANGE MAX. : 2.5 MM² BOX | 1
12449 | 1331480000 | PRINTED CIRCUIT BOARD TERMINALS 5.08 MM N OF POLES: 6 180° SOLDER PIN LENGTH (L): 3.5 MM TINNED ORANGE PUSH IN WITHOUT ACTUATOR CLAMPING RANGE MAX. : 2.5 MM² BOX | 1
12450 | 1332030000 | PRINTED CIRCUIT BOARD TERMINALS 5.00 MM N OF POLES: 8 90° SOLDER PIN LENGTH (L): 3.5 MM TINNED ORANGE PUSH IN WITHOUT ACTUATOR CLAMPING RANGE MAX. : 2.5 MM² BOX | 41
12451 | 1365610000 | TM-I INSERT MARKERS 30 X 4 MM GREEN | 319
12452 | 1376440000 | PCB PLUG-IN CONNECTOR FEMALE HEADER CLOSED SIDE THT SOLDER CONNECTION 3.50 MM N OF POLES: 8 180° SOLDER PIN LENGTH (L): 3.2 MM TINNED ORANGE T | 0
12453 | 1409630000 | TM-I INSERT MARKERS 30 X 4 MM | 318
12454 | 1412420000 | PRINTED CIRCUIT BOARD TERMINALS 3.50 MM N OF POLES: 3 90° PUSH IN WITH ACTUATOR CLAMPING RANGE MAX. : 1.5 MM² TAPE | 279
12455 | 1433890000 | PCB PLUG-IN CONNECTOR RJ45 JACKS CAT. 5 SMD SOLDER CONNECTION 90° LATCH OPTION: BOTTOM SHIELD TABS: NONE 30...80 Μ" NI / ? 30 Μ" AU LED: NO N OF POLES: 8 TAPE | 41
12456 | 1490230000 | PCB PLUG-IN CONNECTOR MALE HEADER CLOSED SIDE THT/THR SOLDER CONNECTION 3.50 MM N OF POLES: 12 90° SOLDER PIN LENGTH (L): 3.2 MM TINNED TAPE | 0
12457 | 2464460000 | PCB PLUG-IN CONNECTOR FEMALE PLUG 5.08 MM N OF POLES: 4 225° CLAMPING YOKE CONNECTION CLAMPING RANGE MAX. : 4 MM² BOX | 1
12458 | 2589540000 | CABLE DUCT 37.5 MM X 25 MM 5.00 MM X 7.50 MM 2000 MM | 759
12459 | 2599750000 | PRINTED CIRCUIT BOARD TERMINALS 5.08 MM N OF POLES: 3 180° SOLDER PIN LENGTH (L): 3.5 MM PUSH IN WITH ACTUATOR CLAMPING RANGE MAX. : 1.5 MM² | 1
12460 | 2630550000 | PCB PLUG-IN CONNECTOR MALE PLUG 7.62 MM N OF POLES: 4 | 352
12461 | 2630620000 | PCB PLUG-IN CONNECTOR MALE PLUG 7.62 MM N OF POLES: 4 | 352
12462 | 2630540000 | PCB PLUG-IN CONNECTOR MALE PLUG 7.62 MM N OF POLES: 3 | 352
12463 | 1156710000 | PCB PLUG-IN CONNECTOR FEMALE PLUG 7.62 MM N OF POLES: 2 180° CLAMPING YOKE CONNECTION CLAMPING RANGE MAX. : 10 MM² BOX | 1
12464 | 2627560000 | PCB PLUG-IN CONNECTOR FEMALE PLUG 10.16 MM N OF POLES: 4 180° CLAMPING YOKE CONNECTION CLAMPING RANGE MAX. : 16 MM² | 1
12465 | 2627500000 | PCB PLUG-IN CONNECTOR FEMALE PLUG 10.16 MM N OF POLES: 3 180° CLAMPING YOKE CONNECTION CLAMPING RANGE MAX. : 16 MM² | 1
12466 | 2627490000 | PCB PLUG-IN CONNECTOR FEMALE PLUG 10.16 MM N OF POLES: 4 180° CLAMPING YOKE CONNECTION CLAMPING RANGE MAX. : 16 MM² | 1
12467 | 2627480000 | PCB PLUG-IN CONNECTOR FEMALE PLUG 10.16 MM N OF POLES: 3 180° CLAMPING YOKE CONNECTION CLAMPING RANGE MAX. : 16 MM² | 1
12468 | 1081730000 | PCB PLUG-IN CONNECTOR FEMALE PLUG 7.62 MM N OF POLES: 3 180° PUSH IN WITH ACTUATOR PUSH IN WITHOUT ACTUATOR CLAMPING RANGE MAX. : 10 MM² BOX | 1
12469 | 1081720000 | PCB PLUG-IN CONNECTOR FEMALE PLUG 7.62 MM N OF POLES: 3 180° PUSH IN WITH ACTUATOR PUSH IN WITHOUT ACTUATOR CLAMPING RANGE MAX. : 10 MM² BOX | 1
12470 | 1080320000 | PCB PLUG-IN CONNECTOR FEMALE PLUG 7.62 MM N OF POLES: 2 180° PUSH IN WITH ACTUATOR PUSH IN WITHOUT ACTUATOR CLAMPING RANGE MAX. : 10 MM² BOX | 1
12471 | 2460150000 | PCB PLUG-IN CONNECTOR FEMALE PLUG 3.50 MM N OF POLES: 2 180° PUSH IN WITH ACTUATOR TENSION-CLAMP CONNECTION CLAMPING RANGE MAX. : 1.5 MM² BOX | 1
12472 | 1122070000 | PCB PLUG-IN CONNECTOR FEMALE HEADER CLOSED SIDE THT SOLDER CONNECTION 7.62 MM N OF POLES: 2 180° SOLDER PIN LENGTH (L): 3.2 MM TINNED BOX | 0
12473 | 2558750000 | PCB PLUG-IN CONNECTOR FEMALE PLUG 3.50 MM N OF POLES: 44 180° PUSH IN WITH ACTUATOR TENSION-CLAMP CONNECTION CLAMPING RANGE MAX. : 1.5 MM² BOX | 1
12474 | 2558740000 | PCB PLUG-IN CONNECTOR FEMALE PLUG 3.50 MM N OF POLES: 42 180° PUSH IN WITH ACTUATOR TENSION-CLAMP CONNECTION CLAMPING RANGE MAX. : 1.5 MM² BOX | 1
12475 | 2558730000 | PCB PLUG-IN CONNECTOR FEMALE PLUG 3.50 MM N OF POLES: 40 180° PUSH IN WITH ACTUATOR TENSION-CLAMP CONNECTION CLAMPING RANGE MAX. : 1.5 MM² BOX | 1
12476 | 2558670000 | PCB PLUG-IN CONNECTOR FEMALE PLUG 3.50 MM N OF POLES: 38 180° PUSH IN WITH ACTUATOR TENSION-CLAMP CONNECTION CLAMPING RANGE MAX. : 1.5 MM² BOX | 1
12477 | 2627460000 | PCB PLUG-IN CONNECTOR FEMALE PLUG 10.16 MM N OF POLES: 4 180° CLAMPING YOKE CONNECTION CLAMPING RANGE MAX. : 16 MM² | 1
12478 | 1080440000 | PCB PLUG-IN CONNECTOR FEMALE PLUG 7.62 MM N OF POLES: 4 180° PUSH IN WITH ACTUATOR PUSH IN WITHOUT ACTUATOR CLAMPING RANGE MAX. : 10 MM² BOX | 1
12479 | 1277460000 | PCB PLUG-IN CONNECTOR FEMALE PLUG 3.50 MM N OF POLES: 4 180° PUSH IN WITH ACTUATOR TENSION-CLAMP CONNECTION CLAMPING RANGE MAX. : 1.5 MM² BOX | 1
12480 | 1277470000 | PCB PLUG-IN CONNECTOR FEMALE PLUG 3.50 MM N OF POLES: 6 180° PUSH IN WITH ACTUATOR TENSION-CLAMP CONNECTION CLAMPING RANGE MAX. : 1.5 MM² BOX | 1
12481 | 2459290000 | PCB PLUG-IN CONNECTOR FEMALE PLUG 3.50 MM N OF POLES: 3 180° PUSH IN WITH ACTUATOR TENSION-CLAMP CONNECTION CLAMPING RANGE MAX. : 1.5 MM² BOX | 1
12482 | 1864250000 | PCB PLUG-IN CONNECTOR MALE HEADER SOLDER FLANGE THT/THR SOLDER CONNECTION 3.81 MM N OF POLES: 5 180° SOLDER PIN LENGTH (L): 1.5 MM TINNED TAPE | 0
12483 | 1868340000 | PCB PLUG-IN CONNECTOR MALE HEADER SOLDER FLANGE THT/THR SOLDER CONNECTION 3.50 MM N OF POLES: 8 90° SOLDER PIN LENGTH (L): 3.2 MM TINNED TAPE | 0
12484 | 1870090000 | PRINTED CIRCUIT BOARD TERMINALS 3.81 MM N OF POLES: 20 180° SOLDER PIN LENGTH (L): 1.5 MM PUSH IN WITH ACTUATOR CLAMPING RANGE MAX. : 1.5 MM² T | 41
12485 | 1870980000 | PRINTED CIRCUIT BOARD TERMINALS 3.81 MM N OF POLES: 21 180° SOLDER PIN LENGTH (L): 3.5 MM PUSH IN WITH ACTUATOR CLAMPING RANGE MAX. : 1.5 MM² T | 90
12486 | 1871210000 | PRINTED CIRCUIT BOARD TERMINALS 3.81 MM N OF POLES: 14 90° SOLDER PIN LENGTH (L): 3.5 MM PUSH IN WITH ACTUATOR CLAMPING RANGE MAX. : 1.5 MM² T | 41
12487 | 1874510000 | PRINTED CIRCUIT BOARD TERMINALS 3.50 MM N OF POLES: 2 180° SOLDER PIN LENGTH (L): 3.5 MM PUSH IN WITH ACTUATOR CLAMPING RANGE MAX. : 1.5 MM² TAPE | 41
12488 | 1874550000 | PRINTED CIRCUIT BOARD TERMINALS 7.62 MM N OF POLES: 3 90° SOLDER PIN LENGTH (L): 3.5 MM PUSH IN WITH ACTUATOR CLAMPING RANGE MAX. : 1.5 MM² TAPE | 41
12489 | 1874670000 | PRINTED CIRCUIT BOARD TERMINALS 7.62 MM N OF POLES: 2 90° SOLDER PIN LENGTH (L): 3.5 MM PUSH IN WITH ACTUATOR CLAMPING RANGE MAX. : 1.5 MM² TAPE | 41
12490 | 1874900000 | PRINTED CIRCUIT BOARD TERMINALS 3.50 MM N OF POLES: 9 90° SOLDER PIN LENGTH (L): 1.5 MM PUSH IN WITH ACTUATOR CLAMPING RANGE MAX. : 1.5 MM² TAPE | 41
12491 | 1875810000 | PRINTED CIRCUIT BOARD TERMINALS 3.81 MM N OF POLES: 11 180° SOLDER PIN LENGTH (L): 3.5 MM PUSH IN WITH ACTUATOR CLAMPING RANGE MAX. : 1.5 MM² TAPE | 32
12492 | 1875950000 | PRINTED CIRCUIT BOARD TERMINALS 3.81 MM N OF POLES: 5 90° SOLDER PIN LENGTH (L): 3.5 MM PUSH IN WITH ACTUATOR CLAMPING RANGE MAX. : 1.5 MM² TAPE | 41
12493 | 1876330000 | PRINTED CIRCUIT BOARD TERMINALS 5.00 MM N OF POLES: 7 90° SOLDER PIN LENGTH (L): 1.5 MM PUSH IN WITH ACTUATOR CLAMPING RANGE MAX. : 1.5 MM² TAPE | 41
12494 | 1877780000 | PCB PLUG-IN CONNECTOR MALE HEADER CLOSED SIDE THT/THR SOLDER CONNECTION 5.08 MM N OF POLES: 6 270° SOLDER PIN LENGTH (L): 1.5 MM TINNED TAPE | 0
12495 | 1884510000 | PRINTED CIRCUIT BOARD TERMINALS 5.00 MM N OF POLES: 15 135° SOLDER PIN LENGTH (L): 3.5 MM PUSH IN WITH ACTUATOR CLAMPING RANGE MAX. : 1.5 MM² T | 41
12496 | 1884710000 | PRINTED CIRCUIT BOARD TERMINALS 5.00 MM N OF POLES: 15 135° SOLDER PIN LENGTH (L): 1.5 MM PUSH IN WITH ACTUATOR CLAMPING RANGE MAX. : 1.5 MM² T | 41
12497 | 1884720000 | PRINTED CIRCUIT BOARD TERMINALS 5.00 MM N OF POLES: 16 135° SOLDER PIN LENGTH (L): 1.5 MM PUSH IN WITH ACTUATOR CLAMPING RANGE MAX. : 1.5 MM² T | 41
12498 | 1885010000 | PRINTED CIRCUIT BOARD TERMINALS 7.62 MM N OF POLES: 8 135° SOLDER PIN LENGTH (L): 1.5 MM PUSH IN WITH ACTUATOR CLAMPING RANGE MAX. : 1.5 MM² T | 90
12499 | 1885110000 | PRINTED CIRCUIT BOARD TERMINALS 5.08 MM N OF POLES: 11 135° SOLDER PIN LENGTH (L): 3.5 MM PUSH IN WITH ACTUATOR CLAMPING RANGE MAX. : 1.5 MM² T | 90
12500 | 1885150000 | PRINTED CIRCUIT BOARD TERMINALS 5.08 MM N OF POLES: 15 135° SOLDER PIN LENGTH (L): 3.5 MM PUSH IN WITH ACTUATOR CLAMPING RANGE MAX. : 1.5 MM² T | 41
12501 | 1885340000 | PRINTED CIRCUIT BOARD TERMINALS 3.50 MM N OF POLES: 18 135° SOLDER PIN LENGTH (L): 1.5 MM PUSH IN WITH ACTUATOR CLAMPING RANGE MAX. : 1.5 MM² T | 90
12502 | 1885360000 | PRINTED CIRCUIT BOARD TERMINALS 3.50 MM N OF POLES: 20 135° SOLDER PIN LENGTH (L): 1.5 MM PUSH IN WITH ACTUATOR CLAMPING RANGE MAX. : 1.5 MM² T | 41
12503 | 1885630000 | PRINTED CIRCUIT BOARD TERMINALS 3.81 MM N OF POLES: 23 135° SOLDER PIN LENGTH (L): 1.5 MM PUSH IN WITH ACTUATOR CLAMPING RANGE MAX. : 1.5 MM² T | 90
12504 | 1885720000 | PRINTED CIRCUIT BOARD TERMINALS 3.50 MM N OF POLES: 9 135° SOLDER PIN LENGTH (L): 3.5 MM PUSH IN WITH ACTUATOR CLAMPING RANGE MAX. : 1.5 MM² T | 41
12505 | 1885810000 | PRINTED CIRCUIT BOARD TERMINALS 3.50 MM N OF POLES: 18 135° SOLDER PIN LENGTH (L): 3.5 MM PUSH IN WITH ACTUATOR CLAMPING RANGE MAX. : 1.5 MM² T | 41
12506 | 1885820000 | PRINTED CIRCUIT BOARD TERMINALS 3.50 MM N OF POLES: 19 135° SOLDER PIN LENGTH (L): 3.5 MM PUSH IN WITH ACTUATOR CLAMPING RANGE MAX. : 1.5 MM² T | 41
12507 | 1885830000 | PRINTED CIRCUIT BOARD TERMINALS 3.50 MM N OF POLES: 20 135° SOLDER PIN LENGTH (L): 3.5 MM PUSH IN WITH ACTUATOR CLAMPING RANGE MAX. : 1.5 MM² T | 41
12508 | 1885870000 | PRINTED CIRCUIT BOARD TERMINALS 3.50 MM N OF POLES: 24 135° SOLDER PIN LENGTH (L): 3.5 MM PUSH IN WITH ACTUATOR CLAMPING RANGE MAX. : 1.5 MM² T | 41
12509 | 1886030000 | PRINTED CIRCUIT BOARD TERMINALS 3.81 MM N OF POLES: 17 135° SOLDER PIN LENGTH (L): 3.5 MM PUSH IN WITH ACTUATOR CLAMPING RANGE MAX. : 1.5 MM² T | 90
12510 | 1886050000 | PRINTED CIRCUIT BOARD TERMINALS 3.81 MM N OF POLES: 19 135° SOLDER PIN LENGTH (L): 3.5 MM PUSH IN WITH ACTUATOR CLAMPING RANGE MAX. : 1.5 MM² T | 90
12511 | 1886090000 | PRINTED CIRCUIT BOARD TERMINALS 3.81 MM N OF POLES: 23 135° SOLDER PIN LENGTH (L): 3.5 MM PUSH IN WITH ACTUATOR CLAMPING RANGE MAX. : 1.5 MM² T | 90
12512 | 1886240000 | PRINTED CIRCUIT BOARD TERMINALS 7.62 MM N OF POLES: 8 135° SOLDER PIN LENGTH (L): 3.5 MM PUSH IN WITH ACTUATOR CLAMPING RANGE MAX. : 1.5 MM² T | 90
12513 | 1887670000 | PRINTED CIRCUIT BOARD TERMINALS 3.50 MM N OF POLES: 9 135° SOLDER PIN LENGTH (L): 1.5 MM PUSH IN WITH ACTUATOR CLAMPING RANGE MAX. : 1.5 MM² TAPE | 41
12514 | 1888520000 | PRINTED CIRCUIT BOARD TERMINALS 3.81 MM N OF POLES: 9 135° SOLDER PIN LENGTH (L): 1.5 MM PUSH IN WITH ACTUATOR CLAMPING RANGE MAX. : 1.5 MM² TAPE | 32
12515 | 1888870000 | PRINTED CIRCUIT BOARD TERMINALS 5.08 MM N OF POLES: 7 135° SOLDER PIN LENGTH (L): 3.5 MM PUSH IN WITH ACTUATOR CLAMPING RANGE MAX. : 1.5 MM² TAPE | 41
12516 | 1888880000 | PRINTED CIRCUIT BOARD TERMINALS 5.08 MM N OF POLES: 8 135° SOLDER PIN LENGTH (L): 3.5 MM PUSH IN WITH ACTUATOR CLAMPING RANGE MAX. : 1.5 MM² TAPE | 41
12517 | 1888930000 | PRINTED CIRCUIT BOARD TERMINALS 7.50 MM N OF POLES: 4 135° SOLDER PIN LENGTH (L): 1.5 MM PUSH IN WITH ACTUATOR CLAMPING RANGE MAX. : 1.5 MM² TAPE | 41
12518 | 1888950000 | PRINTED CIRCUIT BOARD TERMINALS 7.50 MM N OF POLES: 6 135° SOLDER PIN LENGTH (L): 1.5 MM PUSH IN WITH ACTUATOR CLAMPING RANGE MAX. : 1.5 MM² TAPE | 41
12519 | 1906633000 | SENSOR/ACTUATOR LINE ONE END WITHOUT CONNECTOR M8 N OF POLES : 4 30 M SOCKET ANGLED SHIELDED: YES LED: NO SHEATH MATERIAL: PUR HALOGEN: NO | 0
12520 | 1987450000 | ACCESSORIES ENCLOSURES ACCESSORIES PROTECTION DEGREE: DESIGN OF HOUSING: CLAMP VERSION: DESIGN: APPROVALS : | 193
12521 | 1987490000 | ACCESSORIES ENCLOSURES ACCESSORIES PROTECTION DEGREE: DESIGN OF HOUSING: CLAMP VERSION: DESIGN: APPROVALS : | 193
12522 | 1987500000 | ACCESSORIES ENCLOSURES ACCESSORIES PROTECTION DEGREE: DESIGN OF HOUSING: CLAMP VERSION: DESIGN: APPROVALS : | 193
12523 | 1987520000 | ACCESSORIES ENCLOSURES ACCESSORIES PROTECTION DEGREE: DESIGN OF HOUSING: CLAMP VERSION: DESIGN: APPROVALS : | 193
12524 | 2471030000 | KLIPPON EBI FS (ESSENTIAL BOX INDUSTRIAL - FIXING SCREW) EMPTY ENCLOSURE STAINLESS STEEL ENCLOSURE HEIGHT: 300 MM WIDTH: 300 MM DEPTH: 150 MM GLAND PLATES: BOTTOM MATERIAL: STAINLESS STEEL 1.4301 (304) BRUSHED | 5
12525 | 2471040000 | KLIPPON EBI FS (ESSENTIAL BOX INDUSTRIAL - FIXING SCREW) EMPTY ENCLOSURE STAINLESS STEEL ENCLOSURE HEIGHT: 300 MM WIDTH: 300 MM DEPTH: 220 MM GLAND PLATES: BOTTOM MATERIAL: STAINLESS STEEL 1.4301 (304) BRUSHED | 5
12526 | 2471080000 | KLIPPON EBI FS (ESSENTIAL BOX INDUSTRIAL - FIXING SCREW) EMPTY ENCLOSURE STAINLESS STEEL ENCLOSURE HEIGHT: 500 MM WIDTH: 400 MM DEPTH: 220 MM GLAND PLATES: BOTTOM MATERIAL: STAINLESS STEEL 1.4301 (304) BRUSHED | 5
12527 | 2471110000 | KLIPPON EBI FS (ESSENTIAL BOX INDUSTRIAL - FIXING SCREW) EMPTY ENCLOSURE STAINLESS STEEL ENCLOSURE HEIGHT: 600 MM WIDTH: 600 MM DEPTH: 220 MM GLAND PLATES: BOTTOM MATERIAL: STAINLESS STEEL 1.4301 (304) BRUSHED | 5
12528 | 2471120000 | KLIPPON EBI FS (ESSENTIAL BOX INDUSTRIAL - FIXING SCREW) EMPTY ENCLOSURE STAINLESS STEEL ENCLOSURE HEIGHT: 800 MM WIDTH: 600 MM DEPTH: 220 MM GLAND PLATES: BOTTOM MATERIAL: STAINLESS STEEL 1.4301 (304) BRUSHED | 5
12529 | 2630490000 | PCB PLUG-IN CONNECTOR MALE PLUG 7.62 MM N OF POLES: 5 180° PUSH IN WITH ACTUATOR CLAMPING RANGE MAX. : 6 MM² BOX | 1
12530 | 2562070000 | W-SERIES FUSE TERMINAL RATED CROSS-SECTION: 4 MM² SCREW CONNECTION | 9
12531 | 2561950000 | W-SERIES FUSE TERMINAL RATED CROSS-SECTION: 4 MM² SCREW CONNECTION | 9
12532 | 2630250000 | PCB PLUG-IN CONNECTOR MALE HEADER 10.16 MM N OF POLES: 4 SOLDER PIN LENGTH (L): 3.5 MM | 0
12533 | 2630230000 | PCB PLUG-IN CONNECTOR MALE HEADER 10.16 MM N OF POLES: 3 SOLDER PIN LENGTH (L): 3.5 MM | 0
12534 | 2630210000 | PCB PLUG-IN CONNECTOR MALE HEADER 10.16 MM N OF POLES: 3 SOLDER PIN LENGTH (L): 3.5 MM | 0
12535 | 2630180000 | PCB PLUG-IN CONNECTOR MALE HEADER 10.16 MM N OF POLES: 4 SOLDER PIN LENGTH (L): 3.5 MM | 0
12536 | 2662670000 | PCB PLUG-IN CONNECTOR FEMALE HEADER CABLE GLAND PITCH IN MM (P): 42.50 MM N OF POLES: 2 90° BOX | 1
12537 | 2630100000 | PCB PLUG-IN CONNECTOR FEMALE PLUG 7.62 MM N OF POLES: 4 180° CLAMPING YOKE CONNECTION CLAMPING RANGE MAX. : 10 MM² BOX | 1
12538 | 1990600000 | JUNCTION BOX FREECON RJ45 MODULE IP65 | 694
12539 | 1312690010 | TORSION CABLE RJ45 IP 67 PUSHPULL MOULDED V14 METAL RJ45 IP 67 PUSHPULL MOULDED V14 METAL CAT.5 (ISO/IEC 11801) / CAT.5E (TIA T568-B) PUR 1 M | 372
12540 | 1312580000 | Y-DISTRIBUTOR FREECON HYBRID IP65 | 481
12541 | 1307610100 | DRAGLINE CABLE PROFINET RJ45 IP 67 PUSHPULL MOULDED V14 METAL RJ45 IP 67 PUSHPULL MOULDED V14 METAL CAT.5 (ISO/IEC 11801) / CAT.5E (TIA T568-B) PUR 10 M | 372
12542 | 1106040000 | SYSTEM CABLE RJ45 IP 67 BAYMO V01 PLASTIC RJ45 IP 67 BAYMO V01 PLASTIC CAT.5 (ISO/IEC 11801) / CAT.5E (TIA T568-B) PUR 10 M | 17
12543 | 2630760000 | PCB PLUG-IN CONNECTOR FEMALE PLUG 7.62 MM N OF POLES: 5 180° PUSH IN WITH ACTUATOR CLAMPING RANGE MAX. : 6 MM² BOX | 1
12544 | 2630750000 | PCB PLUG-IN CONNECTOR FEMALE PLUG 7.62 MM N OF POLES: 6 180° PUSH IN WITH ACTUATOR CLAMPING RANGE MAX. : 6 MM² BOX | 1
12545 | 2630730000 | PCB PLUG-IN CONNECTOR FEMALE PLUG 7.62 MM N OF POLES: 6 180° PUSH IN WITH ACTUATOR CLAMPING RANGE MAX. : 6 MM² BOX | 1
12546 | 2630720000 | PCB PLUG-IN CONNECTOR FEMALE PLUG 7.62 MM N OF POLES: 6 180° PUSH IN WITH ACTUATOR CLAMPING RANGE MAX. : 6 MM² BOX | 1
12547 | 2630700000 | PCB PLUG-IN CONNECTOR FEMALE PLUG 7.62 MM N OF POLES: 4 180° PUSH IN WITH ACTUATOR CLAMPING RANGE MAX. : 6 MM² BOX | 1
12548 | 2629320000 | PCB PLUG-IN CONNECTOR FEMALE PLUG 7.62 MM N OF POLES: 5 180° PUSH IN WITH ACTUATOR CLAMPING RANGE MAX. : 6 MM² BOX | 1
12549 | 2629260000 | PCB PLUG-IN CONNECTOR FEMALE PLUG 7.62 MM N OF POLES: 4 180° PUSH IN WITH ACTUATOR CLAMPING RANGE MAX. : 6 MM² BOX | 1
12550 | 2629200000 | PCB PLUG-IN CONNECTOR FEMALE PLUG 7.62 MM N OF POLES: 5 180° PUSH IN WITH ACTUATOR CLAMPING RANGE MAX. : 6 MM² BOX | 1
12551 | 2629180000 | PCB PLUG-IN CONNECTOR FEMALE PLUG 7.62 MM N OF POLES: 5 180° PUSH IN WITH ACTUATOR CLAMPING RANGE MAX. : 6 MM² BOX | 1
12552 | 2629130000 | PCB PLUG-IN CONNECTOR FEMALE PLUG 7.62 MM N OF POLES: 4 180° PUSH IN WITH ACTUATOR CLAMPING RANGE MAX. : 6 MM² BOX | 1
12553 | 2628980000 | PCB PLUG-IN CONNECTOR FEMALE PLUG 7.62 MM N OF POLES: 5 180° PUSH IN WITH ACTUATOR CLAMPING RANGE MAX. : 6 MM² BOX | 1
12554 | 2628970000 | PCB PLUG-IN CONNECTOR FEMALE PLUG 7.62 MM N OF POLES: 5 180° PUSH IN WITH ACTUATOR CLAMPING RANGE MAX. : 6 MM² BOX | 1
12555 | 2628850000 | PCB PLUG-IN CONNECTOR FEMALE PLUG 7.62 MM N OF POLES: 5 180° PUSH IN WITH ACTUATOR CLAMPING RANGE MAX. : 6 MM² BOX | 1
12556 | 2628740000 | PCB PLUG-IN CONNECTOR FEMALE PLUG 7.62 MM N OF POLES: 3 180° PUSH IN WITH ACTUATOR CLAMPING RANGE MAX. : 6 MM² BOX | 1
12557 | 2627420000 | PCB PLUG-IN CONNECTOR FEMALE PLUG 10.16 MM N OF POLES: 4 180° CLAMPING YOKE CONNECTION CLAMPING RANGE MAX. : 16 MM² BOX | 1
12558 | 2627300000 | PCB PLUG-IN CONNECTOR FEMALE PLUG 10.16 MM N OF POLES: 3 180° CLAMPING YOKE CONNECTION CLAMPING RANGE MAX. : 16 MM² | 1
12559 | 2630830000 | PCB PLUG-IN CONNECTOR FEMALE PLUG 3.50 MM N OF POLES: 2 180° PUSH IN WITH ACTUATOR TENSION-CLAMP CONNECTION CLAMPING RANGE MAX. : 1.5 MM² BOX | 1
12560 | 2675290000 | FUSE TERMINAL PUSH IN 4 MM² 250 V 6.3 A | 515
12561 | 2558590000 | PCB PLUG-IN CONNECTOR FEMALE PLUG 3.50 MM N OF POLES: 44 180° PUSH IN WITH ACTUATOR TENSION-CLAMP CONNECTION CLAMPING RANGE MAX. : 1.5 MM² BOX | 1
12562 | 2558580000 | PCB PLUG-IN CONNECTOR FEMALE PLUG 3.50 MM N OF POLES: 42 180° PUSH IN WITH ACTUATOR TENSION-CLAMP CONNECTION CLAMPING RANGE MAX. : 1.5 MM² BOX | 1
12563 | 2558490000 | PCB PLUG-IN CONNECTOR FEMALE PLUG 3.50 MM N OF POLES: 44 180° PUSH IN WITH ACTUATOR TENSION-CLAMP CONNECTION CLAMPING RANGE MAX. : 1.5 MM² BOX | 1
12564 | 2556130000 | PCB PLUG-IN CONNECTOR FEMALE PLUG 3.50 MM N OF POLES: 38 180° PUSH IN WITH ACTUATOR TENSION-CLAMP CONNECTION CLAMPING RANGE MAX. : 1.5 MM² BOX | 1
12565 | 2503870000 | MODULAR DISTRIBUTION TERMINALS PUSH IN 6 MM² 500 V 41 A DARK | 165
12566 | 2464710000 | MODULAR DISTRIBUTION TERMINALS PUSH IN 10 MM² GREEN/ | 868
12567 | 1222550000 | FRONTCOM MICRO USB COUPLING USB 2.0 TYP A-B | 437
12568 | 1463520000 | TERMSERIES ADAPTER 10-POLE PLUG ACCORDING TO DIN EN 60603-13 LONG LOCKING LEVER N OF SIGNAL PATHS: 8 RATED VOLTAGE : 24 V DC RATED CURRENT (PER SIGNAL PATH): 125 MA | 787
12569 | 1271240000 | RJ45 PLUG NO TOOLS REQUI VERSION 4 CAT.6A / CLASS EA (ISO/IEC 11801 2010) | 172
12570 | 1072910000 | HYBRID PLUG CAT.5 (ISO/IEC 11801) | 677
12571 | 1072900000 | HYBRID FLANGE IP67 CAT.5 (ISO/IEC 11801) | 711
12572 | 1068820000 | JUNCTION BOX FREECON RJ45 PLUG-IN CONNECTOR SUPPLY IP65 | 267
12573 | 1068830000 | JUNCTION BOX FREECON RJ45 MODULE SUPPLY IP65 | 463
12574 | 1068870000 | JUNCTION BOX FREECON RJ45 PLUG-IN CONNECTOR IP65 | 267
12575 | 1005180000 | PCB PLUG-IN CONNECTOR MALE HEADER SOLDER FLANGE THT/THR SOLDER CONNECTION 3.50 MM N OF POLES: 10 90° SOLDER PIN LENGTH (L): 1.5 MM TINNED TAPE | 0
12576 | 1752984002 | PCB PLUG-IN CONNECTOR MALE HEADER CLOSED SIDE THT/THR SOLDER CONNECTION 3.50 MM N OF POLES: 2 180° SOLDER PIN LENGTH (L): 1.5 MM TINNED TAPE | 0
12577 | 1753004002 | PCB PLUG-IN CONNECTOR MALE HEADER CLOSED SIDE THT/THR SOLDER CONNECTION 3.50 MM N OF POLES: 4 180° SOLDER PIN LENGTH (L): 1.5 MM TINNED TAPE | 0
12578 | 1753034001 | PCB PLUG-IN CONNECTOR MALE HEADER CLOSED SIDE THT/THR SOLDER CONNECTION 3.50 MM N OF POLES: 7 180° SOLDER PIN LENGTH (L): 1.5 MM TINNED TAPE | 0
12579 | 1753044001 | PCB PLUG-IN CONNECTOR MALE HEADER CLOSED SIDE THT/THR SOLDER CONNECTION 3.50 MM N OF POLES: 8 180° SOLDER PIN LENGTH (L): 1.5 MM TINNED TAPE | 0
12580 | 1761544002 | PCB PLUG-IN CONNECTOR MALE HEADER CLOSED SIDE THT/THR SOLDER CONNECTION 3.50 MM N OF POLES: 2 90° SOLDER PIN LENGTH (L): 1.5 MM TINNED TAPE | 0
12581 | 1761564001 | PCB PLUG-IN CONNECTOR MALE HEADER CLOSED SIDE THT/THR SOLDER CONNECTION 3.50 MM N OF POLES: 4 90° SOLDER PIN LENGTH (L): 1.5 MM TINNED TAPE | 0
12582 | 1761614001 | PCB PLUG-IN CONNECTOR MALE HEADER CLOSED SIDE THT/THR SOLDER CONNECTION 3.50 MM N OF POLES: 9 90° SOLDER PIN LENGTH (L): 1.5 MM TINNED TAPE | 0
12583 | 1805210000 | PCB PLUG-IN CONNECTOR MALE HEADER SOLDER FLANGE THT/THR SOLDER CONNECTION 3.50 MM N OF POLES: 2 180° SOLDER PIN LENGTH (L): 1.5 MM TINNED TAPE | 0
12584 | 1805250000 | PCB PLUG-IN CONNECTOR MALE HEADER SOLDER FLANGE THT/THR SOLDER CONNECTION 3.50 MM N OF POLES: 5 180° SOLDER PIN LENGTH (L): 1.5 MM TINNED TAPE | 0
12585 | 1805290000 | PCB PLUG-IN CONNECTOR MALE HEADER SOLDER FLANGE THT/THR SOLDER CONNECTION 3.50 MM N OF POLES: 8 180° SOLDER PIN LENGTH (L): 1.5 MM TINNED TAPE | 0
12586 | 1805350000 | PCB PLUG-IN CONNECTOR MALE HEADER SOLDER FLANGE THT/THR SOLDER CONNECTION 3.50 MM N OF POLES: 6 90° SOLDER PIN LENGTH (L): 1.5 MM TINNED TAPE | 0
12587 | 1824450000 | PRINTED CIRCUIT BOARD TERMINALS 3.50 MM N OF POLES: 5 90° SOLDER PIN LENGTH (L): 3.5 MM PUSH IN WITH ACTUATOR CLAMPING RANGE MAX. : 1.5 MM² T | 41
12588 | 1824460000 | PRINTED CIRCUIT BOARD TERMINALS 3.50 MM N OF POLES: 6 90° SOLDER PIN LENGTH (L): 3.5 MM PUSH IN WITH ACTUATOR CLAMPING RANGE MAX. : 1.5 MM² T | 41
12589 | 1824470000 | PRINTED CIRCUIT BOARD TERMINALS 3.50 MM N OF POLES: 7 90° SOLDER PIN LENGTH (L): 3.5 MM PUSH IN WITH ACTUATOR CLAMPING RANGE MAX. : 1.5 MM² T | 41
12590 | 1824480000 | PRINTED CIRCUIT BOARD TERMINALS 3.50 MM N OF POLES: 8 90° SOLDER PIN LENGTH (L): 3.5 MM PUSH IN WITH ACTUATOR CLAMPING RANGE MAX. : 1.5 MM² T | 41
12591 | 1824520000 | PRINTED CIRCUIT BOARD TERMINALS 3.50 MM N OF POLES: 12 90° SOLDER PIN LENGTH (L): 3.5 MM PUSH IN WITH ACTUATOR CLAMPING RANGE MAX. : 1.5 MM² T | 41
12592 | 1824720000 | PRINTED CIRCUIT BOARD TERMINALS 3.81 MM N OF POLES: 10 90° SOLDER PIN LENGTH (L): 3.5 MM PUSH IN WITH ACTUATOR CLAMPING RANGE MAX. : 1.5 MM² T | 41
12593 | 1824770000 | PRINTED CIRCUIT BOARD TERMINALS 5.00 MM N OF POLES: 5 90° SOLDER PIN LENGTH (L): 3.5 MM PUSH IN WITH ACTUATOR CLAMPING RANGE MAX. : 1.5 MM² T | 41
12594 | 1824780000 | PRINTED CIRCUIT BOARD TERMINALS 5.00 MM N OF POLES: 6 90° SOLDER PIN LENGTH (L): 3.5 MM PUSH IN WITH ACTUATOR CLAMPING RANGE MAX. : 1.5 MM² T | 41
12595 | 1824850000 | PRINTED CIRCUIT BOARD TERMINALS 5.08 MM N OF POLES: 6 90° SOLDER PIN LENGTH (L): 3.5 MM PUSH IN WITH ACTUATOR CLAMPING RANGE MAX. : 1.5 MM² T | 41
12596 | 1824910000 | PRINTED CIRCUIT BOARD TERMINALS 7.50 MM N OF POLES: 5 90° SOLDER PIN LENGTH (L): 3.5 MM PUSH IN WITH ACTUATOR CLAMPING RANGE MAX. : 1.5 MM² T | 41
12597 | 1824920000 | PRINTED CIRCUIT BOARD TERMINALS 7.50 MM N OF POLES: 6 90° SOLDER PIN LENGTH (L): 3.5 MM PUSH IN WITH ACTUATOR CLAMPING RANGE MAX. : 1.5 MM² T | 41
12598 | 1824970000 | PRINTED CIRCUIT BOARD TERMINALS 7.62 MM N OF POLES: 4 90° SOLDER PIN LENGTH (L): 3.5 MM PUSH IN WITH ACTUATOR CLAMPING RANGE MAX. : 1.5 MM² T | 41
12599 | 1825650000 | PRINTED CIRCUIT BOARD TERMINALS 3.50 MM N OF POLES: 3 180° SOLDER PIN LENGTH (L): 3.5 MM PUSH IN WITH ACTUATOR CLAMPING RANGE MAX. : 1.5 MM² T | 41
12600 | 1825700000 | PRINTED CIRCUIT BOARD TERMINALS 3.50 MM N OF POLES: 8 180° SOLDER PIN LENGTH (L): 3.5 MM PUSH IN WITH ACTUATOR CLAMPING RANGE MAX. : 1.5 MM² T | 41
12601 | 1825720000 | PRINTED CIRCUIT BOARD TERMINALS 3.50 MM N OF POLES: 10 180° SOLDER PIN LENGTH (L): 3.5 MM PUSH IN WITH ACTUATOR CLAMPING RANGE MAX. : 1.5 MM² T | 41
12602 | 1825810000 | PRINTED CIRCUIT BOARD TERMINALS 3.81 MM N OF POLES: 4 180° SOLDER PIN LENGTH (L): 3.5 MM PUSH IN WITH ACTUATOR CLAMPING RANGE MAX. : 1.5 MM² T | 41
12603 | 1825830000 | PRINTED CIRCUIT BOARD TERMINALS 3.81 MM N OF POLES: 6 180° SOLDER PIN LENGTH (L): 3.5 MM PUSH IN WITH ACTUATOR CLAMPING RANGE MAX. : 1.5 MM² T | 90
12604 | 1825990000 | PRINTED CIRCUIT BOARD TERMINALS 5.00 MM N OF POLES: 5 180° SOLDER PIN LENGTH (L): 3.5 MM PUSH IN WITH ACTUATOR CLAMPING RANGE MAX. : 1.5 MM² T | 41
12605 | 1826020000 | PRINTED CIRCUIT BOARD TERMINALS 5.00 MM N OF POLES: 8 180° SOLDER PIN LENGTH (L): 3.5 MM PUSH IN WITH ACTUATOR CLAMPING RANGE MAX. : 1.5 MM² T | 41
12606 | 1826040000 | PRINTED CIRCUIT BOARD TERMINALS 5.08 MM N OF POLES: 2 180° SOLDER PIN LENGTH (L): 3.5 MM PUSH IN WITH ACTUATOR CLAMPING RANGE MAX. : 1.5 MM² T | 41
12607 | 1826080000 | PRINTED CIRCUIT BOARD TERMINALS 5.08 MM N OF POLES: 5 180° SOLDER PIN LENGTH (L): 3.5 MM PUSH IN WITH ACTUATOR CLAMPING RANGE MAX. : 1.5 MM² T | 41
12608 | 1826120000 | PRINTED CIRCUIT BOARD TERMINALS 5.08 MM N OF POLES: 8 180° SOLDER PIN LENGTH (L): 3.5 MM PUSH IN WITH ACTUATOR CLAMPING RANGE MAX. : 1.5 MM² T | 41
12609 | 1826140000 | PRINTED CIRCUIT BOARD TERMINALS 7.50 MM N OF POLES: 3 180° SOLDER PIN LENGTH (L): 3.5 MM PUSH IN WITH ACTUATOR CLAMPING RANGE MAX. : 1.5 MM² T | 41
12610 | 1826240000 | PRINTED CIRCUIT BOARD TERMINALS 7.62 MM N OF POLES: 5 180° SOLDER PIN LENGTH (L): 3.5 MM PUSH IN WITH ACTUATOR CLAMPING RANGE MAX. : 1.5 MM² T | 41
12611 | 1826250000 | PRINTED CIRCUIT BOARD TERMINALS 7.62 MM N OF POLES: 6 180° SOLDER PIN LENGTH (L): 3.5 MM PUSH IN WITH ACTUATOR CLAMPING RANGE MAX. : 1.5 MM² T | 41
12612 | 1826270000 | PRINTED CIRCUIT BOARD TERMINALS 7.62 MM N OF POLES: 8 180° SOLDER PIN LENGTH (L): 3.5 MM PUSH IN WITH ACTUATOR CLAMPING RANGE MAX. : 1.5 MM² T | 41
12613 | 1862720000 | PCB PLUG-IN CONNECTOR MALE HEADER SOLDER FLANGE THT/THR SOLDER CONNECTION 3.81 MM N OF POLES: 2 90° SOLDER PIN LENGTH (L): 1.5 MM TINNED TAPE | 0
12614 | 1862750000 | PCB PLUG-IN CONNECTOR MALE HEADER SOLDER FLANGE THT/THR SOLDER CONNECTION 3.81 MM N OF POLES: 3 90° SOLDER PIN LENGTH (L): 1.5 MM TINNED TAPE | 0
12615 | 1862770000 | PCB PLUG-IN CONNECTOR MALE HEADER SOLDER FLANGE THT/THR SOLDER CONNECTION 3.81 MM N OF POLES: 4 90° SOLDER PIN LENGTH (L): 1.5 MM TINNED TAPE | 0
12616 | 1862810000 | PCB PLUG-IN CONNECTOR MALE HEADER CLOSED SIDE THT/THR SOLDER CONNECTION 3.81 MM N OF POLES: 2 90° SOLDER PIN LENGTH (L): 3.2 MM TINNED TAPE | 0
12617 | 1862830000 | PCB PLUG-IN CONNECTOR MALE HEADER SOLDER FLANGE THT/THR SOLDER CONNECTION 3.81 MM N OF POLES: 7 90° SOLDER PIN LENGTH (L): 1.5 MM TINNED TAPE | 0
12618 | 1862840000 | PCB PLUG-IN CONNECTOR MALE HEADER CLOSED SIDE THT/THR SOLDER CONNECTION 3.81 MM N OF POLES: 3 90° SOLDER PIN LENGTH (L): 3.2 MM TINNED TAPE | 0
12619 | 1862870000 | PCB PLUG-IN CONNECTOR MALE HEADER CLOSED SIDE THT/THR SOLDER CONNECTION 3.81 MM N OF POLES: 5 90° SOLDER PIN LENGTH (L): 3.2 MM TINNED TAPE | 0
12620 | 1862880000 | PCB PLUG-IN CONNECTOR MALE HEADER CLOSED SIDE THT/THR SOLDER CONNECTION 3.81 MM N OF POLES: 6 90° SOLDER PIN LENGTH (L): 3.2 MM TINNED TAPE | 0
12621 | 1863150000 | PCB PLUG-IN CONNECTOR MALE HEADER CLOSED SIDE THT/THR SOLDER CONNECTION 3.81 MM N OF POLES: 3 90° SOLDER PIN LENGTH (L): 1.5 MM TINNED TAPE | 0
12622 | 1863220000 | PCB PLUG-IN CONNECTOR MALE HEADER CLOSED SIDE THT/THR SOLDER CONNECTION 3.81 MM N OF POLES: 10 90° SOLDER PIN LENGTH (L): 1.5 MM TINNED TAPE | 0
12623 | 1863640000 | PCB PLUG-IN CONNECTOR MALE HEADER SOLDER FLANGE THT/THR SOLDER CONNECTION 3.81 MM N OF POLES: 8 180° SOLDER PIN LENGTH (L): 3.2 MM TINNED TAPE | 0
12624 | 1863970000 | PCB PLUG-IN CONNECTOR MALE HEADER SOLDER FLANGE THT/THR SOLDER CONNECTION 3.81 MM N OF POLES: 3 90° SOLDER PIN LENGTH (L): 3.2 MM TINNED TAPE | 0
12625 | 1863980000 | PCB PLUG-IN CONNECTOR MALE HEADER SOLDER FLANGE THT/THR SOLDER CONNECTION 3.81 MM N OF POLES: 4 90° SOLDER PIN LENGTH (L): 3.2 MM TINNED TAPE | 0
12626 | 1864050000 | PCB PLUG-IN CONNECTOR MALE HEADER CLOSED SIDE THT/THR SOLDER CONNECTION 3.81 MM N OF POLES: 2 180° SOLDER PIN LENGTH (L): 1.5 MM TINNED TAPE | 0
12627 | 1864060000 | PCB PLUG-IN CONNECTOR MALE HEADER CLOSED SIDE THT/THR SOLDER CONNECTION 3.81 MM N OF POLES: 3 180° SOLDER PIN LENGTH (L): 1.5 MM TINNED TAPE | 0
12628 | 1864220000 | PCB PLUG-IN CONNECTOR MALE HEADER SOLDER FLANGE THT/THR SOLDER CONNECTION 3.81 MM N OF POLES: 2 180° SOLDER PIN LENGTH (L): 1.5 MM TINNED TAPE | 0
12629 | 1864290000 | PCB PLUG-IN CONNECTOR MALE HEADER CLOSED SIDE THT/THR SOLDER CONNECTION 3.81 MM N OF POLES: 4 180° SOLDER PIN LENGTH (L): 1.5 MM TINNED TAPE | 0
12630 | 1864300000 | PCB PLUG-IN CONNECTOR MALE HEADER CLOSED SIDE THT/THR SOLDER CONNECTION 3.81 MM N OF POLES: 5 180° SOLDER PIN LENGTH (L): 1.5 MM TINNED TAPE | 0
12631 | 1864310000 | PCB PLUG-IN CONNECTOR MALE HEADER CLOSED SIDE THT/THR SOLDER CONNECTION 3.81 MM N OF POLES: 6 180° SOLDER PIN LENGTH (L): 1.5 MM TINNED TAPE | 0
12632 | 1869260000 | PRINTED CIRCUIT BOARD TERMINALS 7.62 MM N OF POLES: 2 90° SOLDER PIN LENGTH (L): 1.5 MM PUSH IN WITH ACTUATOR CLAMPING RANGE MAX. : 1.5 MM² T | 41
12633 | 1869310000 | PRINTED CIRCUIT BOARD TERMINALS 7.62 MM N OF POLES: 7 90° SOLDER PIN LENGTH (L): 1.5 MM PUSH IN WITH ACTUATOR CLAMPING RANGE MAX. : 1.5 MM² T | 41
12634 | 1869380000 | PRINTED CIRCUIT BOARD TERMINALS 3.81 MM N OF POLES: 4 90° SOLDER PIN LENGTH (L): 1.5 MM PUSH IN WITH ACTUATOR CLAMPING RANGE MAX. : 1.5 MM² T | 41
12635 | 1869400000 | PRINTED CIRCUIT BOARD TERMINALS 3.81 MM N OF POLES: 6 90° SOLDER PIN LENGTH (L): 1.5 MM PUSH IN WITH ACTUATOR CLAMPING RANGE MAX. : 1.5 MM² T | 41
12636 | 1869430000 | PRINTED CIRCUIT BOARD TERMINALS 3.81 MM N OF POLES: 9 90° SOLDER PIN LENGTH (L): 1.5 MM PUSH IN WITH ACTUATOR CLAMPING RANGE MAX. : 1.5 MM² T | 41
12637 | 1869470000 | PRINTED CIRCUIT BOARD TERMINALS 3.81 MM N OF POLES: 13 90° SOLDER PIN LENGTH (L): 1.5 MM PUSH IN WITH ACTUATOR CLAMPING RANGE MAX. : 1.5 MM² T | 41
12638 | 1869620000 | PRINTED CIRCUIT BOARD TERMINALS 5.00 MM N OF POLES: 4 90° SOLDER PIN LENGTH (L): 1.5 MM PUSH IN WITH ACTUATOR CLAMPING RANGE MAX. : 1.5 MM² T | 41
12639 | 1869640000 | PRINTED CIRCUIT BOARD TERMINALS 5.00 MM N OF POLES: 6 90° SOLDER PIN LENGTH (L): 1.5 MM PUSH IN WITH ACTUATOR CLAMPING RANGE MAX. : 1.5 MM² T | 41
12640 | 1869720000 | PRINTED CIRCUIT BOARD TERMINALS 5.08 MM N OF POLES: 7 90° SOLDER PIN LENGTH (L): 1.5 MM PUSH IN WITH ACTUATOR CLAMPING RANGE MAX. : 1.5 MM² T | 41
12641 | 1869730000 | PRINTED CIRCUIT BOARD TERMINALS 5.08 MM N OF POLES: 8 90° SOLDER PIN LENGTH (L): 1.5 MM PUSH IN WITH ACTUATOR CLAMPING RANGE MAX. : 1.5 MM² T | 41
12642 | 1869800000 | PRINTED CIRCUIT BOARD TERMINALS 7.50 MM N OF POLES: 8 90° SOLDER PIN LENGTH (L): 1.5 MM PUSH IN WITH ACTUATOR CLAMPING RANGE MAX. : 1.5 MM² T | 41
12643 | 1869810000 | PRINTED CIRCUIT BOARD TERMINALS 7.62 MM N OF POLES: 2 180° SOLDER PIN LENGTH (L): 1.5 MM PUSH IN WITH ACTUATOR CLAMPING RANGE MAX. : 1.5 MM² T | 90
12644 | 1869850000 | PRINTED CIRCUIT BOARD TERMINALS 7.62 MM N OF POLES: 5 180° SOLDER PIN LENGTH (L): 1.5 MM PUSH IN WITH ACTUATOR CLAMPING RANGE MAX. : 1.5 MM² T | 41
12645 | 1869940000 | PRINTED CIRCUIT BOARD TERMINALS 3.81 MM N OF POLES: 7 180° SOLDER PIN LENGTH (L): 1.5 MM PUSH IN WITH ACTUATOR CLAMPING RANGE MAX. : 1.5 MM² T | 41
12646 | 1870140000 | PRINTED CIRCUIT BOARD TERMINALS 5.00 MM N OF POLES: 2 180° SOLDER PIN LENGTH (L): 1.5 MM PUSH IN WITH ACTUATOR CLAMPING RANGE MAX. : 1.5 MM² T | 41
12647 | 1870170000 | PRINTED CIRCUIT BOARD TERMINALS 5.00 MM N OF POLES: 5 180° SOLDER PIN LENGTH (L): 1.5 MM PUSH IN WITH ACTUATOR CLAMPING RANGE MAX. : 1.5 MM² T | 41
12648 | 1870180000 | PRINTED CIRCUIT BOARD TERMINALS 5.00 MM N OF POLES: 6 180° SOLDER PIN LENGTH (L): 1.5 MM PUSH IN WITH ACTUATOR CLAMPING RANGE MAX. : 1.5 MM² T | 41
12649 | 1870190000 | PRINTED CIRCUIT BOARD TERMINALS 5.00 MM N OF POLES: 7 180° SOLDER PIN LENGTH (L): 1.5 MM PUSH IN WITH ACTUATOR CLAMPING RANGE MAX. : 1.5 MM² T | 41
12650 | 1870300000 | PRINTED CIRCUIT BOARD TERMINALS 7.50 MM N OF POLES: 4 180° SOLDER PIN LENGTH (L): 1.5 MM PUSH IN WITH ACTUATOR CLAMPING RANGE MAX. : 1.5 MM² T | 41
12651 | 1870310000 | PRINTED CIRCUIT BOARD TERMINALS 7.50 MM N OF POLES: 5 180° SOLDER PIN LENGTH (L): 1.5 MM PUSH IN WITH ACTUATOR CLAMPING RANGE MAX. : 1.5 MM² T | 41
12652 | 1870320000 | PRINTED CIRCUIT BOARD TERMINALS 7.50 MM N OF POLES: 6 180° SOLDER PIN LENGTH (L): 1.5 MM PUSH IN WITH ACTUATOR CLAMPING RANGE MAX. : 1.5 MM² T | 41
12653 | 1870360000 | PRINTED CIRCUIT BOARD TERMINALS 3.50 MM N OF POLES: 14 180° SOLDER PIN LENGTH (L): 3.5 MM PUSH IN WITH ACTUATOR CLAMPING RANGE MAX. : 1.5 MM² T | 41
12654 | 1870380000 | PRINTED CIRCUIT BOARD TERMINALS 3.50 MM N OF POLES: 13 90° SOLDER PIN LENGTH (L): 3.5 MM PUSH IN WITH ACTUATOR CLAMPING RANGE MAX. : 1.5 MM² T | 41
12655 | 1870420000 | PRINTED CIRCUIT BOARD TERMINALS 3.50 MM N OF POLES: 17 90° SOLDER PIN LENGTH (L): 3.5 MM PUSH IN WITH ACTUATOR CLAMPING RANGE MAX. : 1.5 MM² T | 41
12656 | 1870460000 | PRINTED CIRCUIT BOARD TERMINALS 3.50 MM N OF POLES: 21 90° SOLDER PIN LENGTH (L): 3.5 MM PUSH IN WITH ACTUATOR CLAMPING RANGE MAX. : 1.5 MM² T | 41
12657 | 1870480000 | PRINTED CIRCUIT BOARD TERMINALS 3.50 MM N OF POLES: 23 90° SOLDER PIN LENGTH (L): 3.5 MM PUSH IN WITH ACTUATOR CLAMPING RANGE MAX. : 1.5 MM² T | 41
12658 | 1870490000 | PRINTED CIRCUIT BOARD TERMINALS 3.50 MM N OF POLES: 24 90° SOLDER PIN LENGTH (L): 3.5 MM PUSH IN WITH ACTUATOR CLAMPING RANGE MAX. : 1.5 MM² T | 41
12659 | 1870510000 | PRINTED CIRCUIT BOARD TERMINALS 3.50 MM N OF POLES: 16 180° SOLDER PIN LENGTH (L): 3.5 MM PUSH IN WITH ACTUATOR CLAMPING RANGE MAX. : 1.5 MM² T | 41
12660 | 1870560000 | PRINTED CIRCUIT BOARD TERMINALS 3.50 MM N OF POLES: 19 180° SOLDER PIN LENGTH (L): 3.5 MM PUSH IN WITH ACTUATOR CLAMPING RANGE MAX. : 1.5 MM² T | 41
12661 | 1870600000 | PRINTED CIRCUIT BOARD TERMINALS 3.50 MM N OF POLES: 21 180° SOLDER PIN LENGTH (L): 3.5 MM PUSH IN WITH ACTUATOR CLAMPING RANGE MAX. : 1.5 MM² T | 41
12662 | 1870610000 | PRINTED CIRCUIT BOARD TERMINALS 3.50 MM N OF POLES: 22 180° SOLDER PIN LENGTH (L): 3.5 MM PUSH IN WITH ACTUATOR CLAMPING RANGE MAX. : 1.5 MM² T | 41
12663 | 1870630000 | PRINTED CIRCUIT BOARD TERMINALS 3.50 MM N OF POLES: 24 180° SOLDER PIN LENGTH (L): 3.5 MM PUSH IN WITH ACTUATOR CLAMPING RANGE MAX. : 1.5 MM² T | 41
12664 | 1870650000 | PRINTED CIRCUIT BOARD TERMINALS 3.50 MM N OF POLES: 3 180° SOLDER PIN LENGTH (L): 1.5 MM PUSH IN WITH ACTUATOR CLAMPING RANGE MAX. : 1.5 MM² T | 41
12665 | 1870670000 | PRINTED CIRCUIT BOARD TERMINALS 3.50 MM N OF POLES: 5 180° SOLDER PIN LENGTH (L): 1.5 MM PUSH IN WITH ACTUATOR CLAMPING RANGE MAX. : 1.5 MM² T | 41
12666 | 1870690000 | PRINTED CIRCUIT BOARD TERMINALS 3.50 MM N OF POLES: 7 180° SOLDER PIN LENGTH (L): 1.5 MM PUSH IN WITH ACTUATOR CLAMPING RANGE MAX. : 1.5 MM² T | 41
12667 | 1870720000 | PRINTED CIRCUIT BOARD TERMINALS 3.50 MM N OF POLES: 10 180° SOLDER PIN LENGTH (L): 1.5 MM PUSH IN WITH ACTUATOR CLAMPING RANGE MAX. : 1.5 MM² T | 41
12668 | 1870740000 | PRINTED CIRCUIT BOARD TERMINALS 3.50 MM N OF POLES: 12 180° SOLDER PIN LENGTH (L): 1.5 MM PUSH IN WITH ACTUATOR CLAMPING RANGE MAX. : 1.5 MM² T | 41
12669 | 1870750000 | PRINTED CIRCUIT BOARD TERMINALS 3.50 MM N OF POLES: 13 180° SOLDER PIN LENGTH (L): 1.5 MM PUSH IN WITH ACTUATOR CLAMPING RANGE MAX. : 1.5 MM² T | 41
12670 | 1870790000 | PRINTED CIRCUIT BOARD TERMINALS 3.50 MM N OF POLES: 16 180° SOLDER PIN LENGTH (L): 1.5 MM PUSH IN WITH ACTUATOR CLAMPING RANGE MAX. : 1.5 MM² T | 41
12671 | 1870850000 | PRINTED CIRCUIT BOARD TERMINALS 3.50 MM N OF POLES: 20 180° SOLDER PIN LENGTH (L): 1.5 MM PUSH IN WITH ACTUATOR CLAMPING RANGE MAX. : 1.5 MM² T | 41
12672 | 1870870000 | PRINTED CIRCUIT BOARD TERMINALS 3.50 MM N OF POLES: 22 180° SOLDER PIN LENGTH (L): 1.5 MM PUSH IN WITH ACTUATOR CLAMPING RANGE MAX. : 1.5 MM² T | 41
12673 | 1870890000 | PRINTED CIRCUIT BOARD TERMINALS 3.50 MM N OF POLES: 24 180° SOLDER PIN LENGTH (L): 1.5 MM PUSH IN WITH ACTUATOR CLAMPING RANGE MAX. : 1.5 MM² T | 41
12674 | 1870920000 | PRINTED CIRCUIT BOARD TERMINALS 3.81 MM N OF POLES: 15 180° SOLDER PIN LENGTH (L): 3.5 MM PUSH IN WITH ACTUATOR CLAMPING RANGE MAX. : 1.5 MM² T | 90
12675 | 1871040000 | PRINTED CIRCUIT BOARD TERMINALS 3.50 MM N OF POLES: 9 90° SOLDER PIN LENGTH (L): 1.5 MM PUSH IN WITH ACTUATOR CLAMPING RANGE MAX. : 1.5 MM² T | 41
12676 | 1871060000 | PRINTED CIRCUIT BOARD TERMINALS 3.50 MM N OF POLES: 11 90° SOLDER PIN LENGTH (L): 1.5 MM PUSH IN WITH ACTUATOR CLAMPING RANGE MAX. : 1.5 MM² T | 41
12677 | 1871240000 | PRINTED CIRCUIT BOARD TERMINALS 3.81 MM N OF POLES: 17 90° SOLDER PIN LENGTH (L): 3.5 MM PUSH IN WITH ACTUATOR CLAMPING RANGE MAX. : 1.5 MM² T | 41
12678 | 1871250000 | PRINTED CIRCUIT BOARD TERMINALS 3.81 MM N OF POLES: 18 90° SOLDER PIN LENGTH (L): 3.5 MM PUSH IN WITH ACTUATOR CLAMPING RANGE MAX. : 1.5 MM² T | 41
12679 | 1874310000 | PRINTED CIRCUIT BOARD TERMINALS 3.50 MM N OF POLES: 5 180° SOLDER PIN LENGTH (L): 1.5 MM PUSH IN WITH ACTUATOR CLAMPING RANGE MAX. : 1.5 MM² TAPE | 41
12680 | 1874320000 | PRINTED CIRCUIT BOARD TERMINALS 3.50 MM N OF POLES: 6 180° SOLDER PIN LENGTH (L): 1.5 MM PUSH IN WITH ACTUATOR CLAMPING RANGE MAX. : 1.5 MM² TAPE | 41
12681 | 1874350000 | PRINTED CIRCUIT BOARD TERMINALS 3.50 MM N OF POLES: 8 180° SOLDER PIN LENGTH (L): 1.5 MM PUSH IN WITH ACTUATOR CLAMPING RANGE MAX. : 1.5 MM² TAPE | 41
12682 | 1874370000 | PRINTED CIRCUIT BOARD TERMINALS 3.50 MM N OF POLES: 9 180° SOLDER PIN LENGTH (L): 1.5 MM PUSH IN WITH ACTUATOR CLAMPING RANGE MAX. : 1.5 MM² TAPE | 41
12683 | 1874430000 | PRINTED CIRCUIT BOARD TERMINALS 7.62 MM N OF POLES: 5 90° SOLDER PIN LENGTH (L): 1.5 MM PUSH IN WITH ACTUATOR CLAMPING RANGE MAX. : 1.5 MM² TAPE | 41
12684 | 1874540000 | PRINTED CIRCUIT BOARD TERMINALS 3.50 MM N OF POLES: 4 180° SOLDER PIN LENGTH (L): 3.5 MM PUSH IN WITH ACTUATOR CLAMPING RANGE MAX. : 1.5 MM² TAPE | 41
12685 | 1874680000 | PRINTED CIRCUIT BOARD TERMINALS 3.50 MM N OF POLES: 12 180° SOLDER PIN LENGTH (L): 3.5 MM PUSH IN WITH ACTUATOR CLAMPING RANGE MAX. : 1.5 MM² TAPE | 41
12686 | 1874710000 | PRINTED CIRCUIT BOARD TERMINALS 3.50 MM N OF POLES: 3 90° SOLDER PIN LENGTH (L): 1.5 MM PUSH IN WITH ACTUATOR CLAMPING RANGE MAX. : 1.5 MM² TAPE | 41
12687 | 1874740000 | PRINTED CIRCUIT BOARD TERMINALS 3.50 MM N OF POLES: 5 90° SOLDER PIN LENGTH (L): 1.5 MM PUSH IN WITH ACTUATOR CLAMPING RANGE MAX. : 1.5 MM² TAPE | 41
12688 | 1874880000 | PRINTED CIRCUIT BOARD TERMINALS 7.50 MM N OF POLES: 6 90° SOLDER PIN LENGTH (L): 3.5 MM PUSH IN WITH ACTUATOR CLAMPING RANGE MAX. : 1.5 MM² TAPE | 41
12689 | 1874890000 | PRINTED CIRCUIT BOARD TERMINALS 3.50 MM N OF POLES: 8 90° SOLDER PIN LENGTH (L): 1.5 MM PUSH IN WITH ACTUATOR CLAMPING RANGE MAX. : 1.5 MM² TAPE | 41
12690 | 1874910000 | PRINTED CIRCUIT BOARD TERMINALS 7.50 MM N OF POLES: 6 90° SOLDER PIN LENGTH (L): 1.5 MM PUSH IN WITH ACTUATOR CLAMPING RANGE MAX. : 1.5 MM² TAPE | 41
12691 | 1875020000 | PRINTED CIRCUIT BOARD TERMINALS 7.50 MM N OF POLES: 4 90° SOLDER PIN LENGTH (L): 3.5 MM PUSH IN WITH ACTUATOR CLAMPING RANGE MAX. : 1.5 MM² TAPE | 41
12692 | 1875080000 | PRINTED CIRCUIT BOARD TERMINALS 3.50 MM N OF POLES: 6 90° SOLDER PIN LENGTH (L): 3.5 MM PUSH IN WITH ACTUATOR CLAMPING RANGE MAX. : 1.5 MM² TAPE | 41
12693 | 1875100000 | PRINTED CIRCUIT BOARD TERMINALS 3.50 MM N OF POLES: 7 90° SOLDER PIN LENGTH (L): 3.5 MM PUSH IN WITH ACTUATOR CLAMPING RANGE MAX. : 1.5 MM² TAPE | 41
12694 | 1875110000 | PRINTED CIRCUIT BOARD TERMINALS 3.50 MM N OF POLES: 8 90° SOLDER PIN LENGTH (L): 3.5 MM PUSH IN WITH ACTUATOR CLAMPING RANGE MAX. : 1.5 MM² TAPE | 41
12695 | 1875290000 | PRINTED CIRCUIT BOARD TERMINALS 3.81 MM N OF POLES: 9 90° SOLDER PIN LENGTH (L): 1.5 MM PUSH IN WITH ACTUATOR CLAMPING RANGE MAX. : 1.5 MM² TAPE | 41
12696 | 1875380000 | PRINTED CIRCUIT BOARD TERMINALS 3.81 MM N OF POLES: 8 180° SOLDER PIN LENGTH (L): 1.5 MM PUSH IN WITH ACTUATOR CLAMPING RANGE MAX. : 1.5 MM² TAPE | 41
12697 | 1875430000 | PRINTED CIRCUIT BOARD TERMINALS 7.50 MM N OF POLES: 3 90° SOLDER PIN LENGTH (L): 3.5 MM PUSH IN WITH ACTUATOR CLAMPING RANGE MAX. : 1.5 MM² TAPE | 41
12698 | 1875500000 | PRINTED CIRCUIT BOARD TERMINALS 7.50 MM N OF POLES: 2 180° SOLDER PIN LENGTH (L): 1.5 MM PUSH IN WITH ACTUATOR CLAMPING RANGE MAX. : 1.5 MM² TAPE | 41
12699 | 1875650000 | PRINTED CIRCUIT BOARD TERMINALS 3.81 MM N OF POLES: 5 180° SOLDER PIN LENGTH (L): 3.5 MM PUSH IN WITH ACTUATOR CLAMPING RANGE MAX. : 1.5 MM² TAPE | 41
12700 | 1875760000 | PRINTED CIRCUIT BOARD TERMINALS 3.81 MM N OF POLES: 10 180° SOLDER PIN LENGTH (L): 3.5 MM PUSH IN WITH ACTUATOR CLAMPING RANGE MAX. : 1.5 MM² TAPE | 41
12701 | 1876000000 | PRINTED CIRCUIT BOARD TERMINALS 3.81 MM N OF POLES: 10 90° SOLDER PIN LENGTH (L): 3.5 MM PUSH IN WITH ACTUATOR CLAMPING RANGE MAX. : 1.5 MM² TAPE | 41
12702 | 1876050000 | PRINTED CIRCUIT BOARD TERMINALS 5.00 MM N OF POLES: 4 180° SOLDER PIN LENGTH (L): 1.5 MM PUSH IN WITH ACTUATOR CLAMPING RANGE MAX. : 1.5 MM² TAPE | 41
12703 | 1876060000 | PRINTED CIRCUIT BOARD TERMINALS 5.00 MM N OF POLES: 5 180° SOLDER PIN LENGTH (L): 1.5 MM PUSH IN WITH ACTUATOR CLAMPING RANGE MAX. : 1.5 MM² TAPE | 41
12704 | 1876110000 | PRINTED CIRCUIT BOARD TERMINALS 5.00 MM N OF POLES: 2 180° SOLDER PIN LENGTH (L): 3.5 MM PUSH IN WITH ACTUATOR CLAMPING RANGE MAX. : 1.5 MM² TAPE | 41
12705 | 1876120000 | PRINTED CIRCUIT BOARD TERMINALS 5.08 MM N OF POLES: 6 90° SOLDER PIN LENGTH (L): 3.5 MM PUSH IN WITH ACTUATOR CLAMPING RANGE MAX. : 1.5 MM² TAPE | 41
12706 | 1876140000 | PRINTED CIRCUIT BOARD TERMINALS 5.00 MM N OF POLES: 4 180° SOLDER PIN LENGTH (L): 3.5 MM PUSH IN WITH ACTUATOR CLAMPING RANGE MAX. : 1.5 MM² TAPE | 41
12707 | 1876160000 | PRINTED CIRCUIT BOARD TERMINALS 5.00 MM N OF POLES: 5 180° SOLDER PIN LENGTH (L): 3.5 MM PUSH IN WITH ACTUATOR CLAMPING RANGE MAX. : 1.5 MM² TAPE | 41
12708 | 1876180000 | PRINTED CIRCUIT BOARD TERMINALS 5.08 MM N OF POLES: 6 180° SOLDER PIN LENGTH (L): 1.5 MM PUSH IN WITH ACTUATOR CLAMPING RANGE MAX. : 1.5 MM² TAPE | 41
12709 | 1876200000 | PRINTED CIRCUIT BOARD TERMINALS 5.00 MM N OF POLES: 6 180° SOLDER PIN LENGTH (L): 3.5 MM PUSH IN WITH ACTUATOR CLAMPING RANGE MAX. : 1.5 MM² TAPE | 41
12710 | 1876210000 | PRINTED CIRCUIT BOARD TERMINALS 5.08 MM N OF POLES: 5 90° SOLDER PIN LENGTH (L): 1.5 MM PUSH IN WITH ACTUATOR CLAMPING RANGE MAX. : 1.5 MM² TAPE | 41
12711 | 1876290000 | PRINTED CIRCUIT BOARD TERMINALS 5.08 MM N OF POLES: 5 180° SOLDER PIN LENGTH (L): 1.5 MM PUSH IN WITH ACTUATOR CLAMPING RANGE MAX. : 1.5 MM² TAPE | 41
12712 | 1876430000 | PRINTED CIRCUIT BOARD TERMINALS 5.00 MM N OF POLES: 2 90° SOLDER PIN LENGTH (L): 3.5 MM PUSH IN WITH ACTUATOR CLAMPING RANGE MAX. : 1.5 MM² TAPE | 41
12713 | 1876490000 | PRINTED CIRCUIT BOARD TERMINALS 5.08 MM N OF POLES: 2 180° SOLDER PIN LENGTH (L): 3.5 MM PUSH IN WITH ACTUATOR CLAMPING RANGE MAX. : 1.5 MM² TAPE | 41
12714 | 1876500000 | PRINTED CIRCUIT BOARD TERMINALS 5.08 MM N OF POLES: 2 180° SOLDER PIN LENGTH (L): 1.5 MM PUSH IN WITH ACTUATOR CLAMPING RANGE MAX. : 1.5 MM² TAPE | 41
12715 | 1876940000 | PCB PLUG-IN CONNECTOR MALE HEADER SOLDER FLANGE THT/THR SOLDER CONNECTION 5.08 MM N OF POLES: 4 270° SOLDER PIN LENGTH (L): 1.5 MM TINNED TAPE | 0
12716 | 1876970000 | PCB PLUG-IN CONNECTOR MALE HEADER SOLDER FLANGE THT/THR SOLDER CONNECTION 5.08 MM N OF POLES: 7 270° SOLDER PIN LENGTH (L): 1.5 MM TINNED TAPE | 0
12717 | 1877610000 | PCB PLUG-IN CONNECTOR MALE HEADER CLOSED SIDE THT/THR SOLDER CONNECTION 5.08 MM N OF POLES: 4 270° SOLDER PIN LENGTH (L): 1.5 MM TINNED TAPE | 0
12718 | 1877630000 | PCB PLUG-IN CONNECTOR MALE HEADER CLOSED SIDE THT/THR SOLDER CONNECTION 5.08 MM N OF POLES: 6 270° SOLDER PIN LENGTH (L): 1.5 MM TINNED TAPE | 0
12719 | 1877640000 | PCB PLUG-IN CONNECTOR MALE HEADER CLOSED SIDE THT/THR SOLDER CONNECTION 5.08 MM N OF POLES: 7 270° SOLDER PIN LENGTH (L): 1.5 MM TINNED TAPE | 0
12720 | 1877650000 | PCB PLUG-IN CONNECTOR MALE HEADER CLOSED SIDE THT/THR SOLDER CONNECTION 5.08 MM N OF POLES: 8 270° SOLDER PIN LENGTH (L): 1.5 MM TINNED TAPE | 0
12721 | 1877760000 | PCB PLUG-IN CONNECTOR MALE HEADER CLOSED SIDE THT/THR SOLDER CONNECTION 5.08 MM N OF POLES: 4 270° SOLDER PIN LENGTH (L): 1.5 MM TINNED TAPE | 0
12722 | 1877800000 | PCB PLUG-IN CONNECTOR MALE HEADER CLOSED SIDE THT/THR SOLDER CONNECTION 5.08 MM N OF POLES: 8 270° SOLDER PIN LENGTH (L): 1.5 MM TINNED TAPE | 0
12723 | 1877810000 | PCB PLUG-IN CONNECTOR MALE HEADER CLOSED SIDE THT/THR SOLDER CONNECTION 5.08 MM N OF POLES: 2 270° SOLDER PIN LENGTH (L): 3.2 MM TINNED TAPE | 0
12724 | 1877820000 | PCB PLUG-IN CONNECTOR MALE HEADER CLOSED SIDE THT/THR SOLDER CONNECTION 5.08 MM N OF POLES: 3 270° SOLDER PIN LENGTH (L): 3.2 MM TINNED TAPE | 0
12725 | 1877840000 | PCB PLUG-IN CONNECTOR MALE HEADER CLOSED SIDE THT/THR SOLDER CONNECTION 5.08 MM N OF POLES: 5 270° SOLDER PIN LENGTH (L): 3.2 MM TINNED TAPE | 0
12726 | 1884340000 | PRINTED CIRCUIT BOARD TERMINALS 5.00 MM N OF POLES: 2 135° SOLDER PIN LENGTH (L): 3.5 MM PUSH IN WITH ACTUATOR CLAMPING RANGE MAX. : 1.5 MM² T | 41
12727 | 1884430000 | PRINTED CIRCUIT BOARD TERMINALS 5.00 MM N OF POLES: 9 135° SOLDER PIN LENGTH (L): 3.5 MM PUSH IN WITH ACTUATOR CLAMPING RANGE MAX. : 1.5 MM² T | 41
12728 | 1884580000 | PRINTED CIRCUIT BOARD TERMINALS 5.00 MM N OF POLES: 7 135° SOLDER PIN LENGTH (L): 1.5 MM PUSH IN WITH ACTUATOR CLAMPING RANGE MAX. : 1.5 MM² T | 41
12729 | 1884760000 | PRINTED CIRCUIT BOARD TERMINALS 5.08 MM N OF POLES: 5 135° SOLDER PIN LENGTH (L): 1.5 MM PUSH IN WITH ACTUATOR CLAMPING RANGE MAX. : 1.5 MM² T | 41
12730 | 1884870000 | PRINTED CIRCUIT BOARD TERMINALS 5.08 MM N OF POLES: 16 135° SOLDER PIN LENGTH (L): 1.5 MM PUSH IN WITH ACTUATOR CLAMPING RANGE MAX. : 1.5 MM² T | 41
12731 | 1884900000 | PRINTED CIRCUIT BOARD TERMINALS 7.50 MM N OF POLES: 4 135° SOLDER PIN LENGTH (L): 1.5 MM PUSH IN WITH ACTUATOR CLAMPING RANGE MAX. : 1.5 MM² T | 41
12732 | 1884930000 | PRINTED CIRCUIT BOARD TERMINALS 7.50 MM N OF POLES: 7 135° SOLDER PIN LENGTH (L): 1.5 MM PUSH IN WITH ACTUATOR CLAMPING RANGE MAX. : 1.5 MM² T | 41
12733 | 1884950000 | PRINTED CIRCUIT BOARD TERMINALS 7.62 MM N OF POLES: 2 135° SOLDER PIN LENGTH (L): 1.5 MM PUSH IN WITH ACTUATOR CLAMPING RANGE MAX. : 1.5 MM² T | 90
12734 | 1885000000 | PRINTED CIRCUIT BOARD TERMINALS 7.62 MM N OF POLES: 7 135° SOLDER PIN LENGTH (L): 1.5 MM PUSH IN WITH ACTUATOR CLAMPING RANGE MAX. : 1.5 MM² T | 90
12735 | 1885020000 | PRINTED CIRCUIT BOARD TERMINALS 5.08 MM N OF POLES: 2 135° SOLDER PIN LENGTH (L): 3.5 MM PUSH IN WITH ACTUATOR CLAMPING RANGE MAX. : 1.5 MM² T | 41
12736 | 1885270000 | PRINTED CIRCUIT BOARD TERMINALS 3.50 MM N OF POLES: 11 135° SOLDER PIN LENGTH (L): 1.5 MM PUSH IN WITH ACTUATOR CLAMPING RANGE MAX. : 1.5 MM² T | 90
12737 | 1885300000 | PRINTED CIRCUIT BOARD TERMINALS 3.50 MM N OF POLES: 14 135° SOLDER PIN LENGTH (L): 1.5 MM PUSH IN WITH ACTUATOR CLAMPING RANGE MAX. : 1.5 MM² T | 41
12738 | 1885380000 | PRINTED CIRCUIT BOARD TERMINALS 3.50 MM N OF POLES: 22 135° SOLDER PIN LENGTH (L): 1.5 MM PUSH IN WITH ACTUATOR CLAMPING RANGE MAX. : 1.5 MM² T | 90
12739 | 1885430000 | PRINTED CIRCUIT BOARD TERMINALS 3.81 MM N OF POLES: 4 135° SOLDER PIN LENGTH (L): 1.5 MM PUSH IN WITH ACTUATOR CLAMPING RANGE MAX. : 1.5 MM² T | 90
12740 | 1885440000 | PRINTED CIRCUIT BOARD TERMINALS 3.81 MM N OF POLES: 5 135° SOLDER PIN LENGTH (L): 1.5 MM PUSH IN WITH ACTUATOR CLAMPING RANGE MAX. : 1.5 MM² T | 90
12741 | 1885490000 | PRINTED CIRCUIT BOARD TERMINALS 3.81 MM N OF POLES: 10 135° SOLDER PIN LENGTH (L): 1.5 MM PUSH IN WITH ACTUATOR CLAMPING RANGE MAX. : 1.5 MM² T | 90
12742 | 1885510000 | PRINTED CIRCUIT BOARD TERMINALS 3.81 MM N OF POLES: 11 135° SOLDER PIN LENGTH (L): 1.5 MM PUSH IN WITH ACTUATOR CLAMPING RANGE MAX. : 1.5 MM² T | 32
12743 | 1885520000 | PRINTED CIRCUIT BOARD TERMINALS 3.81 MM N OF POLES: 12 135° SOLDER PIN LENGTH (L): 1.5 MM PUSH IN WITH ACTUATOR CLAMPING RANGE MAX. : 1.5 MM² T | 90
12744 | 1885670000 | PRINTED CIRCUIT BOARD TERMINALS 3.50 MM N OF POLES: 4 135° SOLDER PIN LENGTH (L): 3.5 MM PUSH IN WITH ACTUATOR CLAMPING RANGE MAX. : 1.5 MM² T | 41
12745 | 1885790000 | PRINTED CIRCUIT BOARD TERMINALS 3.50 MM N OF POLES: 16 135° SOLDER PIN LENGTH (L): 3.5 MM PUSH IN WITH ACTUATOR CLAMPING RANGE MAX. : 1.5 MM² T | 41
12746 | 1885970000 | PRINTED CIRCUIT BOARD TERMINALS 3.81 MM N OF POLES: 11 135° SOLDER PIN LENGTH (L): 3.5 MM PUSH IN WITH ACTUATOR CLAMPING RANGE MAX. : 1.5 MM² T | 90
12747 | 1886150000 | PRINTED CIRCUIT BOARD TERMINALS 7.50 MM N OF POLES: 6 135° SOLDER PIN LENGTH (L): 3.5 MM PUSH IN WITH ACTUATOR CLAMPING RANGE MAX. : 1.5 MM² T | 41
12748 | 1887110000 | PRINTED CIRCUIT BOARD TERMINALS 7.62 MM N OF POLES: 2 135° SOLDER PIN LENGTH (L): 1.5 MM PUSH IN WITH ACTUATOR CLAMPING RANGE MAX. : 1.5 MM² TAPE | 32
12749 | 1887460000 | PRINTED CIRCUIT BOARD TERMINALS 3.50 MM N OF POLES: 5 135° SOLDER PIN LENGTH (L): 3.5 MM PUSH IN WITH ACTUATOR CLAMPING RANGE MAX. : 1.5 MM² TAPE | 41
12750 | 1887480000 | PRINTED CIRCUIT BOARD TERMINALS 3.50 MM N OF POLES: 7 135° SOLDER PIN LENGTH (L): 3.5 MM PUSH IN WITH ACTUATOR CLAMPING RANGE MAX. : 1.5 MM² TAPE | 41
12751 | 1887560000 | PRINTED CIRCUIT BOARD TERMINALS 3.50 MM N OF POLES: 3 135° SOLDER PIN LENGTH (L): 1.5 MM PUSH IN WITH ACTUATOR CLAMPING RANGE MAX. : 1.5 MM² TAPE | 41
12752 | 1887630000 | PRINTED CIRCUIT BOARD TERMINALS 3.50 MM N OF POLES: 5 135° SOLDER PIN LENGTH (L): 1.5 MM PUSH IN WITH ACTUATOR CLAMPING RANGE MAX. : 1.5 MM² TAPE | 41
12753 | 1887680000 | PRINTED CIRCUIT BOARD TERMINALS 3.50 MM N OF POLES: 10 135° SOLDER PIN LENGTH (L): 1.5 MM PUSH IN WITH ACTUATOR CLAMPING RANGE MAX. : 1.5 MM² TAPE | 41
12754 | 1888430000 | PRINTED CIRCUIT BOARD TERMINALS 3.81 MM N OF POLES: 10 135° SOLDER PIN LENGTH (L): 3.5 MM PUSH IN WITH ACTUATOR CLAMPING RANGE MAX. : 1.5 MM² TAPE | 41
12755 | 1888480000 | PRINTED CIRCUIT BOARD TERMINALS 3.81 MM N OF POLES: 5 135° SOLDER PIN LENGTH (L): 1.5 MM PUSH IN WITH ACTUATOR CLAMPING RANGE MAX. : 1.5 MM² TAPE | 32
12756 | 1888570000 | PRINTED CIRCUIT BOARD TERMINALS 5.00 MM N OF POLES: 2 135° SOLDER PIN LENGTH (L): 1.5 MM PUSH IN WITH ACTUATOR CLAMPING RANGE MAX. : 1.5 MM² TAPE | 41
12757 | 1888650000 | PRINTED CIRCUIT BOARD TERMINALS 5.00 MM N OF POLES: 3 135° SOLDER PIN LENGTH (L): 3.5 MM PUSH IN WITH ACTUATOR CLAMPING RANGE MAX. : 1.5 MM² TAPE | 41
12758 | 1888660000 | PRINTED CIRCUIT BOARD TERMINALS 5.00 MM N OF POLES: 4 135° SOLDER PIN LENGTH (L): 3.5 MM PUSH IN WITH ACTUATOR CLAMPING RANGE MAX. : 1.5 MM² TAPE | 41
12759 | 1888730000 | PRINTED CIRCUIT BOARD TERMINALS 5.08 MM N OF POLES: 4 135° SOLDER PIN LENGTH (L): 1.5 MM PUSH IN WITH ACTUATOR CLAMPING RANGE MAX. : 1.5 MM² TAPE | 41
12760 | 1888750000 | PRINTED CIRCUIT BOARD TERMINALS 5.08 MM N OF POLES: 6 135° SOLDER PIN LENGTH (L): 1.5 MM PUSH IN WITH ACTUATOR CLAMPING RANGE MAX. : 1.5 MM² TAPE | 41
12761 | 1888790000 | PRINTED CIRCUIT BOARD TERMINALS 5.08 MM N OF POLES: 3 135° SOLDER PIN LENGTH (L): 3.5 MM PUSH IN WITH ACTUATOR CLAMPING RANGE MAX. : 1.5 MM² TAPE | 41
12762 | 1888970000 | PRINTED CIRCUIT BOARD TERMINALS 7.50 MM N OF POLES: 2 135° SOLDER PIN LENGTH (L): 3.5 MM PUSH IN WITH ACTUATOR CLAMPING RANGE MAX. : 1.5 MM² TAPE | 41
12763 | 1896520000 | PCB PLUG-IN CONNECTOR MALE HEADER CLOSED SIDE THT/THR SOLDER CONNECTION 3.50 MM N OF POLES: 12 180° SOLDER PIN LENGTH (L): 1.5 MM TINNED TAPE | 0
12764 | 1934620000 | PCB PLUG-IN CONNECTOR MALE HEADER CLOSED SIDE THT/THR SOLDER CONNECTION 3.50 MM N OF POLES: 7 180° SOLDER PIN LENGTH (L): 3.2 MM TINNED TAPE | 0
12765 | 1951150000 | PCB PLUG-IN CONNECTOR MALE PLUG 7.62 MM N OF POLES: 3 180° CLAMPING YOKE CONNECTION CLAMPING RANGE MAX. : 6 MM² BOX | 1
12766 | 1951050000 | PCB PLUG-IN CONNECTOR MALE PLUG 7.62 MM N OF POLES: 7 180° CLAMPING YOKE CONNECTION CLAMPING RANGE MAX. : 6 MM² BOX | 1
12767 | 1951010000 | PCB PLUG-IN CONNECTOR MALE PLUG 7.62 MM N OF POLES: 4 180° CLAMPING YOKE CONNECTION CLAMPING RANGE MAX. : 6 MM² BOX | 1
12768 | 1950890000 | PCB PLUG-IN CONNECTOR MALE PLUG 7.62 MM N OF POLES: 3 180° CLAMPING YOKE CONNECTION CLAMPING RANGE MAX. : 6 MM² BOX | 1
12769 | 1932230000 | PCB PLUG-IN CONNECTOR MALE PLUG 7.62 MM N OF POLES: 7 180° CLAMPING YOKE CONNECTION CLAMPING RANGE MAX. : 6 MM² BOX | 1
12770 | 1932200000 | PCB PLUG-IN CONNECTOR MALE PLUG 7.62 MM N OF POLES: 4 180° CLAMPING YOKE CONNECTION CLAMPING RANGE MAX. : 6 MM² BOX | 1
12771 | 1932100000 | PCB PLUG-IN CONNECTOR MALE PLUG 7.62 MM N OF POLES: 5 180° CLAMPING YOKE CONNECTION CLAMPING RANGE MAX. : 6 MM² BOX | 1
12772 | 1932090000 | PCB PLUG-IN CONNECTOR MALE PLUG 7.62 MM N OF POLES: 4 180° CLAMPING YOKE CONNECTION CLAMPING RANGE MAX. : 6 MM² BOX | 1
12773 | 1932010000 | PCB PLUG-IN CONNECTOR MALE PLUG 7.62 MM N OF POLES: 7 180° CLAMPING YOKE CONNECTION CLAMPING RANGE MAX. : 6 MM² BOX | 1
12774 | 1931980000 | PCB PLUG-IN CONNECTOR MALE PLUG 7.62 MM N OF POLES: 4 180° CLAMPING YOKE CONNECTION CLAMPING RANGE MAX. : 6 MM² BOX | 1
12775 | 1931850000 | PCB PLUG-IN CONNECTOR MALE PLUG 7.62 MM N OF POLES: 6 180° CLAMPING YOKE CONNECTION CLAMPING RANGE MAX. : 6 MM² BOX | 1
12776 | 1931680000 | PCB PLUG-IN CONNECTOR MALE PLUG 7.62 MM N OF POLES: 7 180° CLAMPING YOKE CONNECTION CLAMPING RANGE MAX. : 6 MM² BOX | 1
12777 | 1931570000 | PCB PLUG-IN CONNECTOR MALE HEADER SCREW/CLIP-ON FLANGE THT SOLDER CONNECTION 7.62 MM N OF POLES: 10 270° SOLDER PIN LENGTH (L): 3.5 MM TINNED BOX | 0
12778 | 1931530000 | PCB PLUG-IN CONNECTOR MALE HEADER SCREW/CLIP-ON FLANGE THT SOLDER CONNECTION 7.62 MM N OF POLES: 7 270° SOLDER PIN LENGTH (L): 3.5 MM TINNED BOX | 0
12779 | 1931510000 | PCB PLUG-IN CONNECTOR MALE HEADER SCREW/CLIP-ON FLANGE THT SOLDER CONNECTION 7.62 MM N OF POLES: 5 270° SOLDER PIN LENGTH (L): 3.5 MM TINNED BOX | 0
12780 | 1931450000 | PCB PLUG-IN CONNECTOR MALE HEADER CLIP-ON FLANGE THT SOLDER CONNECTION 7.62 MM N OF POLES: 10 270° SOLDER PIN LENGTH (L): 3.5 MM TINNED BOX | 0
12781 | 1931420000 | PCB PLUG-IN CONNECTOR MALE HEADER CLIP-ON FLANGE THT SOLDER CONNECTION 7.62 MM N OF POLES: 7 270° SOLDER PIN LENGTH (L): 3.5 MM TINNED BOX | 0
12782 | 1931400000 | PCB PLUG-IN CONNECTOR MALE HEADER CLIP-ON FLANGE THT SOLDER CONNECTION 7.62 MM N OF POLES: 5 270° SOLDER PIN LENGTH (L): 3.5 MM TINNED BOX | 0
12783 | 1931360000 | PCB PLUG-IN CONNECTOR MALE HEADER CLOSED SIDE THT SOLDER CONNECTION 7.62 MM N OF POLES: 12 270° SOLDER PIN LENGTH (L): 3.5 MM TINNED BOX | 0
12784 | 1931340000 | PCB PLUG-IN CONNECTOR MALE HEADER CLOSED SIDE THT SOLDER CONNECTION 7.62 MM N OF POLES: 10 270° SOLDER PIN LENGTH (L): 3.5 MM TINNED BOX | 0
12785 | 1931290000 | PCB PLUG-IN CONNECTOR MALE HEADER CLOSED SIDE THT SOLDER CONNECTION 7.62 MM N OF POLES: 5 270° SOLDER PIN LENGTH (L): 3.5 MM TINNED BOX | 0
12786 | 1930920000 | PCB PLUG-IN CONNECTOR MALE HEADER SCREW/CLIP-ON FLANGE THT SOLDER CONNECTION 7.62 MM N OF POLES: 12 180° SOLDER PIN LENGTH (L): 3.5 MM TINNED BOX | 0
12787 | 1930910000 | PCB PLUG-IN CONNECTOR MALE HEADER SCREW/CLIP-ON FLANGE THT SOLDER CONNECTION 7.62 MM N OF POLES: 11 180° SOLDER PIN LENGTH (L): 3.5 MM TINNED BOX | 0
12788 | 1930870000 | PCB PLUG-IN CONNECTOR MALE HEADER SCREW/CLIP-ON FLANGE THT SOLDER CONNECTION 7.62 MM N OF POLES: 7 180° SOLDER PIN LENGTH (L): 3.5 MM TINNED BOX | 0
12789 | 1930800000 | PCB PLUG-IN CONNECTOR MALE HEADER CLIP-ON FLANGE THT SOLDER CONNECTION 7.62 MM N OF POLES: 11 180° SOLDER PIN LENGTH (L): 3.5 MM TINNED BOX | 0
12790 | 1930790000 | PCB PLUG-IN CONNECTOR MALE HEADER CLIP-ON FLANGE THT SOLDER CONNECTION 7.62 MM N OF POLES: 10 180° SOLDER PIN LENGTH (L): 3.5 MM TINNED BOX | 0
12791 | 1930670000 | PCB PLUG-IN CONNECTOR MALE HEADER CLOSED SIDE THT SOLDER CONNECTION 7.62 MM N OF POLES: 9 180° SOLDER PIN LENGTH (L): 3.5 MM TINNED BOX | 0
12792 | 1930550000 | PCB PLUG-IN CONNECTOR MALE HEADER SCREW/CLIP-ON FLANGE THT SOLDER CONNECTION 7.62 MM N OF POLES: 8 90° SOLDER PIN LENGTH (L): 3.5 MM TINNED BOX | 0
12793 | 1930520000 | PCB PLUG-IN CONNECTOR MALE HEADER SCREW/CLIP-ON FLANGE THT SOLDER CONNECTION 7.62 MM N OF POLES: 5 90° SOLDER PIN LENGTH (L): 3.5 MM TINNED BOX | 0
12794 | 1930340000 | PCB PLUG-IN CONNECTOR MALE HEADER CLOSED SIDE THT SOLDER CONNECTION 7.62 MM N OF POLES: 9 90° SOLDER PIN LENGTH (L): 3.5 MM TINNED BOX | 0
12795 | 1048710000 | PCB PLUG-IN CONNECTOR MALE HEADER CLOSED SIDE MIDDLE SCREW FLANGE THT SOLDER CONNECTION 7.62 MM N OF POLES: 5 90° SOLDER PIN LENGTH (L): 3.5 MM TINNED BOX | 0
12796 | 1048670000 | PCB PLUG-IN CONNECTOR MALE HEADER CLOSED SIDE MIDDLE SCREW FLANGE THT SOLDER CONNECTION 7.62 MM N OF POLES: 5 270° SOLDER PIN LENGTH (L): 3.5 MM TINNED BOX | 0
12797 | 1048630000 | PCB PLUG-IN CONNECTOR MALE HEADER CLOSED SIDE MIDDLE SCREW FLANGE THT SOLDER CONNECTION 7.62 MM N OF POLES: 5 180° SOLDER PIN LENGTH (L): 3.5 MM TINNED BOX | 0
12798 | 1048620000 | PCB PLUG-IN CONNECTOR MALE HEADER CLOSED SIDE MIDDLE SCREW FLANGE THT SOLDER CONNECTION 7.62 MM N OF POLES: 5 180° SOLDER PIN LENGTH (L): 3.5 MM TINNED BOX | 0
12799 | 1048470000 | PCB PLUG-IN CONNECTOR MALE HEADER CLOSED SIDE MIDDLE SCREW FLANGE THT SOLDER CONNECTION 7.62 MM N OF POLES: 3 270° SOLDER PIN LENGTH (L): 3.5 MM TINNED BOX | 0
12800 | 1048440000 | PCB PLUG-IN CONNECTOR MALE HEADER CLOSED SIDE MIDDLE SCREW FLANGE THT SOLDER CONNECTION 7.62 MM N OF POLES: 3 180° SOLDER PIN LENGTH (L): 3.5 MM TINNED BOX | 0
12801 | 1048430000 | PCB PLUG-IN CONNECTOR MALE HEADER CLOSED SIDE MIDDLE SCREW FLANGE THT SOLDER CONNECTION 7.62 MM N OF POLES: 3 180° SOLDER PIN LENGTH (L): 3.5 MM TINNED BOX | 0
12802 | 1048360000 | PCB PLUG-IN CONNECTOR MALE HEADER CLOSED SIDE MIDDLE SCREW FLANGE THT SOLDER CONNECTION 7.62 MM N OF POLES: 2 180° SOLDER PIN LENGTH (L): 3.5 MM TINNED BOX | 0
12803 | 1933480000 | PCB PLUG-IN CONNECTOR FEMALE PLUG 7.62 MM N OF POLES: 4 180° CLAMPING YOKE CONNECTION CLAMPING RANGE MAX. : 10 MM² BOX | 1
12804 | 1933430000 | PCB PLUG-IN CONNECTOR FEMALE PLUG 7.62 MM N OF POLES: 3 180° CLAMPING YOKE CONNECTION CLAMPING RANGE MAX. : 10 MM² BOX | 1
12805 | 1933350000 | PCB PLUG-IN CONNECTOR FEMALE PLUG 7.62 MM N OF POLES: 4 180° CLAMPING YOKE CONNECTION CLAMPING RANGE MAX. : 10 MM² BOX | 1
12806 | 1930260000 | PCB PLUG-IN CONNECTOR FEMALE PLUG 7.62 MM N OF POLES: 12 180° CLAMPING YOKE CONNECTION CLAMPING RANGE MAX. : 10 MM² BOX | 1
12807 | 1930250000 | PCB PLUG-IN CONNECTOR FEMALE PLUG 7.62 MM N OF POLES: 11 180° CLAMPING YOKE CONNECTION CLAMPING RANGE MAX. : 10 MM² BOX | 1
12808 | 1930130000 | PCB PLUG-IN CONNECTOR FEMALE PLUG 7.62 MM N OF POLES: 10 180° CLAMPING YOKE CONNECTION CLAMPING RANGE MAX. : 10 MM² BOX | 1
12809 | 1930000000 | PCB PLUG-IN CONNECTOR FEMALE PLUG 7.62 MM N OF POLES: 9 180° CLAMPING YOKE CONNECTION CLAMPING RANGE MAX. : 10 MM² BOX | 1
12810 | 1929990000 | PCB PLUG-IN CONNECTOR FEMALE PLUG 7.62 MM N OF POLES: 8 180° CLAMPING YOKE CONNECTION CLAMPING RANGE MAX. : 10 MM² BOX | 1
12811 | 1929870000 | PCB PLUG-IN CONNECTOR FEMALE PLUG 7.62 MM N OF POLES: 5 180° CLAMPING YOKE CONNECTION CLAMPING RANGE MAX. : 10 MM² BOX | 1
12812 | 1929850000 | PCB PLUG-IN CONNECTOR FEMALE PLUG 7.62 MM N OF POLES: 3 180° CLAMPING YOKE CONNECTION CLAMPING RANGE MAX. : 10 MM² BOX | 1
12813 | 1929790000 | PCB PLUG-IN CONNECTOR FEMALE PLUG 7.62 MM N OF POLES: 7 180° CLAMPING YOKE CONNECTION CLAMPING RANGE MAX. : 10 MM² BOX | 1
12814 | 1929760000 | PCB PLUG-IN CONNECTOR FEMALE PLUG 7.62 MM N OF POLES: 4 180° CLAMPING YOKE CONNECTION CLAMPING RANGE MAX. : 10 MM² BOX | 1
12815 | 1929650000 | PCB PLUG-IN CONNECTOR FEMALE PLUG 7.62 MM N OF POLES: 4 180° CLAMPING YOKE CONNECTION CLAMPING RANGE MAX. : 10 MM² BOX | 1
12816 | 1929460000 | PCB PLUG-IN CONNECTOR FEMALE HEADER CLIP-ON FLANGE INVERTED THT SOLDER CONNECTION 7.62 MM N OF POLES: 7 270° SOLDER PIN LENGTH (L): 3.5 MM TINNED BOX | 0
12817 | 1928910000 | PCB PLUG-IN CONNECTOR FEMALE HEADER SCREW/CLIP-ON FLANGE REVERSED THT SOLDER CONNECTION 7.62 MM N OF POLES: 7 180° SOLDER PIN LENGTH (L): 3.5 MM TINNED BOX | 0
12818 | 1928330000 | PCB PLUG-IN CONNECTOR FEMALE HEADER CLOSED SIDE THT SOLDER CONNECTION 7.62 MM N OF POLES: 7 90° SOLDER PIN LENGTH (L): 3.5 MM TINNED BOX | 0
12819 | 1929550000 | PCB PLUG-IN CONNECTOR FEMALE HEADER SCREW/CLIP-ON FLANGE REVERSED THT SOLDER CONNECTION 7.62 MM N OF POLES: 5 270° SOLDER PIN LENGTH (L): 3.5 MM TINNED BOX | 0
12820 | 1929540000 | PCB PLUG-IN CONNECTOR FEMALE HEADER SCREW/CLIP-ON FLANGE REVERSED THT SOLDER CONNECTION 7.62 MM N OF POLES: 4 270° SOLDER PIN LENGTH (L): 3.5 MM TINNED BOX | 0
12821 | 1929520000 | PCB PLUG-IN CONNECTOR FEMALE HEADER SCREW/CLIP-ON FLANGE REVERSED THT SOLDER CONNECTION 7.62 MM N OF POLES: 2 270° SOLDER PIN LENGTH (L): 3.5 MM TINNED BOX | 0
12822 | 1929430000 | PCB PLUG-IN CONNECTOR FEMALE HEADER CLIP-ON FLANGE INVERTED THT SOLDER CONNECTION 7.62 MM N OF POLES: 4 270° SOLDER PIN LENGTH (L): 3.5 MM TINNED BOX | 0
12823 | 1929420000 | PCB PLUG-IN CONNECTOR FEMALE HEADER CLIP-ON FLANGE INVERTED THT SOLDER CONNECTION 7.62 MM N OF POLES: 3 270° SOLDER PIN LENGTH (L): 3.5 MM TINNED BOX | 0
12824 | 1928900000 | PCB PLUG-IN CONNECTOR FEMALE HEADER SCREW/CLIP-ON FLANGE REVERSED THT SOLDER CONNECTION 7.62 MM N OF POLES: 6 180° SOLDER PIN LENGTH (L): 3.5 MM TINNED BOX | 0
12825 | 1928870000 | PCB PLUG-IN CONNECTOR FEMALE HEADER SCREW/CLIP-ON FLANGE REVERSED THT SOLDER CONNECTION 7.62 MM N OF POLES: 5 180° SOLDER PIN LENGTH (L): 3.5 MM TINNED BOX | 0
12826 | 1928860000 | PCB PLUG-IN CONNECTOR FEMALE HEADER SCREW/CLIP-ON FLANGE REVERSED THT SOLDER CONNECTION 7.62 MM N OF POLES: 4 180° SOLDER PIN LENGTH (L): 3.5 MM TINNED BOX | 0
12827 | 1928780000 | PCB PLUG-IN CONNECTOR FEMALE HEADER CLIP-ON FLANGE INVERTED THT SOLDER CONNECTION 7.62 MM N OF POLES: 7 180° SOLDER PIN LENGTH (L): 3.5 MM TINNED BOX | 0
12828 | 1928760000 | PCB PLUG-IN CONNECTOR FEMALE HEADER CLIP-ON FLANGE INVERTED THT SOLDER CONNECTION 7.62 MM N OF POLES: 5 180° SOLDER PIN LENGTH (L): 3.5 MM TINNED BOX | 0
12829 | 1928740000 | PCB PLUG-IN CONNECTOR FEMALE HEADER CLIP-ON FLANGE INVERTED THT SOLDER CONNECTION 7.62 MM N OF POLES: 3 180° SOLDER PIN LENGTH (L): 3.5 MM TINNED BOX | 0
12830 | 1928630000 | PCB PLUG-IN CONNECTOR FEMALE HEADER CLOSED SIDE THT SOLDER CONNECTION 7.62 MM N OF POLES: 4 180° SOLDER PIN LENGTH (L): 3.5 MM TINNED BOX | 0
12831 | 1928610000 | PCB PLUG-IN CONNECTOR FEMALE HEADER CLOSED SIDE THT SOLDER CONNECTION 7.62 MM N OF POLES: 2 180° SOLDER PIN LENGTH (L): 3.5 MM TINNED BOX | 0
12832 | 1928420000 | PCB PLUG-IN CONNECTOR FEMALE HEADER CLIP-ON FLANGE INVERTED THT SOLDER CONNECTION 7.62 MM N OF POLES: 5 90° SOLDER PIN LENGTH (L): 3.5 MM TINNED BOX | 0
12833 | 1928390000 | PCB PLUG-IN CONNECTOR FEMALE HEADER CLIP-ON FLANGE INVERTED THT SOLDER CONNECTION 7.62 MM N OF POLES: 2 90° SOLDER PIN LENGTH (L): 3.5 MM TINNED BOX | 0
12834 | 1060680000 | PCB PLUG-IN CONNECTOR FEMALE PLUG 7.62 MM N OF POLES: 5 180° PUSH IN WITHOUT ACTUATOR TENSION-CLAMP CONNECTION CLAMPING RANGE MAX. : 10 MM² BOX | 1
12835 | 1060670000 | PCB PLUG-IN CONNECTOR FEMALE PLUG 7.62 MM N OF POLES: 4 180° PUSH IN WITHOUT ACTUATOR TENSION-CLAMP CONNECTION CLAMPING RANGE MAX. : 10 MM² BOX | 1
12836 | 1930510000 | PCB PLUG-IN CONNECTOR MALE HEADER SCREW/CLIP-ON FLANGE THT SOLDER CONNECTION 7.62 MM N OF POLES: 4 90° SOLDER PIN LENGTH (L): 3.5 MM TINNED BOX | 0
12837 | 1931060000 | PCB PLUG-IN CONNECTOR MALE HEADER CLIP-ON FLANGE / ANTI-ROTATION FEATURE THT SOLDER CONNECTION 7.62 MM N OF POLES: 4 180° SOLDER PIN LENGTH (L): 3.5 MM TINNED BOX | 0
12838 | 123600000 | SAK SERIES CROSS-CONNECTOR FOR CROSS-CONNECTION LINK N OF POLES: 2 | 52
12839 | 130800000 | SAK SERIES CROSS-CONNECTOR FOR CROSS-CONNECTION LINK N OF POLES: 4 | 52
12840 | 131500000 | SAK SERIES CROSS-CONNECTOR FOR CROSS-CONNECTION LINK N OF POLES: 3 | 52
12841 | 135500000 | SAK SERIES CROSS-CONNECTOR FOR CROSS-CONNECTION LINK N OF POLES: 2 | 52
12842 | 156000000 | SAK SERIES CROSS-CONNECTOR FOR CROSS-CONNECTION LINK N OF POLES: 3 | 52
12843 | 156100000 | SAK SERIES CROSS-CONNECTOR FOR CROSS-CONNECTION LINK N OF POLES: 4 | 52
12844 | 194000000 | SAK SERIES CROSS-CONNECTOR FOR CROSS-CONNECTION LINK N OF POLES: 2 | 52
12845 | 194400000 | SAK SERIES CROSS-CONNECTOR FOR CROSS-CONNECTION LINK N OF POLES: 3 | 52
12846 | 267100000 | ACCESSORIES MOUNTING SCREW FOR CROSS-CONNECTION LINK | 567
12847 | 280600000 | ACCESSORIES SOCKET | 145
12848 | 285200000 | SAK SERIES CONNECTING SLEEVE FOR CROSS-CONNECTION LINK N OF POLES: | 271
12849 | 293800000 | ACCESSORIES TEST PLUG | 420
12850 | 295900000 | SAK SERIES ALLEN HEX SCREW SCREWS N OF POLES: 1 | 746
12851 | 296800000 | SAK SERIES CONNECTING SLEEVE FOR CROSS-CONNECTION LINK N OF POLES: | 271
12852 | 309700000 | SAK SERIES CONNECTING SLEEVE FOR CROSS-CONNECTION LINK N OF POLES: | 271
12853 | 328100000 | SAK SERIES CROSS-CONNECTOR FOR CROSS-CONNECTION LINK N OF POLES: 3 | 52
12854 | 336700000 | SAK SERIES CROSS-CONNECTOR FOR CROSS-CONNECTION LINK N OF POLES: 2 | 52
12855 | 336800000 | SAK SERIES CROSS-CONNECTOR FOR CROSS-CONNECTION LINK N OF POLES: 3 | 52
12856 | 337100000 | SAK SERIES CROSS-CONNECTOR FOR CROSS-CONNECTION LINK N OF POLES: 3 | 52
12857 | 338000000 | SAK SERIES CROSS-CONNECTOR FOR CROSS-CONNECTION LINK N OF POLES: 10 | 52
12858 | 338300000 | SAK SERIES CROSS-CONNECTOR FOR CROSS-CONNECTION LINK N OF POLES: 10 | 52
12859 | 339200000 | SAK SERIES CROSS-CONNECTION LUG FOR SCREWABLE CROSS-CONNECTION N OF POLES: 10 | 52
12860 | 341600000 | SAK SERIES SOCKET | 220
12861 | 341700000 | SAK SERIES CROSS-CONNECTOR FOR CROSS-CONNECTION LINK N OF POLES: 10 | 52
12862 | 388700000 | SAK SERIES SOCKET | 220
12863 | 389100000 | SAK SERIES SOCKET | 220
12864 | 456900000 | SAK SERIES CROSS-CONNECTOR FOR CROSS-CONNECTION LINK N OF POLES: 4 | 52
12865 | 470300000 | SAK SERIES CROSS-CONNECTOR FOR CROSS-CONNECTION LINK N OF POLES: 2 | 52
12866 | 470600000 | SAK SERIES CROSS-CONNECTOR FOR CROSS-CONNECTION LINK N OF POLES: 10 | 52
12867 | 471000000 | SAK SERIES CROSS-CONNECTOR FOR CROSS-CONNECTION LINK N OF POLES: 10 | 52
12868 | 565000000 | SAK SERIES CROSS-CONNECTOR FOR CROSS-CONNECTION LINK N OF POLES: 3 | 52
12869 | 1005320000 | PCB PLUG-IN CONNECTOR ACCESSORIES HOOD N OF POLES: 7 | 62
12870 | 1071000000 | ACCESSORIES SOCKET | 145
12871 | 1079500000 | W-SERIES CROSS-CONNECTOR FOR THE TERMINALS N OF POLES: 2 | 51
12872 | 1754240000 | ACCESSORIES CROSS-CONNECTOR 17.5 A | 80
12873 | 1774814001 | PCB PLUG-IN CONNECTOR MALE HEADER OPEN SIDE THT/THR SOLDER CONNECTION 5.08 MM N OF POLES: 7 90° SOLDER PIN LENGTH (L): 1.5 MM TINNED TAPE | 0
12874 | 1774824001 | PCB PLUG-IN CONNECTOR MALE HEADER OPEN SIDE THT/THR SOLDER CONNECTION 5.08 MM N OF POLES: 8 90° SOLDER PIN LENGTH (L): 1.5 MM TINNED TAPE | 0
12875 | 1775244001 | PCB PLUG-IN CONNECTOR MALE HEADER SOLDER FLANGE THT/THR SOLDER CONNECTION 5.08 MM N OF POLES: 3 90° SOLDER PIN LENGTH (L): 1.5 MM TINNED TAPE | 0
12876 | 1776394001 | PCB PLUG-IN CONNECTOR MALE HEADER SOLDER FLANGE THT/THR SOLDER CONNECTION 5.08 MM N OF POLES: 5 180° SOLDER PIN LENGTH (L): 1.5 MM TINNED TAPE | 0
12877 | 1776404001 | PCB PLUG-IN CONNECTOR MALE HEADER SOLDER FLANGE THT/THR SOLDER CONNECTION 5.08 MM N OF POLES: 6 180° SOLDER PIN LENGTH (L): 1.5 MM TINNED TAPE | 0
12878 | 1806620000 | BOLT-TYPE SCREW TERMINALS CROSS-CONNECTOR N OF POLES: 2 | 190
12879 | 1812460000 | PCB PLUG-IN CONNECTOR MALE HEADER OPEN SIDE THT/THR SOLDER CONNECTION 5.08 MM N OF POLES: 3 180° SOLDER PIN LENGTH (L): 1.5 MM TINNED TAPE | 0
12880 | 1820170000 | PCB PLUG-IN CONNECTOR MALE HEADER CLOSED SIDE THT/THR SOLDER CONNECTION 5.08 MM N OF POLES: 2 180° SOLDER PIN LENGTH (L): 1.5 MM TINNED TAPE | 0
12881 | 1932520000 | PCB PLUG-IN CONNECTOR MALE PLUG 7.62 MM N OF POLES: 5 180° CLAMPING YOKE CONNECTION CLAMPING RANGE MAX. : 6 MM² BOX | 1
12882 | 1931740000 | PCB PLUG-IN CONNECTOR MALE PLUG 7.62 MM N OF POLES: 2 180° CLAMPING YOKE CONNECTION CLAMPING RANGE MAX. : 6 MM² BOX | 1
12883 | 1931620000 | PCB PLUG-IN CONNECTOR MALE PLUG 7.62 MM N OF POLES: 2 180° CLAMPING YOKE CONNECTION CLAMPING RANGE MAX. : 6 MM² BOX | 1
12884 | 1931500000 | PCB PLUG-IN CONNECTOR MALE HEADER SCREW/CLIP-ON FLANGE THT SOLDER CONNECTION 7.62 MM N OF POLES: 4 270° SOLDER PIN LENGTH (L): 3.5 MM TINNED BOX | 0
12885 | 1930860000 | PCB PLUG-IN CONNECTOR MALE HEADER SCREW/CLIP-ON FLANGE THT SOLDER CONNECTION 7.62 MM N OF POLES: 6 180° SOLDER PIN LENGTH (L): 3.5 MM TINNED BOX | 0
12886 | 1930360000 | PCB PLUG-IN CONNECTOR MALE HEADER CLOSED SIDE THT SOLDER CONNECTION 7.62 MM N OF POLES: 11 90° SOLDER PIN LENGTH (L): 3.5 MM TINNED BOX | 0
12887 | 1061000000 | PCB PLUG-IN CONNECTOR MALE PLUG 7.62 MM N OF POLES: 5 180° PUSH IN WITHOUT ACTUATOR TENSION-CLAMP CONNECTION CLAMPING RANGE MAX. : 10 MM² BOX | 1
12888 | 1060980000 | PCB PLUG-IN CONNECTOR MALE PLUG 7.62 MM N OF POLES: 4 180° PUSH IN WITHOUT ACTUATOR TENSION-CLAMP CONNECTION CLAMPING RANGE MAX. : 10 MM² BOX | 1
12889 | 1060950000 | PCB PLUG-IN CONNECTOR MALE PLUG 7.62 MM N OF POLES: 2 180° PUSH IN WITHOUT ACTUATOR TENSION-CLAMP CONNECTION CLAMPING RANGE MAX. : 10 MM² BOX | 1
12890 | 1060870000 | PCB PLUG-IN CONNECTOR MALE PLUG 7.62 MM N OF POLES: 5 180° PUSH IN WITHOUT ACTUATOR TENSION-CLAMP CONNECTION CLAMPING RANGE MAX. : 10 MM² BOX | 1
12891 | 1060830000 | PCB PLUG-IN CONNECTOR MALE PLUG 7.62 MM N OF POLES: 2 180° PUSH IN WITHOUT ACTUATOR TENSION-CLAMP CONNECTION CLAMPING RANGE MAX. : 10 MM² BOX | 1
12892 | 1048730000 | PCB PLUG-IN CONNECTOR MALE HEADER CLOSED SIDE MIDDLE SCREW FLANGE THT SOLDER CONNECTION 7.62 MM N OF POLES: 6 180° SOLDER PIN LENGTH (L): 3.5 MM TINNED BOX | 0
12893 | 1048540000 | PCB PLUG-IN CONNECTOR MALE HEADER CLOSED SIDE MIDDLE SCREW FLANGE THT SOLDER CONNECTION 7.62 MM N OF POLES: 4 180° SOLDER PIN LENGTH (L): 3.5 MM TINNED BOX | 0
12894 | 1048530000 | PCB PLUG-IN CONNECTOR MALE HEADER CLOSED SIDE MIDDLE FLANGE THT SOLDER CONNECTION 7.62 MM N OF POLES: 4 180° SOLDER PIN LENGTH (L): 3.5 MM TINNED BOX | 0
12895 | 1048510000 | PCB PLUG-IN CONNECTOR MALE HEADER CLOSED SIDE MIDDLE SCREW FLANGE THT SOLDER CONNECTION 7.62 MM N OF POLES: 3 90° SOLDER PIN LENGTH (L): 3.5 MM TINNED BOX | 0
12896 | 1048420000 | PCB PLUG-IN CONNECTOR MALE HEADER CLOSED SIDE MIDDLE FLANGE THT SOLDER CONNECTION 7.62 MM N OF POLES: 3 180° SOLDER PIN LENGTH (L): 3.5 MM TINNED BOX | 0
12897 | 1977120000 | PCB PLUG-IN CONNECTOR MALE HEADER FLANGE THT SOLDER CONNECTION 3.81 MM N OF POLES: 10 135° SOLDER PIN LENGTH (L): 3.2 MM TINNED BOX | 0
12898 | 1973620000 | PCB PLUG-IN CONNECTOR MALE HEADER FLANGE THT SOLDER CONNECTION 3.81 MM N OF POLES: 12 90° SOLDER PIN LENGTH (L): 3.2 MM TINNED BOX | 0
12899 | 1973580000 | PCB PLUG-IN CONNECTOR MALE HEADER FLANGE THT SOLDER CONNECTION 3.81 MM N OF POLES: 4 90° SOLDER PIN LENGTH (L): 3.2 MM TINNED BOX | 0
12900 | 1973210000 | PCB PLUG-IN CONNECTOR MALE HEADER CLOSED SIDE THT SOLDER CONNECTION 3.81 MM N OF POLES: 24 90° SOLDER PIN LENGTH (L): 3.2 MM TINNED BOX | 0
12901 | 1973200000 | PCB PLUG-IN CONNECTOR MALE HEADER CLOSED SIDE THT SOLDER CONNECTION 3.81 MM N OF POLES: 22 90° SOLDER PIN LENGTH (L): 3.2 MM TINNED BOX | 0
12902 | 1973170000 | PCB PLUG-IN CONNECTOR MALE HEADER CLOSED SIDE THT SOLDER CONNECTION 3.81 MM N OF POLES: 18 90° SOLDER PIN LENGTH (L): 3.2 MM TINNED BOX | 0
12903 | 1973110000 | PCB PLUG-IN CONNECTOR MALE HEADER CLOSED SIDE THT SOLDER CONNECTION 3.81 MM N OF POLES: 6 90° SOLDER PIN LENGTH (L): 3.2 MM TINNED BOX | 0
12904 | 1973100000 | PCB PLUG-IN CONNECTOR MALE HEADER CLOSED SIDE THT SOLDER CONNECTION 3.81 MM N OF POLES: 4 90° SOLDER PIN LENGTH (L): 3.2 MM TINNED BOX | 0
12905 | 1970760000 | PCB PLUG-IN CONNECTOR MALE PLUG 3.81 MM N OF POLES: 6 180° CLAMPING YOKE CONNECTION CLAMPING RANGE MAX. : 1.5 MM² BOX | 1
12906 | 1943500000 | PCB PLUG-IN CONNECTOR MALE HEADER FLANGE THT SOLDER CONNECTION 3.81 MM N OF POLES: 14 180° SOLDER PIN LENGTH (L): 3.2 MM TINNED BOX | 0
12907 | 1943490000 | PCB PLUG-IN CONNECTOR MALE HEADER FLANGE THT SOLDER CONNECTION 3.81 MM N OF POLES: 13 180° SOLDER PIN LENGTH (L): 3.2 MM TINNED BOX | 0
12908 | 1943130000 | PCB PLUG-IN CONNECTOR MALE HEADER CLOSED SIDE THT SOLDER CONNECTION 3.81 MM N OF POLES: 15 180° SOLDER PIN LENGTH (L): 3.2 MM TINNED BOX | 0
12909 | 1943120000 | PCB PLUG-IN CONNECTOR MALE HEADER CLOSED SIDE THT SOLDER CONNECTION 3.81 MM N OF POLES: 14 180° SOLDER PIN LENGTH (L): 3.2 MM TINNED BOX | 0
12910 | 1942800000 | PCB PLUG-IN CONNECTOR MALE HEADER FLANGE THT SOLDER CONNECTION 3.81 MM N OF POLES: 17 90° SOLDER PIN LENGTH (L): 3.2 MM TINNED BOX | 0
12911 | 1942420000 | PCB PLUG-IN CONNECTOR MALE HEADER CLOSED SIDE THT SOLDER CONNECTION 3.81 MM N OF POLES: 18 90° SOLDER PIN LENGTH (L): 3.2 MM TINNED BOX | 0
12912 | 1041370000 | PCB PLUG-IN CONNECTOR MALE HEADER FLANGE THT SOLDER CONNECTION 3.81 MM N OF POLES: 18 90° SOLDER PIN LENGTH (L): 3.2 MM TINNED BOX | 0
12913 | 1041330000 | PCB PLUG-IN CONNECTOR MALE HEADER FLANGE THT SOLDER CONNECTION 3.81 MM N OF POLES: 10 90° SOLDER PIN LENGTH (L): 3.2 MM TINNED BOX | 0
12914 | 1040930000 | PCB PLUG-IN CONNECTOR MALE HEADER CLOSED SIDE THT SOLDER CONNECTION 3.81 MM N OF POLES: 28 90° SOLDER PIN LENGTH (L): 3.2 MM TINNED BOX | 0
12915 | 1040870000 | PCB PLUG-IN CONNECTOR MALE HEADER CLOSED SIDE THT SOLDER CONNECTION 3.81 MM N OF POLES: 18 90° SOLDER PIN LENGTH (L): 3.2 MM TINNED BOX | 0
12916 | 1040860000 | PCB PLUG-IN CONNECTOR MALE HEADER CLOSED SIDE THT SOLDER CONNECTION 3.81 MM N OF POLES: 16 90° SOLDER PIN LENGTH (L): 3.2 MM TINNED BOX | 0
12917 | 1040790000 | PCB PLUG-IN CONNECTOR MALE HEADER CLOSED SIDE THT SOLDER CONNECTION 3.81 MM N OF POLES: 4 90° SOLDER PIN LENGTH (L): 3.2 MM TINNED BOX | 0
12918 | 1035390000 | PCB PLUG-IN CONNECTOR MALE HEADER FLANGE THT SOLDER CONNECTION 3.81 MM N OF POLES: 20 180° SOLDER PIN LENGTH (L): 3.2 MM TINNED BOX | 0
12919 | 1035380000 | PCB PLUG-IN CONNECTOR MALE HEADER FLANGE THT SOLDER CONNECTION 3.81 MM N OF POLES: 18 180° SOLDER PIN LENGTH (L): 3.2 MM TINNED BOX | 0
12920 | 1032990000 | PCB PLUG-IN CONNECTOR MALE HEADER FLANGE THT SOLDER CONNECTION 3.81 MM N OF POLES: 16 90° SOLDER PIN LENGTH (L): 3.2 MM TINNED BOX | 0
12921 | 1032450000 | PCB PLUG-IN CONNECTOR MALE HEADER CLOSED SIDE THT SOLDER CONNECTION 3.81 MM N OF POLES: 8 90° SOLDER PIN LENGTH (L): 3.2 MM TINNED BOX | 0
12922 | 1030830000 | PCB PLUG-IN CONNECTOR MALE HEADER FLANGE THT SOLDER CONNECTION 3.81 MM N OF POLES: 12 180° SOLDER PIN LENGTH (L): 3.2 MM TINNED BOX | 0
12923 | 1030820000 | PCB PLUG-IN CONNECTOR MALE HEADER FLANGE THT SOLDER CONNECTION 3.81 MM N OF POLES: 10 180° SOLDER PIN LENGTH (L): 3.2 MM TINNED BOX | 0
12924 | 1030790000 | PCB PLUG-IN CONNECTOR MALE HEADER FLANGE THT SOLDER CONNECTION 3.81 MM N OF POLES: 6 180° SOLDER PIN LENGTH (L): 3.2 MM TINNED BOX | 0
12925 | 1030270000 | PCB PLUG-IN CONNECTOR MALE HEADER CLOSED SIDE THT SOLDER CONNECTION 3.81 MM N OF POLES: 6 180° SOLDER PIN LENGTH (L): 3.2 MM TINNED BOX | 0
12926 | 1933380000 | PCB PLUG-IN CONNECTOR FEMALE PLUG 7.62 MM N OF POLES: 3 180° CLAMPING YOKE CONNECTION CLAMPING RANGE MAX. : 10 MM² BOX | 1
12927 | 1930210000 | PCB PLUG-IN CONNECTOR FEMALE PLUG 7.62 MM N OF POLES: 7 180° CLAMPING YOKE CONNECTION CLAMPING RANGE MAX. : 10 MM² BOX | 1
12928 | 1930180000 | PCB PLUG-IN CONNECTOR FEMALE PLUG 7.62 MM N OF POLES: 4 180° CLAMPING YOKE CONNECTION CLAMPING RANGE MAX. : 10 MM² BOX | 1
12929 | 1930170000 | PCB PLUG-IN CONNECTOR FEMALE PLUG 7.62 MM N OF POLES: 3 180° CLAMPING YOKE CONNECTION CLAMPING RANGE MAX. : 10 MM² BOX | 1
12930 | 1930160000 | PCB PLUG-IN CONNECTOR FEMALE PLUG 7.62 MM N OF POLES: 2 180° CLAMPING YOKE CONNECTION CLAMPING RANGE MAX. : 10 MM² BOX | 1
12931 | 1930030000 | PCB PLUG-IN CONNECTOR FEMALE PLUG 7.62 MM N OF POLES: 11 180° CLAMPING YOKE CONNECTION CLAMPING RANGE MAX. : 10 MM² BOX | 1
12932 | 1929640000 | PCB PLUG-IN CONNECTOR FEMALE PLUG 7.62 MM N OF POLES: 3 180° CLAMPING YOKE CONNECTION CLAMPING RANGE MAX. : 10 MM² BOX | 1
12933 | 1060700000 | PCB PLUG-IN CONNECTOR FEMALE PLUG 7.62 MM N OF POLES: 6 180° PUSH IN WITHOUT ACTUATOR TENSION-CLAMP CONNECTION CLAMPING RANGE MAX. : 10 MM² BOX | 1
12934 | 1060390000 | PCB PLUG-IN CONNECTOR FEMALE PLUG 7.62 MM N OF POLES: 2 180° PUSH IN WITHOUT ACTUATOR TENSION-CLAMP CONNECTION CLAMPING RANGE MAX. : 10 MM² BOX | 1
12935 | 1972030000 | PCB PLUG-IN CONNECTOR FEMALE PLUG 3.81 MM N OF POLES: 15 180° PUSH IN WITH ACTUATOR TENSION-CLAMP CONNECTION CLAMPING RANGE MAX. : 1.5 MM² BOX | 1
12936 | 1941390000 | PCB PLUG-IN CONNECTOR FEMALE PLUG 3.81 MM N OF POLES: 20 180° CLAMPING YOKE CONNECTION CLAMPING RANGE MAX. : 1.5 MM² BOX | 1
12937 | 1941000000 | PCB PLUG-IN CONNECTOR FEMALE PLUG 3.81 MM N OF POLES: 20 180° CLAMPING YOKE CONNECTION CLAMPING RANGE MAX. : 1.5 MM² BOX | 1
12938 | 1940990000 | PCB PLUG-IN CONNECTOR FEMALE PLUG 3.81 MM N OF POLES: 19 180° CLAMPING YOKE CONNECTION CLAMPING RANGE MAX. : 1.5 MM² BOX | 1
12939 | 1970210000 | PCB PLUG-IN CONNECTOR FEMALE PLUG 3.81 MM N OF POLES: 14 180° PUSH IN WITH ACTUATOR TENSION-CLAMP CONNECTION CLAMPING RANGE MAX. : 1.5 MM² BOX | 1
12940 | 1976540000 | PCB PLUG-IN CONNECTOR MALE HEADER CLOSED SIDE THT SOLDER CONNECTION 3.81 MM N OF POLES: 8 135° SOLDER PIN LENGTH (L): 3.2 MM TINNED BOX | 0
12941 | 1976660000 | PCB PLUG-IN CONNECTOR MALE HEADER CLOSED SIDE THT SOLDER CONNECTION 3.81 MM N OF POLES: 12 135° SOLDER PIN LENGTH (L): 3.2 MM TINNED BOX | 0
12942 | 1973140000 | PCB PLUG-IN CONNECTOR MALE HEADER CLOSED SIDE THT SOLDER CONNECTION 3.81 MM N OF POLES: 12 90° SOLDER PIN LENGTH (L): 3.2 MM TINNED BOX | 0
12943 | 1060400000 | PCB PLUG-IN CONNECTOR FEMALE PLUG 7.62 MM N OF POLES: 3 180° PUSH IN WITHOUT ACTUATOR TENSION-CLAMP CONNECTION CLAMPING RANGE MAX. : 10 MM² BOX | 1
12944 | 1060430000 | PCB PLUG-IN CONNECTOR FEMALE PLUG 7.62 MM N OF POLES: 6 180° PUSH IN WITHOUT ACTUATOR TENSION-CLAMP CONNECTION CLAMPING RANGE MAX. : 10 MM² BOX | 1
12945 | 1928300000 | PCB PLUG-IN CONNECTOR FEMALE HEADER CLOSED SIDE THT SOLDER CONNECTION 7.62 MM N OF POLES: 4 90° SOLDER PIN LENGTH (L): 3.5 MM TINNED BOX | 0
12946 | 1931990000 | PCB PLUG-IN CONNECTOR MALE PLUG 7.62 MM N OF POLES: 5 180° CLAMPING YOKE CONNECTION CLAMPING RANGE MAX. : 6 MM² BOX | 1
12947 | 1060650000 | PCB PLUG-IN CONNECTOR FEMALE PLUG 7.62 MM N OF POLES: 3 180° PUSH IN WITHOUT ACTUATOR TENSION-CLAMP CONNECTION CLAMPING RANGE MAX. : 10 MM² BOX | 1
12948 | 1060570000 | PCB PLUG-IN CONNECTOR FEMALE PLUG 7.62 MM N OF POLES: 3 180° PUSH IN WITHOUT ACTUATOR TENSION-CLAMP CONNECTION CLAMPING RANGE MAX. : 10 MM² BOX | 1
12949 | 1060600000 | PCB PLUG-IN CONNECTOR FEMALE PLUG 7.62 MM N OF POLES: 5 180° PUSH IN WITHOUT ACTUATOR TENSION-CLAMP CONNECTION CLAMPING RANGE MAX. : 10 MM² BOX | 1
12950 | 1060520000 | PCB PLUG-IN CONNECTOR FEMALE PLUG 7.62 MM N OF POLES: 4 180° PUSH IN WITHOUT ACTUATOR TENSION-CLAMP CONNECTION CLAMPING RANGE MAX. : 10 MM² BOX | 1
12951 | 1005300000 | PCB PLUG-IN CONNECTOR ACCESSORIES HOOD N OF POLES: 5 | 62
12952 | 1930390000 | PCB PLUG-IN CONNECTOR MALE HEADER CLIP-ON FLANGE THT SOLDER CONNECTION 7.62 MM N OF POLES: 3 90° SOLDER PIN LENGTH (L): 3.5 MM TINNED BOX | 0
12953 | 1930750000 | PCB PLUG-IN CONNECTOR MALE HEADER CLIP-ON FLANGE THT SOLDER CONNECTION 7.62 MM N OF POLES: 6 180° SOLDER PIN LENGTH (L): 3.5 MM TINNED BOX | 0
12954 | 1048690000 | PCB PLUG-IN CONNECTOR MALE HEADER CLOSED SIDE MIDDLE FLANGE THT SOLDER CONNECTION 7.62 MM N OF POLES: 5 90° SOLDER PIN LENGTH (L): 3.5 MM TINNED BOX | 0
12955 | 1930310000 | PCB PLUG-IN CONNECTOR MALE HEADER CLOSED SIDE THT SOLDER CONNECTION 7.62 MM N OF POLES: 6 90° SOLDER PIN LENGTH (L): 3.5 MM TINNED BOX | 0
12956 | 117900000 | SAK SERIES END PLATE 1.5 MM DIRECT MOUNTING | 114
12957 | 117980000 | SAK SERIES END PLATE 1.5 MM DIRECT MOUNTING | 114
12958 | 190260000 | SAK SERIES SMALL PARTITION 5 MM | 904
12959 | 297700000 | SAK SERIES COVER PLATE 24 MM | 290
12960 | 304360000 | SAK SERIES PARTITION PLATE 1.5 MM DIRECT MOUNTING | 500
12961 | 329120000 | SAK SERIES END PLATE 2.5 MM MEDIUM DIRECT MOUNTING | 114
12962 | 340560000 | SAK SERIES END PLATE 1.5 MM DIRECT MOUNTING | 114
12963 | 359260000 | SAK SERIES END PLATE 1.5 MM DIRECT MOUNTING | 114
12964 | 359280000 | SAK SERIES END PLATE 1.5 MM DIRECT MOUNTING | 114
12965 | 375600000 | SAK SERIES COVER PLATE 24.1 MM | 290
12966 | 380360000 | SAK SERIES END PLATE 1.5 MM DIRECT MOUNTING | 114
12967 | 409500000 | WIRE-END FERRULE SDARD 8 MM 6 MM ORANGE | 24
12968 | 462900000 | WIRE-END FERRULE SDARD 10 MM 8 MM | 24
12969 | 475480000 | ACCESSORIES SPECIAL TERMINAL RATED CROSS-SECTION: PA BUSBAR | 339
12970 | 485760000 | SAK SERIES FIXING PLATE 3 MM | 916
12971 | 502980000 | ACCESSORIES SPECIAL TERMINAL RATED CROSS-SECTION: PA BUSBAR | 339
12972 | 526060000 | ACCESSORIES SPECIAL TERMINAL RATED CROSS-SECTION: PA GREEN/ BUSBAR | 339
12973 | 565800000 | WIRE-END FERRULE SDARD 21 MM 18 MM | 24
12974 | 690700000 | WIRE-END FERRULE SDARD 10 MM 8 MM ORANGE | 24
12975 | 1009320000 | CLIPCARD DEVICE MARKERS 30 X 60 MM HOLDER CC-H 30/60 | 587
12976 | 1011410000 | MULTIFIT TERMINAL MARKER 9 X 5.2 MM PITCH IN MM (P): 5.20 WAGO LEGRAND | 176
12977 | 1025240000 | SLIMFIX CLIP CONDUCTOR AND CABLE MARKERS 3.5 - 7 MM 12 X 12.5 MM | 22
12978 | 1025250000 | SLIMFIX CLIP CONDUCTOR AND CABLE MARKERS 3.5 - 7 MM 12 X 12.5 MM | 22
12979 | 1025260000 | SLIMFIX CLIP CONDUCTOR AND CABLE MARKERS 3.5 - 7 MM 21 X 12.5 MM | 22
12980 | 1025290000 | SLIMFIX CLIP CONDUCTOR AND CABLE MARKERS 3.5 - 7 MM 21 X 12.5 MM | 22
12981 | 1025310000 | SLIMFIX CLIP CONDUCTOR AND CABLE MARKERS 3.5 - 7 MM 30 X 12.5 MM | 22
12982 | 1025320000 | SLIMFIX CLIP CONDUCTOR AND CABLE MARKERS 3.5 - 7 MM 30 X 12.5 MM | 22
12983 | 1025570000 | SLIMFIX CLIP CONDUCTOR AND CABLE MARKERS 3.5 - 7 MM 30 X 12.5 MM TO CUSTOMER SPECIFICATION | 59
12984 | 1050000000 | W-SERIES END PLATE | 79
12985 | 1050020000 | W-SERIES END PLATE | 79
12986 | 1050050000 | W-SERIES END PLATE | 79
12987 | 1050060000 | W-SERIES END PLATE | 79
12988 | 1050070000 | W-SERIES END PLATE | 79
12989 | 1050080000 | W-SERIES END PLATE | 79
12990 | 1050100000 | W-SERIES END PLATE PARTITION PLATE | 72
12991 | 1050200000 | W-SERIES FIXING PLATE | 909
12992 | 1051890000 | SLIMFIX X CONDUCTOR AND CABLE MARKERS 7 - 40 MM 60 X 11 MM ORANGE | 22
12993 | 1058800000 | W-SERIES PARTITION PLATE | 257
12994 | 1059100000 | W-SERIES END PLATE | 79
12995 | 1059140000 | W-SERIES END PLATE | 79
12996 | 1060000000 | W-SERIES END PLATE | 79
12997 | 1060080000 | W-SERIES END PLATE | 79
12998 | 1062000000 | SLIMFIX CLIP CONDUCTOR AND CABLE MARKERS 4 - 6 MM 12 X 9.3 MM | 22
12999 | 1062050000 | SLIMFIX CLIP CONDUCTOR AND CABLE MARKERS 4 - 6 MM 21 X 9.3 MM | 22
13000 | 1062080000 | SLIMFIX CLIP CONDUCTOR AND CABLE MARKERS 4 - 6 MM 21 X 9.3 MM | 22
13001 | 1062090000 | SLIMFIX CLIP CONDUCTOR AND CABLE MARKERS 4 - 6 MM 21 X 9.3 MM | 22
13002 | 1067700000 | W-SERIES END PLATE | 79
13003 | 1068400000 | W-SERIES PARTITION PLATE | 257
13004 | 1631910000 | WKM CONDUCTOR AND CABLE MARKERS 7 - 115 MM 30 X 8 MM WIRE AND CABLE MARKERS TRANSPARENT | 728
13005 | 1719780000 | TM SOCKET X 5.4 MM POLYETHYLENE LD COLOUR: TRANSPARENT CONDUCTOR O.D.: 1.8 - 2.5 MM | 195
13006 | 1719790000 | TM SOCKET X 5.4 MM POLYETHYLENE LD COLOUR: TRANSPARENT CONDUCTOR O.D.: 1.8 - 2.5 MM | 195
13007 | 1719820000 | TM SOCKET X 8.1 MM POLYETHYLENE LD COLOUR: TRANSPARENT CONDUCTOR O.D.: 4 - 6.5 MM | 195
13008 | 1719850000 | TM SOCKET X 11.4 MM POLYETHYLENE LD COLOUR: TRANSPARENT CONDUCTOR O.D.: 6 - 10 MM | 195
13009 | 1719860000 | TM SOCKET X 16.1 MM POLYETHYLENE LD COLOUR: TRANSPARENT CONDUCTOR O.D.: 9 - 15 MM | 195
13010 | 1719880000 | TM SOCKET X 22.2 MM POLYETHYLENE LD COLOUR: TRANSPARENT CONDUCTOR O.D.: 15 - 24 MM | 195
13011 | 1754200000 | W-SERIES END PLATE | 79
13012 | 1763480000 | SLIMFIX CLIP CONDUCTOR AND CABLE MARKERS 3 - 5 MM 12 X 5.8 MM TO CUSTOMER SPECIFICATION | 59
13013 | 1768400000 | LASERMARK CONDUCTOR AND CABLE MARKERS 8 - 22 MM 25.4 X 95 MM | 358
13014 | 1784210000 | W-SERIES END PLATE 1.5 MM DARK DIRECT MOUNTING | 114
13015 | 1798060000 | TM-I INSERT MARKERS 18 X 4 MM GREY | 319
13016 | 1805770000 | SLIMFIX CLIP CONDUCTOR AND CABLE MARKERS 3 - 5 MM 21 X 5.8 MM | 22
13017 | 1805790000 | SLIMFIX CLIP CONDUCTOR AND CABLE MARKERS 3 - 5 MM 21 X 5.8 MM | 22
13018 | 1813210000 | SLIMFIX CLIP CONDUCTOR AND CABLE MARKERS 1.5 - 2.5 MM 21 X 5.8 MM | 22
13019 | 1813220000 | SLIMFIX CLIP CONDUCTOR AND CABLE MARKERS 1.5 - 2.5 MM 21 X 5.8 MM | 22
13020 | 1852390000 | SLIMFIX X CONDUCTOR AND CABLE MARKERS 7 - 40 MM 23 X 11 MM | 22
13021 | 1852410000 | SLIMFIX X CONDUCTOR AND CABLE MARKERS 7 - 40 MM 23 X 14 MM | 22
13022 | 1874790000 | TM SOCKET X 14 MM PVC COLOUR: TRANSPARENT CONDUCTOR O.D.: 10 - 14 MM | 341
13023 | 1876370000 | TM-I INSERT MARKERS 30 X 4 MM | 318
13024 | 1876390000 | TM-I INSERT MARKERS 30 X 4 MM | 318
13025 | 1876770000 | CLIPCARD DEVICE MARKERS 15 X 27 MM HOLDER CC-H 15/27 | 588
13026 | 1877340000 | CLIPCARD DEVICE MARKERS 15 X 60 MM HOLDER CC-H 15/60 | 421
13027 | 1877360000 | CLIPCARD DEVICE MARKERS 15 X 60 MM | 65
13028 | 1877720000 | MULTIFIT TERMINAL MARKER 9 X 4 MM PITCH IN MM (P): 4.00 FESTO | 176
13029 | 1877730000 | MULTIFIT TERMINAL MARKER 9 X 4 MM PITCH IN MM (P): 4.00 WAGO LEGRAND | 176
13030 | 1892081000 | SENSOR-ACTUATOR PASSIVE DISTRIBUTOR M12 HOOD VERSION YES | 19
13031 | 1896990150 | VALVE PLUG ONE END WITHOUT CONNECTOR - VALVE PLUG | 49
13032 | 1918490000 | SLIMFIX CONDUCTOR AND CABLE MARKERS 1.2 - 1.6 MM 21 X 3.2 MM | 22
13033 | 1918700000 | SLIMFIX CONDUCTOR AND CABLE MARKERS 2.2 - 2.9 MM 21 X 3.6 MM | 22
13034 | 1919030000 | SLIMFIX CONDUCTOR AND CABLE MARKERS 4.1 - 4.9 MM 21 X 7.4 MM | 22
13035 | 1919140000 | SLIMFIX CONDUCTOR AND CABLE MARKERS 4.8 - 7.4 MM 21 X 7.4 MM | 22
13036 | 1919190000 | SLIMFIX CONDUCTOR AND CABLE MARKERS 5.8 - 7.8 MM 21 X 8.4 MM | 22
13037 | 1919280000 | SLIMFIX CONDUCTOR AND CABLE MARKERS 1 - 1.3 MM 12 X 3.2 MM | 22
13038 | 1919290000 | SLIMFIX CONDUCTOR AND CABLE MARKERS 1 - 1.3 MM 12 X 3.2 MM | 22
13039 | 1919460000 | SLIMFIX CONDUCTOR AND CABLE MARKERS 2.2 - 2.9 MM 12 X 3.6 MM | 22
13040 | 1919550000 | SLIMFIX CONDUCTOR AND CABLE MARKERS 3 - 3.7 MM 12 X 4.6 MM | 22
13041 | 1919570000 | SLIMFIX CONDUCTOR AND CABLE MARKERS 3.6 - 6 MM 12 X 5.7 MM | 22
13042 | 1934430000 | CLIPCARD ACCESSORIES 30 X 60 MM | 407
13043 | 1961920000 | CONDUCTOR AND CABLE MARKERS 4.2 - 5.8 MM 50.8 X 11.3 MM | 15
13044 | 1961930000 | CONDUCTOR AND CABLE MARKERS 5.8 - 8 MM 50.8 X 16 MM | 15
13045 | 1961970000 | CONDUCTOR AND CABLE MARKERS 1.8 - 2.8 MM 25.4 X 5.7 MM | 15
13046 | 9004560000 | WIRE-END FERRULE SDARD 10 MM 8 MM ORANGE | 24
13047 | 9006670000 | WIRE-END FERRULE SDARD 14 MM 8 MM | 24
13048 | 9019080000 | WIRE-END FERRULE SDARD 10 MM 8 MM | 24
13049 | 9019110000 | WIRE-END FERRULE SDARD 15 MM 12 MM | 24
13050 | 9019120000 | WIRE-END FERRULE SDARD 10 MM 8 MM | 24
13051 | 9019170000 | WIRE-END FERRULE SDARD 14 MM 12 MM | 24
13052 | 9019190000 | WIRE-END FERRULE SDARD 12 MM 10 MM GREY | 24
13053 | 9019200000 | WIRE-END FERRULE SDARD 14 MM 12 MM GREY | 24
13054 | 9019260000 | WIRE-END FERRULE SDARD 15 MM 12 MM | 24
13055 | 9019270000 | WIRE-END FERRULE SDARD 21 MM 18 MM | 24
13056 | 9019410000 | WIRE-END FERRULE SDARD 10 MM 8 MM GREY | 24
13057 | 9021010000 | WIRE-END FERRULE SDARD 8 MM 6 MM | 24
13058 | 9021070000 | WIRE-END FERRULE SDARD 10 MM 8 MM GREY | 24
13059 | 9021080000 | WIRE-END FERRULE SDARD 14 MM 12 MM GREY | 24
13060 | 9021100000 | WIRE-END FERRULE SDARD 12 MM 10 MM ORANGE | 24
13061 | 9021110000 | WIRE-END FERRULE SDARD 14 MM 12 MM ORANGE | 24
13062 | 9021120000 | WIRE-END FERRULE SDARD 20 MM 18 MM ORANGE | 24
13063 | 9021130000 | WIRE-END FERRULE SDARD 14 MM 12 MM GREEN | 24
13064 | 9021140000 | WIRE-END FERRULE SDARD 20 MM 18 MM GREEN | 24
13065 | 9021180000 | WIRE-END FERRULE SDARD 21 MM 18 MM | 24
13066 | 9021210000 | WIRE-END FERRULE SDARD 8 MM 6 MM | 24
13067 | 9025690000 | WIRE-END FERRULE SDARD 8 MM 6 MM | 24
13068 | 9025740000 | WIRE-END FERRULE SDARD 8 MM 6 MM LIGHT | 208
13069 | 9025750000 | WIRE-END FERRULE SDARD 8 MM 6 MM | 24
13070 | 9025770000 | WIRE-END FERRULE SDARD 10 MM 8 MM | 24
13071 | 9025780000 | WIRE-END FERRULE SDARD 10 MM 8 MM LIGHT | 208
13072 | 9025860000 | WIRE-END FERRULE SDARD 12 MM 10 MM | 24
13073 | 9025930000 | WIRE-END FERRULE SDARD 15 MM 12 MM | 24
13074 | 9025980000 | WIRE-END FERRULE SDARD 10 MM 8 MM | 24
13075 | 9026010000 | WIRE-END FERRULE SDARD 12 MM 10 MM GREY | 24
13076 | 9026030000 | WIRE-END FERRULE SDARD 8 MM 6 MM | 24
13077 | 9026050000 | WIRE-END FERRULE SDARD 8 MM 6 MM LIGHT | 208
13078 | 9026060000 | WIRE-END FERRULE SDARD 10 MM 8 MM ORANGE | 24
13079 | 9026070000 | WIRE-END FERRULE SDARD 10 MM 8 MM | 24
13080 | 9026100000 | WIRE-END FERRULE SDARD 10 MM 8 MM | 24
13081 | 9028230000 | WIRE-END FERRULE SDARD 38 MM 32 MM | 312
13082 | 9028250000 | WIRE-END FERRULE SDARD 8 MM 6 MM BROWN | 24
13083 | 9028260000 | WIRE-END FERRULE SDARD 8 MM 6 MM ORANGE | 24
13084 | 9028270000 | WIRE-END FERRULE SDARD 12 MM 10 MM ORANGE | 24
13085 | 9200070000 | CABLE LUG TERMINAL ENDINSULATED CABLE CONNECTOR1.5 MM²0.5 MM² - 1.5 MM² | 33
13086 | 9200110000 | CABLE LUG TERMINAL ENDINSULATED CABLE CONNECTOR1.5 MM²0.5 MM² - 1.5 MM² | 33
13087 | 9200250000 | CABLE LUG TERMINAL ENDINSULATED CABLE CONNECTOR6 MM²4 MM² - 6 MM² | 33
13088 | 9200270000 | CABLE LUG TERMINAL ENDINSULATED CABLE CONNECTOR6 MM²4 MM² - 6 MM² | 33
13089 | 9200420000 | CABLE LUG TERMINAL ENDINSULATED CABLE CONNECTOR4 MM² - 6 MM² | 33
13090 | 9200440000 | CABLE LUG TERMINAL ENDINSULATED CABLE CONNECTOR4 MM² - 6 MM² | 33
13091 | 9200550000 | CABLE LUG TERMINAL ENDINSULATED CABLE CONNECTOR1.5 MM²1.5 MM² - 2.5 MM² | 33
13092 | 9200620000 | CABLE LUG TERMINAL ENDINSULATED CABLE CONNECTOR1.5 MM² - 2.5 MM² | 33
13093 | 9200710000 | CABLE LUG TERMINAL ENDINSULATED CABLE CONNECTOR1.5 MM² - 2.5 MM² | 33
13094 | 9426770000 | WIRE-END FERRULE SDARD 10 MM 8 MM GREY | 24
13095 | 1970720000 | PCB PLUG-IN CONNECTOR MALE PLUG 3.81 MM N OF POLES: 4 180° CLAMPING YOKE CONNECTION CLAMPING RANGE MAX. : 1.5 MM² BOX | 1
13096 | 1970020000 | PCB PLUG-IN CONNECTOR MALE PLUG 3.81 MM N OF POLES: 3 180° CLAMPING YOKE CONNECTION CLAMPING RANGE MAX. : 1.5 MM² BOX | 1
13097 | 1942390000 | PCB PLUG-IN CONNECTOR MALE HEADER CLOSED SIDE THT SOLDER CONNECTION 3.81 MM N OF POLES: 14 90° SOLDER PIN LENGTH (L): 3.2 MM TINNED BOX | 0
13098 | 1942350000 | PCB PLUG-IN CONNECTOR MALE HEADER CLOSED SIDE THT SOLDER CONNECTION 3.81 MM N OF POLES: 7 90° SOLDER PIN LENGTH (L): 3.2 MM TINNED BOX | 0
13099 | 1040890000 | PCB PLUG-IN CONNECTOR MALE HEADER CLOSED SIDE THT SOLDER CONNECTION 3.81 MM N OF POLES: 20 90° SOLDER PIN LENGTH (L): 3.2 MM TINNED BOX | 0
13100 | 1037980000 | PCB PLUG-IN CONNECTOR MALE HEADER CLOSED SIDE THT SOLDER CONNECTION 3.81 MM N OF POLES: 12 270° SOLDER PIN LENGTH (L): 3.2 MM TINNED BOX | 0
13101 | 1072140000 | PCB PLUG-IN CONNECTOR FEMALE PLUG 3.81 MM N OF POLES: 6 180° CLAMPING YOKE CONNECTION CLAMPING RANGE MAX. : 1.5 MM² BOX | 1
13102 | 1071960000 | PCB PLUG-IN CONNECTOR FEMALE PLUG 3.81 MM N OF POLES: 6 180° CLAMPING YOKE CONNECTION CLAMPING RANGE MAX. : 1.5 MM² BOX | 1
13103 | 1971900000 | PCB PLUG-IN CONNECTOR FEMALE PLUG 3.81 MM N OF POLES: 11 180° PUSH IN WITH ACTUATOR TENSION-CLAMP CONNECTION CLAMPING RANGE MAX. : 1.5 MM² BOX | 1
13104 | 1970100000 | PCB PLUG-IN CONNECTOR MALE PLUG 3.81 MM N OF POLES: 10 180° CLAMPING YOKE CONNECTION CLAMPING RANGE MAX. : 1.5 MM² BOX | 1
13105 | 1971650000 | PCB PLUG-IN CONNECTOR FEMALE PLUG 3.81 MM N OF POLES: 6 180° PUSH IN WITH ACTUATOR TENSION-CLAMP CONNECTION CLAMPING RANGE MAX. : 1.5 MM² BOX | 1
13106 | 1976400000 | PCB PLUG-IN CONNECTOR MALE HEADER CLOSED SIDE THT SOLDER CONNECTION 3.81 MM N OF POLES: 3 135° SOLDER PIN LENGTH (L): 3.2 MM TINNED BOX | 0
13107 | 1971320000 | PCB PLUG-IN CONNECTOR MALE PLUG 3.81 MM N OF POLES: 4 180° CLAMPING YOKE CONNECTION CLAMPING RANGE MAX. : 1.5 MM² BOX | 1
13108 | 235860000 | DEKAFIX TERMINAL MARKER 5 X 5 MM PITCH IN MM (P): 5.00 WEIDMUELLER | 18
13109 | 1016030000 | DMC DEVICE MARKERS 1.5 - 7.5 MM 12 X 27 MM | 726
13110 | 1027280000 | ESG DEVICE MARKERS X 17 MM PA 66 COLOUR: PLUGGABLE | 227
13111 | 1027310000 | MULTIFIT TERMINAL MARKER 9 X 5 MM PITCH IN MM (P): 5.00 WAGO LEGRAND | 176
13112 | 1038690000 | MULTIFIT TERMINAL MARKER 4 X 5.2 MM PITCH IN MM (P): 5.20 PHOENIX TO CUSTOMER SPECIFICATION | 71
13113 | 1045640000 | ELS INSERT MARKERS 40 X 7 MM | 321
13114 | 1046360000 | DEKAFIX TERMINAL MARKER 5 X 6.5 MM PITCH IN MM (P): 6.50 WEIDMUELLER TO CUSTOMER SPECIFICATION | 71
13115 | 1682420000 | HEAVY-DUTY CONNECTORS CRIMP CONTACT CM 20 PIN CONDUCTOR CROSS-SECTION MAX.: 0.2 PUNCHED ALLOY | 56
13116 | 1699840000 | SWITCHMARK DEVICE MARKERS 12.5 X 27 MM SWITCHMARK HOLDER | 53
13117 | 1715370000 | PRINTED CIRCUIT BOARD TERMINALS 5.00 MM N OF POLES: 2 90° SOLDER PIN LENGTH (L): 3.5 MM TINNED PALE GREEN CLAMPING YOKE CONNECTION CLAMPING RANGE MAX. : 2.5 MM² BOX | 1
13118 | 1755270000 | DEKAFIX TERMINAL MARKER 5 X 3.5 MM PITCH IN MM (P): 3.50 WEIDMUELLER | 18
13119 | 1755350000 | ESG DEVICE MARKERS X 17 MM PA 66 COLOUR: TO CUSTOMER SPECIFICATION PLUGGABLE | 126
13120 | 1783000000 | SWITCHMARK DEVICE MARKERS 27 X 27 MM | 53
13121 | 1850120000 | PRINTED CIRCUIT BOARD TERMINALS 5.08 MM N OF POLES: 2 90° SOLDER PIN LENGTH (L): 3.5 MM TINNED ORANGE TOP CONNECTION CLAMPING RANGE MAX. : 2.5 MM² BOX | 1
13122 | 1858500000 | DEKAFIX TERMINAL MARKER 5 X 3.5 MM PITCH IN MM (P): 3.50 WEIDMUELLER | 18
13123 | 1880130000 | ESG DEVICE MARKERS X 15 MM PA 66 COLOUR: SELF-ADHESIVE | 479
13124 | 1888290000 | CLIPCARD ACCESSORIES 15 X 27 MM TRANSPARENT | 329
13125 | 1888300000 | CLIPCARD ACCESSORIES 15 X 49 MM TRANSPARENT | 329
13126 | 1907530000 | MULTIFIT TERMINAL MARKER 4 X 5.2 MM PITCH IN MM (P): 5.20 PHOENIX | 176
13127 | 9004330000 | WIRE-END FERRULE SDARD 10 MM 8 MM | 24
13128 | 9004420000 | WIRE-END FERRULE TWIN WIRE-END FERRULE 11 MM 8 MM | 55
13129 | 9004780000 | WIRE-END FERRULE TWIN WIRE-END FERRULE 11 MM 8 MM | 55
13130 | 9036200000 | WIRE-END FERRULE SDARD 8 MM 6 MM GREY | 24
13131 | 9036210000 | WIRE-END FERRULE SDARD 12 MM 10 MM GREY | 24
13132 | 9036220000 | WIRE-END FERRULE SDARD 13 MM 10 MM | 24
13133 | 9037200000 | WIRE-END FERRULE TWIN WIRE-END FERRULE 11 MM 8 MM ORANGE | 55
13134 | 9037210000 | WIRE-END FERRULE TWIN WIRE-END FERRULE 13 MM 10 MM ORANGE | 55
13135 | 9037270000 | WIRE-END FERRULE TWIN WIRE-END FERRULE 16 MM 12 MM | 55
13136 | 9037280000 | WIRE-END FERRULE TWIN WIRE-END FERRULE 22 MM 18 MM | 55
13137 | 9037290000 | WIRE-END FERRULE TWIN WIRE-END FERRULE 11 MM 8 MM DARK | 55
13138 | 9037300000 | WIRE-END FERRULE TWIN WIRE-END FERRULE 15 MM 12 MM | 55
13139 | 9037380000 | WIRE-END FERRULE TWIN WIRE-END FERRULE 11 MM 8 MM | 55
13140 | 9037420000 | WIRE-END FERRULE TWIN WIRE-END FERRULE 13 MM 10 MM GREY | 55
13141 | 9037440000 | WIRE-END FERRULE TWIN WIRE-END FERRULE 11 MM 8 MM DARK | 55
13142 | 1793770000 | PCB PLUG-IN CONNECTOR MALE HEADER FLANGE THT SOLDER CONNECTION 3.81 MM N OF POLES: 12 180° SOLDER PIN LENGTH (L): 3.2 MM TINNED BOX | 0
13143 | 1793760000 | PCB PLUG-IN CONNECTOR MALE HEADER FLANGE THT SOLDER CONNECTION 3.81 MM N OF POLES: 10 180° SOLDER PIN LENGTH (L): 3.2 MM TINNED BOX | 0
13144 | 1793590000 | PCB PLUG-IN CONNECTOR MALE HEADER CLOSED SIDE THT SOLDER CONNECTION 3.81 MM N OF POLES: 12 180° SOLDER PIN LENGTH (L): 3.2 MM TINNED BOX | 0
13145 | 1793390000 | PCB PLUG-IN CONNECTOR MALE HEADER FLANGE THT SOLDER CONNECTION 3.81 MM N OF POLES: 10 90° SOLDER PIN LENGTH (L): 3.2 MM TINNED BOX | 0
13146 | 1793370000 | PCB PLUG-IN CONNECTOR MALE HEADER FLANGE THT SOLDER CONNECTION 3.81 MM N OF POLES: 6 90° SOLDER PIN LENGTH (L): 3.2 MM TINNED BOX | 0
13147 | 1793360000 | PCB PLUG-IN CONNECTOR MALE HEADER FLANGE THT SOLDER CONNECTION 3.81 MM N OF POLES: 5 90° SOLDER PIN LENGTH (L): 3.2 MM TINNED BOX | 0
13148 | 1899590000 | PCB PLUG-IN CONNECTOR FEMALE PLUG 3.81 MM N OF POLES: 14 180° CLAMPING YOKE CONNECTION CLAMPING RANGE MAX. : 1.5 MM² BOX | 1
13149 | 1899540000 | PCB PLUG-IN CONNECTOR FEMALE PLUG 3.81 MM N OF POLES: 9 90° CLAMPING YOKE CONNECTION CLAMPING RANGE MAX. : 1.5 MM² BOX | 1
13150 | 1899480000 | PCB PLUG-IN CONNECTOR FEMALE PLUG 3.81 MM N OF POLES: 14 180° CLAMPING YOKE CONNECTION CLAMPING RANGE MAX. : 1.5 MM² BOX | 1
13151 | 1871430000 | PCB PLUG-IN CONNECTOR FEMALE PLUG 3.81 MM N OF POLES: 9 90° CLAMPING YOKE CONNECTION CLAMPING RANGE MAX. : 1.5 MM² BOX | 1
13152 | 1858960000 | PCB PLUG-IN CONNECTOR FEMALE PLUG 3.81 MM N OF POLES: 7 90° CLAMPING YOKE CONNECTION CLAMPING RANGE MAX. : 1.5 MM² BOX | 1
13153 | 1799100000 | PCB PLUG-IN CONNECTOR FEMALE PLUG 3.81 MM N OF POLES: 2 270° CLAMPING YOKE CONNECTION CLAMPING RANGE MAX. : 1.5 MM² BOX | 1
13154 | 1798970000 | PCB PLUG-IN CONNECTOR FEMALE PLUG 3.81 MM N OF POLES: 6 270° CLAMPING YOKE CONNECTION CLAMPING RANGE MAX. : 1.5 MM² BOX | 1
13155 | 1798960000 | PCB PLUG-IN CONNECTOR FEMALE PLUG 3.81 MM N OF POLES: 5 270° CLAMPING YOKE CONNECTION CLAMPING RANGE MAX. : 1.5 MM² BOX | 1
13156 | 1798610000 | PCB PLUG-IN CONNECTOR FEMALE PLUG 3.81 MM N OF POLES: 10 90° CLAMPING YOKE CONNECTION CLAMPING RANGE MAX. : 1.5 MM² BOX | 1
13157 | 1798570000 | PCB PLUG-IN CONNECTOR FEMALE PLUG 3.81 MM N OF POLES: 5 90° CLAMPING YOKE CONNECTION CLAMPING RANGE MAX. : 1.5 MM² BOX | 1
13158 | 1798170000 | PCB PLUG-IN CONNECTOR FEMALE PLUG 3.81 MM N OF POLES: 8 270° CLAMPING YOKE CONNECTION CLAMPING RANGE MAX. : 1.5 MM² BOX | 1
13159 | 1798160000 | PCB PLUG-IN CONNECTOR FEMALE PLUG 3.81 MM N OF POLES: 3 270° CLAMPING YOKE CONNECTION CLAMPING RANGE MAX. : 1.5 MM² BOX | 1
13160 | 1798140000 | PCB PLUG-IN CONNECTOR FEMALE PLUG 3.81 MM N OF POLES: 3 90° CLAMPING YOKE CONNECTION CLAMPING RANGE MAX. : 1.5 MM² BOX | 1
13161 | 1793030000 | PCB PLUG-IN CONNECTOR FEMALE PLUG 3.81 MM N OF POLES: 16 180° CLAMPING YOKE CONNECTION CLAMPING RANGE MAX. : 1.5 MM² BOX | 1
13162 | 1792800000 | PCB PLUG-IN CONNECTOR FEMALE PLUG 3.81 MM N OF POLES: 5 180° CLAMPING YOKE CONNECTION CLAMPING RANGE MAX. : 1.5 MM² BOX | 1
13163 | 1792850000 | PCB PLUG-IN CONNECTOR FEMALE PLUG 3.81 MM N OF POLES: 16 180° CLAMPING YOKE CONNECTION CLAMPING RANGE MAX. : 1.5 MM² BOX | 1
13164 | 1793020000 | PCB PLUG-IN CONNECTOR FEMALE PLUG 3.81 MM N OF POLES: 12 180° CLAMPING YOKE CONNECTION CLAMPING RANGE MAX. : 1.5 MM² BOX | 1
13165 | 1793160000 | PCB PLUG-IN CONNECTOR MALE HEADER CLOSED SIDE THT SOLDER CONNECTION 3.81 MM N OF POLES: 5 90° SOLDER PIN LENGTH (L): 3.2 MM TINNED BOX | 0
13166 | 1793330000 | PCB PLUG-IN CONNECTOR MALE HEADER FLANGE THT SOLDER CONNECTION 3.81 MM N OF POLES: 2 90° SOLDER PIN LENGTH (L): 3.2 MM TINNED BOX | 0
13167 | 1793380000 | PCB PLUG-IN CONNECTOR MALE HEADER FLANGE THT SOLDER CONNECTION 3.81 MM N OF POLES: 8 90° SOLDER PIN LENGTH (L): 3.2 MM TINNED BOX | 0
13168 | 1793530000 | PCB PLUG-IN CONNECTOR MALE HEADER CLOSED SIDE THT SOLDER CONNECTION 3.81 MM N OF POLES: 3 180° SOLDER PIN LENGTH (L): 3.2 MM TINNED BOX | 0
13169 | 1793580000 | PCB PLUG-IN CONNECTOR MALE HEADER CLOSED SIDE THT SOLDER CONNECTION 3.81 MM N OF POLES: 10 180° SOLDER PIN LENGTH (L): 3.2 MM TINNED BOX | 0
13170 | 1793710000 | PCB PLUG-IN CONNECTOR MALE HEADER FLANGE THT SOLDER CONNECTION 3.81 MM N OF POLES: 3 180° SOLDER PIN LENGTH (L): 3.2 MM TINNED BOX | 0
13171 | 1798940000 | PCB PLUG-IN CONNECTOR FEMALE PLUG 3.81 MM N OF POLES: 2 270° CLAMPING YOKE CONNECTION CLAMPING RANGE MAX. : 1.5 MM² BOX | 1
13172 | 1799140000 | PCB PLUG-IN CONNECTOR FEMALE PLUG 3.81 MM N OF POLES: 10 270° CLAMPING YOKE CONNECTION CLAMPING RANGE MAX. : 1.5 MM² BOX | 1
13173 | 1871490000 | PCB PLUG-IN CONNECTOR MALE HEADER CLOSED SIDE THT SOLDER CONNECTION 3.81 MM N OF POLES: 7 180° SOLDER PIN LENGTH (L): 3.2 MM TINNED BOX | 0
13174 | 1899440000 | PCB PLUG-IN CONNECTOR FEMALE PLUG 3.81 MM N OF POLES: 13 180° CLAMPING YOKE CONNECTION CLAMPING RANGE MAX. : 1.5 MM² BOX | 1
13175 | 1793350000 | PCB PLUG-IN CONNECTOR MALE HEADER FLANGE THT SOLDER CONNECTION 3.81 MM N OF POLES: 4 90° SOLDER PIN LENGTH (L): 3.2 MM TINNED BOX | 0
13176 | 1798550000 | PCB PLUG-IN CONNECTOR FEMALE PLUG 3.81 MM N OF POLES: 4 90° CLAMPING YOKE CONNECTION CLAMPING RANGE MAX. : 1.5 MM² BOX | 1
13177 | 1798790000 | PCB PLUG-IN CONNECTOR FEMALE PLUG 3.81 MM N OF POLES: 4 90° CLAMPING YOKE CONNECTION CLAMPING RANGE MAX. : 1.5 MM² BOX | 1
13178 | 1798120000 | PCB PLUG-IN CONNECTOR FEMALE PLUG 3.81 MM N OF POLES: 3 90° CLAMPING YOKE CONNECTION CLAMPING RANGE MAX. : 1.5 MM² BOX | 1
13179 | 1798150000 | PCB PLUG-IN CONNECTOR FEMALE PLUG 3.81 MM N OF POLES: 8 90° CLAMPING YOKE CONNECTION CLAMPING RANGE MAX. : 1.5 MM² BOX | 1
13180 | 1798500000 | PCB PLUG-IN CONNECTOR FEMALE PLUG 3.81 MM N OF POLES: 2 90° CLAMPING YOKE CONNECTION CLAMPING RANGE MAX. : 1.5 MM² BOX | 1
13181 | 138000000 | ACCESSORIES GAUGE RING (AUTOMATIC CIRCUIT BREAKER) 2 A | 331
13182 | 189400000 | CABLELINE ACCESSORIES 10 - 317 MM 110 X 11.3 MM | 670
13183 | 274220000 | MULTIPIN TERMINAL STRIP SINGLE- AND MULTI-POLE TERMINAL STRIP RATED CROSS-SECTION: 2.5 MM² SCREW CONNECTION DIRECT MOUNTING | 27
13184 | 274320000 | MULTIPIN TERMINAL STRIP SINGLE- AND MULTI-POLE TERMINAL STRIP RATED CROSS-SECTION: 2.5 MM² SCREW CONNECTION DIRECT MOUNTING | 27
13185 | 322180000 | ACCESSORIES CLAMPING YOKE FOR BUSBAR RATED CROSS-SECTION: CLAMPING YOKE PA FEED-THROUGH (BUSHING) | 217
13186 | 361900000 | ACCESSORIES GAUGE RING (AUTOMATIC CIRCUIT BREAKER) 25 A | 331
13187 | 362100000 | ACCESSORIES GAUGE RING (AUTOMATIC CIRCUIT BREAKER) 50 A | 331
13188 | 375300000 | WIRE-END FERRULE SDARD 18 MM 18 MM NO | 24
13189 | 383560000 | ACCESSORIES END BRACKET | 262
13190 | 459500000 | ACCESSORIES CLAMPING YOKE FOR BUSBAR RATED CROSS-SECTION: CLAMPING YOKE BUSBAR DIRECT MOUNTING | 217
13191 | 475310000 | ACCESSORIES CLAMPING YOKE FOR BUSBAR RATED CROSS-SECTION: CLAMPING YOKE PA FEED-THROUGH (BUSHING) | 217
13192 | 494920000 | ACCESSORIES RAIL SUPPORT KRG | 632
13193 | 502860000 | ACCESSORIES CLAMPING YOKE FOR BUSBAR RATED CROSS-SECTION: CLAMPING YOKE PA GREEN/ FEED-THROUGH (BUSHING) | 217
13194 | 525910000 | ACCESSORIES CLAMPING YOKE FOR BUSBAR RATED CROSS-SECTION: CLAMPING YOKE PA BUSBAR DIRECT MOUNTING | 217
13195 | 1010680000 | NEUTRAL CONDUCTOR DISCONNECT TERMINAL BUSBAR CONNECTION 2.5 MM² 400 V 24 A SLIDING | 345
13196 | 1015280000 | CABLE TIES 4.6 X 520 MM STAINLESS STEEL POLYESTER COATED 445 N | 370
13197 | 1015290000 | CABLE TIES 4.6 X 680 MM STAINLESS STEEL POLYESTER COATED 445 N | 370
13198 | 1015300000 | CABLE TIES 4.6 X 840 MM STAINLESS STEEL POLYESTER COATED 445 N | 370
13199 | 1015350000 | CABLE TIES 7.9 X 840 MM STAINLESS STEEL POLYESTER COATED 1112 N | 783
13200 | 1018150000 | HEAVY-DUTY CONNECTORS ACCESSORIES SHIELD CLIP | 86
13201 | 1018160000 | HEAVY-DUTY CONNECTORS ACCESSORIES SHIELD CLIP | 86
13202 | 1018180000 | HEAVY-DUTY CONNECTORS ACCESSORIES SHIELD CLIP | 86
13203 | 1025670000 | HEAVY-DUTY CONNECTORS ACCESSORIES PE SCREW | 562
13204 | 1059000000 | W-SERIES END BRACKET | 245
13205 | 1059200000 | CABLE TIES 7.5 X 200 MM POLYAMIDE 66 220 N | 113
13206 | 1059210000 | CABLE TIES 7.5 X 200 MM POLYAMIDE 66 220 N | 113
13207 | 1061210000 | W-SERIES END BRACKET | 245
13208 | 1068260000 | W-SERIES FIXING BRACKET ORANGE 5 MM | 486
13209 | 1200600000 | HEAVY-DUTY CONNECTORS CRIMP CONTACT HE HEE HQ MIXMATE PIN CONDUCTOR CROSS-SECTION MAX.: 1 TURNED ALLOY | 56
13210 | 1200800000 | HEAVY-DUTY CONNECTORS CRIMP CONTACT HE HEE HQ MIXMATE PIN CONDUCTOR CROSS-SECTION MAX.: 2.5 TURNED ALLOY | 56
13211 | 1200900000 | HEAVY-DUTY CONNECTORS CRIMP CONTACT HE HEE HQ MIXMATE PIN CONDUCTOR CROSS-SECTION MAX.: 4 TURNED ALLOY | 56
13212 | 1201200000 | HEAVY-DUTY CONNECTORS CRIMP CONTACT HE HEE HQ MIXMATE FEMALE CONDUCTOR CROSS-SECTION MAX.: 1 TURNED ALLOY | 56
13213 | 1201500000 | HEAVY-DUTY CONNECTORS CRIMP CONTACT HE HEE HQ MIXMATE FEMALE CONDUCTOR CROSS-SECTION MAX.: 4 TURNED ALLOY | 56
13214 | 1278600000 | CABLE TIES 2.5 X 98 MM POLYAMIDE 66 80 N | 252
13215 | 1278700000 | CABLE TIES 3.5 X 140 MM POLYAMIDE 66 180 N | 74
13216 | 1289400000 | CABLE TIES 27 X 27 MM PLASTIC 80 N | 685
13217 | 1608740000 | Z-SERIES ACCESSORIES END PLATE PARTITION PLATE | 467
13218 | 1608760000 | Z-SERIES END PLATE PARTITION PLATE | 72
13219 | 1608790000 | Z-SERIES END PLATE PARTITION PLATE | 72
13220 | 1608800000 | Z-SERIES ACCESSORIES END PLATE PARTITION PLATE | 467
13221 | 1608840000 | Z-SERIES END PLATE PARTITION PLATE | 72
13222 | 1610110000 | ACCESSORIES MOUNTING RAIL SUPPORT STEEL | 458
13223 | 1651440000 | HEAVY-DUTY CONNECTORS CRIMP CONTACT HE HEE HQ MIXMATE PIN CONDUCTOR CROSS-SECTION MAX.: 1.5 TURNED ALLOY | 56
13224 | 1651480000 | HEAVY-DUTY CONNECTORS CRIMP CONTACT HE HEE HQ MIXMATE FEMALE CONDUCTOR CROSS-SECTION MAX.: 1 TURNED ALLOY | 56
13225 | 1651490000 | HEAVY-DUTY CONNECTORS CRIMP CONTACT HE HEE HQ MIXMATE FEMALE CONDUCTOR CROSS-SECTION MAX.: 1.5 TURNED ALLOY | 56
13226 | 1651500000 | HEAVY-DUTY CONNECTORS CRIMP CONTACT HE HEE HQ MIXMATE FEMALE CONDUCTOR CROSS-SECTION MAX.: 2.5 TURNED ALLOY | 56
13227 | 1651530000 | HEAVY-DUTY CONNECTORS CRIMP CONTACT HD HDD HQ MIXMATE PIN CONDUCTOR CROSS-SECTION MAX.: 0.5 TURNED ALLOY | 56
13228 | 1651550000 | HEAVY-DUTY CONNECTORS CRIMP CONTACT HD HDD HQ MIXMATE PIN CONDUCTOR CROSS-SECTION MAX.: 1.5 TURNED ALLOY | 56
13229 | 1651580000 | HEAVY-DUTY CONNECTORS CRIMP CONTACT HD HDD HQ MIXMATE FEMALE CONDUCTOR CROSS-SECTION MAX.: 0.5 TURNED ALLOY | 56
13230 | 1651630000 | HEAVY-DUTY CONNECTORS CRIMP CONTACT HD HDD HQ MIXMATE PIN CONDUCTOR CROSS-SECTION MAX.: 0.5 TURNED ALLOY | 56
13231 | 1651640000 | HEAVY-DUTY CONNECTORS CRIMP CONTACT HD HDD HQ MIXMATE PIN CONDUCTOR CROSS-SECTION MAX.: 1 TURNED ALLOY | 56
13232 | 1651690000 | HEAVY-DUTY CONNECTORS CRIMP CONTACT HD HDD HQ MIXMATE FEMALE CONDUCTOR CROSS-SECTION MAX.: 1 TURNED ALLOY | 56
13233 | 1651700000 | HEAVY-DUTY CONNECTORS CRIMP CONTACT HD HDD HQ MIXMATE FEMALE CONDUCTOR CROSS-SECTION MAX.: 1.5 TURNED ALLOY | 56
13234 | 1656410000 | VG H (HDC HALVED CABLE GLAND) CABLE GLANDS PG 16 IP65 NICKEL-PLATED | 350
13235 | 1682280000 | HEAVY-DUTY CONNECTORS CRIMP CONTACT CM 3 PIN CONDUCTOR CROSS-SECTION MAX.: 6 TURNED ALLOY | 56
13236 | 1683710000 | Z-SERIES END PLATE PARTITION PLATE | 72
13237 | 1683730000 | Z-SERIES END PLATE PARTITION PLATE | 72
13238 | 1697920000 | CABLE TIES 4.5 X 290 MM POLYAMIDE 66 220 N | 113
13239 | 1698180000 | Z-SERIES END PLATE | 258
13240 | 1698190000 | Z-SERIES PLUG-IN CONNECTOR RATED CROSS-SECTION: 1.5 MM² PLUG-IN CONNECTION DARK PLUG | 27
13241 | 1704740000 | ACCESSORIES FIXING BRACKET | 570
13242 | 1704750000 | Z-SERIES END PLATE | 258
13243 | 1706120000 | Z-SERIES END PLATE PARTITION PLATE | 72
13244 | 1720670000 | CABLE TIES 7.5 X 750 MM POLYAMIDE 66 540 N | 74
13245 | 1736990000 | SKMU MS ( LOCKNUT) LOCKNUT M 16 2.8 MM NICKEL-PLATED | 108
13246 | 1737030000 | SKMU MS ( LOCKNUT) LOCKNUT M 40 5 MM NICKEL-PLATED | 108
13247 | 1764240000 | CABLELINE SOCKET X 5 MM PVC COLOUR: TRANSPARENT CONDUCTOR O.D.: 4 - 10 MM | 341
13248 | 1774530000 | STAINLESS STEEL MARKERS CONDUCTOR AND CABLE MARKERS 108 X 11 MM | 150
13249 | 1791710000 | PRINTED CIRCUIT BOARD TERMINALS 5.00 MM N OF POLES: 4 135° SOLDER PIN LENGTH (L): 3.2 MM TINNED ORANGE CLAMPING YOKE CONNECTION CLAMPING RANGE MAX. : 6 MM² BOX | 1
13250 | 1805840000 | SWITCHMARK PROTECTIVE CAP 27 X 27 MM TRANSPARENT | 668
13251 | 1806120000 | EM TERMINAL MARKER 32.4 X 7.2 MM PITCH IN MM (P): 7.20 WEIDMUELLER TRANSPARENT | 843
13252 | 1816150000 | Z-SERIES CODING ELEMENT 2.9 MM | 782
13253 | 1821020000 | LASERMARK DEVICE MARKERS 100 X 22.6 MM SIEMENS | 496
13254 | 1821030000 | LASERMARK DEVICE MARKERS 251 X 11.5 MM SIEMENS | 820
13255 | 1837580000 | PRINTED CIRCUIT BOARD TERMINALS ACCESSORIES INTERMEDIATE PLATE PEBBLE GREY N OF POLES: 1 | 733
13256 | 1845370000 | PRINTED CIRCUIT BOARD TERMINALS 5.00 MM N OF POLES: 11 90° SOLDER PIN LENGTH (L): 3.5 MM TINNED ORANGE CLAMPING YOKE CONNECTION CLAMPING RANGE MAX. : 2.5 MM² BOX | 1
13257 | 1845430000 | PRINTED CIRCUIT BOARD TERMINALS 5.00 MM N OF POLES: 8 135° SOLDER PIN LENGTH (L): 3.5 MM TINNED ORANGE CLAMPING YOKE CONNECTION CLAMPING RANGE MAX. : 2.5 MM² BOX | 1
13258 | 1845460000 | PRINTED CIRCUIT BOARD TERMINALS 5.00 MM N OF POLES: 11 135° SOLDER PIN LENGTH (L): 3.5 MM TINNED ORANGE CLAMPING YOKE CONNECTION CLAMPING RANGE MAX. : 2.5 MM² BOX | 1
13259 | 1854410000 | ACCESSORIES END BRACKET | 262
13260 | 1865450000 | LASERMARK DEVICE MARKERS 100 X 22.6 MM SIEMENS | 496
13261 | 1873390000 | CABLELINE CONDUCTOR AND CABLE MARKERS 4 - 10 MM 15 X 6.9 MM TO CUSTOMER SPECIFICATION | 59
13262 | 1873400000 | CABLELINE CONDUCTOR AND CABLE MARKERS 4 - 10 MM 21 X 6.9 MM TO CUSTOMER SPECIFICATION | 59
13263 | 1873410000 | CABLELINE CONDUCTOR AND CABLE MARKERS 8 - 16 MM 21 X 11 MM TO CUSTOMER SPECIFICATION | 59
13264 | 1873460000 | CABLELINE CONDUCTOR AND CABLE MARKERS 10 - 317 MM 21 X 11.4 MM | 38
13265 | 1873749999 | CABLELINE CONDUCTOR AND CABLE MARKERS 1.3 - 3 MM 18 X 3.4 MM TO CUSTOMER SPECIFICATION | 59
13266 | 1875200000 | Z-SERIES PLUG-IN CONNECTOR DIRECT MOUNTING | 27
13267 | 1875210000 | Z-SERIES PLUG-IN CONNECTOR DARK DIRECT MOUNTING | 27
13268 | 1880850000 | CLIPCARD ACCESSORIES 15 X 17 MM TRANSPARENT | 329
13269 | 1882890000 | LASERMARK DEVICE MARKERS 9 X 15 MM | 800
13270 | 1896480000 | P-SERIES END PLATE DARK 2.5 MM | 397
13271 | 1902160000 | SENSOR/ACTUATOR LINE N OF POLES : 3 SHIELDED: NO SHEATH MATERIAL: PVC HALOGEN: YES | 0
13272 | 1909330000 | KDSU (KLIPPON DOUBLE SEAL UNIVERSAL EX CABLE GLAND) CABLE GLANDS M 40 16 MM SINGLE-WIRE ARMOURING METAL FOIL ARMOURING BRAIDED ARMOURING 0.1 - 2 MM OD MIN. 33 - OD MAX. 40.6 MM ID MIN. 23.00 - ID MAX. 32.20 MM IP66 IP68 - 2.5 BAR | 7
13273 | 1909430000 | KSG (KLIPPON SDARD EX CABLE GLAND) CABLE GLANDS M 32 16 MM OD MIN. 19.5 - OD MAX. 26.3 MM IP66 IP68 - 2.5 BAR | 7
13274 | 1909440000 | KSG (KLIPPON SDARD EX CABLE GLAND) CABLE GLANDS M 40 16 MM OD MIN. 23 - OD MAX. 32.2 MM IP66 IP68 - 2.5 BAR | 7
13275 | 1911590000 | KSG (KLIPPON SDARD EX CABLE GLAND) CABLE GLANDS M 40 16 MM OD MIN. 23 - OD MAX. 32.2 MM IP66 IP68 - 2.5 BAR NICKEL-PLATED | 7
13276 | 1912190000 | HEAVY-DUTY CONNECTORS ACCESSORIES SHIELD CLIP | 86
13277 | 1912230000 | HEAVY-DUTY CONNECTORS ACCESSORIES SHIELD CLIP | 86
13278 | 1912500000 | CABLELINE CONDUCTOR AND CABLE MARKERS 1.3 - 3 MM 24 X 3.4 MM TO CUSTOMER SPECIFICATION | 59
13279 | 1912510000 | CABLELINE CONDUCTOR AND CABLE MARKERS 1.3 - 3 MM 27 X 3.4 MM TO CUSTOMER SPECIFICATION | 59
13280 | 1912710000 | CABLELINE CONDUCTOR AND CABLE MARKERS 4 - 10 MM 24 X 6.9 MM TO CUSTOMER SPECIFICATION | 59
13281 | 1912750000 | CABLELINE CONDUCTOR AND CABLE MARKERS 4 - 10 MM 36 X 6.9 MM TO CUSTOMER SPECIFICATION | 59
13282 | 1912810000 | CABLELINE CONDUCTOR AND CABLE MARKERS 8 - 16 MM 36 X 11 MM TO CUSTOMER SPECIFICATION | 59
13283 | 1912820000 | CABLELINE CONDUCTOR AND CABLE MARKERS 8 - 16 MM 39 X 11 MM TO CUSTOMER SPECIFICATION | 59
13284 | 1913160000 | PRINTED CIRCUIT BOARD TERMINALS 5.00 MM N OF POLES: 5 90° SOLDER PIN LENGTH (L): 3.5 MM TINNED PEBBLE GREY CLAMPING YOKE CONNECTION CLAMPING RANGE MAX. : 2.5 MM² BOX | 1
13285 | 1913190000 | PRINTED CIRCUIT BOARD TERMINALS 5.00 MM N OF POLES: 8 90° SOLDER PIN LENGTH (L): 3.5 MM TINNED PEBBLE GREY CLAMPING YOKE CONNECTION CLAMPING RANGE MAX. : 2.5 MM² BOX | 1
13286 | 1921720000 | VG H (HDC HALVED CABLE GLAND) CABLE GLANDS M 20 IP65 NICKEL-PLATED | 350
13287 | 1936540000 | OMNIMATE POWER - SERIES WGK FEED-THROUGH TERMINAL RATED CROSS-SECTION: 4 MM² SCREW CONNECTION WEMID (PA) GREEN/ DIRECT MOUNTING FEED-THROUGH (BUSHING) | 35
13288 | 1936560000 | OMNIMATE POWER - SERIES WGK FEED-THROUGH TERMINAL RATED CROSS-SECTION: 4 MM² SCREW CONNECTION WEMID (PA) GREEN/ DIRECT MOUNTING FEED-THROUGH (BUSHING) | 35
13289 | 1936610000 | OMNIMATE POWER - SERIES WGK FEED-THROUGH TERMINAL RATED CROSS-SECTION: 4 MM² SCREW CONNECTION WEMID (PA) GREEN/ FEED-THROUGH (BUSHING) | 35
13290 | 1937030000 | OMNIMATE POWER - SERIES WGK FEED-THROUGH TERMINAL | 313
13291 | 1937360000 | OMNIMATE POWER - SERIES WGK FEED-THROUGH TERMINAL RATED CROSS-SECTION: 95 MM² SCREW CONNECTION WEMID (PA) GREEN/ DIRECT MOUNTING FEED-THROUGH (BUSHING) | 35
13292 | 1950590000 | FEED-THROUGH TERMINAL PUSH IN 4 MM² 800 V 32 A | 12
13293 | 1950680000 | TEST-DISCONNECT TERMINAL SCREW CONNECTION 2.5 MM² 500 V 24 A PIVOTING | 43
13294 | 1962470000 | BENDING PROTECTION SLEEVE | 363
13295 | 1962480000 | BENDING PROTECTION SLEEVE | 363
13296 | 1962500000 | BENDING PROTECTION SLEEVE | 363
13297 | 1963060000 | INDUSTRIAL ETHERNET COLOUR CODING RING GREY STRAIN RELIEF GREY | 368
13298 | 1963070000 | INDUSTRIAL ETHERNET COLOUR CODING RING ORANGE STRAIN RELIEF ORANGE | 368
13299 | 1963080000 | INDUSTRIAL ETHERNET COLOUR CODING RING STRAIN RELIEF | 368
13300 | 1963580000 | RJ45 CRIMP PLUG PLUG WITHOUT BENDING PROTECTION SLEEVE CAT.6A / CLASS EA (ISO/IEC 11801 2010) | 698
13301 | 7906220000 | MULTIPIN TERMINAL STRIP SINGLE- AND MULTI-POLE TERMINAL STRIP RATED CROSS-SECTION: 6 MM² SCREW CONNECTION DIRECT MOUNTING | 786
13302 | 7940006048 | CABLE TIES 2.6 X 160 MM POLYAMIDE 66 80 N | 74
13303 | 7940006057 | CABLE TIES 3.5 X 370 MM POLYAMIDE 66 180 N | 74
13304 | 7940006058 | CABLE TIES 4.5 X 390 MM POLYAMIDE 66 220 N | 113
13305 | 7940006066 | CABLE TIES 7.8 X 240 MM POLYAMIDE 66 540 N | 74
13306 | 7940006068 | CABLE TIES 7.5 X 300 MM POLYAMIDE 66 540 N | 74
13307 | 7940006072 | CABLE TIES 7.5 X 540 MM POLYAMIDE 66 540 N | 74
13308 | 7940006078 | CABLE TIES 12.5 X 500 MM POLYAMIDE 66 1080 N | 74
13309 | 7940006079 | CABLE TIES 12.5 X 500 MM POLYAMIDE 66 1080 N | 74
13310 | 8536700000 | PLUGSERIES RETAINING CLIP | 750
13311 | 8813100000 | RJ45 PLUG-IN CONNECTOR WITHOUT KINK PROTECTION; 5.5 - 7.1 MM CAT.6A / CLASS EA (ISO/IEC 11801 2010) IP20 | 453
13312 | 8813110000 | RJ45 PLUG-IN CONNECTOR WITH KINK PROTECTION; 5.5 - 6.2 MM CAT.6A / CLASS EA (ISO/IEC 11801 2010) IP20 | 453
13313 | 9004190000 | WIRE-END FERRULE SDARD 25 MM 25 MM NO | 391
13314 | 9004220000 | WIRE-END FERRULE SDARD 32 MM 32 MM NO | 312
13315 | 9004230000 | WIRE-END FERRULE SDARD 25 MM 25 MM NO | 391
13316 | 9004250000 | WIRE-END FERRULE SDARD 25 MM 25 MM NO | 391
13317 | 9004260000 | WIRE-END FERRULE SDARD 32 MM 32 MM NO | 312
13318 | 9004940000 | WIRE-END FERRULE TWIN WIRE-END FERRULE 17 MM 12 MM | 55
13319 | 9005170000 | WIRE-END FERRULE TWIN WIRE-END FERRULE 17 MM 12 MM BROWN | 55
13320 | 9018880000 | WIRE-END FERRULE TWIN WIRE-END FERRULE 17 MM 12 MM | 55
13321 | 9018890000 | WIRE-END FERRULE TWIN WIRE-END FERRULE 23 MM 18 MM | 55
13322 | 9025880000 | WIRE-END FERRULE SDARD 22 MM 22 MM NO | 881
13323 | 9036290000 | CABLE LUG TERMINAL ENDINSULATED CABLE CONNECTOR1.5 MM²0.25 MM² - 1.5 MM²16.75 MM | 33
13324 | 9037310000 | WIRE-END FERRULE TWIN WIRE-END FERRULE 21 MM 18 MM | 55
13325 | 9037340000 | WIRE-END FERRULE TWIN WIRE-END FERRULE 17 MM 12 MM | 55
13326 | 9037350000 | WIRE-END FERRULE TWIN WIRE-END FERRULE 23 MM 18 MM | 55
13327 | 9037360000 | WIRE-END FERRULE TWIN WIRE-END FERRULE 20 MM 16 MM GREEN | 55
13328 | 9037540000 | WIRE-END FERRULE TWIN WIRE-END FERRULE 21 MM 18 MM GREY | 55
13329 | 9037570000 | WIRE-END FERRULE TWIN WIRE-END FERRULE 17 MM 12 MM | 55
13330 | 9037590000 | WIRE-END FERRULE TWIN WIRE-END FERRULE 20 MM 16 MM | 55
13331 | 9037600000 | WIRE-END FERRULE TWIN WIRE-END FERRULE 29 MM 25 MM | 55
13332 | 9037660000 | WIRE-END FERRULE TWIN WIRE-END FERRULE 21 MM 18 MM GREY | 55
13333 | 9037670000 | WIRE-END FERRULE TWIN WIRE-END FERRULE 15 MM 12 MM ORANGE | 55
13334 | 9037700000 | WIRE-END FERRULE TWIN WIRE-END FERRULE 24 MM 18 MM GREEN | 55
13335 | 9037710000 | WIRE-END FERRULE TWIN WIRE-END FERRULE 17 MM 12 MM BROWN | 55
13336 | 9037720000 | WIRE-END FERRULE TWIN WIRE-END FERRULE 23 MM 18 MM BROWN | 55
13337 | 9202840000 | WIRE-END FERRULE TWIN WIRE-END FERRULE 16 MM 12 MM LIGHT | 55
13338 | 9202870000 | WIRE-END FERRULE SDARD 18 MM 14.5 MM | 24
13339 | 9202880000 | WIRE-END FERRULE SDARD 18 MM 14.5 MM | 24
13340 | 9203620000 | WIRE-END FERRULE SDARD 15 MM 12 MM | 24
13341 | 9204090000 | WIRE-END FERRULE SDARD 6 MM 6 MM | 24
13342 | 9451000000 | WIRE-END FERRULE SDARD 30 MM 30 MM NO | 882
13343 | 9993340000 | PRINTED CIRCUIT BOARD TERMINALS 5.00 MM N OF POLES: 8 90° SOLDER PIN LENGTH (L): 3.5 MM TINNED CLAMPING YOKE CONNECTION CLAMPING RANGE MAX. : 2.5 MM² BOX | 1
13344 | 9993570000 | PRINTED CIRCUIT BOARD TERMINALS 5.00 MM N OF POLES: 10 135° SOLDER PIN LENGTH (L): 3.5 MM TINNED CLAMPING YOKE CONNECTION CLAMPING RANGE MAX. : 2.5 MM² BOX | 1
13345 | 9993720000 | PRINTED CIRCUIT BOARD TERMINALS 5.00 MM N OF POLES: 4 180° SOLDER PIN LENGTH (L): 3.5 MM TINNED CLAMPING YOKE CONNECTION CLAMPING RANGE MAX. : 2.5 MM² BOX | 1
13346 | 122800000 | RAIL TS 32 WITHOUT SLOT STEEL GALVANIC ZINC PLATED AND PASSIVATED | 73
13347 | 193100000 | ACTIVE COMPONENTS FUSE | 424
13348 | 244100000 | WIRE-END FERRULE SDARD 12 MM 12 MM NO | 24
13349 | 244220000 | MULTIPIN TERMINAL STRIP SINGLE- AND MULTI-POLE TERMINAL STRIP RATED CROSS-SECTION: 2.5 MM² SCREW CONNECTION DIRECT MOUNTING | 27
13350 | 282700000 | WIRE-END FERRULE SDARD 6 MM 6 MM NO | 24
13351 | 293220000 | RAIL TS 32 WITHOUT SLOT STAINLESS STEEL -PROOF UNTREATED | 879
13352 | 294000000 | TERMINAL MARKERS PROTECTIVE CAP 40 X 16.5 MM TRANSPARENT | 477
13353 | 328500000 | ACTIVE COMPONENTS CARTRIDGE FUSE | 328
13354 | 334900000 | REMOTE I/O FIELDBUS COUPLER IP20 DEVICENET | 464
13355 | 361600000 | ACTIVE COMPONENTS CARTRIDGE FUSE | 328
13356 | 361700000 | ACTIVE COMPONENTS CARTRIDGE FUSE | 328
13357 | 372600000 | WIRE-END FERRULE SDARD 6 MM 6 MM NO | 24
13358 | 431000000 | ACTIVE COMPONENTS FUSE | 424
13359 | 502610000 | ACCESSORIES CLAMPING YOKE FOR BUSBAR RATED CROSS-SECTION: CLAMPING YOKE PA FEED-THROUGH (BUSHING) | 217
13360 | 514200000 | RAIL TS 15 WITHOUT SLOT STEEL GALVANIC ZINC PLATED AND PASSIVATED | 73
13361 | 514500000 | RAIL TS 35 TS 35 X 7.5 WITH SLOT STEEL GALVANIC ZINC PLATED AND PASSIVATED | 73
13362 | 526760000 | ACCESSORIES INSULATION PROFILE | 445
13363 | 546080000 | ACCESSORIES INSULATION PROFILE | 445
13364 | 1047150000 | PRINTED CIRCUIT BOARD TERMINALS 15.00 MM N OF POLES: 4 90° SOLDER PIN LENGTH (L): 4.5 MM TINNED CLAMPING YOKE CONNECTION CLAMPING RANGE MAX. : 50 MM² BOX | 1
13365 | 1047200000 | PRINTED CIRCUIT BOARD TERMINALS 15.00 MM N OF POLES: 1 90° SOLDER PIN LENGTH (L): 4.5 MM TINNED PEBBLE GREY CLAMPING YOKE CONNECTION CLAMPING RANGE MAX. : 50 MM² BOX | 1
13366 | 1047210000 | PRINTED CIRCUIT BOARD TERMINALS 15.00 MM N OF POLES: 2 90° SOLDER PIN LENGTH (L): 4.5 MM TINNED PEBBLE GREY CLAMPING YOKE CONNECTION CLAMPING RANGE MAX. : 50 MM² BOX | 1
13367 | 1047220000 | PRINTED CIRCUIT BOARD TERMINALS 15.00 MM N OF POLES: 3 90° SOLDER PIN LENGTH (L): 4.5 MM TINNED PEBBLE GREY CLAMPING YOKE CONNECTION CLAMPING RANGE MAX. : 50 MM² BOX | 1
13368 | 1047230000 | PRINTED CIRCUIT BOARD TERMINALS 15.00 MM N OF POLES: 4 90° SOLDER PIN LENGTH (L): 4.5 MM TINNED PEBBLE GREY CLAMPING YOKE CONNECTION CLAMPING RANGE MAX. : 50 MM² BOX | 1
13369 | 1047440000 | PRINTED CIRCUIT BOARD TERMINALS 15.00 MM N OF POLES: 1 90° SOLDER PIN LENGTH (L): 4.5 MM TINNED CLAMPING YOKE CONNECTION CLAMPING RANGE MAX. : 50 MM² BOX | 1
13370 | 1047470000 | PRINTED CIRCUIT BOARD TERMINALS 15.00 MM N OF POLES: 4 90° SOLDER PIN LENGTH (L): 4.5 MM TINNED CLAMPING YOKE CONNECTION CLAMPING RANGE MAX. : 50 MM² BOX | 1
13371 | 1047520000 | PRINTED CIRCUIT BOARD TERMINALS 15.00 MM N OF POLES: 1 90° SOLDER PIN LENGTH (L): 4.5 MM TINNED PEBBLE GREY CLAMPING YOKE CONNECTION CLAMPING RANGE MAX. : 50 MM² BOX | 1
13372 | 1047610000 | PRINTED CIRCUIT BOARD TERMINALS 15.00 MM N OF POLES: 2 90° SOLDER PIN LENGTH (L): 4.5 MM TINNED CLAMPING YOKE CONNECTION CLAMPING RANGE MAX. : 50 MM² BOX | 1
13373 | 1062960000 | GROUP MARKERS COVER 64 X 27 MM PITCH IN MM (P): 27.00 WEIDMUELLER | 792
13374 | 1397000000 | ACCESSORIES BUSBAR | 414
13375 | 1420900000 | PCB PLUG-IN CONNECTOR CRIMP CONTACT INDIVIDUAL CONTACT SOCKET CONNECTOR GOLD-PLATED MAX. CLAMPING RANGE : 0.25 MM² | 95
13376 | 1421700000 | PCB PLUG-IN CONNECTOR CRIMP CONTACT INDIVIDUAL CONTACT PIN – LONG TINNED MAX. CLAMPING RANGE : 0.25 MM² | 95
13377 | 1422800000 | PCB PLUG-IN CONNECTOR CRIMP CONTACT REEL PACKAGED SOCKET CONNECTOR GOLD-PLATED MAX. CLAMPING RANGE : 0.5 MM² | 95
13378 | 1423900000 | PCB PLUG-IN CONNECTOR CRIMP CONTACT INDIVIDUAL CONTACT SOCKET CONNECTOR TINNED MAX. CLAMPING RANGE : 0.5 MM² | 95
13379 | 1424600000 | PCB PLUG-IN CONNECTOR CRIMP CONTACT INDIVIDUAL CONTACT PIN – SDARD GOLD-PLATED MAX. CLAMPING RANGE : 0.5 MM² | 95
13380 | 1426500000 | PCB PLUG-IN CONNECTOR CRIMP CONTACT REEL PACKAGED PIN – SDARD GOLD-PLATED MAX. CLAMPING RANGE : 1.5 MM² | 95
13381 | 1427800000 | PCB PLUG-IN CONNECTOR CRIMP CONTACT REEL PACKAGED SOCKET CONNECTOR TINNED MAX. CLAMPING RANGE : 1.5 MM² | 95
13382 | 1428900000 | PCB PLUG-IN CONNECTOR CRIMP CONTACT INDIVIDUAL CONTACT SOCKET CONNECTOR GOLD-PLATED MAX. CLAMPING RANGE : 2.5 MM² | 95
13383 | 1480100000 | PCB PLUG-IN CONNECTOR CRIMP CONTACT CONTACT TINNED MAX. CLAMPING RANGE : 2.5 MM² | 95
13384 | 1565790000 | PCB PLUG-IN CONNECTOR CRIMP CONTACT REEL PACKAGED PIN – LONG GOLD-PLATED MAX. CLAMPING RANGE : 1.5 MM² | 95
13385 | 1582350000 | PCB PLUG-IN CONNECTOR CRIMP CONTACT INDIVIDUAL CONTACT PIN – LONG TINNED MAX. CLAMPING RANGE : 1.5 MM² | 95
13386 | 1582410000 | PCB PLUG-IN CONNECTOR CRIMP CONTACT INDIVIDUAL CONTACT SOCKET CONNECTOR GOLD-PLATED MAX. CLAMPING RANGE : 1.5 MM² | 95
13387 | 1604120000 | PCB PLUG-IN CONNECTOR ACCESSORIES MOUNTING BLOCK ORANGE N OF POLES: 1 | 62
13388 | 1604250000 | PCB PLUG-IN CONNECTOR CRIMP CONTACT CONTACT TINNED MAX. CLAMPING RANGE : 0.35 MM² | 95
13389 | 1607720000 | TERMINAL MARKERS INSERT MARKERS 27 X 6.3 MM | 211
13390 | 1608890000 | ACCESSORIES CROSS-CONNECTOR 24 A | 80
13391 | 1608930000 | ACCESSORIES CROSS-CONNECTOR 24 A | 80
13392 | 1609000000 | ACCESSORIES CROSS-CONNECTOR 32 A | 80
13393 | 1609010000 | ACCESSORIES CROSS-CONNECTOR 32 A | 80
13394 | 1609110000 | Z-SERIES COVER | 272
13395 | 1609120000 | Z-SERIES COVER | 272
13396 | 1614280000 | Z-SERIES UCING SLEEVE | 222
13397 | 1614290000 | Z-SERIES UCING SLEEVE | 222
13398 | 1614300000 | Z-SERIES UCING SLEEVE | 222
13399 | 1631930000 | SCHT TERMINAL MARKER 44.5 X 9.5 MM PITCH IN MM (P): 5.00 WEIDMUELLER | 18
13400 | 1632130000 | Z-SERIES UCING SLEEVE | 222
13401 | 1632140000 | Z-SERIES UCING SLEEVE | 222
13402 | 1634780000 | TERMINAL MARKERS INSERT MARKERS 27 X 6.3 MM | 211
13403 | 1636510000 | TERMINAL MARKERS INSERT MARKERS 15 X 6 MM | 211
13404 | 1636520000 | TERMINAL MARKERS PROTECTIVE CAP 15 X 6.3 MM TRANSPARENT | 477
13405 | 1636640000 | Z-SERIES UCING SLEEVE | 222
13406 | 1666200000 | HEAVY-DUTY CONNECTORS ACCESSORIES ADAPTER PLATE SIZE: 3 PLASTIC GREY 3 | 215
13407 | 1666230000 | HEAVY-DUTY CONNECTORS ACCESSORIES ADAPTER PLATE SIZE: 4 PLASTIC GREY 4 | 215
13408 | 1666320000 | HEAVY-DUTY CONNECTORS ACCESSORIES ADAPTER PLATE SIZE: 6 PLASTIC GREY 6 | 215
13409 | 1670370000 | TERMINAL MARKERS INSERT MARKERS 40 X 16.5 MM | 211
13410 | 1674730000 | Z-SERIES END PLATE PARTITION PLATE | 72
13411 | 1686190000 | DEVICE MARKERS DEVICE MARKERS 11 X 28 MM | 194
13412 | 1686220000 | DEVICE MARKERS DEVICE MARKERS 35 X 60 MM | 194
13413 | 1693890000 | Z-SERIES CROSS-CONNECTOR 24 A | 238
13414 | 1723430000 | PCB PLUG-IN CONNECTOR ACCESSORIES MOUNTING BLOCK ORANGE N OF POLES: 1 | 62
13415 | 1736490000 | EA (EARTHING RINGS) EARTHING RING M 20 NICKEL-PLATED | 376
13416 | 1736500000 | EA (EARTHING RINGS) EARTHING RING M 25 NICKEL-PLATED | 376
13417 | 1736510000 | EA (EARTHING RINGS) EARTHING RING M 32 NICKEL-PLATED | 376
13418 | 1737040000 | SKMU MS ( LOCKNUT) LOCKNUT M 50 5 MM NICKEL-PLATED | 108
13419 | 1737050000 | SKMU MS ( LOCKNUT) LOCKNUT M 63 6 MM NICKEL-PLATED | 108
13420 | 1746730000 | Z-SERIES COVER | 272
13421 | 1773551686 | WS TERMINAL MARKER 12 X 6 MM PITCH IN MM (P): 6.00 WEIDMUELLER ALLEN-BRADLEY | 143
13422 | 1773561686 | WS TERMINAL MARKER 12 X 6.5 MM PITCH IN MM (P): 6.50 WEIDMUELLER ALLEN-BRADLEY | 143
13423 | 1773561687 | WS TERMINAL MARKER 12 X 6.5 MM PITCH IN MM (P): 6.50 WEIDMUELLER ALLEN-BRADLEY | 143
13424 | 1778270000 | WS TERMINAL MARKER 12 X 3.5 MM PITCH IN MM (P): 3.50 WEIDMUELLER ALLEN-BRADLEY | 143
13425 | 1797670000 | PCB PLUG-IN CONNECTOR MALE HEADER OPEN SIDE THT/THR SOLDER CONNECTION 5.00 MM N OF POLES: 7 90° SOLDER PIN LENGTH (L): 1.5 MM TINNED TAPE | 0
13426 | 1797680000 | PCB PLUG-IN CONNECTOR MALE HEADER OPEN SIDE THT/THR SOLDER CONNECTION 5.00 MM N OF POLES: 8 90° SOLDER PIN LENGTH (L): 1.5 MM TINNED TAPE | 0
13427 | 1797690000 | PCB PLUG-IN CONNECTOR MALE HEADER CLOSED SIDE THT/THR SOLDER CONNECTION 5.00 MM N OF POLES: 2 90° SOLDER PIN LENGTH (L): 1.5 MM TINNED TAPE | 0
13428 | 1797700000 | PCB PLUG-IN CONNECTOR MALE HEADER CLOSED SIDE THT/THR SOLDER CONNECTION 5.00 MM N OF POLES: 3 90° SOLDER PIN LENGTH (L): 1.5 MM TINNED TAPE | 0
13429 | 1797730000 | PCB PLUG-IN CONNECTOR MALE HEADER CLOSED SIDE THT/THR SOLDER CONNECTION 5.00 MM N OF POLES: 6 90° SOLDER PIN LENGTH (L): 1.5 MM TINNED TAPE | 0
13430 | 1797760000 | PCB PLUG-IN CONNECTOR MALE HEADER SOLDER FLANGE THT/THR SOLDER CONNECTION 5.00 MM N OF POLES: 3 90° SOLDER PIN LENGTH (L): 1.5 MM TINNED TAPE | 0
13431 | 1797830000 | PCB PLUG-IN CONNECTOR MALE HEADER OPEN SIDE THT/THR SOLDER CONNECTION 5.00 MM N OF POLES: 5 180° SOLDER PIN LENGTH (L): 1.5 MM TINNED TAPE | 0
13432 | 1797860000 | PCB PLUG-IN CONNECTOR MALE HEADER OPEN SIDE THT/THR SOLDER CONNECTION 5.00 MM N OF POLES: 8 180° SOLDER PIN LENGTH (L): 1.5 MM TINNED TAPE | 0
13433 | 1797920000 | PCB PLUG-IN CONNECTOR MALE HEADER CLOSED SIDE THT/THR SOLDER CONNECTION 5.00 MM N OF POLES: 7 180° SOLDER PIN LENGTH (L): 1.5 MM TINNED TAPE | 0
13434 | 1814690000 | Z-SERIES FUSE TERMINAL RATED CROSS-SECTION: 6 MM² TENSION-CLAMP CONNECTION DIRECT MOUNTING | 9
13435 | 1828450000 | WS TERMINAL MARKER 10 X 6 MM PITCH IN MM (P): 6.00 WEIDMUELLER ALLEN-BRADLEY | 143
13436 | 1866260000 | Z-SERIES PLUG-IN MODULAR TERMINALS 8.8 MM | 872
13437 | 1878600000 | Z-SERIES PLUG-IN MODULAR TERMINALS | 869
13438 | 1884210000 | PCB PLUG-IN CONNECTOR MALE HEADER CLOSED SIDE THT/THR SOLDER CONNECTION 5.08 MM N OF POLES: 2 90° SOLDER PIN LENGTH (L): 3.2 MM TINNED TAPE | 0
13439 | 1909310000 | KDSU (KLIPPON DOUBLE SEAL UNIVERSAL EX CABLE GLAND) CABLE GLANDS M 25 16 MM SINGLE-WIRE ARMOURING METAL FOIL ARMOURING BRAIDED ARMOURING 0.1 - 1.6 MM OD MIN. 20.3 - OD MAX. 27.4 MM ID MIN. 13.50 - ID MAX. 20.00 MM IP66 IP68 - 2.5 BAR | 7
13440 | 1911420000 | KDSU (KLIPPON DOUBLE SEAL UNIVERSAL EX CABLE GLAND) CABLE GLANDS M 25 16 MM SINGLE-WIRE ARMOURING METAL FOIL ARMOURING BRAIDED ARMOURING 0.1 - 1.6 MM OD MIN. 20.3 - OD MAX. 27.4 MM ID MIN. 13.50 - ID MAX. 20.00 MM IP66 IP68 - 2.5 BAR NICKEL-PLATED | 7
13441 | 1912090000 | DEKAFIX TERMINAL MARKER 5 X 6 MM PITCH IN MM (P): 6.00 WEIDMUELLER ORANGE | 18
13442 | 1917420000 | WS TERMINAL MARKER 10 X 6 MM PITCH IN MM (P): 6.00 WEIDMUELLER ALLEN-BRADLEY GREEN | 143
13443 | 1924320000 | ADHESIVE STRIP | 902
13444 | 1951870000 | WS TERMINAL MARKER 8 X 5 MM PITCH IN MM (P): 5.00 WEIDMUELLER ALLEN-BRADLEY | 143
13445 | 1954050000 | MULTIFIT TERMINAL MARKER 5 X 10 MM PITCH IN MM (P): 10.00 PHOENIX | 837
13446 | 3896300000 | KLIPPON EBI (ESSENTIAL BOX INDUSTRIAL) SPACER HEIGHT: 30 MM MATERIAL: STEEL | 841
13447 | 7906250000 | MULTIPIN TERMINAL STRIP SINGLE- AND MULTI-POLE TERMINAL STRIP RATED CROSS-SECTION: 6 MM² SCREW CONNECTION DIRECT MOUNTING | 786
13448 | 7915060000 | RAIL TS 35 TS 35 X 7.5 WITH SLOT STEEL GALVANIC ZINC PLATED AND PASSIVATED | 73
13449 | 8799030000 | RIDERSERIES RRD RELAY N OF CONTACTS: 3 CO CONTACT WITH TEST BUTTON AGNI RATED CONTROL VOLTAGE: 12 V DC CONTINUOUS CURRENT: 10 A PLUG-IN CONNECTION TEST BUTTON AVAILABLE: YES | 3
13450 | 9001530000 | ACCESSORIES SPARE CUTTING BLADE | 240
13451 | 9004060000 | WIRE-END FERRULE SDARD 12 MM 12 MM NO | 24
13452 | 9005450000 | ACCESSORIES BRUSH | 564
13453 | 9005820000 | WIRE-END FERRULE SDARD 10 MM 8 MM | 24
13454 | 9005880000 | WIRE-END FERRULE SDARD 10 MM 8 MM | 24
13455 | 9005900000 | WIRE-END FERRULE SDARD 10 MM 8 MM LIGHT | 208
13456 | 9036240000 | WIRE-END FERRULE SDARD 32 MM 32 MM NO | 312
13457 | 9502600000 | SAK SERIES FEED-THROUGH TERMINAL RATED CROSS-SECTION: 4 MM² SCREW CONNECTION DIRECT MOUNTING | 9
13458 | 9502610000 | SAK SERIES FEED-THROUGH TERMINAL RATED CROSS-SECTION: 10 MM² SCREW CONNECTION DIRECT MOUNTING | 9
13459 | 9540000000 | Z-SERIES END BRACKET | 462
13460 | 4053240000 | ELECTRONICS HOUSINGS RS 90 ORANGE EXTRUDED PROFILE WIDTH: 84.4 MM | 292
13461 | 4157440000 | ELECTRONICS HOUSINGS RS 80 ORANGE EXTRUDED PROFILE WIDTH: 84 MM | 292
13462 | 1924580000 | PCB PLUG-IN CONNECTOR FEMALE PLUG 10.16 MM N OF POLES: 6 180° CLAMPING YOKE CONNECTION CLAMPING RANGE MAX. : 16 MM² BOX | 1
13463 | 1924640000 | PCB PLUG-IN CONNECTOR FEMALE PLUG 10.16 MM N OF POLES: 4 180° CLAMPING YOKE CONNECTION CLAMPING RANGE MAX. : 16 MM² BOX | 1
13464 | 636800000 | ACCESSORIES MOUNTING FOOT STEEL BRIGHT FINISH | 465
13465 | 689800000 | CABLELINE CONDUCTOR AND CABLE MARKERS 4 - 5 MM 3 X 6 MM | 6
13466 | 935110000 | KLIPPON TB (TERMINAL BOX) SPACER MATERIAL: STAINLESS STEEL 1.4305 (303) | 838
13467 | 1019570000 | USB INSERT FLANGE INSERT TYPE A | 387
13468 | 1043180000 | PCB PLUG-IN CONNECTOR MALE HEADER CLOSED SIDE THT/THR SOLDER CONNECTION 3.50 MM N OF POLES: 18 180° SOLDER PIN LENGTH (L): 3.2 MM TINNED TRAY | 0
13469 | 1043190000 | PCB PLUG-IN CONNECTOR MALE HEADER CLOSED SIDE THT/THR SOLDER CONNECTION 3.50 MM N OF POLES: 19 180° SOLDER PIN LENGTH (L): 3.2 MM TINNED TRAY | 0
13470 | 1046320000 | WS TERMINAL MARKER 10 X 5 MM PITCH IN MM (P): 5.00 WEIDMUELLER ALLEN-BRADLEY TO CUSTOMER SPECIFICATION | 71
13471 | 1063170000 | PCB PLUG-IN CONNECTOR CONNECTION ELEMENT RIGHT MALE HEADER OPEN SIDE THT/THR SOLDER CONNECTION 5.00 MM N OF POLES: 3 90° SOLDER PIN LENGTH (L): 1.5 MM TINNED TAPE | 0
13472 | 1063180000 | PCB PLUG-IN CONNECTOR CONNECTION ELEMENT RIGHT MALE HEADER OPEN SIDE THT/THR SOLDER CONNECTION 5.00 MM N OF POLES: 4 90° SOLDER PIN LENGTH (L): 1.5 MM TINNED TAPE | 0
13473 | 1582260000 | PCB PLUG-IN CONNECTOR CRIMP CONTACT REEL PACKAGED PIN – SDARD GOLD-PLATED MAX. CLAMPING RANGE : 1.5 MM² | 95
13474 | 1609830000 | DEKAFIX TERMINAL MARKER 5 X 6 MM PITCH IN MM (P): 6.00 WEIDMUELLER TO CUSTOMER SPECIFICATION | 71
13475 | 1609850000 | DEKAFIX TERMINAL MARKER 5 X 6.5 MM PITCH IN MM (P): 6.50 WEIDMUELLER TO CUSTOMER SPECIFICATION | 71
13476 | 1609860000 | WS TERMINAL MARKER 12 X 5 MM PITCH IN MM (P): 5.00 WEIDMUELLER ALLEN-BRADLEY | 143
13477 | 1609870000 | WS TERMINAL MARKER 12 X 5 MM PITCH IN MM (P): 5.00 WEIDMUELLER ALLEN-BRADLEY TO CUSTOMER SPECIFICATION | 71
13478 | 1609890000 | WS TERMINAL MARKER 15 X 5 MM PITCH IN MM (P): 5.00 WEIDMUELLER ALLEN-BRADLEY TO CUSTOMER SPECIFICATION | 71
13479 | 1609910000 | WS TERMINAL MARKER 12 X 6 MM PITCH IN MM (P): 6.00 WEIDMUELLER ALLEN-BRADLEY TO CUSTOMER SPECIFICATION | 71
13480 | 1610010000 | ZS TERMINAL MARKER 10 X 5 MM PITCH IN MM (P): 5.00 WEIDMUELLER ALLEN-BRADLEY TO CUSTOMER SPECIFICATION | 71
13481 | 1635000000 | WS TERMINAL MARKER 10 X 5 MM PITCH IN MM (P): 5.00 WEIDMUELLER ALLEN-BRADLEY | 143
13482 | 1635010000 | WS TERMINAL MARKER 10 X 5 MM PITCH IN MM (P): 5.00 WEIDMUELLER ALLEN-BRADLEY TO CUSTOMER SPECIFICATION | 71
13483 | 1640740000 | WS TERMINAL MARKER 8 X 5 MM PITCH IN MM (P): 5.00 WEIDMUELLER ALLEN-BRADLEY | 143
13484 | 1677170000 | MULTIFIT TERMINAL MARKER 10 X 5 MM PITCH IN MM (P): 5.00 PHOENIX WIELAND LEGRAND TELEMECANIQUE ENTRELEC TO CUSTOMER SPECIFICATION | 71
13485 | 1677230000 | MULTIFIT TERMINAL MARKER 10 X 6 MM PITCH IN MM (P): 6.00 PHOENIX WIELAND LEGRAND TELEMECANIQUE ENTRELEC TO CUSTOMER SPECIFICATION | 71
13486 | 1692290000 | MULTIFIT TERMINAL MARKER 12 X 6 MM PITCH IN MM (P): 6.00 WOERTZ | 176
13487 | 1693800000 | Z-SERIES CROSS-CONNECTOR 24 A | 238
13488 | 1693810000 | Z-SERIES CROSS-CONNECTOR 24 A | 238
13489 | 1716800000 | MULTIFIT TERMINAL MARKER 5 X 5 MM PITCH IN MM (P): 5.00 WOERTZ | 176
13490 | 1716820000 | MULTIFIT TERMINAL MARKER 9 X 6 MM PITCH IN MM (P): 6.00 WOERTZ | 176
13491 | 1724580000 | ACCESSORIES MOUNTING FOOT STEEL BRIGHT FINISH | 465
13492 | 1773531693 | WS TERMINAL MARKER 10 X 5 MM PITCH IN MM (P): 5.00 WEIDMUELLER ALLEN-BRADLEY | 143
13493 | 1807500000 | PCB PLUG-IN CONNECTOR MALE HEADER CLOSED SIDE THT/THR SOLDER CONNECTION 3.50 MM N OF POLES: 12 90° SOLDER PIN LENGTH (L): 3.2 MM TINNED TAPE | 0
13494 | 1807520000 | PCB PLUG-IN CONNECTOR MALE HEADER CLOSED SIDE THT/THR SOLDER CONNECTION 3.50 MM N OF POLES: 16 90° SOLDER PIN LENGTH (L): 3.2 MM TINNED TAPE | 0
13495 | 1807790000 | PCB PLUG-IN CONNECTOR MALE HEADER CLOSED SIDE THT/THR SOLDER CONNECTION 3.50 MM N OF POLES: 8 180° SOLDER PIN LENGTH (L): 3.5 MM TINNED TAPE | 0
13496 | 2418590000 | PRINTED CIRCUIT BOARD TERMINALS CONNECTION ELEMENT RIGHT BLOCK ASSEMBLY CLOSED SIDE THT/THR SOLDER CONNECTION N OF POLES: 1 SOLDER PIN LENGTH (L): 1.5 MM TINNED TAPE | 0
13497 | 8691100000 | RIDERSERIES RCM RETAINING CLIP | 275
13498 | 1807930000 | PCB PLUG-IN CONNECTOR MALE HEADER SOLDER FLANGE THT/THR SOLDER CONNECTION 3.50 MM N OF POLES: 18 180° SOLDER PIN LENGTH (L): 3.5 MM TINNED TAPE | 0
13499 | 1963400000 | FO CONNECTOR VARIANT 4 SC-DUPLEX SINGLE-MODE IP67 | 277
13500 | 1963390000 | FO CONNECTOR VERSION 4 SC-RJ POF KINK PREVENTION IP67 | 688
13501 | 1963340000 | FO CONNECTOR VARIANT 4 LC-DUPLEX SINGLE-MODE IP67 | 277
13502 | 1963330000 | FO CONNECTOR VARIANT 4 LC-DUPLEX MULTI-MODE WITH KINK PREVENTION IP67 | 360
13503 | 1963320000 | FO CONNECTOR VARIANT 4 LC-DUPLEX MULTI-MODE IP67 | 277
13504 | 1962530000 | EMPTY ENCLOSURE PLUG HOUSING BENDING PROTECTION VARIANT 4 TO IEC 61076-3-106 IP67 | 201
13505 | 1047950000 | EMPTY ENCLOSURE | 443
13506 | 1012460000 | EMPTY ENCLOSURE PLUG HOUSING BENDING PROTECTION IP67 | 756
13507 | 1924700000 | PCB PLUG-IN CONNECTOR FEMALE PLUG 10.16 MM N OF POLES: 2 180° CLAMPING YOKE CONNECTION CLAMPING RANGE MAX. : 16 MM² BOX | 1
13508 | 1924600000 | PCB PLUG-IN CONNECTOR FEMALE PLUG 10.16 MM N OF POLES: 8 180° CLAMPING YOKE CONNECTION CLAMPING RANGE MAX. : 16 MM² BOX | 1
13509 | 1924540000 | PCB PLUG-IN CONNECTOR FEMALE PLUG 10.16 MM N OF POLES: 2 180° CLAMPING YOKE CONNECTION CLAMPING RANGE MAX. : 16 MM² BOX | 1
13510 | 1043270000 | PCB PLUG-IN CONNECTOR FEMALE HEADER FLANGE THT SOLDER CONNECTION 7.62 MM N OF POLES: 2 90° SOLDER PIN LENGTH (L): 3.2 MM TINNED BOX | 0
13511 | 1043230000 | PCB PLUG-IN CONNECTOR FEMALE HEADER CLOSED SIDE THT SOLDER CONNECTION 7.62 MM N OF POLES: 2 90° SOLDER PIN LENGTH (L): 3.2 MM TINNED BOX | 0
13512 | 2742310000 | FRONTCOM MICRO RJ45 COUPLING | 576
13513 | 1965700000 | FLANGE-MOUNTED HOUSING PROTECTIVE CAP | 283
13514 | 1963900000 | FLANGE-MOUNTED HOUSING PROTECTIVE CAP | 283
13515 | 1058310000 | FLANGE-MOUNTED HOUSING PROTECTIVE CAP | 283
13516 | 1058250000 | FLANGE RJ45 IP67 VARIANT 14 METAL RJ45-RJ45 COUPLER CENTRAL LOCKING FLANGE WITH RJ45 ADAPTER CAT.6A / CLASS EA (ISO/IEC 11801 2010) | 88
13517 | 1018820000 | FRONTCOM MICRO RJ45 MODULE TIA-568B | 454
13518 | 1012380000 | FLANGE RJ45 IP67 VARIANT 1 METAL IDC EIA/TIA 586 A CAT.6A / CLASS EA (ISO/IEC 11801 2010) | 88
13519 | 1012440000 | EMPTY ENCLOSURE PLUG HOUSING IP67 | 788
13520 | 1962520000 | EMPTY ENCLOSURE PLUG HOUSING VARIANT 4 TO IEC 61076-3-106 IP67 | 201
13521 | 1963170000 | RJ45 PLUG NO TOOLS REQUI VERSION 4 ANTI-KINK DEVICE CAT.6A / CLASS EA (ISO/IEC 11801 2010) | 172
13522 | 1963190000 | RJ45 CRIMP PLUG VERSION 4 ANTI-KINK DEVICE CAT.6A / CLASS EA (ISO/IEC 11801 2010) | 172
13523 | 1963160000 | RJ45 PLUG NO TOOLS REQUI VERSION 4 CAT.6A / CLASS EA (ISO/IEC 11801 2010) | 172
13524 | 1018810000 | FRONTCOM MICRO RJ45 MODULE TIA-568A | 454
13525 | 1018840000 | FRONTCOM MICRO USB COUPLING USB 2.0 TYPE A | 437
13526 | 1924570000 | PCB PLUG-IN CONNECTOR FEMALE PLUG 10.16 MM N OF POLES: 5 180° CLAMPING YOKE CONNECTION CLAMPING RANGE MAX. : 16 MM² BOX | 1
13527 | 1924740000 | PCB PLUG-IN CONNECTOR FEMALE PLUG 10.16 MM N OF POLES: 5 180° CLAMPING YOKE CONNECTION CLAMPING RANGE MAX. : 16 MM² BOX | 1
13528 | 1924550000 | PCB PLUG-IN CONNECTOR FEMALE PLUG 10.16 MM N OF POLES: 3 180° CLAMPING YOKE CONNECTION CLAMPING RANGE MAX. : 16 MM² BOX | 1
13529 | 2436450000 | PCB PLUG-IN CONNECTOR RJ45 JACKS CAT. 5 THT SOLDER CONNECTION 180° SHIELD TABS: NONE 30...80 Μ" NI / ? 30 Μ" AU LED: NO N OF POLES: 8 TRAY (MANUAL ASSEMBLY) | 41
13530 | 1262770000 | ADAP (KLIPPON EX ADAPTOR) ADAPTER M 25 X 1.5 M 32 NICKEL-PLATED | 141
13531 | 1262810000 | ADAP (KLIPPON EX ADAPTOR) ADAPTER M 40 X 1.5 M 50 NICKEL-PLATED | 141
13532 | 1262510000 | ADAP (KLIPPON EX ADAPTOR) ADAPTER 1" NPT 3/4" NPT NICKEL-PLATED | 141
13533 | 1185040000 | E1XZ (KLIPPON DOUBLE SEAL SWB/STA ARMO EX E/D CABLE GLAND) CABLE GLANDS M 50 X 1.5 16 MM BRAIDED ARMOURING METAL FOIL ARMOURING 2 - 2.5 MM OD MIN. 45.5 - OD MAX. 53 MM ID MIN. 37.50 - ID MAX. 44.10 MM NICKEL-PLATED | 7
13534 | 1263210000 | ADAP (KLIPPON EX ADAPTOR) ADAPTER 1" NPT M 32 NICKEL-PLATED | 141
13535 | 1462090040 | PRE-ASSEMBLED CABLE PAC CABLE LIYY 0.25 MM² | 2
13536 | 1262900000 | ADAP (KLIPPON EX ADAPTOR) ADAPTER M 25 X 1.5 1" NPT NICKEL-PLATED | 141
13537 | 1184820000 | E1W (KLIPPON DOUBLE SEAL SWA ARMO EX E/D CABLE GLAND) CABLE GLANDS 1 1/4" NPT 18 MM SINGLE-WIRE ARMOURING 1.6 - 2 MM OD MIN. 30.5 - OD MAX. 40.5 MM ID MIN. 25.50 - ID MAX. 32.20 MM NICKEL-PLATED | 7
13538 | 1262740000 | ADAP (KLIPPON EX ADAPTOR) ADAPTER M 20 X 1.5 M 16 NICKEL-PLATED | 141
13539 | 1184720000 | E1W (KLIPPON DOUBLE SEAL SWA ARMO EX E/D CABLE GLAND) CABLE GLANDS M 50 X 1.5 16 MM SINGLE-WIRE ARMOURING 2 - 2.5 MM OD MIN. 38.5 - OD MAX. 46.5 MM ID MIN. 31.50 - ID MAX. 38.20 MM NICKEL-PLATED | 7
13540 | 1263170000 | ADAP (KLIPPON EX ADAPTOR) ADAPTER 1/2" NPT M 20 NICKEL-PLATED | 141
13541 | 1263240000 | ADAP (KLIPPON EX ADAPTOR) ADAPTER 1 1/2" NPT M 40 NICKEL-PLATED | 141
13542 | 1394390000 | REMOTE I/O MODULE IP20 4-CHANNEL ANALOG SIGNALS INPUT CURRENT/VOLTAGE 12 BIT | 85
13543 | 1184930000 | E1W (KLIPPON DOUBLE SEAL SWA ARMO EX E/D CABLE GLAND) CABLE GLANDS 1 1/2" NPT 18.4 MM SINGLE-WIRE ARMOURING 1.6 - 2 MM OD MIN. 30.5 - OD MAX. 40.5 MM ID MIN. 25.50 - ID MAX. 32.20 MM NICKEL-PLATED | 7
13544 | 133360031 | DEKAFIX TERMINAL MARKER 5 X 6 MM PITCH IN MM (P): 6.00 WEIDMUELLER | 18
13545 | 251311506 | CABLELINE CONDUCTOR AND CABLE MARKERS 4 - 10 MM 4 X 7 MM BROWN | 6
13546 | 251311508 | CABLELINE CONDUCTOR AND CABLE MARKERS 4 - 10 MM 4 X 7 MM | 6
13547 | 251311509 | CABLELINE CONDUCTOR AND CABLE MARKERS 4 - 10 MM 4 X 7 MM | 6
13548 | 251311512 | CABLELINE CONDUCTOR AND CABLE MARKERS 4 - 10 MM 4 X 7 MM ORANGE | 6
13549 | 251311520 | CABLELINE CONDUCTOR AND CABLE MARKERS 4 - 10 MM 4 X 7 MM | 6
13550 | 251311637 | CABLELINE CONDUCTOR AND CABLE MARKERS 4 - 10 MM 4 X 7 MM | 6
13551 | 251311647 | CABLELINE CONDUCTOR AND CABLE MARKERS 4 - 10 MM 4 X 7 MM | 6
13552 | 251311649 | CABLELINE CONDUCTOR AND CABLE MARKERS 4 - 10 MM 4 X 7 MM | 6
13553 | 251311746 | CABLELINE CONDUCTOR AND CABLE MARKERS 4 - 10 MM 4 X 7 MM | 6
13554 | 252111508 | CABLELINE CONDUCTOR AND CABLE MARKERS 1.3 - 3 MM 3 X 3.4 MM | 38
13555 | 252111514 | CABLELINE CONDUCTOR AND CABLE MARKERS 1.3 - 3 MM 3 X 3.4 MM | 38
13556 | 252111518 | CABLELINE CONDUCTOR AND CABLE MARKERS 1.3 - 3 MM 3 X 3.4 MM GREEN | 38
13557 | 252111683 | CABLELINE CONDUCTOR AND CABLE MARKERS 1.3 - 3 MM 3 X 3.4 MM | 38
13558 | 252111696 | CABLELINE CONDUCTOR AND CABLE MARKERS 1.3 - 3 MM 3 X 3.4 MM | 38
13559 | 252111737 | CABLELINE CONDUCTOR AND CABLE MARKERS 1.3 - 3 MM 3 X 3.4 MM | 38
13560 | 252611505 | CABLELINE CONDUCTOR AND CABLE MARKERS 2.5 - 5 MM 3 X 4.2 MM | 6
13561 | 252611512 | CABLELINE CONDUCTOR AND CABLE MARKERS 2.5 - 5 MM 3 X 4.2 MM ORANGE | 6
13562 | 252611641 | CABLELINE CONDUCTOR AND CABLE MARKERS 2.5 - 5 MM 3 X 4.2 MM | 6
13563 | 252611645 | CABLELINE CONDUCTOR AND CABLE MARKERS 2.5 - 5 MM 3 X 4.2 MM | 6
13564 | 252611647 | CABLELINE CONDUCTOR AND CABLE MARKERS 2.5 - 5 MM 3 X 4.2 MM | 6
13565 | 252611655 | CABLELINE CONDUCTOR AND CABLE MARKERS 2.5 - 5 MM 3 X 4.2 MM | 6
13566 | 252611663 | CABLELINE CONDUCTOR AND CABLE MARKERS 2.5 - 5 MM 3 X 4.2 MM | 6
13567 | 252611667 | CABLELINE CONDUCTOR AND CABLE MARKERS 2.5 - 5 MM 3 X 4.2 MM | 6
13568 | 252611671 | CABLELINE CONDUCTOR AND CABLE MARKERS 2.5 - 5 MM 3 X 4.2 MM | 6
13569 | 252611673 | CABLELINE CONDUCTOR AND CABLE MARKERS 2.5 - 5 MM 3 X 4.2 MM | 6
13570 | 252611681 | CABLELINE CONDUCTOR AND CABLE MARKERS 2.5 - 5 MM 3 X 4.2 MM | 6
13571 | 252611696 | CABLELINE CONDUCTOR AND CABLE MARKERS 2.5 - 5 MM 3 X 4.2 MM | 6
13572 | 252611738 | CABLELINE CONDUCTOR AND CABLE MARKERS 2.5 - 5 MM 3 X 4.2 MM | 6
13573 | 252611750 | CABLELINE CONDUCTOR AND CABLE MARKERS 2.5 - 5 MM 3 X 4.2 MM | 6
13574 | 252711527 | CABLELINE CONDUCTOR AND CABLE MARKERS 2.5 - 5 MM 6 X 4.2 MM | 6
13575 | 252711529 | CABLELINE CONDUCTOR AND CABLE MARKERS 2.5 - 5 MM 6 X 4.2 MM | 6
13576 | 252711531 | CABLELINE CONDUCTOR AND CABLE MARKERS 2.5 - 5 MM 6 X 4.2 MM | 6
13577 | 252711532 | CABLELINE CONDUCTOR AND CABLE MARKERS 2.5 - 5 MM 6 X 4.2 MM | 6
13578 | 252711538 | CABLELINE CONDUCTOR AND CABLE MARKERS 2.5 - 5 MM 6 X 4.2 MM | 6
13579 | 252711540 | CABLELINE CONDUCTOR AND CABLE MARKERS 2.5 - 5 MM 6 X 4.2 MM | 6
13580 | 252711544 | CABLELINE CONDUCTOR AND CABLE MARKERS 2.5 - 5 MM 6 X 4.2 MM | 6
13581 | 252711545 | CABLELINE CONDUCTOR AND CABLE MARKERS 2.5 - 5 MM 6 X 4.2 MM | 6
13582 | 252711728 | CABLELINE CONDUCTOR AND CABLE MARKERS 2.5 - 5 MM 6 X 4.2 MM | 6
13583 | 252711729 | CABLELINE CONDUCTOR AND CABLE MARKERS 2.5 - 5 MM 6 X 4.2 MM | 6
13584 | 253411505 | CABLELINE CONDUCTOR AND CABLE MARKERS 8 - 16 MM 6 X 11 MM | 38
13585 | 253411511 | CABLELINE CONDUCTOR AND CABLE MARKERS 8 - 16 MM 6 X 11 MM | 38
13586 | 253411517 | CABLELINE CONDUCTOR AND CABLE MARKERS 8 - 16 MM 6 X 11 MM | 38
13587 | 253411526 | CABLELINE CONDUCTOR AND CABLE MARKERS 8 - 16 MM 6 X 11 MM | 38
13588 | 253411641 | CABLELINE CONDUCTOR AND CABLE MARKERS 8 - 16 MM 6 X 11 MM | 38
13589 | 253411647 | CABLELINE CONDUCTOR AND CABLE MARKERS 8 - 16 MM 6 X 11 MM | 38
13590 | 253411676 | CABLELINE CONDUCTOR AND CABLE MARKERS 8 - 16 MM 6 X 11 MM | 38
13591 | 253411738 | CABLELINE CONDUCTOR AND CABLE MARKERS 8 - 16 MM 6 X 11 MM | 38
13592 | 253411740 | CABLELINE CONDUCTOR AND CABLE MARKERS 8 - 16 MM 6 X 11 MM | 38
13593 | 253411746 | CABLELINE CONDUCTOR AND CABLE MARKERS 8 - 16 MM 6 X 11 MM | 38
13594 | 253511730 | CABLELINE CONDUCTOR AND CABLE MARKERS 8 - 16 MM 9 X 11 MM | 38
13595 | 354361187 | DEKAFIX TERMINAL MARKER 5 X 5 MM PITCH IN MM (P): 5.00 WEIDMUELLER | 18
13596 | 460660071 | DEKAFIX TERMINAL MARKER 5 X 5 MM PITCH IN MM (P): 5.00 WEIDMUELLER | 18
13597 | 460660081 | DEKAFIX TERMINAL MARKER 5 X 5 MM PITCH IN MM (P): 5.00 WEIDMUELLER | 18
13598 | 468260001 | DEKAFIX TERMINAL MARKER 5 X 6.5 MM PITCH IN MM (P): 6.50 WEIDMUELLER | 18
13599 | 468660151 | DEKAFIX TERMINAL MARKER 5 X 6 MM PITCH IN MM (P): 6.00 WEIDMUELLER | 18
13600 | 468660351 | DEKAFIX TERMINAL MARKER 5 X 6 MM PITCH IN MM (P): 6.00 WEIDMUELLER | 18
13601 | 468660501 | DEKAFIX TERMINAL MARKER 5 X 6 MM PITCH IN MM (P): 6.00 WEIDMUELLER | 18
13602 | 468660701 | DEKAFIX TERMINAL MARKER 5 X 6 MM PITCH IN MM (P): 6.00 WEIDMUELLER | 18
13603 | 468660751 | DEKAFIX TERMINAL MARKER 5 X 6 MM PITCH IN MM (P): 6.00 WEIDMUELLER | 18
13604 | 468660901 | DEKAFIX TERMINAL MARKER 5 X 6 MM PITCH IN MM (P): 6.00 WEIDMUELLER | 18
13605 | 473460401 | DEKAFIX TERMINAL MARKER 5 X 5 MM PITCH IN MM (P): 5.00 WEIDMUELLER | 18
13606 | 473460801 | DEKAFIX TERMINAL MARKER 5 X 5 MM PITCH IN MM (P): 5.00 WEIDMUELLER | 18
13607 | 473460901 | DEKAFIX TERMINAL MARKER 5 X 5 MM PITCH IN MM (P): 5.00 WEIDMUELLER | 18
13608 | 519060001 | DEKAFIX TERMINAL MARKER 5 X 6.5 MM PITCH IN MM (P): 6.50 WEIDMUELLER | 18
13609 | 522361077 | DEKAFIX TERMINAL MARKER 5 X 5 MM PITCH IN MM (P): 5.00 WEIDMUELLER | 18
13610 | 522660004 | DEKAFIX TERMINAL MARKER 5 X 5 MM PITCH IN MM (P): 5.00 WEIDMUELLER | 18
13611 | 522660005 | DEKAFIX TERMINAL MARKER 5 X 5 MM PITCH IN MM (P): 5.00 WEIDMUELLER | 18
13612 | 522660010 | DEKAFIX TERMINAL MARKER 5 X 5 MM PITCH IN MM (P): 5.00 WEIDMUELLER | 18
13613 | 522660017 | DEKAFIX TERMINAL MARKER 5 X 5 MM PITCH IN MM (P): 5.00 WEIDMUELLER | 18
13614 | 522660018 | DEKAFIX TERMINAL MARKER 5 X 5 MM PITCH IN MM (P): 5.00 WEIDMUELLER | 18
13615 | 522660020 | DEKAFIX TERMINAL MARKER 5 X 5 MM PITCH IN MM (P): 5.00 WEIDMUELLER | 18
13616 | 522761026 | DEKAFIX TERMINAL MARKER 5 X 5 MM PITCH IN MM (P): 5.00 WEIDMUELLER | 18
13617 | 522761035 | DEKAFIX TERMINAL MARKER 5 X 5 MM PITCH IN MM (P): 5.00 WEIDMUELLER | 18
13618 | 522761038 | DEKAFIX TERMINAL MARKER 5 X 5 MM PITCH IN MM (P): 5.00 WEIDMUELLER | 18
13619 | 522761039 | DEKAFIX TERMINAL MARKER 5 X 5 MM PITCH IN MM (P): 5.00 WEIDMUELLER | 18
13620 | 523060081 | DEKAFIX TERMINAL MARKER 5 X 5 MM PITCH IN MM (P): 5.00 WEIDMUELLER | 18
13621 | 526960005 | DEKAFIX TERMINAL MARKER 5 X 6 MM PITCH IN MM (P): 6.00 WEIDMUELLER | 18
13622 | 526960009 | DEKAFIX TERMINAL MARKER 5 X 6 MM PITCH IN MM (P): 6.00 WEIDMUELLER | 18
13623 | 572901515 | CABLELINE MOUNTING MANDREL | 47
13624 | 572901521 | CABLELINE MOUNTING MANDREL | 47
13625 | 572901530 | CABLELINE MOUNTING MANDREL | 47
13626 | 572901638 | CABLELINE MOUNTING MANDREL | 47
13627 | 572901672 | CABLELINE MOUNTING MANDREL | 47
13628 | 572901693 | CABLELINE MOUNTING MANDREL | 47
13629 | 631961203 | DEKAFIX TERMINAL MARKER 5 X 6 MM PITCH IN MM (P): 6.00 WEIDMUELLER | 18
13630 | 648001653 | CABLELINE CONDUCTOR AND CABLE MARKERS 2 - 3 MM 3 X 4 MM | 6
13631 | 648001663 | CABLELINE CONDUCTOR AND CABLE MARKERS 2 - 3 MM 3 X 4 MM | 6
13632 | 648001673 | CABLELINE CONDUCTOR AND CABLE MARKERS 2 - 3 MM 3 X 4 MM | 6
13633 | 648001740 | CABLELINE CONDUCTOR AND CABLE MARKERS 2 - 3 MM 3 X 4 MM | 6
13634 | 648101529 | CABLELINE CONDUCTOR AND CABLE MARKERS 3 - 4 MM 3 X 5.5 MM | 6
13635 | 648101645 | CABLELINE CONDUCTOR AND CABLE MARKERS 3 - 4 MM 3 X 5.5 MM | 6
13636 | 648101651 | CABLELINE CONDUCTOR AND CABLE MARKERS 3 - 4 MM 3 X 5.5 MM | 6
13637 | 648101665 | CABLELINE CONDUCTOR AND CABLE MARKERS 3 - 4 MM 3 X 5.5 MM | 6
13638 | 648101683 | CABLELINE CONDUCTOR AND CABLE MARKERS 3 - 4 MM 3 X 5.5 MM | 6
13639 | 648101740 | CABLELINE CONDUCTOR AND CABLE MARKERS 3 - 4 MM 3 X 5.5 MM | 6
13640 | 648201502 | CABLELINE CONDUCTOR AND CABLE MARKERS 4 - 5 MM 3 X 6 MM | 6
13641 | 648201514 | CABLELINE CONDUCTOR AND CABLE MARKERS 4 - 5 MM 3 X 6 MM | 6
13642 | 648201657 | CABLELINE CONDUCTOR AND CABLE MARKERS 4 - 5 MM 3 X 6 MM | 6
13643 | 648201661 | CABLELINE CONDUCTOR AND CABLE MARKERS 4 - 5 MM 3 X 6 MM | 6
13644 | 648201663 | CABLELINE CONDUCTOR AND CABLE MARKERS 4 - 5 MM 3 X 6 MM | 6
13645 | 648201667 | CABLELINE CONDUCTOR AND CABLE MARKERS 4 - 5 MM 3 X 6 MM | 6
13646 | 648201669 | CABLELINE CONDUCTOR AND CABLE MARKERS 4 - 5 MM 3 X 6 MM | 6
13647 | 648201683 | CABLELINE CONDUCTOR AND CABLE MARKERS 4 - 5 MM 3 X 6 MM | 6
13648 | 648201695 | CABLELINE CONDUCTOR AND CABLE MARKERS 4 - 5 MM 3 X 6 MM | 6
13649 | 648201696 | CABLELINE CONDUCTOR AND CABLE MARKERS 4 - 5 MM 3 X 6 MM | 6
13650 | 648201698 | CABLELINE CONDUCTOR AND CABLE MARKERS 4 - 5 MM 3 X 6 MM | 6
13651 | 648201738 | CABLELINE CONDUCTOR AND CABLE MARKERS 4 - 5 MM 3 X 6 MM | 6
13652 | 648201746 | CABLELINE CONDUCTOR AND CABLE MARKERS 4 - 5 MM 3 X 6 MM | 6
13653 | 1568241511 | CABLELINE CONDUCTOR AND CABLE MARKERS 1.3 - 3 MM 3 X 3.4 MM | 38
13654 | 1568241521 | CABLELINE CONDUCTOR AND CABLE MARKERS 1.3 - 3 MM 3 X 3.4 MM | 38
13655 | 1568241527 | CABLELINE CONDUCTOR AND CABLE MARKERS 1.3 - 3 MM 3 X 3.4 MM GREY | 38
13656 | 1568241661 | CABLELINE CONDUCTOR AND CABLE MARKERS 1.3 - 3 MM 3 X 3.4 MM | 38
13657 | 1568241669 | CABLELINE CONDUCTOR AND CABLE MARKERS 1.3 - 3 MM 3 X 3.4 MM | 38
13658 | 1568241679 | CABLELINE CONDUCTOR AND CABLE MARKERS 1.3 - 3 MM 3 X 3.4 MM | 38
13659 | 1568251040 | CABLELINE CONDUCTOR AND CABLE MARKERS 2.5 - 5 MM 3 X 4.2 MM | 6
13660 | 1568251042 | CABLELINE CONDUCTOR AND CABLE MARKERS 2.5 - 5 MM 3 X 4.2 MM | 6
13661 | 1568251043 | CABLELINE CONDUCTOR AND CABLE MARKERS 2.5 - 5 MM 3 X 4.2 MM | 6
13662 | 1568251049 | CABLELINE CONDUCTOR AND CABLE MARKERS 2.5 - 5 MM 3 X 4.2 MM | 6
13663 | 1568251050 | CABLELINE CONDUCTOR AND CABLE MARKERS 2.5 - 5 MM 3 X 4.2 MM | 6
13664 | 1568251503 | CABLELINE CONDUCTOR AND CABLE MARKERS 2.5 - 5 MM 3 X 4.2 MM | 6
13665 | 1568251506 | CABLELINE CONDUCTOR AND CABLE MARKERS 2.5 - 5 MM 3 X 4.2 MM BROWN | 6
13666 | 1568251520 | CABLELINE CONDUCTOR AND CABLE MARKERS 2.5 - 5 MM 3 X 4.2 MM | 6
13667 | 1568251526 | CABLELINE CONDUCTOR AND CABLE MARKERS 2.5 - 5 MM 3 X 4.2 MM | 6
13668 | 1568251530 | CABLELINE CONDUCTOR AND CABLE MARKERS 2.5 - 5 MM 3 X 4.2 MM | 6
13669 | 1568251649 | CABLELINE CONDUCTOR AND CABLE MARKERS 2.5 - 5 MM 3 X 4.2 MM | 6
13670 | 1568251655 | CABLELINE CONDUCTOR AND CABLE MARKERS 2.5 - 5 MM 3 X 4.2 MM | 6
13671 | 1568251657 | CABLELINE CONDUCTOR AND CABLE MARKERS 2.5 - 5 MM 3 X 4.2 MM | 6
13672 | 1568251661 | CABLELINE CONDUCTOR AND CABLE MARKERS 2.5 - 5 MM 3 X 4.2 MM | 6
13673 | 1568251663 | CABLELINE CONDUCTOR AND CABLE MARKERS 2.5 - 5 MM 3 X 4.2 MM | 6
13674 | 1568251669 | CABLELINE CONDUCTOR AND CABLE MARKERS 2.5 - 5 MM 3 X 4.2 MM | 6
13675 | 1568251673 | CABLELINE CONDUCTOR AND CABLE MARKERS 2.5 - 5 MM 3 X 4.2 MM | 6
13676 | 1568251691 | CABLELINE CONDUCTOR AND CABLE MARKERS 2.5 - 5 MM 3 X 4.2 MM GREY | 6
13677 | 1568251693 | CABLELINE CONDUCTOR AND CABLE MARKERS 2.5 - 5 MM 3 X 4.2 MM | 6
13678 | 1568251696 | CABLELINE CONDUCTOR AND CABLE MARKERS 2.5 - 5 MM 3 X 4.2 MM | 6
13679 | 1568251698 | CABLELINE CONDUCTOR AND CABLE MARKERS 2.5 - 5 MM 3 X 4.2 MM | 6
13680 | 1568251699 | CABLELINE CONDUCTOR AND CABLE MARKERS 2.5 - 5 MM 3 X 4.2 MM | 6
13681 | 1568251741 | CABLELINE CONDUCTOR AND CABLE MARKERS 2.5 - 5 MM 3 X 4.2 MM | 6
13682 | 1568251742 | CABLELINE CONDUCTOR AND CABLE MARKERS 2.5 - 5 MM 3 X 4.2 MM | 6
13683 | 1568251747 | CABLELINE CONDUCTOR AND CABLE MARKERS 2.5 - 5 MM 3 X 4.2 MM | 6
13684 | 1568251748 | CABLELINE CONDUCTOR AND CABLE MARKERS 2.5 - 5 MM 3 X 4.2 MM | 6
13685 | 1568251799 | CABLELINE CONDUCTOR AND CABLE MARKERS 2.5 - 5 MM 3 X 4.2 MM | 6
13686 | 1568261502 | CABLELINE CONDUCTOR AND CABLE MARKERS 4 - 10 MM 4 X 7 MM | 6
13687 | 1568261509 | CABLELINE CONDUCTOR AND CABLE MARKERS 4 - 10 MM 4 X 7 MM | 6
13688 | 1568261511 | CABLELINE CONDUCTOR AND CABLE MARKERS 4 - 10 MM 4 X 7 MM | 6
13689 | 1568261521 | CABLELINE CONDUCTOR AND CABLE MARKERS 4 - 10 MM 4 X 7 MM | 6
13690 | 1568261524 | CABLELINE CONDUCTOR AND CABLE MARKERS 4 - 10 MM 4 X 7 MM | 6
13691 | 1568261529 | CABLELINE CONDUCTOR AND CABLE MARKERS 4 - 10 MM 4 X 7 MM | 6
13692 | 1568261637 | CABLELINE CONDUCTOR AND CABLE MARKERS 4 - 10 MM 4 X 7 MM | 6
13693 | 1568261639 | CABLELINE CONDUCTOR AND CABLE MARKERS 4 - 10 MM 4 X 7 MM | 6
13694 | 1568261641 | CABLELINE CONDUCTOR AND CABLE MARKERS 4 - 10 MM 4 X 7 MM | 6
13695 | 1568261647 | CABLELINE CONDUCTOR AND CABLE MARKERS 4 - 10 MM 4 X 7 MM | 6
13696 | 1568261651 | CABLELINE CONDUCTOR AND CABLE MARKERS 4 - 10 MM 4 X 7 MM | 6
13697 | 1568261665 | CABLELINE CONDUCTOR AND CABLE MARKERS 4 - 10 MM 4 X 7 MM | 6
13698 | 1568261667 | CABLELINE CONDUCTOR AND CABLE MARKERS 4 - 10 MM 4 X 7 MM | 6
13699 | 1568261673 | CABLELINE CONDUCTOR AND CABLE MARKERS 4 - 10 MM 4 X 7 MM | 6
13700 | 1568261681 | CABLELINE CONDUCTOR AND CABLE MARKERS 4 - 10 MM 4 X 7 MM | 6
13701 | 1568261738 | CABLELINE CONDUCTOR AND CABLE MARKERS 4 - 10 MM 4 X 7 MM | 6
13702 | 1568261748 | CABLELINE CONDUCTOR AND CABLE MARKERS 4 - 10 MM 4 X 7 MM | 6
13703 | 1568261750 | CABLELINE CONDUCTOR AND CABLE MARKERS 4 - 10 MM 4 X 7 MM | 6
13704 | 1568300005 | CABLELINE CONDUCTOR AND CABLE MARKERS 10 - 317 MM 4 X 11.3 MM | 38
13705 | 1568300006 | CABLELINE CONDUCTOR AND CABLE MARKERS 10 - 317 MM 4 X 11.3 MM | 38
13706 | 1568301502 | CABLELINE CONDUCTOR AND CABLE MARKERS 10 - 317 MM 4 X 11.3 MM | 38
13707 | 1568301505 | CABLELINE CONDUCTOR AND CABLE MARKERS 10 - 317 MM 4 X 11.3 MM | 38
13708 | 1568301509 | CABLELINE CONDUCTOR AND CABLE MARKERS 10 - 317 MM 4 X 11.3 MM | 38
13709 | 1568301518 | CABLELINE CONDUCTOR AND CABLE MARKERS 10 - 317 MM 4 X 11.3 MM GREEN | 38
13710 | 1568301524 | CABLELINE CONDUCTOR AND CABLE MARKERS 10 - 317 MM 4 X 11.3 MM | 38
13711 | 1568301527 | CABLELINE CONDUCTOR AND CABLE MARKERS 10 - 317 MM 4 X 11.3 MM GREY | 38
13712 | 1568301641 | CABLELINE CONDUCTOR AND CABLE MARKERS 10 - 317 MM 4 X 11.3 MM | 38
13713 | 1568301659 | CABLELINE CONDUCTOR AND CABLE MARKERS 10 - 317 MM 4 X 11.3 MM | 38
13714 | 1568301673 | CABLELINE CONDUCTOR AND CABLE MARKERS 10 - 317 MM 4 X 11.3 MM | 38
13715 | 1568301679 | CABLELINE CONDUCTOR AND CABLE MARKERS 10 - 317 MM 4 X 11.3 MM | 38
13716 | 1568301697 | CABLELINE CONDUCTOR AND CABLE MARKERS 10 - 317 MM 4 X 11.3 MM | 38
13717 | 1568301740 | CABLELINE CONDUCTOR AND CABLE MARKERS 10 - 317 MM 4 X 11.3 MM | 38
13718 | 1568301746 | CABLELINE CONDUCTOR AND CABLE MARKERS 10 - 317 MM 4 X 11.3 MM | 38
13719 | 1568301751 | CABLELINE CONDUCTOR AND CABLE MARKERS 10 - 317 MM 4 X 11.3 MM | 38
13720 | 1568301752 | CABLELINE CONDUCTOR AND CABLE MARKERS 10 - 317 MM 4 X 11.3 MM | 38
13721 | 133360011 | DEKAFIX TERMINAL MARKER 5 X 6 MM PITCH IN MM (P): 6.00 WEIDMUELLER | 18
13722 | 251311667 | CABLELINE CONDUCTOR AND CABLE MARKERS 4 - 10 MM 4 X 7 MM | 6
13723 | 251311671 | CABLELINE CONDUCTOR AND CABLE MARKERS 4 - 10 MM 4 X 7 MM | 6
13724 | 251311673 | CABLELINE CONDUCTOR AND CABLE MARKERS 4 - 10 MM 4 X 7 MM | 6
13725 | 251311676 | CABLELINE CONDUCTOR AND CABLE MARKERS 4 - 10 MM 4 X 7 MM | 6
13726 | 251311679 | CABLELINE CONDUCTOR AND CABLE MARKERS 4 - 10 MM 4 X 7 MM | 6
13727 | 251311683 | CABLELINE CONDUCTOR AND CABLE MARKERS 4 - 10 MM 4 X 7 MM | 6
13728 | 251311687 | CABLELINE CONDUCTOR AND CABLE MARKERS 4 - 10 MM 4 X 7 MM | 6
13729 | 251311695 | CABLELINE CONDUCTOR AND CABLE MARKERS 4 - 10 MM 4 X 7 MM | 6
13730 | 251311696 | CABLELINE CONDUCTOR AND CABLE MARKERS 4 - 10 MM 4 X 7 MM | 6
13731 | 251311697 | CABLELINE CONDUCTOR AND CABLE MARKERS 4 - 10 MM 4 X 7 MM | 6
13732 | 251311698 | CABLELINE CONDUCTOR AND CABLE MARKERS 4 - 10 MM 4 X 7 MM | 6
13733 | 251311735 | CABLELINE CONDUCTOR AND CABLE MARKERS 4 - 10 MM 4 X 7 MM | 6
13734 | 251311736 | CABLELINE CONDUCTOR AND CABLE MARKERS 4 - 10 MM 4 X 7 MM | 6
13735 | 251311751 | CABLELINE CONDUCTOR AND CABLE MARKERS 4 - 10 MM 4 X 7 MM | 6
13736 | 252111511 | CABLELINE CONDUCTOR AND CABLE MARKERS 1.3 - 3 MM 3 X 3.4 MM | 38
13737 | 252111524 | CABLELINE CONDUCTOR AND CABLE MARKERS 1.3 - 3 MM 3 X 3.4 MM | 38
13738 | 252111526 | CABLELINE CONDUCTOR AND CABLE MARKERS 1.3 - 3 MM 3 X 3.4 MM | 38
13739 | 252111529 | CABLELINE CONDUCTOR AND CABLE MARKERS 1.3 - 3 MM 3 X 3.4 MM | 38
13740 | 252111645 | CABLELINE CONDUCTOR AND CABLE MARKERS 1.3 - 3 MM 3 X 3.4 MM | 38
13741 | 252111647 | CABLELINE CONDUCTOR AND CABLE MARKERS 1.3 - 3 MM 3 X 3.4 MM | 38
13742 | 252111651 | CABLELINE CONDUCTOR AND CABLE MARKERS 1.3 - 3 MM 3 X 3.4 MM | 38
13743 | 252111657 | CABLELINE CONDUCTOR AND CABLE MARKERS 1.3 - 3 MM 3 X 3.4 MM | 38
13744 | 252111667 | CABLELINE CONDUCTOR AND CABLE MARKERS 1.3 - 3 MM 3 X 3.4 MM | 38
13745 | 252111676 | CABLELINE CONDUCTOR AND CABLE MARKERS 1.3 - 3 MM 3 X 3.4 MM | 38
13746 | 252111727 | CABLELINE CONDUCTOR AND CABLE MARKERS 1.3 - 3 MM 6 X 3.4 MM | 6
13747 | 252111728 | CABLELINE CONDUCTOR AND CABLE MARKERS 1.3 - 3 MM 6 X 3.4 MM | 6
13748 | 252111730 | CABLELINE CONDUCTOR AND CABLE MARKERS 1.3 - 3 MM 6 X 3.4 MM | 6
13749 | 252111734 | CABLELINE CONDUCTOR AND CABLE MARKERS 1.3 - 3 MM 9 X 3.4 MM | 6
13750 | 252611664 | CABLELINE CONDUCTOR AND CABLE MARKERS 2.5 - 5 MM 3 X 4.2 MM | 6
13751 | 252611695 | CABLELINE CONDUCTOR AND CABLE MARKERS 2.5 - 5 MM 3 X 4.2 MM | 6
13752 | 252711546 | CABLELINE CONDUCTOR AND CABLE MARKERS 2.5 - 5 MM 6 X 4.2 MM | 6
13753 | 252711551 | CABLELINE CONDUCTOR AND CABLE MARKERS 2.5 - 5 MM 6 X 4.2 MM | 6
13754 | 252711553 | CABLELINE CONDUCTOR AND CABLE MARKERS 2.5 - 5 MM 6 X 4.2 MM | 6
13755 | 252711567 | CABLELINE CONDUCTOR AND CABLE MARKERS 2.5 - 5 MM 6 X 4.2 MM | 6
13756 | 252711573 | CABLELINE CONDUCTOR AND CABLE MARKERS 2.5 - 5 MM 6 X 4.2 MM | 6
13757 | 252711574 | CABLELINE CONDUCTOR AND CABLE MARKERS 2.5 - 5 MM 6 X 4.2 MM | 6
13758 | 252711575 | CABLELINE CONDUCTOR AND CABLE MARKERS 2.5 - 5 MM 6 X 4.2 MM | 6
13759 | 252711581 | CABLELINE CONDUCTOR AND CABLE MARKERS 2.5 - 5 MM 6 X 4.2 MM | 6
13760 | 252711584 | CABLELINE CONDUCTOR AND CABLE MARKERS 2.5 - 5 MM 6 X 4.2 MM | 6
13761 | 252711585 | CABLELINE CONDUCTOR AND CABLE MARKERS 2.5 - 5 MM 6 X 4.2 MM | 6
13762 | 252711587 | CABLELINE CONDUCTOR AND CABLE MARKERS 2.5 - 5 MM 6 X 4.2 MM | 6
13763 | 252711591 | CABLELINE CONDUCTOR AND CABLE MARKERS 2.5 - 5 MM 6 X 4.2 MM | 6
13764 | 252711594 | CABLELINE CONDUCTOR AND CABLE MARKERS 2.5 - 5 MM 6 X 4.2 MM | 6
13765 | 252711595 | CABLELINE CONDUCTOR AND CABLE MARKERS 2.5 - 5 MM 6 X 4.2 MM | 6
13766 | 252711596 | CABLELINE CONDUCTOR AND CABLE MARKERS 2.5 - 5 MM 6 X 4.2 MM | 6
13767 | 252711600 | CABLELINE CONDUCTOR AND CABLE MARKERS 2.5 - 5 MM 6 X 4.2 MM | 6
13768 | 252711601 | CABLELINE CONDUCTOR AND CABLE MARKERS 2.5 - 5 MM 6 X 4.2 MM | 6
13769 | 252711602 | CABLELINE CONDUCTOR AND CABLE MARKERS 2.5 - 5 MM 6 X 4.2 MM | 6
13770 | 252711608 | CABLELINE CONDUCTOR AND CABLE MARKERS 2.5 - 5 MM 6 X 4.2 MM | 6
13771 | 252711609 | CABLELINE CONDUCTOR AND CABLE MARKERS 2.5 - 5 MM 6 X 4.2 MM | 6
13772 | 252711611 | CABLELINE CONDUCTOR AND CABLE MARKERS 2.5 - 5 MM 6 X 4.2 MM | 6
13773 | 252711612 | CABLELINE CONDUCTOR AND CABLE MARKERS 2.5 - 5 MM 6 X 4.2 MM | 6
13774 | 252711614 | CABLELINE CONDUCTOR AND CABLE MARKERS 2.5 - 5 MM 6 X 4.2 MM | 6
13775 | 252711733 | CABLELINE CONDUCTOR AND CABLE MARKERS 2.5 - 5 MM 6 X 4.2 MM | 6
13776 | 253411751 | CABLELINE CONDUCTOR AND CABLE MARKERS 8 - 16 MM 6 X 11 MM | 38
13777 | 253511750 | CABLELINE CONDUCTOR AND CABLE MARKERS 8 - 16 MM 9 X 11 MM | 38
13778 | 460660041 | DEKAFIX TERMINAL MARKER 5 X 5 MM PITCH IN MM (P): 5.00 WEIDMUELLER | 18
13779 | 473460101 | DEKAFIX TERMINAL MARKER 5 X 5 MM PITCH IN MM (P): 5.00 WEIDMUELLER | 18
13780 | 473460151 | DEKAFIX TERMINAL MARKER 5 X 5 MM PITCH IN MM (P): 5.00 WEIDMUELLER | 18
13781 | 473560101 | DEKAFIX TERMINAL MARKER 5 X 5 MM PITCH IN MM (P): 5.00 WEIDMUELLER | 18
13782 | 473560201 | DEKAFIX TERMINAL MARKER 5 X 5 MM PITCH IN MM (P): 5.00 WEIDMUELLER | 18
13783 | 518960041 | DEKAFIX TERMINAL MARKER 5 X 6 MM PITCH IN MM (P): 6.00 WEIDMUELLER | 18
13784 | 518960091 | DEKAFIX TERMINAL MARKER 5 X 6 MM PITCH IN MM (P): 6.00 WEIDMUELLER | 18
13785 | 522761034 | DEKAFIX TERMINAL MARKER 5 X 5 MM PITCH IN MM (P): 5.00 WEIDMUELLER | 18
13786 | 523060011 | DEKAFIX TERMINAL MARKER 5 X 5 MM PITCH IN MM (P): 5.00 WEIDMUELLER | 18
13787 | 523060021 | DEKAFIX TERMINAL MARKER 5 X 5 MM PITCH IN MM (P): 5.00 WEIDMUELLER | 18
13788 | 523060051 | DEKAFIX TERMINAL MARKER 5 X 5 MM PITCH IN MM (P): 5.00 WEIDMUELLER | 18
13789 | 526960003 | DEKAFIX TERMINAL MARKER 5 X 6 MM PITCH IN MM (P): 6.00 WEIDMUELLER | 18
13790 | 560001501 | CABLELINE MOUNTING MANDREL | 47
13791 | 560001509 | CABLELINE MOUNTING MANDREL | 47
13792 | 560001512 | CABLELINE MOUNTING MANDREL | 47
13793 | 560001516 | CABLELINE MOUNTING MANDREL | 47
13794 | 560001525 | CABLELINE MOUNTING MANDREL | 47
13795 | 560001642 | CABLELINE MOUNTING MANDREL | 47
13796 | 560001644 | CABLELINE MOUNTING MANDREL | 47
13797 | 560001648 | CABLELINE MOUNTING MANDREL | 47
13798 | 560001652 | CABLELINE MOUNTING MANDREL | 47
13799 | 560001660 | CABLELINE MOUNTING MANDREL | 47
13800 | 560001666 | CABLELINE MOUNTING MANDREL | 47
13801 | 560001682 | CABLELINE MOUNTING MANDREL | 47
13802 | 560001699 | CABLELINE MOUNTING MANDREL | 47
13803 | 560001738 | CABLELINE MOUNTING MANDREL | 47
13804 | 560001740 | CABLELINE MOUNTING MANDREL | 47
13805 | 560001745 | CABLELINE MOUNTING MANDREL | 47
13806 | 572901508 | CABLELINE MOUNTING MANDREL | 47
13807 | 572901520 | CABLELINE MOUNTING MANDREL | 47
13808 | 572901526 | CABLELINE MOUNTING MANDREL | 47
13809 | 572901644 | CABLELINE MOUNTING MANDREL | 47
13810 | 572901658 | CABLELINE MOUNTING MANDREL | 47
13811 | 572901670 | CABLELINE MOUNTING MANDREL | 47
13812 | 572901684 | CABLELINE MOUNTING MANDREL | 47
13813 | 572901697 | CABLELINE MOUNTING MANDREL | 47
13814 | 572901699 | CABLELINE MOUNTING MANDREL | 47
13815 | 572901743 | CABLELINE MOUNTING MANDREL | 47
13816 | 572901745 | CABLELINE MOUNTING MANDREL | 47
13817 | 572901746 | CABLELINE MOUNTING MANDREL | 47
13818 | 576261203 | DEKAFIX TERMINAL MARKER 5 X 5 MM PITCH IN MM (P): 5.00 WEIDMUELLER | 18
13819 | 632161203 | DEKAFIX TERMINAL MARKER 5 X 6.5 MM PITCH IN MM (P): 6.50 WEIDMUELLER | 18
13820 | 648001508 | CABLELINE CONDUCTOR AND CABLE MARKERS 2 - 3 MM 3 X 4 MM | 6
13821 | 648001520 | CABLELINE CONDUCTOR AND CABLE MARKERS 2 - 3 MM 3 X 4 MM | 6
13822 | 648009999 | CABLELINE CONDUCTOR AND CABLE MARKERS 2 - 3 MM 3 X 4 MM TO CUSTOMER SPECIFICATION | 59
13823 | 648101699 | CABLELINE CONDUCTOR AND CABLE MARKERS 3 - 4 MM 3 X 5.5 MM | 6
13824 | 648209999 | CABLELINE CONDUCTOR AND CABLE MARKERS 4 - 5 MM 3 X 6 MM TO CUSTOMER SPECIFICATION | 59
13825 | 1568241647 | CABLELINE CONDUCTOR AND CABLE MARKERS 1.3 - 3 MM 3 X 3.4 MM | 38
13826 | 1568241649 | CABLELINE CONDUCTOR AND CABLE MARKERS 1.3 - 3 MM 3 X 3.4 MM | 38
13827 | 1568241726 | CABLELINE CONDUCTOR AND CABLE MARKERS 1.3 - 3 MM 6 X 3.4 MM | 6
13828 | 1568241727 | CABLELINE CONDUCTOR AND CABLE MARKERS 1.3 - 3 MM 6 X 3.4 MM | 6
13829 | 1568241735 | CABLELINE CONDUCTOR AND CABLE MARKERS 1.3 - 3 MM 3 X 3.4 MM | 38
13830 | 1568250002 | CABLELINE CONDUCTOR AND CABLE MARKERS 2.5 - 5 MM 3 X 4.2 MM | 6
13831 | 1568251021 | CABLELINE CONDUCTOR AND CABLE MARKERS 2.5 - 5 MM 3 X 4.2 MM | 6
13832 | 1568251022 | CABLELINE CONDUCTOR AND CABLE MARKERS 2.5 - 5 MM 3 X 4.2 MM | 6
13833 | 1568251028 | CABLELINE CONDUCTOR AND CABLE MARKERS 2.5 - 5 MM 3 X 4.2 MM | 6
13834 | 1568251029 | CABLELINE CONDUCTOR AND CABLE MARKERS 2.5 - 5 MM 3 X 4.2 MM | 6
13835 | 1568251037 | CABLELINE CONDUCTOR AND CABLE MARKERS 2.5 - 5 MM 3 X 4.2 MM | 6
13836 | 1568251057 | CABLELINE CONDUCTOR AND CABLE MARKERS 2.5 - 5 MM 3 X 4.2 MM | 6
13837 | 1568251505 | CABLELINE CONDUCTOR AND CABLE MARKERS 2.5 - 5 MM 3 X 4.2 MM | 6
13838 | 1568251511 | CABLELINE CONDUCTOR AND CABLE MARKERS 2.5 - 5 MM 3 X 4.2 MM | 6
13839 | 1568251517 | CABLELINE CONDUCTOR AND CABLE MARKERS 2.5 - 5 MM 3 X 4.2 MM | 6
13840 | 1568251523 | CABLELINE CONDUCTOR AND CABLE MARKERS 2.5 - 5 MM 3 X 4.2 MM | 6
13841 | 1568261695 | CABLELINE CONDUCTOR AND CABLE MARKERS 4 - 10 MM 4 X 7 MM | 6
13842 | 1568261699 | CABLELINE CONDUCTOR AND CABLE MARKERS 4 - 10 MM 4 X 7 MM | 6
13843 | 1568261735 | CABLELINE CONDUCTOR AND CABLE MARKERS 4 - 10 MM 4 X 7 MM | 6
13844 | 1568301694 | CABLELINE CONDUCTOR AND CABLE MARKERS 10 - 317 MM 4 X 11.3 MM | 38
13845 | 1568301695 | CABLELINE CONDUCTOR AND CABLE MARKERS 10 - 317 MM 4 X 11.3 MM | 38
13846 | 1609801044 | DEKAFIX TERMINAL MARKER 5 X 5 MM PITCH IN MM (P): 5.00 WEIDMUELLER | 18
13847 | 1609801686 | DEKAFIX TERMINAL MARKER 5 X 5 MM PITCH IN MM (P): 5.00 WEIDMUELLER | 18
13848 | 1609801691 | DEKAFIX TERMINAL MARKER 5 X 5 MM PITCH IN MM (P): 5.00 WEIDMUELLER GREY | 18
13849 | 1609801693 | DEKAFIX TERMINAL MARKER 5 X 5 MM PITCH IN MM (P): 5.00 WEIDMUELLER | 18
13850 | 1609981044 | TM-I INSERT MARKERS 15 X 4 MM | 167
13851 | 1609981693 | TM-I INSERT MARKERS 15 X 4 MM | 167
13852 | 1630200001 | KSW TERMINAL MARKER 4 X 40.6 MM PITCH IN MM (P): 5.08 WEIDMUELLER | 18
13853 | 1686431687 | LASERMARK DEVICE MARKERS 36 X 60 MM | 487
13854 | 1689390003 | SLIMFIX CONDUCTOR AND CABLE MARKERS 1.7 - 2.1 MM 21 X 3.2 MM | 22
13855 | 1689410004 | SLIMFIX CONDUCTOR AND CABLE MARKERS 2.2 - 2.9 MM 21 X 3.6 MM | 22
13856 | 1689430004 | SLIMFIX CONDUCTOR AND CABLE MARKERS 3 - 3.7 MM 21 X 4.6 MM | 22
13857 | 1689450001 | SLIMFIX CONDUCTOR AND CABLE MARKERS 3.6 - 6 MM 21 X 5.7 MM | 22
13858 | 1689470001 | SLIMFIX CONDUCTOR AND CABLE MARKERS 4.8 - 7.4 MM 21 X 7.4 MM | 22
13859 | 1689490001 | SLIMFIX X CONDUCTOR AND CABLE MARKERS 7 - 40 MM 23 X 14 MM | 22
13860 | 1695731044 | LASERMARK CONDUCTOR AND CABLE MARKERS 8.2 - 14.3 MM 25 X 68 MM | 358
13861 | 1707350003 | DEVICE MARKERS DEVICE MARKERS 16 X 16 MM | 194
13862 | 1707350004 | DEVICE MARKERS DEVICE MARKERS 16 X 16 MM | 194
13863 | 1712491044 | LASERMARK CONDUCTOR AND CABLE MARKERS 16.2 - 36.4 MM 25 X 140 MM | 358
13864 | 1712500006 | STAINLESS STEEL MARKERS CONDUCTOR AND CABLE MARKERS 5.5 X 9.9 MM | 150
13865 | 1712500009 | STAINLESS STEEL MARKERS CONDUCTOR AND CABLE MARKERS 5.5 X 9.9 MM | 150
13866 | 1712501056 | STAINLESS STEEL MARKERS CONDUCTOR AND CABLE MARKERS 5.5 X 9.9 MM | 150
13867 | 1712501639 | STAINLESS STEEL MARKERS CONDUCTOR AND CABLE MARKERS 5.5 X 9.9 MM | 150
13868 | 1712501651 | STAINLESS STEEL MARKERS CONDUCTOR AND CABLE MARKERS 5.5 X 9.9 MM | 150
13869 | 1714101693 | TM-I INSERT MARKERS 18 X 4 MM | 167
13870 | 1718411688 | TM-I INSERT MARKERS 12 X 4 MM GREEN | 319
13871 | 1718431688 | TM-I INSERT MARKERS 18 X 4 MM GREEN | 319
13872 | 1730590004 | SLIMFIX CONDUCTOR AND CABLE MARKERS 1.2 - 1.6 MM 21 X 3.2 MM | 22
13873 | 1733650004 | CABLELINE CONDUCTOR AND CABLE MARKERS 10 - 317 MM 4 X 11.4 MM | 38
13874 | 1733651521 | CABLELINE CONDUCTOR AND CABLE MARKERS 10 - 317 MM 4 X 11.3 MM | 38
13875 | 1733651527 | CABLELINE CONDUCTOR AND CABLE MARKERS 10 - 317 MM 4 X 11.3 MM GREY | 38
13876 | 1733651641 | CABLELINE CONDUCTOR AND CABLE MARKERS 10 - 317 MM 4 X 11.3 MM | 38
13877 | 1733651645 | CABLELINE CONDUCTOR AND CABLE MARKERS 10 - 317 MM 4 X 11.3 MM | 38
13878 | 1733651647 | CABLELINE CONDUCTOR AND CABLE MARKERS 10 - 317 MM 4 X 11.3 MM | 38
13879 | 1733651653 | CABLELINE CONDUCTOR AND CABLE MARKERS 10 - 317 MM 4 X 11.3 MM | 38
13880 | 1733651667 | CABLELINE CONDUCTOR AND CABLE MARKERS 10 - 317 MM 4 X 11.3 MM | 38
13881 | 1733651671 | CABLELINE CONDUCTOR AND CABLE MARKERS 10 - 317 MM 4 X 11.3 MM | 38
13882 | 1733651679 | CABLELINE CONDUCTOR AND CABLE MARKERS 10 - 317 MM 4 X 11.3 MM | 38
13883 | 1733651681 | CABLELINE CONDUCTOR AND CABLE MARKERS 10 - 317 MM 4 X 11.3 MM | 38
13884 | 1733651687 | CABLELINE CONDUCTOR AND CABLE MARKERS 10 - 317 MM 4 X 11.3 MM | 38
13885 | 1733651695 | CABLELINE CONDUCTOR AND CABLE MARKERS 10 - 317 MM 4 X 11.3 MM | 38
13886 | 1733651698 | CABLELINE CONDUCTOR AND CABLE MARKERS 10 - 317 MM 4 X 11.3 MM | 38
13887 | 1733651742 | CABLELINE CONDUCTOR AND CABLE MARKERS 10 - 317 MM 4 X 11.3 MM | 38
13888 | 1733651747 | CABLELINE CONDUCTOR AND CABLE MARKERS 10 - 317 MM 4 X 11.3 MM | 38
13889 | 1733651750 | CABLELINE CONDUCTOR AND CABLE MARKERS 10 - 317 MM 4 X 11.3 MM | 38
13890 | 1746030001 | SLIMFIX CONDUCTOR AND CABLE MARKERS 3.6 - 6 MM 12 X 5.7 MM | 22
13891 | 1747320001 | SLIMFIX CLIP CONDUCTOR AND CABLE MARKERS 2 - 3.5 MM 12 X 5.8 MM | 22
13892 | 1747320004 | SLIMFIX CLIP CONDUCTOR AND CABLE MARKERS 2 - 3.5 MM 12 X 5.8 MM | 22
13893 | 1751561044 | THM CONDUCTOR AND CABLE MARKERS 8.3 - 36.4 MM 25 X 140 MM | 15
13894 | 1751561687 | THM CONDUCTOR AND CABLE MARKERS 8.3 - 36.4 MM 25 X 140 MM | 15
13895 | 1751750001 | THM DEVICE MARKERS 12 X 25 MM | 778
13896 | 1751760001 | THM DEVICE MARKERS 10 X 26 MM | 83
13897 | 1751761044 | THM DEVICE MARKERS 10 X 26 MM | 83
13898 | 1751810001 | THM DEVICE MARKERS 23 X 45 MM | 366
13899 | 1751811044 | THM DEVICE MARKERS 23 X 45 MM | 366
13900 | 1751811687 | THM DEVICE MARKERS 23 X 45 MM | 366
13901 | 1751821687 | THM DEVICE MARKERS 48 X 101 MM | 83
13902 | 1752110001 | SLIMFIX CONDUCTOR AND CABLE MARKERS 1.2 - 1.6 MM 12 X 3.2 MM | 22
13903 | 1752200001 | SLIMFIX CONDUCTOR AND CABLE MARKERS 1 - 1.3 MM 12 X 3.2 MM | 22
13904 | 1752200004 | SLIMFIX CONDUCTOR AND CABLE MARKERS 1 - 1.3 MM 12 X 3.2 MM | 22
13905 | 1753250001 | THM DEVICE MARKERS 9 X 18 MM | 83
13906 | 1753251687 | THM DEVICE MARKERS 9 X 18 MM | 83
13907 | 1753271044 | THM DEVICE MARKERS 6 X 18 MM | 83
13908 | 1753271687 | THM DEVICE MARKERS 6 X 18 MM | 83
13909 | 1760461044 | LASERMARK DEVICE MARKERS 6 X 40 MM | 487
13910 | 1762320041 | DEKAFIX TERMINAL MARKER 5 X 3.5 MM PITCH IN MM (P): 3.50 WEIDMUELLER | 18
13911 | 1762320051 | DEKAFIX TERMINAL MARKER 5 X 3.5 MM PITCH IN MM (P): 3.50 WEIDMUELLER | 18
13912 | 1779080001 | SLIMFIX CLIP CONDUCTOR AND CABLE MARKERS 2 - 3.5 MM 21 X 5.8 MM | 22
13913 | 1868811151 | CABLELINE CONDUCTOR AND CABLE MARKERS 2.5 - 5 MM 6 X 4.2 MM | 6
13914 | 1868811523 | CABLELINE CONDUCTOR AND CABLE MARKERS 2.5 - 5 MM 6 X 4.2 MM | 6
13915 | 1868811528 | CABLELINE CONDUCTOR AND CABLE MARKERS 2.5 - 5 MM 6 X 4.2 MM | 6
13916 | 1868811535 | CABLELINE CONDUCTOR AND CABLE MARKERS 2.5 - 5 MM 6 X 4.2 MM | 6
13917 | 1868811540 | CABLELINE CONDUCTOR AND CABLE MARKERS 2.5 - 5 MM 6 X 4.2 MM | 6
13918 | 1868811541 | CABLELINE CONDUCTOR AND CABLE MARKERS 2.5 - 5 MM 6 X 4.2 MM | 6
13919 | 1868811543 | CABLELINE CONDUCTOR AND CABLE MARKERS 2.5 - 5 MM 6 X 4.2 MM | 6
13920 | 1868811544 | CABLELINE CONDUCTOR AND CABLE MARKERS 2.5 - 5 MM 6 X 4.2 MM | 6
13921 | 1868811547 | CABLELINE CONDUCTOR AND CABLE MARKERS 2.5 - 5 MM 6 X 4.2 MM | 6
13922 | 1868811548 | CABLELINE CONDUCTOR AND CABLE MARKERS 2.5 - 5 MM 6 X 4.2 MM | 6
13923 | 1868811551 | CABLELINE CONDUCTOR AND CABLE MARKERS 2.5 - 5 MM 6 X 4.2 MM | 6
13924 | 1868811557 | CABLELINE CONDUCTOR AND CABLE MARKERS 2.5 - 5 MM 6 X 4.2 MM | 6
13925 | 1868811562 | CABLELINE CONDUCTOR AND CABLE MARKERS 2.5 - 5 MM 6 X 4.2 MM | 6
13926 | 1868811566 | CABLELINE CONDUCTOR AND CABLE MARKERS 2.5 - 5 MM 6 X 4.2 MM | 6
13927 | 1868811567 | CABLELINE CONDUCTOR AND CABLE MARKERS 2.5 - 5 MM 6 X 4.2 MM | 6
13928 | 1868811572 | CABLELINE CONDUCTOR AND CABLE MARKERS 2.5 - 5 MM 6 X 4.2 MM | 6
13929 | 1868811574 | CABLELINE CONDUCTOR AND CABLE MARKERS 2.5 - 5 MM 6 X 4.2 MM | 6
13930 | 1868811576 | CABLELINE CONDUCTOR AND CABLE MARKERS 2.5 - 5 MM 6 X 4.2 MM | 6
13931 | 1868811577 | CABLELINE CONDUCTOR AND CABLE MARKERS 2.5 - 5 MM 6 X 4.2 MM | 6
13932 | 1868811583 | CABLELINE CONDUCTOR AND CABLE MARKERS 2.5 - 5 MM 6 X 4.2 MM | 6
13933 | 1868811590 | CABLELINE CONDUCTOR AND CABLE MARKERS 2.5 - 5 MM 6 X 4.2 MM | 6
13934 | 1868811594 | CABLELINE CONDUCTOR AND CABLE MARKERS 2.5 - 5 MM 6 X 4.2 MM | 6
13935 | 1868811597 | CABLELINE CONDUCTOR AND CABLE MARKERS 2.5 - 5 MM 6 X 4.2 MM | 6
13936 | 1868811599 | CABLELINE CONDUCTOR AND CABLE MARKERS 2.5 - 5 MM 6 X 4.2 MM | 6
13937 | 1868811601 | CABLELINE CONDUCTOR AND CABLE MARKERS 2.5 - 5 MM 6 X 4.2 MM | 6
13938 | 1868811603 | CABLELINE CONDUCTOR AND CABLE MARKERS 2.5 - 5 MM 6 X 4.2 MM | 6
13939 | 1868811604 | CABLELINE CONDUCTOR AND CABLE MARKERS 2.5 - 5 MM 6 X 4.2 MM | 6
13940 | 1868811606 | CABLELINE CONDUCTOR AND CABLE MARKERS 2.5 - 5 MM 6 X 4.2 MM | 6
13941 | 1868811609 | CABLELINE CONDUCTOR AND CABLE MARKERS 2.5 - 5 MM 6 X 4.2 MM | 6
13942 | 1868811611 | CABLELINE CONDUCTOR AND CABLE MARKERS 2.5 - 5 MM 6 X 4.2 MM | 6
13943 | 1868811614 | CABLELINE CONDUCTOR AND CABLE MARKERS 2.5 - 5 MM 6 X 4.2 MM | 6
13944 | 1868811735 | CABLELINE CONDUCTOR AND CABLE MARKERS 2.5 - 5 MM 6 X 4.2 MM | 6
13945 | 1868811741 | CABLELINE CONDUCTOR AND CABLE MARKERS 2.5 - 5 MM 6 X 4.2 MM | 6
13946 | 1868811742 | CABLELINE CONDUCTOR AND CABLE MARKERS 2.5 - 5 MM 6 X 4.2 MM | 6
13947 | 1871751729 | CABLELINE CONDUCTOR AND CABLE MARKERS 10 - 317 MM 6 X 11.3 MM | 38
13948 | 1871751730 | CABLELINE CONDUCTOR AND CABLE MARKERS 10 - 317 MM 6 X 11.3 MM | 38
13949 | 1871891728 | CABLELINE CONDUCTOR AND CABLE MARKERS 4 - 10 MM 6 X 7 MM | 6
13950 | 1878260040 | CABLELINE CONDUCTOR AND CABLE MARKERS 2.5 - 5 MM 9 X 4.2 MM | 6
13951 | 1878260060 | CABLELINE CONDUCTOR AND CABLE MARKERS 2.5 - 5 MM 9 X 4.2 MM | 6
13952 | 1878260140 | CABLELINE CONDUCTOR AND CABLE MARKERS 2.5 - 5 MM 9 X 4.2 MM | 6
13953 | 1878260200 | CABLELINE CONDUCTOR AND CABLE MARKERS 2.5 - 5 MM 9 X 4.2 MM | 6
13954 | 1878260260 | CABLELINE CONDUCTOR AND CABLE MARKERS 2.5 - 5 MM 9 X 4.2 MM | 6
13955 | 1878260280 | CABLELINE CONDUCTOR AND CABLE MARKERS 2.5 - 5 MM 9 X 4.2 MM | 6
13956 | 1878260300 | CABLELINE CONDUCTOR AND CABLE MARKERS 2.5 - 5 MM 9 X 4.2 MM | 6
13957 | 1878260320 | CABLELINE CONDUCTOR AND CABLE MARKERS 2.5 - 5 MM 9 X 4.2 MM | 6
13958 | 1878260340 | CABLELINE CONDUCTOR AND CABLE MARKERS 2.5 - 5 MM 9 X 4.2 MM | 6
13959 | 1878260400 | CABLELINE CONDUCTOR AND CABLE MARKERS 2.5 - 5 MM 9 X 4.2 MM | 6
13960 | 1878260420 | CABLELINE CONDUCTOR AND CABLE MARKERS 2.5 - 5 MM 9 X 4.2 MM | 6
13961 | 1878260440 | CABLELINE CONDUCTOR AND CABLE MARKERS 2.5 - 5 MM 9 X 4.2 MM | 6
13962 | 1878260480 | CABLELINE CONDUCTOR AND CABLE MARKERS 2.5 - 5 MM 9 X 4.2 MM | 6
13963 | 1878260520 | CABLELINE CONDUCTOR AND CABLE MARKERS 2.5 - 5 MM 9 X 4.2 MM | 6
13964 | 1878260540 | CABLELINE CONDUCTOR AND CABLE MARKERS 2.5 - 5 MM 9 X 4.2 MM | 6
13965 | 1878260560 | CABLELINE CONDUCTOR AND CABLE MARKERS 2.5 - 5 MM 9 X 4.2 MM | 6
13966 | 1878260600 | CABLELINE CONDUCTOR AND CABLE MARKERS 2.5 - 5 MM 9 X 4.2 MM | 6
13967 | 1878260660 | CABLELINE CONDUCTOR AND CABLE MARKERS 2.5 - 5 MM 9 X 4.2 MM | 6
13968 | 1878260760 | CABLELINE CONDUCTOR AND CABLE MARKERS 2.5 - 5 MM 9 X 4.2 MM | 6
13969 | 1878260780 | CABLELINE CONDUCTOR AND CABLE MARKERS 2.5 - 5 MM 9 X 4.2 MM | 6
13970 | 1878260800 | CABLELINE CONDUCTOR AND CABLE MARKERS 2.5 - 5 MM 9 X 4.2 MM | 6
13971 | 1878260900 | CABLELINE CONDUCTOR AND CABLE MARKERS 2.5 - 5 MM 9 X 4.2 MM | 6
13972 | 1878260920 | CABLELINE CONDUCTOR AND CABLE MARKERS 2.5 - 5 MM 9 X 4.2 MM | 6
13973 | 1878260940 | CABLELINE CONDUCTOR AND CABLE MARKERS 2.5 - 5 MM 9 X 4.2 MM | 6
13974 | 1878260960 | CABLELINE CONDUCTOR AND CABLE MARKERS 2.5 - 5 MM 9 X 4.2 MM | 6
13975 | 1878470040 | CABLELINE CONDUCTOR AND CABLE MARKERS 2.5 - 5 MM 6 X 4.2 MM | 6
13976 | 1886531687 | CABLELINE CONDUCTOR AND CABLE MARKERS 10 - 317 MM 25 X 11.4 MM | 38
13977 | 1329640000 | KLIPPON K (ALUMINIUM EMPTY ENCLOSURE) EMPTY ENCLOSURE ALUMINIUM ENCLOSURE HEIGHT: 80 MM WIDTH: 75 MM DEPTH: 57 MM MATERIAL: ALUMINIUM ALSI12 POWDER-COATED GREY | 42
13978 | 1184710000 | E1W (KLIPPON DOUBLE SEAL SWA ARMO EX E/D CABLE GLAND) CABLE GLANDS M 40 X 1.5 16 MM SINGLE-WIRE ARMOURING 1.6 - 2 MM OD MIN. 30.5 - OD MAX. 40.5 MM ID MIN. 25.50 - ID MAX. 32.20 MM NICKEL-PLATED | 7
13979 | 1188560000 | VP (KLIPPON EX BLANKING PLUG WITH MUSHROOM HEAD) BLANKING PLUG 1" NPT 19.5 MM NICKEL-PLATED | 205
13980 | 1769170000 | PRINTED CIRCUIT BOARD TERMINALS 5.08 MM N OF POLES: 22 90° SOLDER PIN LENGTH (L): 3.5 MM TINNED CLAMPING YOKE CONNECTION CLAMPING RANGE MAX. : 2.5 MM² BOX | 1
13981 | 2795170000 | PCB PLUG-IN CONNECTOR MALE HEADER CLIP-ON FLANGE THT/THR SOLDER CONNECTION 1.80 MM N OF POLES: 2 180° SOLDER PIN LENGTH (L): 2.1 MM NI/AU TAPE | 0
13982 | 2795120000 | PCB PLUG-IN CONNECTOR MALE HEADER CLIP-ON FLANGE THT/THR SOLDER CONNECTION 1.80 MM N OF POLES: 2 90° SOLDER PIN LENGTH (L): 2.1 MM NI/AU TAPE | 0
13983 | 1315620000 | REMOTE I/O MODULE IP20 4-CHANNEL ANALOG SIGNALS INPUT CURRENT/VOLTAGE 16 BIT | 85
13984 | 2827590000 | SURGE VOLTAGE ARRESTER LOW VOLTAGE CLASS II SURGE PROTECTION NO LEAKAGE CURRENT SINGLE-PHASE TN | 11
13985 | 2827600000 | SURGE VOLTAGE ARRESTER LOW VOLTAGE CLASS II SURGE PROTECTION NO LEAKAGE CURRENT TN-C | 11
13986 | 2807410000 | SURGE VOLTAGE ARRESTER LOW VOLTAGE SURGE PROTECTION WITH REMOTE CONTACT TN-C | 11
13987 | 2807420000 | SURGE VOLTAGE ARRESTER LOW VOLTAGE SURGE PROTECTION WITH REMOTE CONTACT TN-C-S | 11
13988 | 2827610000 | SURGE VOLTAGE ARRESTER LOW VOLTAGE CLASS II SURGE PROTECTION NO LEAKAGE CURRENT TN-S | 11
13989 | 1218960000 | VP-HEX (KLIPPON EX BLANKING PLUG WITH HEXAGON HEAD) BLANKING PLUG M 25 X 1.5 16 MM NICKEL-PLATED | 205
13990 | 1550550000 | REMOTE I/O FIELDBUS COUPLER ETHERNET | 802
13991 | 7789622020 | PRE-ASSEMBLED CABLE PAC CABLE LIYCY 0.25 MM² | 2
13992 | 2792000000 | CABLE LUG TERMINAL ENDINSULATED CABLE CONNECTOR1.5 MM²0.5 MM² - 1.5 MM² | 33
13993 | 2485280000 | REPLACEMENT PART | 29
13994 | 2464600000 | REMOTE I/O MODULE IP20 SAFETY DIGITAL SIGNALS 8-CHANNEL | 85
13995 | 2489830000 | REMOTE I/O MODULE IP20 DIGITAL SIGNALS SPECIAL MODULE | 827
13996 | 1262470000 | ADAP (KLIPPON EX ADAPTOR) ADAPTER 1/2" NPT 3/4" NPT NICKEL-PLATED | 141
13997 | 1184670000 | E1W (KLIPPON DOUBLE SEAL SWA ARMO EX E/D CABLE GLAND) CABLE GLANDS M 20 X 1.5 16 MM SINGLE-WIRE ARMOURING 0.9 - 1.25 MM OD MIN. 12.5 - OD MAX. 16 MM ID MIN. 8.00 - ID MAX. 11.70 MM NICKEL-PLATED | 7
13998 | 2742140000 | 95 MM² GREEN/ | 926
13999 | 2742120000 | FEED-THROUGH TERMINAL 95 MM² 1000 V 232 A | 12
14000 | 1261910000 | ADAP (KLIPPON EX ADAPTOR) ADAPTER M 16 X 1.5 M 20 STAINLESS STEEL 1.4404 | 115
14001 | 1261930000 | ADAP (KLIPPON EX ADAPTOR) ADAPTER M 20 X 1.5 M 25 STAINLESS STEEL 1.4404 | 115
14002 | 1261960000 | ADAP (KLIPPON EX ADAPTOR) ADAPTER M 32 X 1.5 M 25 STAINLESS STEEL 1.4404 | 115
14003 | 1261970000 | ADAP (KLIPPON EX ADAPTOR) ADAPTER M 32 X 1.5 M 40 STAINLESS STEEL 1.4404 | 115
14004 | 1261980000 | ADAP (KLIPPON EX ADAPTOR) ADAPTER M 40 X 1.5 M 32 STAINLESS STEEL 1.4404 | 115
14005 | 1262040000 | ADAP (KLIPPON EX ADAPTOR) ADAPTER M 20 X 1.5 1/2" NPT STAINLESS STEEL 1.4404 | 115
14006 | 1262080000 | ADAP (KLIPPON EX ADAPTOR) ADAPTER M 25 X 1.5 1" NPT STAINLESS STEEL 1.4404 | 115
14007 | 1262120000 | ADAP (KLIPPON EX ADAPTOR) ADAPTER M 32 X 1.5 1 1/2" NPT STAINLESS STEEL 1.4404 | 115
14008 | 1187960000 | A2LC (KLIPPON UNARMO WITH CONDUIT CONNECTION THREAD EX E/D CABLE GLAND) CABLE GLANDS 2" NPT 19.2 MM OD MIN. 31.5 - OD MAX. 38.2 MM STAINLESS STEEL 1.4404 | 32
14009 | 1187730000 | A2LC (KLIPPON UNARMO WITH CONDUIT CONNECTION THREAD EX E/D CABLE GLAND) CABLE GLANDS 2" NPT 19.2 MM OD MIN. 43.5 - OD MAX. 50.1 MM STAINLESS STEEL 1.4404 | 32
14010 | 1188760000 | VP (KLIPPON EX BLANKING PLUG WITH MUSHROOM HEAD) BLANKING PLUG 1/2" NPT 15.5 MM STAINLESS STEEL 1.4404 | 205
14011 | 1185550000 | A2L (KLIPPON UNARMO EX E/D CABLE GLAND) CABLE GLANDS 1 1/2" NPT 18.4 MM OD MIN. 25.5 - OD MAX. 32.2 MM STAINLESS STEEL 1.4404 | 32
14012 | 1262180000 | ADAP (KLIPPON EX ADAPTOR) ADAPTER M 50 X 1.5 1 1/4" NPT STAINLESS STEEL 1.4404 | 115
14013 | 1188120000 | E1XZ (KLIPPON DOUBLE SEAL SWB/STA ARMO EX E/D CABLE GLAND) CABLE GLANDS 1/2" NPT 13.6 MM BRAIDED ARMOURING METAL FOIL ARMOURING 0.9 - 0.9 MM OD MIN. 8 - OD MAX. 13.5 MM ID MIN. 4.50 - ID MAX. 8.70 MM STAINLESS STEEL 1.4404 | 7
14014 | 1185320000 | A2L (KLIPPON UNARMO EX E/D CABLE GLAND) CABLE GLANDS M 32 X 1.5 16 MM OD MIN. 19.5 - OD MAX. 26.3 MM STAINLESS STEEL 1.4404 | 32
14015 | 1262350000 | ADAP (KLIPPON EX ADAPTOR) ADAPTER 3/4" NPT M 20 STAINLESS STEEL 1.4404 | 115
14016 | 1262170000 | ADAP (KLIPPON EX ADAPTOR) ADAPTER M 40 X 1.5 2" NPT STAINLESS STEEL 1.4404 | 115
14017 | 1187300000 | A2LC (KLIPPON UNARMO WITH CONDUIT CONNECTION THREAD EX E/D CABLE GLAND) CABLE GLANDS M 20 X 1.5 16 MM OD MIN. 10 - OD MAX. 14 MM STAINLESS STEEL 1.4404 | 32
14018 | 1189040000 | E1W (KLIPPON DOUBLE SEAL SWA ARMO EX E/D CABLE GLAND) CABLE GLANDS 3/4" NPT 13.9 MM SINGLE-WIRE ARMOURING 0.9 - 0.9 MM OD MIN. 8 - OD MAX. 13.5 MM ID MIN. 4.50 - ID MAX. 8.70 MM STAINLESS STEEL 1.4404 | 7
14019 | 1188970000 | E1W (KLIPPON DOUBLE SEAL SWA ARMO EX E/D CABLE GLAND) CABLE GLANDS 3/4" NPT 13.9 MM SINGLE-WIRE ARMOURING 1.25 - 1.6 MM OD MIN. 20 - OD MAX. 27.5 MM ID MIN. 13.50 - ID MAX. 20.00 MM STAINLESS STEEL 1.4404 | 7
14020 | 1189010000 | E1W (KLIPPON DOUBLE SEAL SWA ARMO EX E/D CABLE GLAND) CABLE GLANDS 2" NPT 19.2 MM SINGLE-WIRE ARMOURING 2 - 2.5 MM OD MIN. 45.5 - OD MAX. 53 MM ID MIN. 37.50 - ID MAX. 44.10 MM STAINLESS STEEL 1.4404 | 7
14021 | 1187780000 | A2LC (KLIPPON UNARMO WITH CONDUIT CONNECTION THREAD EX E/D CABLE GLAND) CABLE GLANDS 1 1/4" NPT 18 MM OD MIN. 19.5 - OD MAX. 26.3 MM STAINLESS STEEL 1.4404 | 32
14022 | 1185300000 | A2L (KLIPPON UNARMO EX E/D CABLE GLAND) CABLE GLANDS M 20 X 1.5 16 MM OD MIN. 10 - OD MAX. 14 MM STAINLESS STEEL 1.4404 | 32
14023 | 1187320000 | A2LC (KLIPPON UNARMO WITH CONDUIT CONNECTION THREAD EX E/D CABLE GLAND) CABLE GLANDS M 32 X 1.5 16 MM OD MIN. 19.5 - OD MAX. 26.3 MM STAINLESS STEEL 1.4404 | 32
14024 | 1189110000 | E1W (KLIPPON DOUBLE SEAL SWA ARMO EX E/D CABLE GLAND) CABLE GLANDS 2 1/2" NPT 28.9 MM SINGLE-WIRE ARMOURING 2.5 - 2.5 MM OD MIN. 51.5 - OD MAX. 59.5 MM ID MIN. 43.50 - ID MAX. 50.10 MM STAINLESS STEEL 1.4404 | 7
14025 | 1187810000 | A2LC (KLIPPON UNARMO WITH CONDUIT CONNECTION THREAD EX E/D CABLE GLAND) CABLE GLANDS 2 1/2" NPT 28.9 MM OD MIN. 43.5 - OD MAX. 50.1 MM STAINLESS STEEL 1.4404 | 32
14026 | 1187820000 | A2LC (KLIPPON UNARMO WITH CONDUIT CONNECTION THREAD EX E/D CABLE GLAND) CABLE GLANDS 3/4" NPT 13.9 MM OD MIN. 4.5 - OD MAX. 8.7 MM STAINLESS STEEL 1.4404 | 32
14027 | 1188170000 | E1XZ (KLIPPON DOUBLE SEAL SWB/STA ARMO EX E/D CABLE GLAND) CABLE GLANDS 1" NPT 17.3 MM BRAIDED ARMOURING METAL FOIL ARMOURING 1.6 - 2 MM OD MIN. 26 - OD MAX. 34 MM ID MIN. 19.50 - ID MAX. 26.30 MM STAINLESS STEEL 1.4404 | 7
14028 | 1188160000 | E1XZ (KLIPPON DOUBLE SEAL SWB/STA ARMO EX E/D CABLE GLAND) CABLE GLANDS 3/4" NPT 13.9 MM BRAIDED ARMOURING METAL FOIL ARMOURING 1.25 - 1.6 MM OD MIN. 20 - OD MAX. 27.5 MM ID MIN. 13.50 - ID MAX. 20.00 MM STAINLESS STEEL 1.4404 | 7
14029 | 1187890000 | A2LC (KLIPPON UNARMO WITH CONDUIT CONNECTION THREAD EX E/D CABLE GLAND) CABLE GLANDS 2 1/2" NPT 19.2 MM OD MIN. 43.5 - OD MAX. 50.1 MM STAINLESS STEEL 1.4404 | 32
14030 | 1262410000 | ADAP (KLIPPON EX ADAPTOR) ADAPTER 1 1/4" NPT M 32 STAINLESS STEEL 1.4404 | 115
14031 | 1187340000 | A2LC (KLIPPON UNARMO WITH CONDUIT CONNECTION THREAD EX E/D CABLE GLAND) CABLE GLANDS M 50 X 1.5 16 MM OD MIN. 31.5 - OD MAX. 38.2 MM STAINLESS STEEL 1.4404 | 32
14032 | 1187250000 | A2LC (KLIPPON UNARMO WITH CONDUIT CONNECTION THREAD EX E/D CABLE GLAND) CABLE GLANDS M 50 X 1.5 16 MM OD MIN. 37.5 - OD MAX. 44.1 MM STAINLESS STEEL 1.4404 | 32
14033 | 1185580000 | A2L (KLIPPON UNARMO EX E/D CABLE GLAND) CABLE GLANDS 2 1/2" NPT 28.9 MM OD MIN. 43.5 - OD MAX. 50.1 MM STAINLESS STEEL 1.4404 | 32
14034 | 1189030000 | E1W (KLIPPON DOUBLE SEAL SWA ARMO EX E/D CABLE GLAND) CABLE GLANDS 2 1/2" NPT 28.9 MM SINGLE-WIRE ARMOURING 2.5 - 2.5 MM OD MIN. 58 - OD MAX. 66 MM ID MIN. 49.50 - ID MAX. 56.00 MM STAINLESS STEEL 1.4404 | 7
14035 | 1188270000 | E1XZ (KLIPPON DOUBLE SEAL SWB/STA ARMO EX E/D CABLE GLAND) CABLE GLANDS 1 1/4" NPT 18 MM BRAIDED ARMOURING METAL FOIL ARMOURING 1.6 - 2 MM OD MIN. 26 - OD MAX. 34 MM ID MIN. 19.50 - ID MAX. 26.30 MM STAINLESS STEEL 1.4404 | 7
14036 | 1187830000 | A2LC (KLIPPON UNARMO WITH CONDUIT CONNECTION THREAD EX E/D CABLE GLAND) CABLE GLANDS 3/4" NPT 13.9 MM OD MIN. 8 - OD MAX. 11.7 MM STAINLESS STEEL 1.4404 | 32
14037 | 1187850000 | A2LC (KLIPPON UNARMO WITH CONDUIT CONNECTION THREAD EX E/D CABLE GLAND) CABLE GLANDS 1" NPT 17.3 MM OD MIN. 13.5 - OD MAX. 20 MM STAINLESS STEEL 1.4404 | 32
14038 | 1187870000 | A2LC (KLIPPON UNARMO WITH CONDUIT CONNECTION THREAD EX E/D CABLE GLAND) CABLE GLANDS 1 1/2" NPT 18.4 MM OD MIN. 25.5 - OD MAX. 32.2 MM STAINLESS STEEL 1.4404 | 32
14039 | 1187650000 | A2LC (KLIPPON UNARMO WITH CONDUIT CONNECTION THREAD EX E/D CABLE GLAND) CABLE GLANDS 2 1/2" NPT 28.9 MM OD MIN. 49.5 - OD MAX. 56 MM STAINLESS STEEL 1.4404 | 32
14040 | 1188060000 | E1XZ (KLIPPON DOUBLE SEAL SWB/STA ARMO EX E/D CABLE GLAND) CABLE GLANDS M 32 X 1.5 16 MM BRAIDED ARMOURING METAL FOIL ARMOURING 1.6 - 2 MM OD MIN. 26 - OD MAX. 34 MM ID MIN. 19.50 - ID MAX. 26.30 MM STAINLESS STEEL 1.4404 | 7
14041 | 1187880000 | A2LC (KLIPPON UNARMO WITH CONDUIT CONNECTION THREAD EX E/D CABLE GLAND) CABLE GLANDS 2" NPT 19.2 MM OD MIN. 31.5 - OD MAX. 38.2 MM STAINLESS STEEL 1.4404 | 32
14042 | 1187910000 | A2LC (KLIPPON UNARMO WITH CONDUIT CONNECTION THREAD EX E/D CABLE GLAND) CABLE GLANDS 3/4" NPT 13.9 MM OD MIN. 8 - OD MAX. 11.7 MM STAINLESS STEEL 1.4404 | 32
14043 | 1188190000 | E1XZ (KLIPPON DOUBLE SEAL SWB/STA ARMO EX E/D CABLE GLAND) CABLE GLANDS 1 1/2" NPT 18.4 MM BRAIDED ARMOURING METAL FOIL ARMOURING 2 - 2.5 MM OD MIN. 38.5 - OD MAX. 46.5 MM ID MIN. 31.50 - ID MAX. 38.20 MM STAINLESS STEEL 1.4404 | 7
14044 | 1188080000 | E1XZ (KLIPPON DOUBLE SEAL SWB/STA ARMO EX E/D CABLE GLAND) CABLE GLANDS M 50 X 1.5 16 MM BRAIDED ARMOURING METAL FOIL ARMOURING 2 - 2.5 MM OD MIN. 38.5 - OD MAX. 46.5 MM ID MIN. 31.50 - ID MAX. 38.20 MM STAINLESS STEEL 1.4404 | 7
14045 | 1219060000 | VP-HEX (KLIPPON EX BLANKING PLUG WITH HEXAGON HEAD) BLANKING PLUG M 40 X 1.5 16 MM STAINLESS STEEL 1.4404 | 205
14046 | 1188810000 | VP (KLIPPON EX BLANKING PLUG WITH MUSHROOM HEAD) BLANKING PLUG 2" NPT 21.5 MM STAINLESS STEEL 1.4404 | 205
14047 | 1187900000 | A2LC (KLIPPON UNARMO WITH CONDUIT CONNECTION THREAD EX E/D CABLE GLAND) CABLE GLANDS 3/4" NPT 13.9 MM OD MIN. 4.5 - OD MAX. 8.7 MM STAINLESS STEEL 1.4404 | 32
14048 | 1187530000 | A2LC (KLIPPON UNARMO WITH CONDUIT CONNECTION THREAD EX E/D CABLE GLAND) CABLE GLANDS 2" NPT 19.2 MM OD MIN. 37.5 - OD MAX. 44.1 MM STAINLESS STEEL 1.4404 | 32
14049 | 1187560000 | A2LC (KLIPPON UNARMO WITH CONDUIT CONNECTION THREAD EX E/D CABLE GLAND) CABLE GLANDS 1/2" NPT 13.6 MM OD MIN. 4.5 - OD MAX. 8.7 MM STAINLESS STEEL 1.4404 | 32
14050 | 1185490000 | A2L (KLIPPON UNARMO EX E/D CABLE GLAND) CABLE GLANDS 2 1/2" NPT 28.9 MM OD MIN. 49.5 - OD MAX. 56 MM STAINLESS STEEL 1.4404 | 32
14051 | 1265680000 | ADAP (KLIPPON EX ADAPTOR) ADAPTER 1" NPT 3/4" NPT STAINLESS STEEL 1.4404 | 115
14052 | 1185280000 | A2L (KLIPPON UNARMO EX E/D CABLE GLAND) CABLE GLANDS M 16 X 1.5 16 MM OD MIN. 4.5 - OD MAX. 8.7 MM STAINLESS STEEL 1.4404 | 7
14053 | 1187770000 | A2LC (KLIPPON UNARMO WITH CONDUIT CONNECTION THREAD EX E/D CABLE GLAND) CABLE GLANDS 1" NPT 17.3 MM OD MIN. 13.5 - OD MAX. 20 MM STAINLESS STEEL 1.4404 | 32
14054 | 1187680000 | A2LC (KLIPPON UNARMO WITH CONDUIT CONNECTION THREAD EX E/D CABLE GLAND) CABLE GLANDS 1/2" NPT 13.6 MM OD MIN. 10 - OD MAX. 14 MM STAINLESS STEEL 1.4404 | 32
14055 | 1185480000 | A2L (KLIPPON UNARMO EX E/D CABLE GLAND) CABLE GLANDS 2" NPT 19.2 MM OD MIN. 43.5 - OD MAX. 50.1 MM STAINLESS STEEL 1.4404 | 32
14056 | 1189100000 | E1W (KLIPPON DOUBLE SEAL SWA ARMO EX E/D CABLE GLAND) CABLE GLANDS 2" NPT 19.2 MM SINGLE-WIRE ARMOURING 2 - 2.5 MM OD MIN. 38.5 - OD MAX. 46.5 MM ID MIN. 31.50 - ID MAX. 38.20 MM STAINLESS STEEL 1.4404 | 7
14057 | 1187460000 | A2LC (KLIPPON UNARMO WITH CONDUIT CONNECTION THREAD EX E/D CABLE GLAND) CABLE GLANDS 1/2" NPT 13.6 MM OD MIN. 4.5 - OD MAX. 8.7 MM STAINLESS STEEL 1.4404 | 32
14058 | 1187420000 | A2LC (KLIPPON UNARMO WITH CONDUIT CONNECTION THREAD EX E/D CABLE GLAND) CABLE GLANDS M 32 X 1.5 16 MM OD MIN. 19.5 - OD MAX. 26.3 MM STAINLESS STEEL 1.4404 | 32
14059 | 1187370000 | A2LC (KLIPPON UNARMO WITH CONDUIT CONNECTION THREAD EX E/D CABLE GLAND) CABLE GLANDS M 63 X 1.5 19 MM OD MIN. 49.5 - OD MAX. 56 MM STAINLESS STEEL 1.4404 | 32
14060 | 1187550000 | A2LC (KLIPPON UNARMO WITH CONDUIT CONNECTION THREAD EX E/D CABLE GLAND) CABLE GLANDS 2 1/2" NPT 28.9 MM OD MIN. 49.5 - OD MAX. 56 MM STAINLESS STEEL 1.4404 | 32
14061 | 1219040000 | VP-HEX (KLIPPON EX BLANKING PLUG WITH HEXAGON HEAD) BLANKING PLUG M 25 X 1.5 16 MM STAINLESS STEEL 1.4404 | 205
14062 | 1262190000 | ADAP (KLIPPON EX ADAPTOR) ADAPTER M 50 X 1.5 1 1/2" NPT STAINLESS STEEL 1.4404 | 115
14063 | 1188150000 | E1XZ (KLIPPON DOUBLE SEAL SWB/STA ARMO EX E/D CABLE GLAND) CABLE GLANDS 1/2" NPT 13.6 MM BRAIDED ARMOURING METAL FOIL ARMOURING 0.9 - 1.25 MM OD MIN. 15 - OD MAX. 21 MM ID MIN. 10.00 - ID MAX. 14.00 MM STAINLESS STEEL 1.4404 | 7
14064 | 1188210000 | E1XZ (KLIPPON DOUBLE SEAL SWB/STA ARMO EX E/D CABLE GLAND) CABLE GLANDS 2" NPT 19.2 MM BRAIDED ARMOURING METAL FOIL ARMOURING 2.5 - 2.5 MM OD MIN. 51.5 - OD MAX. 59.5 MM ID MIN. 43.50 - ID MAX. 50.10 MM STAINLESS STEEL 1.4404 | 7
14065 | 1184730000 | E1W (KLIPPON DOUBLE SEAL SWA ARMO EX E/D CABLE GLAND) CABLE GLANDS M 50 X 1.5 16 MM SINGLE-WIRE ARMOURING 2 - 2.5 MM OD MIN. 45.5 - OD MAX. 53 MM ID MIN. 37.50 - ID MAX. 44.10 MM NICKEL-PLATED | 7
14066 | 2814200000 | PHOTOVOLTAICS Y-CONNECTOR CABLE 1X MC4 MALE 1X WM4 C FEMALE 1X MC4 FEMALE 6MM² 1500 V | 338
14067 | 2814210000 | PHOTOVOLTAICS Y-CONNECTOR CABLE 1X MC4 FEMALE 1X WM4 C MALE 1X MC4 MALE 6MM² 1500 V | 338
14068 | 2814260000 | PHOTOVOLTAICS X-CONNECTOR CABLE 2X MC4 MALE 1X WM4 C FEMALE 1X MC4 FEMALE 6MM² 1500 V | 338
14069 | 1263190000 | ADAP (KLIPPON EX ADAPTOR) ADAPTER 3/4" NPT M 25 NICKEL-PLATED | 141
14070 | 1262940000 | ADAP (KLIPPON EX ADAPTOR) ADAPTER M 32 X 1.5 1 1/4" NPT NICKEL-PLATED | 141
14071 | 8000072425 | PCB PLUG-IN CONNECTOR MALE HEADER THT/THR SOLDER CONNECTION PITCH IN MM (P): 5.00 MM N OF POLES: 2 180° T | 0
14072 | 1632080000 | PE TERMINAL TENSION-CLAMP CONNECTION 4 MM² 480 A (4 MM²) GREEN/ | 459
14073 | 1521540000 | PE TERMINAL PUSH IN 2.5 MM² GREEN/ | 75
14074 | 1061200000 | W-SERIES END BRACKET | 245
14075 | 1028500000 | BOLT-TYPE SCREW TERMINALS FEED-THROUGH TERMINAL RATED CROSS-SECTION: 120 MM² THREADED STUD CONNECTION DIRECT MOUNTING | 9
14076 | 1029500000 | BOLT-TYPE SCREW TERMINALS FEED-THROUGH TERMINAL RATED CROSS-SECTION: 120 MM² THREADED STUD CONNECTION | 9
14077 | 1031100000 | W-SERIES DISTRIBUTOR TERMINAL BLOCK FOR N RAIL RATED CROSS-SECTION: 2.5 MM² SCREW CONNECTION | 9
14078 | 1020240000 | FEED-THROUGH TERMINAL SCREW CONNECTION 6 MM² 800 V 41 A | 16
14079 | 1030700000 | W-SERIES DISTRIBUTOR TERMINAL BLOCK FOR N RAIL RATED CROSS-SECTION: 2.5 MM² SCREW CONNECTION | 9
14080 | 1036760000 | FEED-THROUGH TERMINAL SCREW CONNECTION 4 MM² 800 V 32 A ORANGE | 16
14081 | 1031200000 | W-SERIES DISTRIBUTOR TERMINAL BLOCK FOR N RAIL RATED CROSS-SECTION: 2.5 MM² SCREW CONNECTION | 9
14082 | 1720760000 | Z-SERIES INSTALLATION MULTI-TIER TERMINAL RATED CROSS-SECTION: 2.5 MM² TENSION-CLAMP CONNECTION DARK DIRECT MOUNTING | 431
14083 | 1579060000 | W-SERIES CROSS-CONNECTOR FOR THE TERMINALS N OF POLES: 24 | 51
14084 | 1909000000 | Z-SERIES CROSS-CONNECTOR 24 A | 238
14085 | 1991810000 | PE TERMINAL PUSH IN 6 MM² GREEN/ | 75
14086 | 1924470000 | DOUBLE-TIER TERMINAL TENSION-CLAMP CONNECTION 2.5 MM² 800 V 300 A (2.5 MM²) DARK | 672
14087 | 1521670000 | PE TERMINAL PUSH IN 2.5 MM² GREEN/ | 75
14088 | 1992250000 | INITIATOR/ACTUATOR TERMINAL PUSH IN 1.5 MM² 250 V 13.5 A DARK | 120
14089 | 1608510000 | FEED-THROUGH TERMINAL TENSION-CLAMP CONNECTION 2.5 MM² 800 24 A DARK | 16
14090 | 1988140000 | SUPPLY TERMINAL PUSH IN 6 MM² DARK | 870
14091 | 1020280000 | FEED-THROUGH TERMINAL SCREW CONNECTION 6 MM² 800 V 41 A | 16
14092 | 2482220000 | PE TERMINAL PUSH IN 1.5 MM² 500 V GREEN/ | 885
14093 | 1944340000 | PCB PLUG-IN CONNECTOR FEMALE PLUG 5.08 MM N OF POLES: 3 180° CLAMPING YOKE CONNECTION CLAMPING RANGE MAX. : 4 MM² BOX | 1
14094 | 1943810000 | PCB PLUG-IN CONNECTOR FEMALE PLUG 5.08 MM N OF POLES: 2 180° CLAMPING YOKE CONNECTION CLAMPING RANGE MAX. : 4 MM² BOX | 1
14095 | 1988230000 | MODULAR DISTRIBUTION TERMINALS PUSH IN 2.5 MM² 500 V 24 A DARK | 165
14096 | 1706010000 | FEED-THROUGH TERMINAL TENSION-CLAMP CONNECTION 2.5 MM² 800 V 24 A DARK | 16
14097 | 1608540000 | FEED-THROUGH TERMINAL TENSION-CLAMP CONNECTION 2.5 MM² 800 V 24 A DARK | 16
14098 | 1054660000 | W-SERIES CROSS-CONNECTOR FOR THE TERMINALS N OF POLES: 4 | 51
14099 | 1806990000 | FEED-THROUGH TERMINAL TENSION-CLAMP CONNECTION 4 MM² 800 V 32 A | 16
14100 | 1513890000 | PE TERMINAL PUSH IN 2.5 MM² 800 GREEN/ | 75
14101 | 2674890000 | PE TERMINAL PUSH IN 6 MM² GREEN/ | 75
14102 | 2469390000 | DOUBLE-TIER TERMINAL PUSH IN 1.5 MM² 500 V 16 A DARK | 181
14103 | 2482230000 | PE TERMINAL PUSH IN 1.5 MM² 500 V GREEN/ | 885
14104 | 2456530000 | REMOTE I/O MODULE IP20 DIGITAL SIGNALS INPUT OUTPUT 8-CHANNEL | 85
14105 | 1928650000 | PCB PLUG-IN CONNECTOR FEMALE HEADER CLOSED SIDE THT SOLDER CONNECTION 7.62 MM N OF POLES: 5 180° SOLDER PIN LENGTH (L): 3.5 MM TINNED BOX | 0
14106 | 1982700000 | PCB PLUG-IN CONNECTOR FEMALE PLUG 5.08 MM N OF POLES: 2 270° PUSH IN WITH ACTUATOR TENSION-CLAMP CONNECTION CLAMPING RANGE MAX. : 3.31 MM² BOX | 1
14107 | 1691190000 | PCB PLUG-IN CONNECTOR FEMALE PLUG 3.50 MM N OF POLES: 10 180° TENSION-CLAMP CONNECTION CLAMPING RANGE MAX. : 1.5 MM² BOX | 1
14108 | 1690250000 | PCB PLUG-IN CONNECTOR FEMALE PLUG 3.50 MM N OF POLES: 8 180° TENSION-CLAMP CONNECTION CLAMPING RANGE MAX. : 1.5 MM² BOX | 1
14109 | 1690210000 | PCB PLUG-IN CONNECTOR FEMALE PLUG 3.50 MM N OF POLES: 4 180° TENSION-CLAMP CONNECTION CLAMPING RANGE MAX. : 1.5 MM² BOX | 1
14110 | 1943650000 | PCB PLUG-IN CONNECTOR FEMALE PLUG 5.08 MM N OF POLES: 9 180° CLAMPING YOKE CONNECTION CLAMPING RANGE MAX. : 4 MM² BOX | 1
14111 | 1943640000 | PCB PLUG-IN CONNECTOR FEMALE PLUG 5.08 MM N OF POLES: 8 180° CLAMPING YOKE CONNECTION CLAMPING RANGE MAX. : 4 MM² BOX | 1
14112 | 1943600000 | PCB PLUG-IN CONNECTOR FEMALE PLUG 5.08 MM N OF POLES: 4 180° CLAMPING YOKE CONNECTION CLAMPING RANGE MAX. : 4 MM² BOX | 1
14113 | 1943590000 | PCB PLUG-IN CONNECTOR FEMALE PLUG 5.08 MM N OF POLES: 3 180° CLAMPING YOKE CONNECTION CLAMPING RANGE MAX. : 4 MM² BOX | 1
14114 | 1943660000 | PCB PLUG-IN CONNECTOR FEMALE PLUG 5.08 MM N OF POLES: 10 180° CLAMPING YOKE CONNECTION CLAMPING RANGE MAX. : 4 MM² BOX | 1
14115 | 1943670000 | PCB PLUG-IN CONNECTOR FEMALE PLUG 5.08 MM N OF POLES: 11 180° CLAMPING YOKE CONNECTION CLAMPING RANGE MAX. : 4 MM² BOX | 1
14116 | 1943680000 | PCB PLUG-IN CONNECTOR FEMALE PLUG 5.08 MM N OF POLES: 12 180° CLAMPING YOKE CONNECTION CLAMPING RANGE MAX. : 4 MM² BOX | 1
14117 | 2744070000 | WALLBOX MAX. CHARGING CAPACITY OF 7.4 KW @ 1-PHASE (230 V) RESP. 22 KW @ 3-PHASE (400 V) GRID CONNECTION MAX. CURRENT 32 A WITH ATTACHED 5 M CABLE AND TYPE 2 PLUG NFC RFID MID COMPLIANT MODBUS TCP | 279