## Sheet1
| 0 | 1 | 2
0 | 9002190000 | KT-F 36 | Cutting tools, Front cutter
1 | 7789237010 | PAC-S300-HE20-V5-1M | Pre-assembled cable, PAC, Cable LiYY, 8.6 ± 1 mm
2 | 2786240000 | PRO DC BUFFER 24V 20A | Buffer module, 24 V
3 | 2827750000 | SL 5.08HC/02/180 3.2SN BL BX | PCB plug-in connector, male header, open side, THT solder connection, 5.08 mm, Number of poles: 2, 180°, Solder pin length (l): 3.2 mm, tinned, Light Blue, Box
4 | 2674520000 | UC20-SL2000-EC | Controller, IP20, u-control 2000 studio, Automation Controller with EtherCAT interface
5 | 2668450000 | VPU AC I 0 N-PE 305/50 LCF | Spare arrester, Surge protection
6 | 2710660100 | CH-HEAA-HEAB-06-0100-AH | Heavy duty connector assemblies, Pin, Socket connector, Lapp ÖLFLEX® CLASSIC 110 BK 7G1.5 or similar, Shielded: No, Number of poles: 6
7 | 2719800000 | APG 1.5/7-6BG-GN | Plug, 1.5 mm², 500, 17.5 A, Number of poles: 7, dark beige, green
8 | 2697900000 | A2C 10 OR | Feed-through terminal, PUSH IN, 10 mm², 1000 V, 57 A, orange
9 | 2709720000 | HDC MXCC3 4X | Cross-connector bridge, Heavy duty connector assemblies
10 | 2709730000 | HDC MXCC4 4X | Cross-connector bridge, Heavy duty connector assemblies
11 | 2709750000 | HDC MXCC6 4X | Cross-connector bridge, Heavy duty connector assemblies
12 | 2709740000 | HDC MXCC5 4X | Cross-connector bridge, Heavy duty connector assemblies
13 | 2709770000 | HDC MXCC7 4X | Cross-connector bridge, Heavy duty connector assemblies
14 | 2709780000 | HDC MXCC8 4X | Cross-connector bridge, Heavy duty connector assemblies
15 | 2709790000 | HDC MXCC9 4X | Cross-connector bridge, Heavy duty connector assemblies
16 | 2709800000 | HDC MXCC10 4X | Cross-connector bridge, Heavy duty connector assemblies
17 | 2709820000 | HDC MXCC12 4X | Cross-connector bridge, Heavy duty connector assemblies
18 | 2709810000 | HDC MXCC11 4X | Cross-connector bridge, Heavy duty connector assemblies
19 | 2717110000 | WGK 25 VP IK3 BLOCK 3P BK BX | OMNIMATE Power - series WGK, Feed-through terminal, Rated cross-section: 25 mm², Wemid (PA)
20 | 2717800075 | IE-C5DE4UP0075PCAPCA-E | Dragline cable, M8 P-code - IP67 angeled pin, M8 P-code - IP67 angeled pin, Cat. 5e, PUR, 7.5 m
21 | 2717810030 | IE-C5DE4UP0030PCAPSA-E | Dragline cable, M8 P-code - IP67 angeled pin, M8 P-code - IP67 angeled socket, Cat. 5e, PUR, 3 m
22 | 2717810075 | IE-C5DE4UP0075PCAPSA-E | Dragline cable, M8 P-code - IP67 angeled pin, M8 P-code - IP67 angeled socket, Cat. 5e, PUR, 7.5 m
23 | 2717800050 | IE-C5DE4UP0050PCAPCA-E | Dragline cable, M8 P-code - IP67 angeled pin, M8 P-code - IP67 angeled pin, Cat. 5e, PUR, 5 m
24 | 2717800030 | IE-C5DE4UP0030PCAPCA-E | Dragline cable, M8 P-code - IP67 angeled pin, M8 P-code - IP67 angeled pin, Cat. 5e, PUR, 3 m
25 | 2717800100 | IE-C5DE4UP0100PCAPCA-E | Dragline cable, M8 P-code - IP67 angeled pin, M8 P-code - IP67 angeled pin, Cat. 5e, PUR
26 | 2717780300 | IE-C5DE4UP0300PCSPCS-E | Dragline cable, M8 P-code - IP67 straight pin, M8 P-code - IP67 straight pin, Cat. 5e, PUR, 30 m
27 | 2717760300 | IE-C5DE4UP0300PSAXXX-E | Dragline cable, M8 P-code - IP67 angeled socket, Open, Cat. 5e, PUR, 30 m
28 | 2717750050 | IE-C5DE4UP0050PCSXXX-E | Dragline cable, M8 P-code - IP67 straight pin, Open, Cat. 5e, PUR, 5 m
29 | 2717780030 | IE-C5DE4UP0030PCSPCS-E | Dragline cable, M8 P-code - IP67 straight pin, M8 P-code - IP67 straight pin, Cat. 5e, PUR, 3 m
30 | 2717760030 | IE-C5DE4UP0030PSAXXX-E | Dragline cable, M8 P-code - IP67 angeled socket, Open, Cat. 5e, PUR, 3 m
31 | 2717780075 | IE-C5DE4UP0075PCSPCS-E | Dragline cable, M8 P-code - IP67 straight pin, M8 P-code - IP67 straight pin, Cat. 5e, PUR, 7.5 m
32 | 2717780100 | IE-C5DE4UP0100PCSPCS-E | Dragline cable, M8 P-code - IP67 straight pin, M8 P-code - IP67 straight pin, Cat. 5e, PUR
33 | 2717740050 | IE-C5DE4UP0050PSSXXX-E | Dragline cable, M8 P-code - IP67 straight socket, Open, Cat. 5e, PUR, 5 m
34 | 2717760200 | IE-C5DE4UP0200PSAXXX-E | Dragline cable, M8 P-code - IP67 angeled socket, Open, Cat. 5e, PUR, 20 m
35 | 2717780050 | IE-C5DE4UP0050PCSPCS-E | Dragline cable, M8 P-code - IP67 straight pin, M8 P-code - IP67 straight pin, Cat. 5e, PUR, 5 m
36 | 2717740075 | IE-C5DE4UP0075PSSXXX-E | Dragline cable, M8 P-code - IP67 straight socket, Open, Cat. 5e, PUR, 7.5 m
37 | 2717750030 | IE-C5DE4UP0030PCSXXX-E | Dragline cable, M8 P-code - IP67 straight pin, Open, Cat. 5e, PUR, 3 m
38 | 2717760100 | IE-C5DE4UP0100PSAXXX-E | Dragline cable, M8 P-code - IP67 angeled socket, Open, Cat. 5e, PUR, 10 m
39 | 2717760075 | IE-C5DE4UP0075PSAXXX-E | Dragline cable, M8 P-code - IP67 angeled socket, Open, Cat. 5e, PUR, 7.5 m
40 | 2717740200 | IE-C5DE4UP0200PSSXXX-E | Dragline cable, M8 P-code - IP67 straight socket, Open, Cat. 5e, PUR, 20 m
41 | 2717750200 | IE-C5DE4UP0200PCSXXX-E | Dragline cable, M8 P-code - IP67 straight pin, Open, Cat. 5e, PUR, 20 m
42 | 2717740100 | IE-C5DE4UP0100PSSXXX-E | Dragline cable, M8 P-code - IP67 straight socket, Open, Cat. 5e, PUR
43 | 2717760050 | IE-C5DE4UP0050PSAXXX-E | Dragline cable, M8 P-code - IP67 angeled socket, Open, Cat. 5e, PUR, 5 m
44 | 2717780200 | IE-C5DE4UP0200PCSPCS-E | Dragline cable, M8 P-code - IP67 straight pin, M8 P-code - IP67 straight pin, Cat. 5e, PUR, 20 m
45 | 2723040010 | IE-C6HD8UG0010XCSXCS-E | Dragline cable, M12 X-type IP 67 straight male, M12 X-type IP 67 straight male, Cat.6A / Class EA (ISO/IEC 11801 2010), PUR, 1 m
46 | 2744130000 | A2T 2.5 DT/FT | 2.5 mm², 400 V, 16 A, dark beige
47 | 2744140000 | A2T 2.5 DT/FT BL | 2.5 mm², 400 V, 16 A, blue
48 | 2744110000 | A2T 2.5 DT/DT | 2.5 mm², 400 V, 16 A, dark beige
49 | 2744120000 | A2T 2.5 DT/DT BL | 2.5 mm², 400 V, 16 A, blue
50 | 2744150000 | AEP DT 2.5 2T | A-series, End plate
51 | 2744160000 | AEP DT 2.5 2T BL | A-series, End plate
52 | 2818750000 | LMF 5.08/03/180 3.5SN OR BX SO | Printed circuit board terminals, 5.08 mm, Number of poles: 3, 180°, Solder pin length (l): 3.5 mm, tinned, orange, PUSH IN with actuator, Clamping range, max. : 2.5 mm², Box
53 | 2774650000 | LMFS 7.50/02/180 3.5SN BK BX | Printed circuit board terminals, 7.50 mm, Number of poles: 2, 180°, Solder pin length (l): 3.5 mm, tinned, black, PUSH IN without actuator, Box
54 | 2774660000 | LMFS 7.50/03/180 3.5SN BK BX | Printed circuit board terminals, 7.50 mm, Number of poles: 3, 180°, Solder pin length (l): 3.5 mm, tinned, black, PUSH IN without actuator, Box
55 | 2774670000 | LMFS 7.50/04/180 3.5SN BK BX | Printed circuit board terminals, 7.50 mm, Number of poles: 4, 180°, Solder pin length (l): 3.5 mm, tinned, black, PUSH IN without actuator, Box
56 | 2774690000 | LMFS 7.50/06/180 3.5SN BK BX | Printed circuit board terminals, 7.50 mm, Number of poles: 6, 180°, Solder pin length (l): 3.5 mm, tinned, black, PUSH IN without actuator, Box
57 | 2774680000 | LMFS 7.50/05/180 3.5SN BK BX | Printed circuit board terminals, 7.50 mm, Number of poles: 5, 180°, Solder pin length (l): 3.5 mm, tinned, black, PUSH IN without actuator, Box
58 | 2774710000 | LMFS 7.50/08/180 3.5SN BK BX | Printed circuit board terminals, 7.50 mm, Number of poles: 8, 180°, Solder pin length (l): 3.5 mm, tinned, black, PUSH IN without actuator, Box
59 | 2774700000 | LMFS 7.50/07/180 3.5SN BK BX | Printed circuit board terminals, 7.50 mm, Number of poles: 7, 180°, Solder pin length (l): 3.5 mm, tinned, black, PUSH IN without actuator, Box
60 | 2774730000 | LMFS 7.50/10/180 3.5SN BK BX | Printed circuit board terminals, 7.50 mm, Number of poles: 10, 180°, Solder pin length (l): 3.5 mm, tinned, black, PUSH IN without actuator, Box
61 | 2774760000 | LMFS 7.50/02/180 3.5SN OR BX | Printed circuit board terminals, 7.50 mm, Number of poles: 2, 180°, Solder pin length (l): 3.5 mm, tinned, orange, PUSH IN without actuator, Box
62 | 2774770000 | LMFS 7.50/03/180 3.5SN OR BX | Printed circuit board terminals, 7.50 mm, Number of poles: 3, 180°, Solder pin length (l): 3.5 mm, tinned, orange, PUSH IN without actuator, Box
63 | 2774740000 | LMFS 7.50/11/180 3.5SN BK BX | Printed circuit board terminals, 7.50 mm, Number of poles: 11, 180°, Solder pin length (l): 3.5 mm, tinned, black, PUSH IN without actuator, Box
64 | 2774780000 | LMFS 7.50/04/180 3.5SN OR BX | Printed circuit board terminals, 7.50 mm, Number of poles: 4, 180°, Solder pin length (l): 3.5 mm, tinned, orange, PUSH IN without actuator, Box
65 | 2774790000 | LMFS 7.50/05/180 3.5SN OR BX | Printed circuit board terminals, 7.50 mm, Number of poles: 5, 180°, Solder pin length (l): 3.5 mm, tinned, orange, PUSH IN without actuator, Box
66 | 2774800000 | LMFS 7.50/06/180 3.5SN OR BX | Printed circuit board terminals, 7.50 mm, Number of poles: 6, 180°, Solder pin length (l): 3.5 mm, tinned, orange, PUSH IN without actuator, Box
67 | 2774810000 | LMFS 7.50/07/180 3.5SN OR BX | Printed circuit board terminals, 7.50 mm, Number of poles: 7, 180°, Solder pin length (l): 3.5 mm, tinned, orange, PUSH IN without actuator, Box
68 | 2774820000 | LMFS 7.50/08/180 3.5SN OR BX | Printed circuit board terminals, 7.50 mm, Number of poles: 8, 180°, Solder pin length (l): 3.5 mm, tinned, orange, PUSH IN without actuator, Box
69 | 2774830000 | LMFS 7.50/09/180 3.5SN OR BX | Printed circuit board terminals, 7.50 mm, Number of poles: 9, 180°, Solder pin length (l): 3.5 mm, tinned, orange, PUSH IN without actuator, Box
70 | 2774850000 | LMFS 7.50/11/180 3.5SN OR BX | Printed circuit board terminals, 7.50 mm, Number of poles: 11, 180°, Solder pin length (l): 3.5 mm, tinned, orange, PUSH IN without actuator, Box
71 | 2774840000 | LMFS 7.50/10/180 3.5SN OR BX | Printed circuit board terminals, 7.50 mm, Number of poles: 10, 180°, Solder pin length (l): 3.5 mm, tinned, orange, PUSH IN without actuator, Box
72 | 2774540000 | LMF 7.50/02/180 3.5SN OR BX | Printed circuit board terminals, 7.50 mm, Number of poles: 2, 180°, Solder pin length (l): 3.5 mm, tinned, orange, PUSH IN with actuator, Box
73 | 2774590000 | LMF 7.50/07/180 3.5SN OR BX | Printed circuit board terminals, 7.50 mm, Number of poles: 7, 180°, Solder pin length (l): 3.5 mm, tinned, orange, PUSH IN with actuator, Box
74 | 2774620000 | LMF 7.50/10/180 3.5SN OR BX | Printed circuit board terminals, 7.50 mm, Number of poles: 10, 180°, Solder pin length (l): 3.5 mm, tinned, orange, PUSH IN with actuator, Box
75 | 2774580000 | LMF 7.50/06/180 3.5SN OR BX | Printed circuit board terminals, 7.50 mm, Number of poles: 6, 180°, Solder pin length (l): 3.5 mm, tinned, orange, PUSH IN with actuator, Box
76 | 2774600000 | LMF 7.50/08/180 3.5SN OR BX | Printed circuit board terminals, 7.50 mm, Number of poles: 8, 180°, Solder pin length (l): 3.5 mm, tinned, orange, PUSH IN with actuator, Box
77 | 2774610000 | LMF 7.50/09/180 3.5SN OR BX | Printed circuit board terminals, 7.50 mm, Number of poles: 9, 180°, Solder pin length (l): 3.5 mm, tinned, orange, PUSH IN with actuator, Box
78 | 2774640000 | LMF 7.50/12/180 3.5SN OR BX | Printed circuit board terminals, 7.50 mm, Number of poles: 12, 180°, Solder pin length (l): 3.5 mm, tinned, orange, PUSH IN with actuator, Box
79 | 2774550000 | LMF 7.50/03/180 3.5SN OR BX | Printed circuit board terminals, 7.50 mm, Number of poles: 3, 180°, Solder pin length (l): 3.5 mm, tinned, orange, PUSH IN with actuator, Box
80 | 2774560000 | LMF 7.50/04/180 3.5SN OR BX | Printed circuit board terminals, 7.50 mm, Number of poles: 4, 180°, Solder pin length (l): 3.5 mm, tinned, orange, PUSH IN with actuator, Box
81 | 2774430000 | LMF 7.50/02/180 3.5SN BK BX | Printed circuit board terminals, 7.50 mm, Number of poles: 2, 180°, Solder pin length (l): 3.5 mm, tinned, black, PUSH IN with actuator, Box
82 | 2774440000 | LMF 7.50/03/180 3.5SN BK BX | Printed circuit board terminals, 7.50 mm, Number of poles: 2, 180°, Solder pin length (l): 3.5 mm, tinned, black, PUSH IN with actuator, Box
83 | 2774450000 | LMF 7.50/04/180 3.5SN BK BX | Printed circuit board terminals, 7.50 mm, Number of poles: 2, 180°, Solder pin length (l): 3.5 mm, tinned, black, PUSH IN with actuator, Box
84 | 2774460000 | LMF 7.50/05/180 3.5SN BK BX | Printed circuit board terminals, 7.50 mm, Number of poles: 2, 180°, Solder pin length (l): 3.5 mm, tinned, black, PUSH IN with actuator, Box
85 | 2774470000 | LMF 7.50/06/180 3.5SN BK BX | Printed circuit board terminals, 7.50 mm, Number of poles: 2, 180°, Solder pin length (l): 3.5 mm, tinned, black, PUSH IN with actuator, Box
86 | 2774480000 | LMF 7.50/07/180 3.5SN BK BX | Printed circuit board terminals, 7.50 mm, Number of poles: 2, 180°, Solder pin length (l): 3.5 mm, tinned, black, PUSH IN with actuator, Box
87 | 2774490000 | LMF 7.50/08/180 3.5SN BK BX | Printed circuit board terminals, 7.50 mm, Number of poles: 2, 180°, Solder pin length (l): 3.5 mm, tinned, black, PUSH IN with actuator, Box
88 | 2774500000 | LMF 7.50/09/180 3.5SN BK BX | Printed circuit board terminals, 7.50 mm, Number of poles: 2, 180°, Solder pin length (l): 3.5 mm, tinned, black, PUSH IN with actuator, Box
89 | 2774510000 | LMF 7.50/10/180 3.5SN BK BX | Printed circuit board terminals, 7.50 mm, Number of poles: 10, 180°, Solder pin length (l): 3.5 mm, tinned, black, PUSH IN with actuator, Box
90 | 2774520000 | LMF 7.50/11/180 3.5SN BK BX | Printed circuit board terminals, 7.50 mm, Number of poles: 11, 180°, Solder pin length (l): 3.5 mm, tinned, black, PUSH IN with actuator, Box
91 | 2774530000 | LMF 7.50/12/180 3.5SN BK BX | Printed circuit board terminals, 7.50 mm, Number of poles: 12, 180°, Solder pin length (l): 3.5 mm, tinned, black, PUSH IN with actuator, Box
92 | 1535470200 | SAIL-M8WM8G-4-2.0U | Sensor/actuator line, Connecting line, Number of poles : 4, 2 m, Shielded: No, LED: No, Sheath material: PUR, Halogen: No
93 | 1173030002 | IE-C5DD4UG0002A20A20-E | Dragline cable, PROFINET, RJ45 IP 20, RJ45 IP 20, Cat.5 (ISO/IEC 11801) / Cat.5e (TIA T568-B), PUR, 0.2 m
94 | 2630880000 | LL 5.08/03/90 3.2SN BK BX SO | Printed circuit board terminals, 5.08 mm, Number of poles: 3, 90°, tinned, Clamping yoke connection, Clamping range, max. : 6 mm², Box
95 | 2639980000 | CH20M22 FC TP BK | Modular housing, OMNIMATE Housing - series CH20M black, Transparent, Width: 67.5 mm
96 | 1561900000 | WQB WPD X08-09/2 | W-Series, Cross-connector, Number of poles: 2
97 | 1561940000 | WQB WPD X06/2 | W-Series, Cross-connector, Number of poles: 2
98 | 2674620000 | UC20-SL2000-EC-CAN | Controller, IP20, u-control 2000 studio, Automation Controller with EtherCAT and CAN interface
99 | 7789049005 | PAC-CTLX-HE20-V4-0M5 | Pre-assembled cable, PAC, Cable LiYY, 0.25 mm²
100 | 7789059005 | PAC-CTLX-HE20-V6-0M5 | Pre-assembled cable, PAC, Cable LiYY, 0.25 mm²
101 | 7789030005 | PAC-CTLX-RV36-V0-0M5 | Pre-assembled cable, PAC, Cable LiYY, 0.25 mm²
102 | 7789049015 | PAC-CTLX-HE20-V4-1M5 | Pre-assembled cable, PAC, Cable LiYY, 0.25 mm²
103 | 7789059015 | PAC-CTLX-HE20-V6-1M5 | Pre-assembled cable, PAC, Cable LiYY, 0.25 mm²
104 | 2639520000 | LSF-SMT 3.50/05/90PN 3.5SN BK TU SO | Printed circuit board terminals, 3.50 mm, Number of poles: 4, 90°, black, PUSH IN with actuator, Clamping range, max. : 1.5 mm², Tube
105 | 2639530000 | LSF-SMT 3.81/04/90PN 3.5SN BK TU | Printed circuit board terminals, 3.81 mm, Number of poles: 4, 90°, black, PUSH IN with actuator, Clamping range, max. : 1.5 mm², Tube
106 | 1166000250 | IE-C5ES8UG0250M40M40-G | System cable, RJ45 IP 20, RJ45 IP 20, Cat.5 (ISO/IEC 11801), PUR, 25 m
107 | 1373940050 | PAC-C300-32-F-50-5M | Pre-assembled cable, PAC, Cable LiYCY, 0.50 mm²
108 | 1373950050 | PAC-C300-36-F-50-5M | Pre-assembled cable, PAC, Cable LiYCY, 0.50 mm²
109 | 1373950060 | PAC-C300-36-F-50-6M | Pre-assembled cable, PAC, Cable LiYCY, 0.50 mm²
110 | 1373950080 | PAC-C300-36-F-50-8M | Pre-assembled cable, PAC, Cable LiYCY, 0.50 mm²
111 | 2680150000 | CMA-41-1000-5A-5VA-1 | Primary current: 1000 A, Secondary current max.: 5 A, Load: 5 VA, Tolerance class: 1, closed current transformer
112 | 2680160000 | CMA-51-1250-5A-5VA-1 | Primary current: 1250 A, Secondary current max.: 5 A, Load: 5 VA, Tolerance class: 1, closed current transformer
113 | 2680190000 | CMA-101-2500-5A-10VA-1 | Primary current: 2500 A, Secondary current max.: 5 A, Load: 10 VA, Tolerance class: 1, closed current transformer
114 | 2680180000 | CMA-81-2000-5A-10VA-1 | Primary current: 2000 A, Secondary current max.: 5 A, Load: 10 VA, Tolerance class: 1, closed current transformer
115 | 2680210000 | CMA-41-1000-5A-5VA-0,5 | Primary current: 1000 A, Secondary current max.: 5 A, Load: 5 VA, Tolerance class: 0,5, closed current transformer
116 | 2680170000 | CMA-61-1500-5A-5VA-1 | Primary current: 1500 A, Secondary current max.: 5 A, Load: 5 VA, Tolerance class: 1, closed current transformer
117 | 2680200000 | CMA-31-125-5A-2,5VA-0,5 | Primary current: 125 A, Secondary current max.: 5 A, Load: 2.5 VA, Tolerance class: 0,5, closed current transformer
118 | 2680250000 | CMA-101-2500-5A-10VA-0,5 | Primary current: 2500 A, Secondary current max.: 5 A, Load: 10 VA, Tolerance class: 0,5, closed current transformer
119 | 2680230000 | CMA-61-1500-5A-5VA-0,5 | Primary current: 1500 A, Secondary current max.: 5 A, Load: 5 VA, Tolerance class: 0,5, closed current transformer
120 | 2680240000 | CMA-81-2000-5A-10VA-0,5 | Primary current: 2000 A, Secondary current max.: 5 A, Load: 10 VA, Tolerance class: 0,5, closed current transformer
121 | 2690230030 | IE-C6EL8UG0030XCAU40-4X | System cable, RJ45 IP 20, M12 x-type IP67 male, angled 180°, Cat.6A / Class EA (ISO/IEC 11801 2010), PUR, 3 m
122 | 2690230050 | IE-C6EL8UG0050XCAU40-4X | System cable, RJ45 IP 20, M12 x-type IP67 male, angled 180°, Cat.6A / Class EA (ISO/IEC 11801 2010), PUR, 5 m
123 | 2690230100 | IE-C6EL8UG0100XCAU40-4X | System cable, RJ45 IP 20, M12 x-type IP67 male, angled 180°, Cat.6A / Class EA (ISO/IEC 11801 2010), PUR, 10 m
124 | 2690230200 | IE-C6EL8UG0200XCAU40-4X | System cable, RJ45 IP 20, M12 x-type IP67 male, angled 180°, Cat.6A / Class EA (ISO/IEC 11801 2010), PUR, 20 m
125 | 2690230150 | IE-C6EL8UG0150XCAU40-4X | System cable, RJ45 IP 20, M12 x-type IP67 male, angled 180°, Cat.6A / Class EA (ISO/IEC 11801 2010), PUR, 15 m
126 | 2690230300 | IE-C6EL8UG0300XCAU40-4X | System cable, RJ45 IP 20, M12 x-type IP67 male, angled 180°, Cat.6A / Class EA (ISO/IEC 11801 2010), PUR, 30 m
127 | 2690230250 | IE-C6EL8UG0250XCAU40-4X | System cable, RJ45 IP 20, M12 x-type IP67 male, angled 180°, Cat.6A / Class EA (ISO/IEC 11801 2010), PUR, 25 m
128 | 7789121060 | PAC-QTUM-HE20-V2-6M | Pre-assembled cable, PAC, Cable LiYY, 0.25 mm²
129 | 7789043025 | PAC-CMLX-SD15-V3-2M5 | Pre-assembled cable, PAC, Cable LiYCY, 0.25 mm²
130 | 7789028025 | PAC-CMLX-SD25-V0-2M5 | Pre-assembled cable, PAC, Cable LiYCY, 0.25 mm²
131 | 2466960000 | PRO COM DISPLAY 7S | Communication module
132 | 2694510100 | IE-C6EL8UG0100XCAU40-2X | System cable, RJ45 IP 20, M12 x-type IP67 male, angled 90°, Cat.6A / Class EA (ISO/IEC 11801 2010), PUR, 10 m
133 | 2694510200 | IE-C6EL8UG0200XCAU40-2X | System cable, RJ45 IP 20, M12 x-type IP67 male, angled 90°, Cat.6A / Class EA (ISO/IEC 11801 2010), PUR, 20 m
134 | 2694510150 | IE-C6EL8UG0150XCAU40-2X | System cable, RJ45 IP 20, M12 x-type IP67 male, angled 90°, Cat.6A / Class EA (ISO/IEC 11801 2010), PUR, 15 m
135 | 2694510250 | IE-C6EL8UG0250XCAU40-2X | System cable, RJ45 IP 20, M12 x-type IP67 male, angled 90°, Cat.6A / Class EA (ISO/IEC 11801 2010), PUR, 25 m
136 | 2694510300 | IE-C6EL8UG0300XCAU40-2X | System cable, RJ45 IP 20, M12 x-type IP67 male, angled 90°, Cat.6A / Class EA (ISO/IEC 11801 2010), PUR, 30 m
137 | 2694510050 | IE-C6EL8UG0050XCAU40-2X | System cable, RJ45 IP 20, M12 x-type IP67 male, angled 90°, Cat.6A / Class EA (ISO/IEC 11801 2010), PUR, 5 m
138 | 2634070000 | SM-FO 18/9.5 MM GE | SwitchMark, Device markers, 9 x 18 mm, yellow
139 | 1349820020 | PAC-UNIV-HE26-F-2M | Pre-assembled cable, PAC
140 | 2674500000 | VPU ZPA I 3+1 A 300/7,5 | Surge voltage arrester, Low voltage, Leakage-current-free, TN-C-S, TN-S, TT
141 | 2674510000 | VPU ZPA I 3+1 RA 300/7,5 | Surge voltage arrester, Low voltage, Leakage-current-free, TN-C-S, TN-S, TT
142 | 2674470000 | VPU ZPA I 3+1 R 300/7,5 | Surge voltage arrester, Low voltage, Leakage-current-free, TN-C-S, TN-S, TT
143 | 2674460000 | VPU ZPA I 3+1 300/7,5 | Surge voltage arrester, Low voltage, Leakage-current-free, TN-C-S, TN-S, TT
144 | 2674440000 | VPU ZPA I 3 A 300/7,5 | Surge voltage arrester, Low voltage, Leakage-current-free, TN-C
145 | 2674360000 | VPU ZPA I 3 A 300/12,5 | Surge voltage arrester, Low voltage, Leakage-current-free, TN-C
146 | 2674380000 | VPU ZPA I 3+1 300/12,5 | Surge voltage arrester, Low voltage, Leakage-current-free, TN-C-S, TN-S, TT
147 | 2674310000 | VPU ZPA I 3 R 300/12,5 | Surge voltage arrester, Low voltage, Leakage-current-free, TN-C
148 | 2674450000 | VPU ZPA I 3 RA 300/7,5 | Surge voltage arrester, Low voltage, Leakage-current-free, TN-C
149 | 2674370000 | VPU ZPA I 3 RA 300/12,5 | Surge voltage arrester, Low voltage, Leakage-current-free, TN-C
150 | 2674420000 | VPU ZPA I 3 300/7,5 | Surge voltage arrester, Low voltage, Leakage-current-free, TN-C
151 | 2674410000 | VPU ZPA I 3+1 RA 300/12,5 | Surge voltage arrester, Low voltage, Leakage-current-free, TN-C-S, TN-S, TT
152 | 2674350000 | VPU ZPA I 3 300/12,5 | Surge voltage arrester, Low voltage, Leakage-current-free, TN-C
153 | 2674400000 | VPU ZPA I 3+1 A 300/12,5 | Surge voltage arrester, Low voltage, Leakage-current-free, TN-C-S, TN-S, TT
154 | 2674390000 | VPU ZPA I 3+1 R 300/12,5 | Surge voltage arrester, Low voltage, Leakage-current-free, TN-C-S, TN-S, TT
155 | 1405060040 | PAC-UNIV-FJ20-1:1-4M | Pre-assembled cable, PAC
156 | 2674430000 | VPU ZPA I 3 R 300/7,5 | Surge voltage arrester, Low voltage, Leakage-current-free, TN-C
157 | 1166020250 | IE-C5ES8VG0250M40M40-G | System cable, RJ45 IP 20, RJ45 IP 20, Cat.5 (ISO/IEC 11801), PVC, 25 m
158 | 2703320020 | IE-C6FP8LD0020M40L40-D | Patch cable, RJ45 IP 20, RJ45 IP 20, Angled 90° left, Cat.6A / Class EA (ISO/IEC 11801 2010), LSZH, 2 m
159 | 2703330030 | IE-C6FP8LD0030M40R40-D | Patch cable, RJ45 IP 20, RJ45 IP 20, Angled 90° right, Cat.6A / Class EA (ISO/IEC 11801 2010), LSZH, 3 m
160 | 2703330050 | IE-C6FP8LD0050M40R40-D | Patch cable, RJ45 IP 20, RJ45 IP 20, Angled 90° right, Cat.6A / Class EA (ISO/IEC 11801 2010), LSZH, 5 m
161 | 2703320200 | IE-C6FP8LD0200M40L40-D | Patch cable, RJ45 IP 20, RJ45 IP 20, Angled 90° left, Cat.6A / Class EA (ISO/IEC 11801 2010), LSZH, 20 m
162 | 2703320010 | IE-C6FP8LD0010M40L40-D | Patch cable, RJ45 IP 20, RJ45 IP 20, Angled 90° left, Cat.6A / Class EA (ISO/IEC 11801 2010), LSZH, 1 m
163 | 2703320005 | IE-C6FP8LD0005M40L40-D | Patch cable, RJ45 IP 20, RJ45 IP 20, Angled 90° left, Cat.6A / Class EA (ISO/IEC 11801 2010), LSZH, 0.5 m
164 | 2703320012 | IE-C6FP8LD0012M40L40-D | Patch cable, RJ45 IP 20, RJ45 IP 20, Angled 90° left, Cat.6A / Class EA (ISO/IEC 11801 2010), LSZH, 1.2 m
165 | 2703330012 | IE-C6FP8LD0012M40R40-D | Patch cable, RJ45 IP 20, RJ45 IP 20, Angled 90° right, Cat.6A / Class EA (ISO/IEC 11801 2010), LSZH, 1.2 m
166 | 2703330010 | IE-C6FP8LD0010M40R40-D | Patch cable, RJ45 IP 20, RJ45 IP 20, Angled 90° right, Cat.6A / Class EA (ISO/IEC 11801 2010), LSZH, 1 m
167 | 2703330015 | IE-C6FP8LD0015M40R40-D | Patch cable, RJ45 IP 20, RJ45 IP 20, Angled 90° right, Cat.6A / Class EA (ISO/IEC 11801 2010), LSZH, 1.5 m
168 | 2703320030 | IE-C6FP8LD0030M40L40-D | Patch cable, RJ45 IP 20, RJ45 IP 20, Angled 90° left, Cat.6A / Class EA (ISO/IEC 11801 2010), LSZH, 3 m
169 | 2703320050 | IE-C6FP8LD0050M40L40-D | Patch cable, RJ45 IP 20, RJ45 IP 20, Angled 90° left, Cat.6A / Class EA (ISO/IEC 11801 2010), LSZH, 5 m
170 | 2703330100 | IE-C6FP8LD0100M40R40-D | Patch cable, RJ45 IP 20, RJ45 IP 20, Angled 90° right, Cat.6A / Class EA (ISO/IEC 11801 2010), LSZH, 10 m
171 | 2703320100 | IE-C6FP8LD0100M40L40-D | Patch cable, RJ45 IP 20, RJ45 IP 20, Angled 90° left, Cat.6A / Class EA (ISO/IEC 11801 2010), LSZH, 10 m
172 | 2703330003 | IE-C6FP8LD0003M40R40-D | Patch cable, RJ45 IP 20, RJ45 IP 20, Angled 90° right, Cat.6A / Class EA (ISO/IEC 11801 2010), LSZH, 0.3 m
173 | 2703330005 | IE-C6FP8LD0005M40R40-D | Patch cable, RJ45 IP 20, RJ45 IP 20, Angled 90° right, Cat.6A / Class EA (ISO/IEC 11801 2010), LSZH, 0.5 m
174 | 2703330020 | IE-C6FP8LD0020M40R40-D | Patch cable, RJ45 IP 20, RJ45 IP 20, Angled 90° right, Cat.6A / Class EA (ISO/IEC 11801 2010), LSZH, 2 m
175 | 2703320150 | IE-C6FP8LD0150M40L40-D | Patch cable, RJ45 IP 20, RJ45 IP 20, Angled 90° left, Cat.6A / Class EA (ISO/IEC 11801 2010), LSZH, 15 m
176 | 2703330150 | IE-C6FP8LD0150M40R40-D | Patch cable, RJ45 IP 20, RJ45 IP 20, Angled 90° right, Cat.6A / Class EA (ISO/IEC 11801 2010), LSZH, 15 m
177 | 2703320003 | IE-C6FP8LD0003M40L40-D | Patch cable, RJ45 IP 20, RJ45 IP 20, Angled 90° left, Cat.6A / Class EA (ISO/IEC 11801 2010), LSZH, 0.3 m
178 | 1173030075 | IE-C5DD4UG0075A20A20-E | Dragline cable, PROFINET, RJ45 IP 20, RJ45 IP 20, Cat.5 (ISO/IEC 11801) / Cat.5e (TIA T568-B), PUR, 7.5 m
179 | 2698610000 | USB2.0B T1H 2.8N4 TY BK | OMNIMATE Data - USB jack, female header, 480 Mbps, THT solder connection, 90°, Pitch in mm (P): 2.50 mm, Number of poles: 4, PBT, black, Tray (manual assembly)
180 | 2695980018 | IE-USB-A-A-1.8M-ML | USB cable, USB A, with mechanical locking, USB A, with mechanical locking, PVC, 1.8 m
181 | 2697870000 | LL1N 5.00/03/90 4.5SN BK BX | Printed circuit board terminals, 5.00 mm, Number of poles: 3, 90°, Solder pin length (l): 4.5 mm, tinned, black, Clamping yoke connection, Clamping range, max. : 6 mm², Box
182 | 2637400000 | HDC MPN 6.0 SOF | Pneumatic contact, Contact with valve: Yes
183 | 2637450000 | HDC MPN 3.0 F | Pneumatic contact, Contact with valve: No
184 | 2701550100 | IE-C6FP8LV0100M40M40-V | Patch cable, RJ45 IP 20, RJ45 IP 20, Cat.6A / Class EA (ISO/IEC 11801 2010), LSZH, 10 m
185 | 2701550005 | IE-C6FP8LV0005M40M40-V | Patch cable, RJ45 IP 20, RJ45 IP 20, Cat.6A / Class EA (ISO/IEC 11801 2010), LSZH, 0.5 m
186 | 2701550150 | IE-C6FP8LV0150M40M40-V | Patch cable, RJ45 IP 20, RJ45 IP 20, Cat.6A / Class EA (ISO/IEC 11801 2010), LSZH, 15 m
187 | 2701550003 | IE-C6FP8LV0003M40M40-V | Patch cable, RJ45 IP 20, RJ45 IP 20, Cat.6A / Class EA (ISO/IEC 11801 2010), LSZH, 0.3 m
188 | 2701550002 | IE-C6FP8LV0002M40M40-V | Patch cable, RJ45 IP 20, RJ45 IP 20, Cat.6A / Class EA (ISO/IEC 11801 2010), LSZH, 0.2 m
189 | 2637340000 | HDC MPN 3 | Pneumatic module
190 | 7789193040 | PAC-S300-SD15-V0-4M | Pre-assembled cable, PAC, Cable LiYCY, 0.25 mm²
191 | 1989290000 | HDC MBUS 2 MCLIP | Fixing clip
192 | 2681670000 | SAIBWP-M-5B-4/8-M12 | Sockets prefabricated to customer spec., M12, Socket, angled
193 | 2681640000 | SAISP-M-5B-4/8-M12 | Plugs prefabricated to customer spec., M12, pin, straight
194 | 2681650000 | SAISWP-M-5B-4/8-M12 | Plugs prefabricated to customer spec., M12, pin, 90°
195 | 2681660000 | SAIBP-M-5B-4/8-M12 | Sockets prefabricated to customer spec., M12, Female socket, straight
196 | 2681610000 | SAISWP-M-5A-4/8-M12 | Plugs prefabricated to customer spec., M12, pin, 90°
197 | 2681630000 | SAIBWP-M-5A-4/8-M12 | Sockets prefabricated to customer spec., M12, Socket, angled
198 | 2681550000 | SAIBWP-M-4A-4/8-M12 | Sockets prefabricated to customer spec., M12, Socket, angled
199 | 2681690000 | SAISWP-M-4D-4/8-M12 | Plugs prefabricated to customer spec., M12, pin, 90°
200 | 2681530000 | SAISWP-M-4A-4/8-M12 | Plugs prefabricated to customer spec., M12, pin, 90°
201 | 2681710000 | SAIBWP-M-4D-4/8-M12 | Sockets prefabricated to customer spec., M12, Socket, angled
202 | 2681620000 | SAIBP-M-5A-4/8-M12 | Sockets prefabricated to customer spec., M12, Female socket, straight
203 | 7789036015 | PAC-CTLX-SD25-V1-1M5 | Pre-assembled cable, PAC, Cable LiYCY, 0.25 mm²
204 | 2703410000 | IE-PS-RJ45-FH-180-B-1.6-CG | RJ45 plug with piercing contacts, straight, Cable gland, Cat.6A / Class EA (ISO/IEC 11801 2010), EIA/TIA T568 B
205 | 2703440000 | IE-PS-RJ45-FH-180-A-1.1-CG | RJ45 plug with piercing contacts, straight, Cable gland, Cat.6A / Class EA (ISO/IEC 11801 2010), EIA/TIA T568 A
206 | 2703460000 | IE-PS-RJ45-FH-180-B-1.1-CG | RJ45 plug with piercing contacts, straight, Cable gland, Cat.6A / Class EA (ISO/IEC 11801 2010), EIA/TIA T568 B
207 | 2639740000 | TRP T 24VDC 1CO M3 EMPTY | TERMSERIES, Multifunction timing relay, Empty socket, Number of contacts: 1, CO contact, Rated control voltage: 24 V DC ±20 %, Continuous current: 10 A, PUSH IN
208 | 2681880000 | ZS 30/5 MC NE WS | ZS, Terminal marker, 30 x 5 mm, Weidmueller, Allen-Bradley, white
209 | 2682070000 | ZS 30/5 MC SDR | ZS, Terminal marker, 30 x 5 mm, Weidmueller, Allen-Bradley, To customer specification
210 | 2681960000 | ESG-FI 9/15 MC SDR | ESG, Device markers x 15 mm, PA 66, Colour: To customer specification, pluggable
211 | 2682010000 | ESG-FI 9/25 MC SDR | ESG, Device markers x 25 mm, PA 66, Colour: To customer specification, pluggable
212 | 2681910000 | ESG-FI 12/6 MC SDR | ESG, Device markers x 6 mm, PA 66, Colour: To customer specification, pluggable
213 | 2682060000 | ESG 8/17 OF MC SDR | ESG, Device markers x 17 mm, PA 66, Colour: To customer specification, pluggable
214 | 2712270100 | CH-HGAA-HGAB-10-0100-AE | Heavy duty connector assemblies, Pin, Socket connector, Lapp ÖLFLEX® CLASSIC 110 BK 12G1.5 or similar, Shielded: No, Number of poles: 10
215 | 2712270200 | CH-HGAA-HGAB-10-0200-AE | Heavy duty connector assemblies, Pin, Socket connector, Lapp ÖLFLEX® CLASSIC 110 BK 12G1.5 or similar, Shielded: No, Number of poles: 10
216 | 2712270500 | CH-HGAA-HGAB-10-0500-AE | Heavy duty connector assemblies, Pin, Socket connector, Lapp ÖLFLEX® CLASSIC 110 BK 12G1.5 or similar, Shielded: No, Number of poles: 10
217 | 2712280500 | CH-HHAA-HHAB-10-0500-AE | Heavy duty connector assemblies, Pin, Socket connector, Lapp ÖLFLEX® CLASSIC 110 BK 12G1.5 or similar, Shielded: No, Number of poles: 10
218 | 2712280200 | CH-HHAA-HHAB-10-0200-AE | Heavy duty connector assemblies, Pin, Socket connector, Lapp ÖLFLEX® CLASSIC 110 BK 12G1.5 or similar, Shielded: No, Number of poles: 10
219 | 2712280100 | CH-HHAA-HHAB-10-0100-AE | Heavy duty connector assemblies, Pin, Socket connector, Lapp ÖLFLEX® CLASSIC 110 BK 12G1.5 or similar, Shielded: No, Number of poles: 10
220 | 2712290500 | CH-HGAB-XXXX-10-0500-AE | Heavy duty connector assemblies, Socket connector, Lapp ÖLFLEX® CLASSIC 110 BK 12G1.5 or similar, Shielded: No, Number of poles: 10
221 | 2712290100 | CH-HGAB-XXXX-10-0100-AE | Heavy duty connector assemblies, Socket connector, Lapp ÖLFLEX® CLASSIC 110 BK 12G1.5 or similar, Shielded: No, Number of poles: 10
222 | 2712290200 | CH-HGAB-XXXX-10-0200-AE | Heavy duty connector assemblies, Socket connector, Lapp ÖLFLEX® CLASSIC 110 BK 12G1.5 or similar, Shielded: No, Number of poles: 10
223 | 2712300500 | CH-HHAB-XXXX-10-0500-AE | Heavy duty connector assemblies, Socket connector, Lapp ÖLFLEX® CLASSIC 110 BK 12G1.5 or similar, Shielded: No, Number of poles: 10
224 | 2712300200 | CH-HHAB-XXXX-10-0200-AE | Heavy duty connector assemblies, Socket connector, Lapp ÖLFLEX® CLASSIC 110 BK 12G1.5 or similar, Shielded: No, Number of poles: 10
225 | 2712300100 | CH-HHAB-XXXX-10-0100-AE | Heavy duty connector assemblies, Socket connector, Lapp ÖLFLEX® CLASSIC 110 BK 12G1.5 or similar, Shielded: No, Number of poles: 10
226 | 1349840015 | PAC-UNIV-HE34-F-1M5 | Pre-assembled cable, PAC
227 | 2000520000 | UR20-PK-1315440000-SP | Replacement part
228 | 2566970000 | UR20-2AO-UI-ISO-16-DIAG | Remote I/O module, IP20, Analog signals, Output, 2-channel, Current/Voltage
229 | 2682620000 | IOT-GW30 | IoT Gateway, Fast Ethernet, IP20, -20 °C...60 °C
230 | 2638320000 | TRS 24VDC 1CO | TERMSERIES, Relay module, Number of contacts: 1, CO contact AgNi, Rated control voltage: 24 V DC, Continuous current: 6 A, Screw connection, Test button available: No
231 | 2638330000 | TRZ 24VDC 1CO | TERMSERIES, Relay module, Number of contacts: 1, CO contact AgNi, Rated control voltage: 24 V DC ±20 %, Continuous current: 6 A, Tension-clamp connection, Test button available: No
232 | 7760054359 | ACT20P-VMR-1PH-H-P | Analogue signal converter, Input: single-phase voltage, Relay output
233 | 7760054361 | ACT20P-VMR-3PH-ILP-H-P | Analogue signal converter, Input: 3-phase voltage, Relay output
234 | 7789221025 | PAC-S300-HE20-V1-2M5 | Pre-assembled cable, PAC, Cable LiYY, 8.6 ± 1 mm
235 | 2698400000 | KTBLQL1005030S4B1 LL1 | Enclosures, Height: 1000 mm, Width: 500 mm, Depth: 300 mm, Gland plates: Bottom, Material: Stainless steel 1.4404 (316L), Brushed
236 | 2698420000 | KTBLQL1258040S4B1 LL1 | Enclosures, Height: 1250 mm, Width: 800 mm, Depth: 400 mm, Gland plates: Bottom, Material: Stainless steel 1.4404 (316L), Brushed
237 | 2698430000 | KTBLQL15010050S4B1 LL1 | Enclosures, Height: 1500 mm, Width: 1000 mm, Depth: 500 mm, Gland plates: Bottom, Material: Stainless steel 1.4404 (316L), Brushed
238 | 2756940000 | EBB 25-50/16 AM | Rated cross-section: Screw connection
239 | 2797360000 | S2L 3.50/12/180RF 3.5SN OR BX | PCB plug-in connector, male header, Flange, THT solder connection, 3.50 mm, Number of poles: 12, 180°, Solder pin length (l): 3.5 mm, tinned, orange, Box
240 | 2797350000 | S2L 3.50/10/180RF 3.5SN OR BX | PCB plug-in connector, male header, Flange, THT solder connection, 3.50 mm, Number of poles: 10, 180°, Solder pin length (l): 3.5 mm, tinned, orange, Box
241 | 2797300000 | S2L 3.50/18/180RF 3.5SN OR BX | PCB plug-in connector, male header, Flange, THT solder connection, 3.50 mm, Number of poles: 18, 180°, Solder pin length (l): 3.5 mm, tinned, orange, Box
242 | 2765010000 | DRR273012L | D-SERIES DRR, Relay, Number of contacts: 2, CO contact AgSnO, Rated control voltage: 12 V DC, Continuous current: 10 A, Plug-in connection, Test button available: No
243 | 2765680000 | DRW373220LT | D-SERIES DRW / DRH, Relay, Number of contacts: 3, CO contact AgSnO, Rated control voltage: 220 V DC, Continuous current: 16 A, Flat blade connections (4.8 mm x 0.5 mm), Test button available: Yes
244 | 2765670000 | DRW373110LT | D-SERIES DRW / DRH, Relay, Number of contacts: 3, CO contact AgSnO, Rated control voltage: 110 V DC, Continuous current: 16 A, Flat blade connections (4.8 mm x 0.5 mm), Test button available: Yes
245 | 2765660000 | DRW373048LT | D-SERIES DRW / DRH, Relay, Number of contacts: 3, CO contact AgSnO, Rated control voltage: 48 V DC, Continuous current: 16 A, Flat blade connections (4.8 mm x 0.5 mm), Test button available: Yes
246 | 2765640000 | DRW373012LT | D-SERIES DRW / DRH, Relay, Number of contacts: 3, CO contact AgSnO, Rated control voltage: 12 V DC, Continuous current: 16 A, Flat blade connections (4.8 mm x 0.5 mm), Test button available: Yes
247 | 2765630000 | DRW273220LT | D-SERIES DRW / DRH, Relay, Number of contacts: 2, CO contact AgSnO, Rated control voltage: 220 V DC, Continuous current: 16 A, Flat blade connections (4.8 mm x 0.5 mm), Test button available: Yes
248 | 2765620000 | DRW273110LT | D-SERIES DRW / DRH, Relay, Number of contacts: 2, CO contact AgSnO, Rated control voltage: 110 V DC, Continuous current: 16 A, Flat blade connections (4.8 mm x 0.5 mm), Test button available: Yes
249 | 2765610000 | DRW273048LT | D-SERIES DRW / DRH, Relay, Number of contacts: 2, CO contact AgSnO, Rated control voltage: 48 V DC, Continuous current: 16 A, Flat blade connections (4.8 mm x 0.5 mm), Test button available: Yes
250 | 2765600000 | DRW273024LT | D-SERIES DRW / DRH, Relay, Number of contacts: 2, CO contact AgSnO, Rated control voltage: 24 V DC, Continuous current: 16 A, Flat blade connections (4.8 mm x 0.5 mm), Test button available: Yes
251 | 2765590000 | DRW273012LT | D-SERIES DRW / DRH, Relay, Number of contacts: 2, CO contact AgSnO, Rated control voltage: 12 V DC, Continuous current: 16 A, Flat blade connections (4.8 mm x 0.5 mm), Test button available: Yes
252 | 2765580000 | DRW373900LT | D-SERIES DRW / DRH, Relay, Number of contacts: 3, CO contact AgSnO, Rated control voltage: 400 V AC, Continuous current: 16 A, Flat blade connections (4.8 mm x 0.5 mm), Test button available: Yes
253 | 2765570000 | DRW373730LT | D-SERIES DRW / DRH, Relay, Number of contacts: 3, CO contact AgSnO, Rated control voltage: 230 V AC, Continuous current: 16 A, Flat blade connections (4.8 mm x 0.5 mm), Test button available: Yes
254 | 2765560000 | DRW373615LT | D-SERIES DRW / DRH, Relay, Number of contacts: 3, CO contact AgSnO, Rated control voltage: 115 V AC, Continuous current: 16 A, Flat blade connections (4.8 mm x 0.5 mm), Test button available: Yes
255 | 2765550000 | DRW373548LT | D-SERIES DRW / DRH, Relay, Number of contacts: 3, CO contact AgSnO, Rated control voltage: 48 V AC, Continuous current: 16 A, Flat blade connections (4.8 mm x 0.5 mm), Test button available: Yes
256 | 2765540000 | DRW373524LT | D-SERIES DRW / DRH, Relay, Number of contacts: 3, CO contact AgSnO, Rated control voltage: 24 V AC, Continuous current: 16 A, Flat blade connections (4.8 mm x 0.5 mm), Test button available: Yes
257 | 2765530000 | DRW273900LT | D-SERIES DRW / DRH, Relay, Number of contacts: 2, CO contact AgSnO, Rated control voltage: 400 V AC, Continuous current: 16 A, Flat blade connections (4.8 mm x 0.5 mm), Test button available: Yes
258 | 2765520000 | DRW273730LT | D-SERIES DRW / DRH, Relay, Number of contacts: 2, CO contact AgSnO, Rated control voltage: 230 V AC, Continuous current: 16 A, Flat blade connections (4.8 mm x 0.5 mm), Test button available: Yes
259 | 2765510000 | DRW273615LT | D-SERIES DRW / DRH, Relay, Number of contacts: 2, CO contact AgSnO, Rated control voltage: 115 V AC, Continuous current: 16 A, Flat blade connections (4.8 mm x 0.5 mm), Test button available: Yes
260 | 2765500000 | DRW273548LT | D-SERIES DRW / DRH, Relay, Number of contacts: 2, CO contact AgSnO, Rated control voltage: 48 V AC, Continuous current: 16 A, Flat blade connections (4.8 mm x 0.5 mm), Test button available: Yes
261 | 2765490000 | DRW273524LT | D-SERIES DRW / DRH, Relay, Number of contacts: 2, CO contact AgSnO, Rated control voltage: 24 V AC, Continuous current: 16 A, Flat blade connections (4.8 mm x 0.5 mm), Test button available: Yes
262 | 2765480000 | DRL573730L | D-SERIES DRL, Relay, Number of contacts: 4, CO contact AgSnO, Rated control voltage: 230 V AC, Continuous current: 10 A, Flat blade connections (4.8 mm x 0.5 mm), Test button available: No
263 | 2765470000 | DRL573615L | D-SERIES DRL, Relay, Number of contacts: 4, CO contact AgSnO, Rated control voltage: 115 V AC, Continuous current: 10 A, Flat blade connections (4.8 mm x 0.5 mm), Test button available: No
264 | 2765460000 | DRL573524L | D-SERIES DRL, Relay, Number of contacts: 4, CO contact AgSnO, Rated control voltage: 24 V AC, Continuous current: 10 A, Flat blade connections (4.8 mm x 0.5 mm), Test button available: No
265 | 2765450000 | DRL373730L | D-SERIES DRL, Relay, Number of contacts: 3, CO contact AgSnO, Rated control voltage: 230 V AC, Continuous current: 10 A, Flat blade connections (4.8 mm x 0.5 mm), Test button available: No
266 | 2765440000 | DRL373615L | D-SERIES DRL, Relay, Number of contacts: 3, CO contact AgSnO, Rated control voltage: 115 V AC, Continuous current: 10 A, Flat blade connections (4.8 mm x 0.5 mm), Test button available: No
267 | 2765430000 | DRL373524L | D-SERIES DRL, Relay, Number of contacts: 3, CO contact AgSnO, Rated control voltage: 24 V AC, Continuous current: 10 A, Flat blade connections (4.8 mm x 0.5 mm), Test button available: No
268 | 2765420000 | DRL273730L | D-SERIES DRL, Relay, Number of contacts: 2, CO contact AgSnO, Rated control voltage: 230 V AC, Continuous current: 10 A, Flat blade connections (4.8 mm x 0.5 mm), Test button available: No
269 | 2765410000 | DRL273615L | D-SERIES DRL, Relay, Number of contacts: 2, CO contact AgSnO, Rated control voltage: 115 V AC, Continuous current: 10 A, Flat blade connections (4.8 mm x 0.5 mm), Test button available: No
270 | 2765400000 | DRL273524L | D-SERIES DRL, Relay, Number of contacts: 2, CO contact AgSnO, Rated control voltage: 24 V AC, Continuous current: 10 A, Flat blade connections (4.8 mm x 0.5 mm), Test button available: No
271 | 2765390000 | DRL173730L | D-SERIES DRL, Relay, Number of contacts: 1, CO contact AgSnO, Rated control voltage: 230 V AC, Continuous current: 16 A, Flat blade connections (4.8 mm x 0.5 mm), Test button available: No
272 | 2765380000 | DRL173615L | D-SERIES DRL, Relay, Number of contacts: 1, CO contact AgSnO, Rated control voltage: 115 V AC, Continuous current: 16 A, Flat blade connections (4.8 mm x 0.5 mm), Test button available: No
273 | 2765370000 | DRL173524L | D-SERIES DRL, Relay, Number of contacts: 1, CO contact AgSnO, Rated control voltage: 24 V AC, Continuous current: 16 A, Flat blade connections (4.8 mm x 0.5 mm), Test button available: No
274 | 2765070000 | DRR373024L | D-SERIES DRR, Relay, Number of contacts: 3, CO contact AgSnO, Rated control voltage: 24 V DC, Continuous current: 10 A, Plug-in connection, Test button available: No
275 | 2765240000 | DRL373110L | D-SERIES DRL, Relay, Number of contacts: 3, CO contact AgSnO, Rated control voltage: 110 V DC, Continuous current: 10 A, Flat blade connections (4.8 mm x 0.5 mm), Test button available: No
276 | 2765350000 | DRR373615L | D-SERIES DRR, Relay, Number of contacts: 3, CO contact AgSnO, Rated control voltage: 115 V AC, Continuous current: 10 A, Plug-in connection, Test button available: No
277 | 2765020000 | DRR273024L | D-SERIES DRR, Relay, Number of contacts: 2, CO contact AgSnO, Rated control voltage: 24 V DC, Continuous current: 10 A, Plug-in connection, Test button available: No
278 | 2765090000 | DRR373110L | D-SERIES DRR, Relay, Number of contacts: 3, CO contact AgSnO, Rated control voltage: 110 V DC, Continuous current: 10 A, Plug-in connection, Test button available: No
279 | 2765060000 | DRR373012L | D-SERIES DRR, Relay, Number of contacts: 3, CO contact AgSnO, Rated control voltage: 12 V DC, Continuous current: 10 A, Plug-in connection, Test button available: No
280 | 2765220000 | DRL373024L | D-SERIES DRL, Relay, Number of contacts: 3, CO contact AgSnO, Rated control voltage: 24 V DC, Continuous current: 10 A, Flat blade connections (4.8 mm x 0.5 mm), Test button available: No
281 | 2765260000 | DRL573012L | D-SERIES DRL, Relay, Number of contacts: 4, CO contact AgSnO, Rated control voltage: 12 V DC, Continuous current: 10 A, Flat blade connections (4.8 mm x 0.5 mm), Test button available: No
282 | 2765140000 | DRL173220L | D-SERIES DRL, Relay, Number of contacts: 1, CO contact AgSnO, Rated control voltage: 220 V DC, Continuous current: 16 A, Flat blade connections (4.8 mm x 0.5 mm), Test button available: No
283 | 2765310000 | DRR273524L | D-SERIES DRR, Relay, Number of contacts: 2, CO contact AgSnO, Rated control voltage: 24 V AC, Continuous current: 10 A, Plug-in connection, Test button available: No
284 | 2765300000 | DRL573220L | D-SERIES DRL, Relay, Number of contacts: 4, CO contact AgSnO, Rated control voltage: 220 V DC, Continuous current: 10 A, Flat blade connections (4.8 mm x 0.5 mm), Test button available: No
285 | 2765050000 | DRR273220L | D-SERIES DRR, Relay, Number of contacts: 2, CO contact AgSnO, Rated control voltage: 220 V DC, Continuous current: 10 A, Plug-in connection, Test button available: No
286 | 2765080000 | DRR373048L | D-SERIES DRR, Relay, Number of contacts: 3, CO contact AgSnO, Rated control voltage: 48 V DC, Continuous current: 10 A, Plug-in connection, Test button available: No
287 | 2765100000 | DRL173012L | D-SERIES DRL, Relay, Number of contacts: 1, CO contact AgSnO, Rated control voltage: 12 V DC, Continuous current: 16 A, Flat blade connections (4.8 mm x 0.5 mm), Test button available: No
288 | 2765320000 | DRR273615L | D-SERIES DRR, Relay, Number of contacts: 2, CO contact AgSnO, Rated control voltage: 115 V AC, Continuous current: 10 A, Plug-in connection, Test button available: No
289 | 2765340000 | DRR373524L | D-SERIES DRR, Relay, Number of contacts: 3, CO contact AgSnO, Rated control voltage: 24 V AC, Continuous current: 10 A, Plug-in connection, Test button available: No
290 | 2765230000 | DRL373048L | D-SERIES DRL, Relay, Number of contacts: 3, CO contact AgSnO, Rated control voltage: 48 V DC, Continuous current: 10 A, Flat blade connections (4.8 mm x 0.5 mm), Test button available: No
291 | 2765360000 | DRR373730L | D-SERIES DRR, Relay, Number of contacts: 3, CO contact AgSnO, Rated control voltage: 230 V AC, Continuous current: 10 A, Plug-in connection, Test button available: No
292 | 2765250000 | DRL373220L | D-SERIES DRL, Relay, Number of contacts: 3, CO contact AgSnO, Rated control voltage: 220 V DC, Continuous current: 10 A, Flat blade connections (4.8 mm x 0.5 mm), Test button available: No
293 | 2765040000 | DRR273110L | D-SERIES DRR, Relay, Number of contacts: 2, CO contact AgSnO, Rated control voltage: 110 V DC, Continuous current: 10 A, Plug-in connection, Test button available: No
294 | 2765120000 | DRL173048L | D-SERIES DRL, Relay, Number of contacts: 1, CO contact AgSnO, Rated control voltage: 48 V DC, Continuous current: 16 A, Flat blade connections (4.8 mm x 0.5 mm), Test button available: No
295 | 2765110000 | DRL173024L | D-SERIES DRL, Relay, Number of contacts: 1, CO contact AgSnO, Rated control voltage: 24 V DC, Continuous current: 16 A, Flat blade connections (4.8 mm x 0.5 mm), Test button available: No
296 | 2765330000 | DRR273730L | D-SERIES DRR, Relay, Number of contacts: 2, CO contact AgSnO, Rated control voltage: 230 V AC, Continuous current: 10 A, Plug-in connection, Test button available: No
297 | 2765210000 | DRL373012L | D-SERIES DRL, Relay, Number of contacts: 3, CO contact AgSnO, Rated control voltage: 12 V DC, Continuous current: 10 A, Flat blade connections (4.8 mm x 0.5 mm), Test button available: No
298 | 2765180000 | DRL273110L | D-SERIES DRL, Relay, Number of contacts: 2, CO contact AgSnO, Rated control voltage: 110 V DC, Continuous current: 10 A, Flat blade connections (4.8 mm x 0.5 mm), Test button available: No
299 | 2765150000 | DRL273012L | D-SERIES DRL, Relay, Number of contacts: 2, CO contact AgSnO, Rated control voltage: 12 V DC, Continuous current: 10 A, Flat blade connections (4.8 mm x 0.5 mm), Test button available: No
300 | 2765200000 | DRR373220L | D-SERIES DRR, Relay, Number of contacts: 3, CO contact AgSnO, Rated control voltage: 220 V DC, Continuous current: 10 A, Plug-in connection, Test button available: No
301 | 2765280000 | DRL573048L | D-SERIES DRL, Relay, Number of contacts: 4, CO contact AgSnO, Rated control voltage: 48 V DC, Continuous current: 10 A, Flat blade connections (4.8 mm x 0.5 mm), Test button available: No
302 | 2765190000 | DRL273220L | D-SERIES DRL, Relay, Number of contacts: 2, CO contact AgSnO, Rated control voltage: 220 V DC, Continuous current: 10 A, Flat blade connections (4.8 mm x 0.5 mm), Test button available: No
303 | 2765290000 | DRL573110L | D-SERIES DRL, Relay, Number of contacts: 4, CO contact AgSnO, Rated control voltage: 110 V DC, Continuous current: 10 A, Flat blade connections (4.8 mm x 0.5 mm), Test button available: No
304 | 2770520000 | PVN PCBA 1KV 3I3O SPD T1+2 NF | Photovoltaics, PCB, Combiner Box, 1000 V, 1 MPPT, 3 Inputs / 3 Outputs per MPPT, Surge protection I / II
305 | 2770540000 | PVN PCBA 1KV 6I6O SPD T1+2 F | Photovoltaics, PCB, Combiner Box, 1000 V, 1 MPPT, 6 Inputs / 6 Outputs per MPPT, With fuse holder, Surge protection I / II
306 | 2770550000 | PVN PCBA 1KV 6I6O SPD T2 F | Photovoltaics, PCB, Combiner Box, 1000 V, 1 MPPT, 6 Inputs / 6 Outputs per MPPT, With fuse holder, Surge protection II
307 | 2770510000 | PVN PCBA 1KV 2X2I1O SPD T1+2 NF | Photovoltaics, PCB, Combiner Box, 1000 V, 2 MPPT's, 2 Inputs / 1 Output per MPPT, Surge protection I / II
308 | 2765170000 | DRL273048L | D-SERIES DRL, Relay, Number of contacts: 2, CO contact AgSnO, Rated control voltage: 48 V DC, Continuous current: 10 A, Flat blade connections (4.8 mm x 0.5 mm), Test button available: No
309 | 2694080000 | A2C 95/120 FE | Feed-through terminal, PUSH IN, 95 mm², 1000 V, 232 A, black, yellow
310 | 2694070000 | A2C 95/120 BL | Feed-through terminal, PUSH IN, 95 mm², 1000 V, 232 A, blue
311 | 2694060000 | A2C 95/120 | Feed-through terminal, PUSH IN, 95 mm², 1000 V, 232 A, dark beige
312 | 2694090000 | A2C 95/120 PE | 95 mm², 1000 V, Green/yellow
313 | 2694160000 | A2C 95/120 BL-DM | Feed-through terminal, PUSH IN, 95 mm², 1000 V, 232 A, blue
314 | 2694170000 | A2C 95/120 FE-DM | Feed-through terminal, PUSH IN, 95 mm², 1000 V, 232 A, black, yellow
315 | 2694150000 | A2C 95/120-DM | Feed-through terminal, PUSH IN, 95 mm², 1000 V, 232 A, dark beige
316 | 2818770000 | LMF 5.08/03/90 3.5SN OR BX SO | Printed circuit board terminals, 5.08 mm, Number of poles: 3, 90°, Solder pin length (l): 3.5 mm, tinned, orange, PUSH IN, PUSH IN with actuator, Clamping range, max. : 2.5 mm², Box
317 | 2694100000 | A2C 95/120 3FT-N-FE | Feed-through terminal, PUSH IN, 95 mm², 1000 V, 232 A, dark beige, blue, black, yellow
318 | 2694230000 | A2C 95/120 3FT-DM | Feed-through terminal, PUSH IN, 95 mm², 1000 V, 232 A, dark beige
319 | 2694120000 | A2C 95/120 3FT-N | Feed-through terminal, PUSH IN, 95 mm², 1000 V, 232 A, dark beige, blue
320 | 2694140000 | A2C 95/120 3FT | Feed-through terminal, PUSH IN, 95 mm², 1000 V, 232 A, dark beige
321 | 2694180000 | A2C 95/120 3FT-N-FE-DM | Feed-through terminal, PUSH IN, 95 mm², 1000 V, 232 A, dark beige, blue, black, yellow
322 | 2694130000 | A2C 95/120 3FT-FE | Feed-through terminal, PUSH IN, 95 mm², 1000 V, 232 A, dark beige, black, yellow
323 | 2694220000 | A2C 95/120 3FT-FE-DM | Feed-through terminal, PUSH IN, 95 mm², 1000 V, 232 A, dark beige, black, yellow
324 | 2682630000 | IOT-GW30-4G-EU | IoT Gateway, Fast Ethernet, IP20, -20 °C...60 °C
325 | 2774860000 | LMFS 7.50/12/180 3.5SN OR BX | Printed circuit board terminals, 7.50 mm, Number of poles: 12, 180°, Solder pin length (l): 3.5 mm, tinned, orange, PUSH IN without actuator, Box
326 | 7760054352 | ACT20P-TMR-RTI-P | Limit value monitoring, Input: temperature (RTD), Relay output, Input : Temperature, PT100, Output : 2 x relays
327 | 1463640005 | IE-C6EL8UG0005XCSXCS-E | System cable, Cat.6A / Class EA (ISO/IEC 11801 2010), PUR, 0.5 m
328 | 1470940000 | SET PZ 6 ROTO L RC | Assortment crimping tool, Crimping tool: PZ 6 Roto L, Crimping range, min.: 0.5, Colour code: Weidmüller
329 | 1457581000 | IE-C6EL8UG1000U40XCS-E | System cable, RJ45 IP 20, M12 X-type IP 67 straight male, Cat.6A / Class EA (ISO/IEC 11801 2010), PUR, 100 m
330 | 1512190020 | PAC-YOKO-4X10-V0-2M | Pre-assembled cable, PAC, Cable LiYY, 5.4 ± 1 mm
331 | 1511370010 | PAC-CJ1W-4X10-V5-1M | Pre-assembled cable, PAC, Cable LiYY, 5.4 ± 1 mm
332 | 2661080000 | IE-C7FS8LO-305M | System cable, Cat.7 (ISO/IEC 11801), LSZH, 305 m
333 | 1466230030 | PAC-S1500-UNIU-V0-3M | Pre-assembled cable, PAC, Cable LiYY, 0.25 mm²
334 | 2655590000 | UC20-SL2000-OLAC-EC-CAN | Controller, IP20, u-control 2000 studio, OpenLinux Automation Controller with EtherCAT and CAN interface
335 | 2657140000 | THM WO VIN 25.4/31.8 WS | THM, Conductor and cable markers, 3 - 7 mm, 25.4 x 31.8 mm, white
336 | 2657110000 | THM WO VIN 12.7/38.1 WS | THM, Conductor and cable markers, 4 - 8 mm, 12.7 x 38.1 mm, white
337 | 2657120000 | THM WO VIN 25.4/19 WS | THM, Conductor and cable markers, 2 - 4 mm, 25.4 x 19 mm, white
338 | 2657150000 | THM WO VIN 25.4/31.8 SP WS | THM, Conductor and cable markers, 3 - 7 mm, 25.4 x 31.8 mm, white
339 | 2657190000 | THM WO VIN 25.4/57.2 SP WS | THM, Conductor and cable markers, 6 - 12 mm, 25.4 x 57.2 mm, white
340 | 2657160000 | THM WO VIN 25.4/38.1 WS | THM, Conductor and cable markers, 4 - 8 mm, 25.4 x 38.1 mm, white
341 | 2657200000 | THM WO VIN 25.4/63.5 WS | THM, Conductor and cable markers, 8 - 12 mm, 25.4 x 63.5 mm, white
342 | 2657130000 | THM WO VIN 25.4/19 SP WS | THM, Conductor and cable markers, 2 - 4 mm, 25.4 x 19 mm, white
343 | 2657170000 | THM WO VIN 25.4/38.1 SP WS | THM, Conductor and cable markers, 4 - 8 mm, 25.4 x 38.1 mm, white
344 | 2657100000 | THM WO VIN 12.7/19 WS | THM, Conductor and cable markers, 2 - 4 mm, 12.7 x 19.1 mm, white
345 | 2655000000 | AMR 1.5/50 | Accessories, Terminal marker, 10.5 x 175 mm, Pitch in mm (P): 3.50 Weidmueller Klippon Connect, white
346 | 1512590025 | PAC-S1500-4X10-V0-2M5 | Pre-assembled cable, PAC, Cable LiYY, 5.4 ± 1 mm
347 | 2655030000 | AMR 6/50 | Accessories, Terminal marker, 10.5 x 405 mm, Pitch in mm (P): 8.10 Weidmueller Klippon Connect, white
348 | 2655020000 | AMR 4/50 | Accessories, Terminal marker, 10.5 x 305 mm, Pitch in mm (P): 6.10 Weidmueller Klippon Connect, white
349 | 2655010000 | AMR 2.5/50 | Accessories, Terminal marker, 10.5 x 255 mm, Pitch in mm (P): 5.10 Weidmueller Klippon Connect, white
350 | 2655040000 | AMR 10/50 | Accessories, Terminal marker, 10.5 x 500 mm, Pitch in mm (P): 10.00 Weidmueller Klippon Connect, white
351 | 1201212000 | SAIL-M8GRJ45-4S20UIE | Bus line, Number of poles: 4, pin, straight, RJ45, Shielded: Yes, LED: No, Sheath material: PUR, Halogen: No
352 | 1201212500 | SAIL-M8GRJ45-4S25UIE | Bus line, Number of poles: 4, pin, straight, RJ45, Shielded: Yes, LED: No, Sheath material: PUR, Halogen: No
353 | 1201213500 | SAIL-M8GRJ45-4S35UIE | Bus line, Number of poles: 4, pin, straight, RJ45, Shielded: Yes, LED: No, Sheath material: PUR, Halogen: No
354 | 2659310000 | CB-UVR 98/2.5 BK | Cable ties, 2.5 x 98 mm, Polyamide 66, 80 N
355 | 2659370000 | CB-HTR 98/2.5 BK | Cable ties, 2.5 x 98 mm, Polyamide 66, 80 N
356 | 2659380000 | CB-HTR 140/3.6 BK | Cable ties, 3.5 x 140 mm, Polyamide 66, 180 N
357 | 2659320000 | CB-UVR 140/3.6 BK | Cable ties, 3.6 x 140 mm, Polyamide 66, 150 N
358 | 2659340000 | CB-UVR 200/4.8 BK | Cable ties, 4.8 x 200 mm, Polyamide 66, 220 N
359 | 2659400000 | CB-HTR 200/4.8 BK | Cable ties, 4.8 x 200 mm, Polyamide 66, 220 N
360 | 2659390000 | CB-HTR 200/3.6 BK | Cable ties, 3.5 x 200 mm, Polyamide 66, 180 N
361 | 2659420000 | CB-HTR 365/7.5 BK | Cable ties, 7.5 x 365 mm, Polyamide 66, 540 N
362 | 2659440000 | CB-HTR 140/3.6 NC | Cable ties, 3.5 x 140 mm, Polyamide 66, 180 N
363 | 2659430000 | CB-HTR 98/2.5 NC | Cable ties, 2.5 x 98 mm, Polyamide 66, 80 N
364 | 2659470000 | CB-HTR 290/4.8 NC | Cable ties, 4.5 x 290 mm, Polyamide 66, 220 N
365 | 2659460000 | CB-HTR 200/4.8 NC | Cable ties, 4.8 x 200 mm, Polyamide 66, 220 N
366 | 2659450000 | CB-HTR 200/3.6 NC | Cable ties, 3.5 x 200 mm, Polyamide 66, 180 N
367 | 2659480000 | CB-HTR 365/7.5 NC | Cable ties, 7.5 x 365 mm, Polyamide 66, 540 N
368 | 1462170010 | PAC-S1500-SD25-V0-1M | Pre-assembled cable, PAC, Cable LiYCY, 0.25 mm²
369 | 1433950200 | IE-FSMZ2LY0020MLD0LD0-X | Pre-assembled patch cable, crossover, LC-Duplex IP 20, LC-Duplex IP 20, LSZH, 20 m
370 | 1433950150 | IE-FSMZ2LY0015MLD0LD0-X | Pre-assembled patch cable, crossover, LC-Duplex IP 20, LC-Duplex IP 20, LSZH, 15 m
371 | 2672960000 | LMF 5.08/04/90PN 3.5SN BX | Printed circuit board terminals, 5.08 mm, Number of poles: 4, 90°, tinned, coloured, PUSH IN with actuator, Clamping range, max. : 2.5 mm², Box
372 | 2662540000 | CD 80X40 4/6 BL | 80 mm x 40 mm, 4.00 mm x 6.00 mm, 2000 mm
373 | 2662620000 | CD 100X25 4/6 BL | 100 mm x 25 mm, 4.00 mm x 6.00 mm, 2000 mm
374 | 2662660000 | CD 40X25 4/6 BL | 40 mm x 25 mm, 4.00 mm x 6.00 mm, 2000 mm
375 | 2662640000 | CD 100X60 4/6 BL | 100 mm x 60 mm, 4.00 mm x 6.00 mm, 2000 mm
376 | 2662550000 | CD 80X60 4/6 BL | 80 mm x 60 mm, 4.00 mm x 6.00 mm, 2000 mm
377 | 2662580000 | CD-BO 100X80 4/6 BL | 100 mm x 80 mm, 4.00 mm x 6.00 mm, 2000 mm
378 | 2662650000 | CD 40X40 4/6 BL | 40 mm x 40 mm, 4.00 mm x 6.00 mm, 2000 mm
379 | 2662560000 | CD 80X80 4/6 BL | 80 mm x 80 mm, 4.00 mm x 6.00 mm, 2000 mm
380 | 2662490000 | CD 60X60 4/6 BL | 60 mm x 60 mm, 4.00 mm x 6.00 mm, 2000 mm
381 | 2662520000 | CD 60X80 4/6 BL | 60 mm x 80 mm, 4.00 mm x 6.00 mm, 2000 mm
382 | 2662480000 | CD 60X40 4/6 BL | 60 mm x 40 mm, 4.00 mm x 6.00 mm, 2000 mm
383 | 2661050000 | V-TEST II ADP | Lightning and surge protection, Adapter
384 | 2659740000 | FP ENC AS 178 2C | FieldPower® enclosures, IP65, in closed state
385 | 1481720050 | C300-16B-160B-2S-M50-5M | Pre-assembled cable, PAC, Cable LiYCY, 0.50 mm²
386 | 1481750200 | C300-16B-F-2S-M34-20M | Pre-assembled cable, PAC, Cable LiYCY, 0.34 mm²
387 | 1512240100 | PAC-YOKO-HE20-V2-10M | Pre-assembled cable, PAC, Cable LiYY, 0.25 mm²
388 | 2659490000 | CB-VT 98/2.5 HF/V0 WT | Cable ties, 2.5 x 98 mm, Polyamide 66, 80 N
389 | 2659510000 | CB-VT 200/3.6 HF/V0 WT | Cable ties, 3.6 x 200 mm, Polyamide 66, 150 N
390 | 2659500000 | CB-VT 140/3.6 HF/V0 WT | Cable ties, 3.6 x 140 mm, Polyamide 66, 150 N
391 | 2673070000 | CH20M45 FC TP BK 1819 | Modular housing, OMNIMATE Housing - series CH20M black, Transparent, Width: 45 mm
392 | 1512240010 | PAC-YOKO-HE20-V2-1M | Pre-assembled cable, PAC, Cable LiYY, 0.25 mm²
393 | 2663190000 | IE-FC-SFP-CAB-DB | FrontCom, Single frame, Plastic cover, Lockable with cabinet key (Daimler lock)
394 | 1522100090 | IE-C5DS4VG0090A60A60-E | System cable, RJ45 IP 20, RJ45 IP 20, Cat.5 (ISO/IEC 11801) / Cat.5e (TIA T568-B), PVC, 9 m
395 | 1512570025 | PAC-S1500-1X10-V0-2M5 | Pre-assembled cable, PAC, Cable LiYY, 5.4 ± 1 mm
396 | 2668190000 | HDC MHP 70 MC | Power module
397 | 1512530025 | PAC-S1500-2X10-V0-2M5 | Pre-assembled cable, PAC, Cable LiYY, 5.4 ± 1 mm
398 | 1481690500 | C300-16B-160B-2S-M25-50M | Pre-assembled cable, PAC, Cable LiYCY, 0.25 mm²
399 | 1512190070 | PAC-YOKO-4X10-V0-7M | Pre-assembled cable, PAC, Cable LiYY, 5.4 ± 1 mm
400 | 1512190040 | PAC-YOKO-4X10-V0-4M | Pre-assembled cable, PAC, Cable LiYY, 5.4 ± 1 mm
401 | 2668370000 | HDC MHP70 M 25 | Male, silver
402 | 1462170015 | PAC-S1500-SD25-V0-1M5 | Pre-assembled cable, PAC, Cable LiYCY, 0.25 mm²
403 | 1466230015 | PAC-S1500-UNIU-V0-1M5 | Pre-assembled cable, PAC, Cable LiYY, 0.25 mm²
404 | 1512590030 | PAC-S1500-4X10-V0-3M | Pre-assembled cable, PAC, Cable LiYY, 5.4 ± 1 mm
405 | 1512010050 | PAC-CTLX-4X10-V0-5M | Pre-assembled cable, PAC, Cable LiYY, 5.4 ± 1 mm
406 | 2667420000 | LMFS 7.50/02/90 3.5SN OR BX | Printed circuit board terminals, 7.50 mm, Number of poles: 2, 90°, Solder pin length (l): 3.5 mm, orange, PUSH IN without actuator, Clamping range, max. : 2.5 mm², Box
407 | 2667430000 | LMFS 7.50/03/90 3.5SN OR BX | Printed circuit board terminals, 7.50 mm, Number of poles: 3, 90°, Solder pin length (l): 3.5 mm, orange, PUSH IN without actuator, Clamping range, max. : 2.5 mm², Box
408 | 2667460000 | LMFS 7.50/06/90 3.5SN OR BX | Printed circuit board terminals, 7.50 mm, Number of poles: 6, 90°, Solder pin length (l): 3.5 mm, orange, PUSH IN without actuator, Clamping range, max. : 2.5 mm², Box
409 | 2667470000 | LMFS 7.50/07/90 3.5SN OR BX | Printed circuit board terminals, 7.50 mm, Number of poles: 7, 90°, Solder pin length (l): 3.5 mm, orange, PUSH IN without actuator, Clamping range, max. : 2.5 mm², Box
410 | 2667480000 | LMFS 7.50/08/90 3.5SN OR BX | Printed circuit board terminals, 7.50 mm, Number of poles: 8, 90°, Solder pin length (l): 3.5 mm, orange, PUSH IN without actuator, Clamping range, max. : 2.5 mm², Box
411 | 2667490000 | LMFS 7.50/09/90 3.5SN OR BX | Printed circuit board terminals, 7.50 mm, Number of poles: 9, 90°, Solder pin length (l): 3.5 mm, orange, PUSH IN without actuator, Clamping range, max. : 2.5 mm², Box
412 | 2667500000 | LMFS 7.50/10/90 3.5SN OR BX | Printed circuit board terminals, 7.50 mm, Number of poles: 10, 90°, Solder pin length (l): 3.5 mm, orange, PUSH IN without actuator, Clamping range, max. : 2.5 mm², Box
413 | 2667510000 | LMFS 7.50/11/90 3.5SN OR BX | Printed circuit board terminals, 7.50 mm, Number of poles: 11, 90°, Solder pin length (l): 3.5 mm, orange, PUSH IN without actuator, Clamping range, max. : 2.5 mm², Box
414 | 2667520000 | LMFS 7.50/12/90 3.5SN OR BX | Printed circuit board terminals, 7.50 mm, Number of poles: 12, 90°, Solder pin length (l): 3.5 mm, orange, PUSH IN without actuator, Clamping range, max. : 2.5 mm², Box
415 | 2667830000 | LMF 7.50/04/90 3.5SN OR BX | Printed circuit board terminals, 7.50 mm, Number of poles: 4, 90°, Solder pin length (l): 3.5 mm, tinned, orange, PUSH IN with actuator, Clamping range, max. : 2.5 mm², Box
416 | 2667840000 | LMF 7.50/05/90 3.5SN OR BX | Printed circuit board terminals, 7.50 mm, Number of poles: 5, 90°, Solder pin length (l): 3.5 mm, tinned, orange, PUSH IN with actuator, Clamping range, max. : 2.5 mm², Box
417 | 2667850000 | LMF 7.50/06/90 3.5SN OR BX | Printed circuit board terminals, 7.50 mm, Number of poles: 6, 90°, Solder pin length (l): 3.5 mm, tinned, orange, PUSH IN with actuator, Clamping range, max. : 2.5 mm², Box
418 | 2667870000 | LMF 7.50/08/90 3.5SN OR BX | Printed circuit board terminals, 7.50 mm, Number of poles: 8, 90°, Solder pin length (l): 3.5 mm, tinned, orange, PUSH IN with actuator, Clamping range, max. : 2.5 mm², Box
419 | 2667910000 | LMF 7.50/02/90 3.5SN OR BX | Printed circuit board terminals, 7.50 mm, Number of poles: 2, 90°, Solder pin length (l): 3.5 mm, tinned, orange, PUSH IN with actuator, Clamping range, max. : 2.5 mm², Box
420 | 2667920000 | LMF 7.50/03/90 3.5SN OR BX | Printed circuit board terminals, 7.50 mm, Number of poles: 3, 90°, Solder pin length (l): 3.5 mm, tinned, orange, PUSH IN with actuator, Clamping range, max. : 2.5 mm², Box
421 | 2668150000 | LMF 7.50/12/90 3.5SN OR BX | Printed circuit board terminals, 7.50 mm, Number of poles: 12, 90°, Solder pin length (l): 3.5 mm, tinned, orange, PUSH IN with actuator, Clamping range, max. : 2.5 mm², Box
422 | 2668140000 | LMF 7.50/11/90 3.5SN OR BX | Printed circuit board terminals, 7.50 mm, Number of poles: 11, 90°, Solder pin length (l): 3.5 mm, tinned, orange, PUSH IN with actuator, Clamping range, max. : 2.5 mm², Box
423 | 1481690200 | C300-16B-160B-2S-M25-20M | Pre-assembled cable, PAC, Cable LiYCY, 0.25 mm²
424 | 2663340000 | A2C 50/70 BL-DM | Feed-through terminal, PUSH IN, 50 mm², 1000 V, 150 A, blue
425 | 2663350000 | A2C 50/70 FE-DM | Feed-through terminal, PUSH IN, 50 mm², 1000 V, 150 A, black, yellow
426 | 2663260000 | A2C 50/70 BL | Feed-through terminal, PUSH IN, 50 mm², 1000 V, 150 A, blue
427 | 2663330000 | A2C 50/70-DM | Feed-through terminal, PUSH IN, 50 mm², 1000 V, 150 A, dark beige
428 | 2663280000 | A2C 50/70 PE | PE terminal, PUSH IN, 50 mm², Green/yellow
429 | 2663300000 | A2C 50/70 3FT-N | Feed-through terminal, PUSH IN, 50 mm², 1000 V, 150 A, dark beige, blue
430 | 2663370000 | A2C 50/70 3FT-N-DM | Feed-through terminal, PUSH IN, 50 mm², 1000 V, 150 A, dark beige, blue
431 | 2663310000 | A2C 50/70 3FT-FE | Feed-through terminal, PUSH IN, 50 mm², 1000 V, 150 A, dark beige, black, yellow
432 | 2663290000 | A2C 50/70 3FT-N-FE | Feed-through terminal, PUSH IN, 50 mm², 1000 V, 150 A, dark beige, blue, black, yellow
433 | 2663380000 | A2C 50/70 3FT-FE-DM | Feed-through terminal, PUSH IN, 50 mm², 1000 V, 150 A, dark beige, black, yellow
434 | 2663360000 | A2C 50/70 3FT-N-FE-DM | Feed-through terminal, PUSH IN, 50 mm², 1000 V, 150 A, dark beige, blue, black, yellow
435 | 2663390000 | A2C 50/70 3FT-DM | Feed-through terminal, PUSH IN, 50 mm², 1000 V, 150 A, dark beige
436 | 2663320000 | A2C 50/70 3FT | Feed-through terminal, PUSH IN, 50 mm², 1000 V, 150 A, dark beige
437 | 2666930000 | HDC HE 10 FQT | HDC insert, 500 V, 16 A, Number of poles: 10, SNAP IN, Size:
438 | 2666940000 | HDC HE 10 MQT | HDC insert, 500 V, 16 A, Number of poles: 10, SNAP IN, Size:
439 | 2666950000 | HDC HE 16 FQT | HDC insert, 500 V, 16 A, Number of poles: 16, SNAP IN, Size:
440 | 2666970000 | HDC HE 16 MQT | HDC insert, 500 V, 16 A, Number of poles: 16, SNAP IN, Size:
441 | 2666990000 | HDC HE 24 FQT | HDC insert, Female, 500 V, 16 A, Number of poles: 24, SNAP IN, Size: 12, 8
442 | 2667010000 | HDC HE 24 MQT | HDC insert, 500 V, 16 A, Number of poles: 24, SNAP IN, Size: 8
443 | 2666920000 | HDC HE 06 FQT | HDC insert, Female, 500 V, 24 A, Number of poles: 6, SNAP IN, Size: 3
444 | 1512640030 | PAC-S300-4X10-V0-3M | Pre-assembled cable, PAC, Cable LiYY, 5.4 ± 1 mm
445 | 1481740060 | C300-16B-F-2S-M25-6M | Pre-assembled cable, PAC, Cable LiYCY, 0.25 mm²
446 | 1512640040 | PAC-S300-4X10-V0-4M | Pre-assembled cable, PAC, Cable LiYY, 5.4 ± 1 mm
447 | 1522100025 | IE-C5DS4VG0025A60A60-E | System cable, RJ45 IP 20, RJ45 IP 20, Cat.5 (ISO/IEC 11801) / Cat.5e (TIA T568-B), PVC, 2.5 m
448 | 1522100060 | IE-C5DS4VG0060A60A60-E | System cable, RJ45 IP 20, RJ45 IP 20, Cat.5 (ISO/IEC 11801) / Cat.5e (TIA T568-B), PVC, 6 m
449 | 1522100040 | IE-C5DS4VG0040A60A60-E | System cable, RJ45 IP 20, RJ45 IP 20, Cat.5 (ISO/IEC 11801) / Cat.5e (TIA T568-B), PVC, 4 m
450 | 1522100075 | IE-C5DS4VG0075A60A60-E | System cable, RJ45 IP 20, RJ45 IP 20, Cat.5 (ISO/IEC 11801) / Cat.5e (TIA T568-B), PVC, 7.5 m
451 | 2781950000 | IE-FPOB2EG-500 | System cable, 980 µm, Polyethylene
452 | 2749950000 | SDIPM PZ2 X 100 | Screwdriver, Blade length: 100 mm
453 | 2749940000 | SDIPM PZ1 X 80 | Screwdriver, Blade length: 80 mm
454 | 2789920000 | DURA ECO LA-BAT 24V 12AH | UPS control unit
455 | 2789890000 | DURA ECO LA-BAT 24V 1.2AH | Battery
456 | 2789900000 | DURA ECO LA-BAT 24V 3.4AH | UPS control unit
457 | 2789930000 | DURA ECO LA-BAT 24V 17AH | UPS control unit
458 | 2782980000 | HDC GRIP PANEL 8 COM | Heavy-duty connectors, Accessories, Grip panel
459 | 2782940000 | HDC GRIP PANEL 3 COM | Heavy-duty connectors, Accessories, Grip panel
460 | 1481710150 | C300-16B-160B-2S-M34-15M | Pre-assembled cable, PAC, Cable LiYCY, 0.34 mm²
461 | 2797340000 | S2L 3.50/16/180RF 3.5SN OR BX | PCB plug-in connector, male header, Flange, THT solder connection, 3.50 mm, Number of poles: 16, 180°, Solder pin length (l): 3.5 mm, tinned, orange, Box
462 | 2671900015 | IE-C5DB4BB0015MCAXXX-X | System cable, M12 D-code ? IP 67 angled pin, Open, Cat.5 (ISO/IEC 11801) / Cat.5e (TIA T568-B), Polyolefine, 1.5 m
463 | 2671900100 | IE-C5DB4BB0100MCAXXX-X | System cable, M12 D-code ? IP 67 angled pin, Open, Cat.5 (ISO/IEC 11801) / Cat.5e (TIA T568-B), Polyolefine, 10 m
464 | 2671900050 | IE-C5DB4BB0050MCAXXX-X | System cable, M12 D-code ? IP 67 angled pin, Open, Cat.5 (ISO/IEC 11801) / Cat.5e (TIA T568-B), Polyolefine, 5 m
465 | 2671900030 | IE-C5DB4BB0030MCAXXX-X | System cable, M12 D-code ? IP 67 angled pin, Open, Cat.5 (ISO/IEC 11801) / Cat.5e (TIA T568-B), Polyolefine, 3 m
466 | 2672350030 | IE-C5DB4BB0030MCSMSS-X | System cable, M12 D-code ? IP 67 straight pin, M12 D-code ? IP 67 straight socket, Cat.5 (ISO/IEC 11801) / Cat.5e (TIA T568-B), Polyolefine, 3 m
467 | 2672350015 | IE-C5DB4BB0015MCSMSS-X | System cable, M12 D-code ? IP 67 straight pin, M12 D-code ? IP 67 straight socket, Cat.5 (ISO/IEC 11801) / Cat.5e (TIA T568-B), Polyolefine, 1.5 m
468 | 2672350100 | IE-C5DB4BB0100MCSMSS-X | System cable, M12 D-code ? IP 67 straight pin, M12 D-code ? IP 67 straight socket, Cat.5 (ISO/IEC 11801) / Cat.5e (TIA T568-B), Polyolefine, 10 m
469 | 2672340100 | IE-C5DB4BB0100MCAMCA-X | System cable, M12 D-code ? IP 67 angled pin, M12 D-code ? IP 67 angled pin, Cat.5 (ISO/IEC 11801) / Cat.5e (TIA T568-B), Polyolefine, 10 m
470 | 2672340050 | IE-C5DB4BB0050MCAMCA-X | System cable, M12 D-code ? IP 67 angled pin, M12 D-code ? IP 67 angled pin, Cat.5 (ISO/IEC 11801) / Cat.5e (TIA T568-B), Polyolefine, 5 m
471 | 2672340030 | IE-C5DB4BB0030MCAMCA-X | System cable, M12 D-code ? IP 67 angled pin, M12 D-code ? IP 67 angled pin, Cat.5 (ISO/IEC 11801) / Cat.5e (TIA T568-B), Polyolefine, 3 m
472 | 2672340015 | IE-C5DB4BB0015MCAMCA-X | System cable, M12 D-code ? IP 67 angled pin, M12 D-code ? IP 67 angled pin, Cat.5 (ISO/IEC 11801) / Cat.5e (TIA T568-B), Polyolefine, 1.5 m
473 | 2672330015 | IE-C5DB4BB0015MCSMCA-X | System cable, M12 D-code ? IP 67 straight pin, M12 D-code ? IP 67 angled pin, Cat.5 (ISO/IEC 11801) / Cat.5e (TIA T568-B), Polyolefine, 1.5 m
474 | 2672330050 | IE-C5DB4BB0050MCSMCA-X | System cable, M12 D-code ? IP 67 straight pin, M12 D-code ? IP 67 angled pin, Cat.5 (ISO/IEC 11801) / Cat.5e (TIA T568-B), Polyolefine, 5 m
475 | 2672330030 | IE-C5DB4BB0030MCSMCA-X | System cable, M12 D-code ? IP 67 straight pin, M12 D-code ? IP 67 angled pin, Cat.5 (ISO/IEC 11801) / Cat.5e (TIA T568-B), Polyolefine, 3 m
476 | 2672330100 | IE-C5DB4BB0100MCSMCA-X | System cable, M12 D-code ? IP 67 straight pin, M12 D-code ? IP 67 angled pin, Cat.5 (ISO/IEC 11801) / Cat.5e (TIA T568-B), Polyolefine, 10 m
477 | 2672320015 | IE-C5DB4BB0015MCSMCS-X | System cable, M12 D-code ? IP 67 straight pin, M12 D-code ? IP 67 straight pin, Cat.5 (ISO/IEC 11801) / Cat.5e (TIA T568-B), Polyolefine, 1.5 m
478 | 2672320030 | IE-C5DB4BB0030MCSMCS-X | System cable, M12 D-code ? IP 67 straight pin, M12 D-code ? IP 67 straight pin, Cat.5 (ISO/IEC 11801) / Cat.5e (TIA T568-B), Polyolefine, 3 m
479 | 2671890030 | IE-C5DB4BB0030MCSXXX-X | System cable, M12 D-code ? IP 67 straight pin, Open, Cat.5 (ISO/IEC 11801) / Cat.5e (TIA T568-B), Polyolefine, 3 m
480 | 2671890015 | IE-C5DB4BB0015MCSXXX-X | System cable, M12 D-code ? IP 67 straight pin, Open, Cat.5 (ISO/IEC 11801) / Cat.5e (TIA T568-B), Polyolefine, 1.5 m
481 | 2770570000 | PVN PCBA 1KV 3I3O SPD T1+2 F | Photovoltaics, PCB, Combiner Box, 1000 V, 1 MPPT, 3 Inputs / 3 Outputs per MPPT, With fuse holder, Surge protection I / II
482 | 2814780000 | VG 21 HQ MS68 17-20.5 | Heavy-duty connectors, Accessories, Cable glands, Brass, nickel-plated
483 | 2663070000 | TOP 24-230VUC 48VDC0,1A ED2 | TERMSERIES, Solid-state relay, 1 NO contact (Bipolar transistor), Rated control voltage: 24?230 V UC ±10 % , Rated switching voltage: 3... 48 V DC, Continuous current: 100 mA, PUSH IN
484 | 2663080000 | TOP 24-230VUC 24VDC2A ED2 | TERMSERIES, Solid-state relay, 1 NO contact (MOS-FET), Rated control voltage: 24?230 V UC ±10 % , Rated switching voltage: 3...33 V DC, Continuous current: 2 A, PUSH IN
485 | 2663100000 | TOP 24-230VUC 24VDC3,5A ED2 | TERMSERIES, Solid-state relay, 1 NO contact (MOS-FET), Rated control voltage: 24?230 V UC ±10 % , Rated switching voltage: 3...33 V DC, Continuous current: 3.5 A, PUSH IN
486 | 2663110000 | TOP 24-230VUC EMPTY ED2 | TERMSERIES, Relay socket, 1 CO contact (), Rated control voltage: 24?230 V UC ±10 % , Rated switching voltage: 250 V AC, Continuous current: 16 A, PUSH IN
487 | 2663090000 | TOP 24-230VUC 230VAC1A ED2 | TERMSERIES, Solid-state relay, 1 NO contact (Triac (zero-cross switch)), Rated control voltage: 24?230 V UC ±10 % , Rated switching voltage: 24...240 V AC, Continuous current: 1 A, PUSH IN
488 | 2662920000 | TOS 24-230VUC 24VDC2A ED2 | TERMSERIES, Solid-state relay, 1 NO contact (MOS-FET), Rated control voltage: 24?230 V UC ±10 % , Rated switching voltage: 3...33 V DC, Continuous current: 2 A, Screw connection
489 | 2662930000 | TOS 24-230VUC 230VAC1A ED2 | TERMSERIES, Solid-state relay, 1 NO contact (Triac (zero-cross switch)), Rated control voltage: 24?230 V UC ±10 % , Rated switching voltage: 24...240 V AC, Continuous current: 1 A, Screw connection
490 | 2662940000 | TOS 24-230VUC 24VDC3,5A ED2 | TERMSERIES, Solid-state relay, 1 NO contact (MOS-FET), Rated control voltage: 24?230 V UC ±10 % , Rated switching voltage: 3...33 V DC, Continuous current: 3.5 A, Screw connection
491 | 2662910000 | TOS 24-230VUC 48VDC0,1A ED2 | TERMSERIES, Solid-state relay, 1 NO contact (Bipolar transistor), Rated control voltage: 24?230 V UC ±10 % , Rated switching voltage: 3... 48 V DC, Continuous current: 100 mA, Screw connection
492 | 2662990000 | TOS 24-230VUC 24VDC5A ED2 | TERMSERIES, Solid-state relay, 1 NO contact (MOS-FET), Rated control voltage: 24?230 V UC ±10 % , Rated switching voltage: 3...33 V DC, Continuous current: 5 A, Screw connection
493 | 2667180000 | HDC MBUS 2 F MCLIP | Data module
494 | 2667190000 | HDC MBUS 2 M MCLIP | Data module
495 | 2779360000 | CABTITE EP 24/20 GY | Cable entry plate, Cabtite (cable entry system), TPE, grey, Height: 58 mm, Width: 149.6 mm, Depth: 20.2 mm, -40 °C?90 °C, IP66
496 | 2779320000 | CABTITE EP 24/14 GY | Cable entry plate, Cabtite (cable entry system), TPE, grey, Height: 58 mm, Width: 149.6 mm, Depth: 29.2 mm, -40 °C?90 °C, IP66
497 | 2779330000 | CABTITE EP 24/16 GY | Cable entry plate, Cabtite (cable entry system), TPE, grey, Height: 58 mm, Width: 149.6 mm, Depth: 21.2 mm, -40 °C?90 °C, IP66
498 | 2779350000 | CABTITE EP 24/17 GY | Cable entry plate, Cabtite (cable entry system), TPE, grey, Height: 58 mm, Width: 149.6 mm, Depth: 20.2 mm, -40 °C?90 °C, IP66
499 | 2779340000 | CABTITE EP 24/16-1 GY | Cable entry plate, Cabtite (cable entry system), TPE, grey, Height: 58 mm, Width: 149.6 mm, Depth: 29.2 mm, -40 °C?90 °C, IP66
500 | 2779370000 | CABTITE EP 24/21 GY | Cable entry plate, Cabtite (cable entry system), TPE, grey, Height: 58 mm, Width: 149.6 mm, Depth: 20.2 mm, -40 °C?90 °C, IP66
501 | 2779310000 | CABTITE EP 24/13 GY | Cable entry plate, Cabtite (cable entry system), TPE, grey, Height: 58 mm, Width: 149.6 mm, Depth: 29.2 mm, -40 °C?90 °C, IP66
502 | 2779380000 | CABTITE EP 24/32 GY | Cable entry plate, Cabtite (cable entry system), TPE, grey, Height: 58 mm, Width: 149.6 mm, Depth: 17.3 mm, -40 °C?90 °C, IP66
503 | 1466240005 | PAC-S1500-UNIS-V0-0M5 | Pre-assembled cable, PAC, Cable LiYCY, 0.25 mm²
504 | 2816250000 | DEK-AI 5/5 MM WS | Dekafix, Terminal marker, 5 x 5 mm, Weidmueller, white
505 | 2816240000 | DEK-AI 5/8 MM WS | Dekafix, Terminal marker, 5 x 8.1 mm, Weidmueller, white
506 | 2797190000 | CUTFIX PRO | Automatic machines, Cutting machine
507 | 2797200000 | CUTFIX PRO FEEDER | Automatic machines, Cutting machine
508 | 2795590000 | VPU PV I+II 0 1500 E | Surge voltage arrester, Low voltage, Accessories, Spare arrester
509 | 2795570000 | VPU PV I+II 3 1500 E | Surge voltage arrester, Low voltage
510 | 2811930000 | VPU II 1 R 1000V/40KA AC | Surge voltage arrester, Low voltage, with remote contact, Single-phase
511 | 2795580000 | VPU PV I+II 3 R 1500 E | Surge voltage arrester, Low voltage, with remote contact
512 | 2816690000 | ACT20P-PRO DCDC II-24-S | Analogue signal converter, 24 V DC power supply, Input : I/U universal, Output : I/U universal
513 | 2796950100 | IE-CSPD5UD0100LCSVAP-X | System cable, M12 L-code ? IP 67 straight pin, PushPull Power, PUR, 10 m
514 | 2796950050 | IE-CSPD5UD0050LCSVAP-X | System cable, M12 L-code ? IP 67 straight pin, PushPull Power, PUR, 5 m
515 | 2796950030 | IE-CSPD5UD0030LCSVAP-X | System cable, M12 L-code ? IP 67 straight pin, PushPull Power, PUR, 3 m
516 | 2796950015 | IE-CSPD5UD0015LCSVAP-X | System cable, M12 L-code ? IP 67 straight pin, PushPull Power, PUR, 1.5 m
517 | 2569000000 | PRO TOP1 120W 12V 10A F | Power supply, switch-mode power supply unit, 12 V
518 | 2585370005 | IE-C5DD4UG0005A60XXX-E | Dragline cable, PROFINET, RJ45 IP 20, Open, Cat.5 (ISO/IEC 11801) / Cat.5e (TIA T568-B), PUR, 0.5 m
519 | 2585370010 | IE-C5DD4UG0010A60XXX-E | Dragline cable, PROFINET, RJ45 IP 20, Open, Cat.5 (ISO/IEC 11801) / Cat.5e (TIA T568-B), PUR, 1 m
520 | 2585370015 | IE-C5DD4UG0015A60XXX-E | Dragline cable, PROFINET, RJ45 IP 20, Open, Cat.5 (ISO/IEC 11801) / Cat.5e (TIA T568-B), PUR, 1.5 m
521 | 2585370030 | IE-C5DD4UG0030A60XXX-E | Dragline cable, PROFINET, RJ45 IP 20, Open, Cat.5 (ISO/IEC 11801) / Cat.5e (TIA T568-B), PUR, 3 m
522 | 2585370050 | IE-C5DD4UG0050A60XXX-E | Dragline cable, PROFINET, RJ45 IP 20, Open, Cat.5 (ISO/IEC 11801) / Cat.5e (TIA T568-B), PUR, 5 m
523 | 2585370100 | IE-C5DD4UG0100A60XXX-E | Dragline cable, PROFINET, RJ45 IP 20, Open, Cat.5 (ISO/IEC 11801) / Cat.5e (TIA T568-B), PUR, 10 m
524 | 2485600200 | IE-C6EL8UG0200XCAU40-E | System cable, RJ45 IP 20, M12 x-type IP67 male, angled 0°, Cat.6A / Class EA (ISO/IEC 11801 2010), PUR, 20 m
525 | 2485600150 | IE-C6EL8UG0150XCAU40-E | System cable, RJ45 IP 20, M12 x-type IP67 male, angled 0°, Cat.6A / Class EA (ISO/IEC 11801 2010), PUR, 15 m
526 | 2485600250 | IE-C6EL8UG0250XCAU40-E | System cable, RJ45 IP 20, M12 x-type IP67 male, angled 0°, Cat.6A / Class EA (ISO/IEC 11801 2010), PUR, 25 m
527 | 2485600300 | IE-C6EL8UG0300XCAU40-E | System cable, RJ45 IP 20, M12 x-type IP67 male, angled 0°, Cat.6A / Class EA (ISO/IEC 11801 2010), PUR, 30 m
528 | 2592680000 | HDC MBUS CL X/D 0.6/1.0 | Locator for crimping tool
529 | 2559320000 | HDC 06B ADLU N | HDC enclosures, Size: 3, Protection degree: IP65 (in plugged condition), Bulkhead housing, End-locking clamp, lower side, Standard
530 | 2564440000 | RJ45G1 R1D 3.2E4N RL | PCB plug-in connector, RJ45 jacks transformer, 1000 Mbps , THT/THR solder connection, 90°, Latch option: bottom, Shield tabs: 6 tabs, 30...80 µ" Ni / ? 30 µ" Au , LED: No, Number of poles: 10, Tape
531 | 2564450000 | RJ45M S1D DE4N RL | PCB plug-in connector, RJ45 jacks transformer, 10/100 MBit/s , SMD solder connection, 90°, Shield tabs: 6 tabs, 30...80 µ" Ni / ? 30 µ" Au , LED: No, Number of poles: 8, Tape
532 | 2564410000 | RJ45M R1D 3.3E4G/Y RL | PCB plug-in connector, RJ45 jacks transformer, 10/100 MBit/s , THT/THR solder connection, 90°, Latch option: bottom, Shield tabs: 6 tabs, 30...80 µ" Ni / ? 30 µ" Au , LED: Yes, green, yellow, Number of poles: 8, Tape
533 | 2564420000 | RJ45G1 T1D 3.3E4N TY | PCB plug-in connector, RJ45 jacks transformer, 1000 Mbps , THT solder connection, 90°, Latch option: bottom, Shield tabs: 6 tabs, 30...80 µ" Ni / ? 30 µ" Au , LED: No, Number of poles: 10, Tray (manual assembly)
534 | 2564430000 | RJ45M R1D 3.2E4N RL | PCB plug-in connector, RJ45 jacks transformer, 10/100 MBit/s , THT/THR solder connection, 90°, Latch option: bottom, Shield tabs: 6 tabs, 30...80 µ" Ni / ? 30 µ" Au , LED: No, Number of poles: 8, Tape
535 | 2473420000 | LLFS 7.50/01/90 5.0SN BK BX | Printed circuit board terminals, 7.50 mm, Number of poles: 1, 90°, Solder pin length (l): 5 mm, tinned, black, PUSH IN without actuator, Clamping range, max. : 6 mm², Box
536 | 2559470000 | S2L 3.50/40/90F 3.5SN BK BX | PCB plug-in connector, male header, Flange, THT solder connection, 3.50 mm, Number of poles: 40, 90°, Solder pin length (l): 3.5 mm, tinned, black, Box
537 | 2559460000 | S2L 3.50/38/90F 3.5SN BK BX | PCB plug-in connector, male header, Flange, THT solder connection, 3.50 mm, Number of poles: 38, 90°, Solder pin length (l): 3.5 mm, tinned, black, Box
538 | 2499750000 | SV-SMT 7.62IT/04/90MF3 2.6SN BK BX | PCB plug-in connector, male header, Middle flange, THT/THR solder connection, 7.62 mm, Number of poles: 4, 90°, Solder pin length (l): 2.6 mm, tinned, black, Box
539 | 2499800000 | SV-SMT 7.62IT/02/90MSF2 2.6SN BK BX | PCB plug-in connector, male header, Middle screw flange, THT/THR solder connection, 7.62 mm, Number of poles: 2, 90°, Solder pin length (l): 2.6 mm, tinned, black, Box
540 | 2499870000 | SV-SMT 7.62IT/05/90MSF3 2.6SN BK BX | PCB plug-in connector, male header, Middle screw flange, THT/THR solder connection, 7.62 mm, Number of poles: 5, 90°, Solder pin length (l): 2.6 mm, tinned, black, Box
541 | 2500360000 | SV-SMT 7.62IT/04/270MSF4 2.6SN BK BX | PCB plug-in connector, male header, Middle screw flange, THT/THR solder connection, 7.62 mm, Number of poles: 4, 270°, Solder pin length (l): 2.6 mm, tinned, black, Box
542 | 2500400000 | SV-SMT 7.62IT/05/270MSF5 2.6SN BK BX | PCB plug-in connector, male header, Middle screw flange, THT/THR solder connection, 7.62 mm, Number of poles: 5, 270°, Solder pin length (l): 2.6 mm, tinned, black, Box
543 | 2500370000 | SV-SMT 7.62IT/05/270MSF2 2.6SN BK BX | PCB plug-in connector, male header, Middle screw flange, THT/THR solder connection, 7.62 mm, Number of poles: 5, 270°, Solder pin length (l): 2.6 mm, tinned, black, Box
544 | 2500340000 | SV-SMT 7.62IT/04/270MSF2 2.6SN BK BX | PCB plug-in connector, male header, Middle screw flange, THT/THR solder connection, 7.62 mm, Number of poles: 4, 270°, Solder pin length (l): 2.6 mm, tinned, black, Box
545 | 2500310000 | SV-SMT 7.62IT/02/270MSF2 2.6SN BK BX | PCB plug-in connector, male header, Middle screw flange, THT/THR solder connection, 7.62 mm, Number of poles: 2, 270°, Solder pin length (l): 2.6 mm, tinned, black, Box
546 | 2500300000 | SV-SMT 7.62IT/05/270MF5 2.6SN BK BX | PCB plug-in connector, male header, Middle flange, THT/THR solder connection, 7.62 mm, Number of poles: 5, 270°, Solder pin length (l): 2.6 mm, tinned, black, Box
547 | 2500330000 | SV-SMT 7.62IT/03/270MSF3 2.6SN BK BX | PCB plug-in connector, male header, Middle screw flange, THT/THR solder connection, 7.62 mm, Number of poles: 3, 270°, Solder pin length (l): 2.6 mm, tinned, black, Box
548 | 2500320000 | SV-SMT 7.62IT/03/270MSF2 2.6SN BK BX | PCB plug-in connector, male header, Middle screw flange, THT/THR solder connection, 7.62 mm, Number of poles: 3, 270°, Solder pin length (l): 2.6 mm, tinned, black, Box
549 | 2500230000 | SV-SMT 7.62IT/03/270MF3 2.6SN BK BX | PCB plug-in connector, male header, Middle flange, THT/THR solder connection, 7.62 mm, Number of poles: 3, 270°, Solder pin length (l): 2.6 mm, tinned, black, Box
550 | 2500240000 | SV-SMT 7.62IT/04/270MF2 2.6SN BK BX | PCB plug-in connector, male header, Middle flange, THT/THR solder connection, 7.62 mm, Number of poles: 4, 270°, Solder pin length (l): 2.6 mm, tinned, black, Box
551 | 2500290000 | SV-SMT 7.62IT/05/270MF4 2.6SN BK BX | PCB plug-in connector, male header, Middle flange, THT/THR solder connection, 7.62 mm, Number of poles: 5, 270°, Solder pin length (l): 2.6 mm, tinned, black, Box
552 | 2500250000 | SV-SMT 7.62IT/04/270MF3 2.6SN BK BX | PCB plug-in connector, male header, Middle flange, THT/THR solder connection, 7.62 mm, Number of poles: 4, 270°, Solder pin length (l): 2.6 mm, tinned, black, Box
553 | 2500280000 | SV-SMT 7.62IT/05/270MF3 2.6SN BK BX | PCB plug-in connector, male header, Middle flange, THT/THR solder connection, 7.62 mm, Number of poles: 5, 270°, Solder pin length (l): 2.6 mm, tinned, black, Box
554 | 2500270000 | SV-SMT 7.62IT/05/270MF2 2.6SN BK BX | PCB plug-in connector, male header, Middle flange, THT/THR solder connection, 7.62 mm, Number of poles: 5, 270°, Solder pin length (l): 2.6 mm, tinned, black, Box
555 | 2500220000 | SV-SMT 7.62IT/03/270MF2 2.6SN BK BX | PCB plug-in connector, male header, Middle flange, THT/THR solder connection, 7.62 mm, Number of poles: 3, 270°, Solder pin length (l): 2.6 mm, tinned, black, Box
556 | 2499770000 | SV-SMT 7.62IT/05/90MF3 2.6SN BK BX | PCB plug-in connector, male header, Middle flange, THT/THR solder connection, 7.62 mm, Number of poles: 5, 90°, Solder pin length (l): 2.6 mm, tinned, black, Box
557 | 2499790000 | SV-SMT 7.62IT/05/90MF5 2.6SN BK BX | PCB plug-in connector, male header, Middle flange, THT/THR solder connection, 7.62 mm, Number of poles: 5, 90°, Solder pin length (l): 2.6 mm, tinned, black, Box
558 | 2500180000 | SV-SMT 7.62IT/02/270MF2 2.6SN BK BX | PCB plug-in connector, male header, Middle flange, THT/THR solder connection, 7.62 mm, Number of poles: 2, 270°, Solder pin length (l): 2.6 mm, tinned, black, Box
559 | 2499760000 | SV-SMT 7.62IT/05/90MF2 2.6SN BK BX | PCB plug-in connector, male header, Middle flange, THT/THR solder connection, 7.62 mm, Number of poles: 5, 90°, Solder pin length (l): 2.6 mm, tinned, black, Box
560 | 2499740000 | SV-SMT 7.62IT/04/90MF2 2.6SN BK BX | PCB plug-in connector, male header, Middle flange, THT/THR solder connection, 7.62 mm, Number of poles: 4, 90°, Solder pin length (l): 2.6 mm, tinned, black, Box
561 | 2499730000 | SV-SMT 7.62IT/03/90MF3 2.6SN BK BX | PCB plug-in connector, male header, Middle flange, THT/THR solder connection, 7.62 mm, Number of poles: 3, 90°, Solder pin length (l): 2.6 mm, tinned, black, Box
562 | 2499530000 | SV-SMT 7.62IT/02/90MF2 2.6SN BK BX | PCB plug-in connector, male header, Middle flange, THT/THR solder connection, 7.62 mm, Number of poles: 2, 90°, Solder pin length (l): 2.6 mm, tinned, black, Box
563 | 2499720000 | SV-SMT 7.62IT/03/90MF2 2.6SN BK BX | PCB plug-in connector, male header, Middle flange, THT/THR solder connection, 7.62 mm, Number of poles: 3, 90°, Solder pin length (l): 2.6 mm, tinned, black, Box
564 | 2499810000 | SV-SMT 7.62IT/03/90MSF2 2.6SN BK BX | PCB plug-in connector, male header, Middle screw flange, THT/THR solder connection, 7.62 mm, Number of poles: 3, 90°, Solder pin length (l): 2.6 mm, tinned, black, Box
565 | 2499820000 | SV-SMT 7.62IT/03/90MSF3 2.6SN BK BX | PCB plug-in connector, male header, Middle screw flange, THT/THR solder connection, 7.62 mm, Number of poles: 3, 90°, Solder pin length (l): 2.6 mm, tinned, black, Box
566 | 2499830000 | SV-SMT 7.62IT/04/90MSF2 2.6SN BK BX | PCB plug-in connector, male header, Middle screw flange, THT/THR solder connection, 7.62 mm, Number of poles: 4, 90°, Solder pin length (l): 2.6 mm, tinned, black, Box
567 | 2499850000 | SV-SMT 7.62IT/04/90MSF4 2.6SN BK BX | PCB plug-in connector, male header, Middle screw flange, THT/THR solder connection, 7.62 mm, Number of poles: 4, 90°, Solder pin length (l): 2.6 mm, tinned, black, Box
568 | 2499860000 | SV-SMT 7.62IT/05/90MSF2 2.6SN BK BX | PCB plug-in connector, male header, Middle screw flange, THT/THR solder connection, 7.62 mm, Number of poles: 5, 90°, Solder pin length (l): 2.6 mm, tinned, black, Box
569 | 2499890000 | SV-SMT 7.62IT/05/90MSF5 2.6SN BK BX | PCB plug-in connector, male header, Middle screw flange, THT/THR solder connection, 7.62 mm, Number of poles: 5, 90°, Solder pin length (l): 2.6 mm, tinned, black, Box
570 | 2499880000 | SV-SMT 7.62IT/05/90MSF4 2.6SN BK BX | PCB plug-in connector, male header, Middle screw flange, THT/THR solder connection, 7.62 mm, Number of poles: 5, 90°, Solder pin length (l): 2.6 mm, tinned, black, Box
571 | 2499360000 | SV-SMT 7.62HP/05/270G 2.6SN BK BX | PCB plug-in connector, male header, closed side, THT/THR solder connection, 7.62 mm, Number of poles: 5, 270°, Solder pin length (l): 2.6 mm, tinned, black, Box
572 | 2499330000 | SV-SMT 7.62HP/02/270G 2.6SN BK BX | PCB plug-in connector, male header, closed side, THT/THR solder connection, 7.62 mm, Number of poles: 2, 270°, Solder pin length (l): 2.6 mm, tinned, black, Box
573 | 2499350000 | SV-SMT 7.62HP/04/270G 2.6SN BK BX | PCB plug-in connector, male header, closed side, THT/THR solder connection, 7.62 mm, Number of poles: 4, 270°, Solder pin length (l): 2.6 mm, tinned, black, Box
574 | 2499590000 | SV-SMT 7.62HP/05/90F 2.6SN BK BX | PCB plug-in connector, male header, Flange, THT/THR solder connection, 7.62 mm, Number of poles: 5, 90°, Solder pin length (l): 2.6 mm, tinned, black, Box
575 | 2499580000 | SV-SMT 7.62HP/04/90F 2.6SN BK BX | PCB plug-in connector, male header, Flange, THT/THR solder connection, 7.62 mm, Number of poles: 4, 90°, Solder pin length (l): 2.6 mm, tinned, black, Box
576 | 2499540000 | SV-SMT 7.62HP/02/270F 2.6SN BK BX | PCB plug-in connector, male header, Flange, THT/THR solder connection, 7.62 mm, Number of poles: 2, 270°, Solder pin length (l): 2.6 mm, tinned, black, Box
577 | 2499520000 | SV-SMT 7.62HP/02/90F 2.6SN BK BX | PCB plug-in connector, male header, Flange, THT/THR solder connection, 7.62 mm, Number of poles: 2, 90°, Solder pin length (l): 2.6 mm, tinned, black, Box
578 | 2499640000 | SV-SMT 7.62HP/02/90LF 2.6SN BK BX | PCB plug-in connector, male header, Solder flange, THT/THR solder connection, 7.62 mm, Number of poles: 2, 90°, Solder pin length (l): 2.6 mm, tinned, black, Box
579 | 2499570000 | SV-SMT 7.62HP/03/90F 2.6SN BK BX | PCB plug-in connector, male header, Flange, THT/THR solder connection, 7.62 mm, Number of poles: 3, 90°, Solder pin length (l): 2.6 mm, tinned, black, Box
580 | 2499650000 | SV-SMT 7.62HP/03/90LF 2.6SN BK BX | PCB plug-in connector, male header, Solder flange, THT/THR solder connection, 7.62 mm, Number of poles: 3, 90°, Solder pin length (l): 2.6 mm, tinned, black, Box
581 | 2499690000 | SV-SMT 7.62HP/03/90LSF 2.6SN BK BX | PCB plug-in connector, male header, Solder screw flange, THT/THR solder connection, 7.62 mm, Number of poles: 3, 90°, Solder pin length (l): 2.6 mm, tinned, black, Box
582 | 2499680000 | SV-SMT 7.62HP/02/90LSF 2.6SN BK BX | PCB plug-in connector, male header, Solder screw flange, THT/THR solder connection, 7.62 mm, Number of poles: 2, 90°, Solder pin length (l): 2.6 mm, tinned, black, Box
583 | 2499670000 | SV-SMT 7.62HP/05/90LF 2.6SN BK BX | PCB plug-in connector, male header, Solder flange, THT/THR solder connection, 7.62 mm, Number of poles: 5, 90°, Solder pin length (l): 2.6 mm, tinned, black, Box
584 | 2499930000 | SV-SMT 7.62HP/05/270F 2.6SN BK BX | PCB plug-in connector, male header, Flange, THT/THR solder connection, 7.62 mm, Number of poles: 5, 270°, Solder pin length (l): 2.6 mm, tinned, black, Box
585 | 2499710000 | SV-SMT 7.62HP/05/90LSF 2.6SN BK BX | PCB plug-in connector, male header, Solder screw flange, THT/THR solder connection, 7.62 mm, Number of poles: 5, 90°, Solder pin length (l): 2.6 mm, tinned, black, Box
586 | 2499600000 | SV-SMT 7.62HP/02/90SF 2.6SN BK BX | PCB plug-in connector, male header, Screw flange, THT/THR solder connection, 7.62 mm, Number of poles: 2, 90°, Solder pin length (l): 2.6 mm, tinned, black, Box
587 | 2499610000 | SV-SMT 7.62HP/03/90SF 2.6SN BK BX | PCB plug-in connector, male header, Screw flange, THT/THR solder connection, 7.62 mm, Number of poles: 3, 90°, Solder pin length (l): 2.6 mm, tinned, black, Box
588 | 2499620000 | SV-SMT 7.62HP/04/90SF 2.6SN BK BX | PCB plug-in connector, male header, Screw flange, THT/THR solder connection, 7.62 mm, Number of poles: 4, 90°, Solder pin length (l): 2.6 mm, tinned, black, Box
589 | 2499960000 | SV-SMT 7.62HP/04/270SF 2.6SN BK BX | PCB plug-in connector, male header, Screw flange, THT/THR solder connection, 7.62 mm, Number of poles: 4, 270°, Solder pin length (l): 2.6 mm, tinned, black, Box
590 | 2499950000 | SV-SMT 7.62HP/03/270SF 2.6SN BK BX | PCB plug-in connector, male header, Screw flange, THT/THR solder connection, 7.62 mm, Number of poles: 3, 270°, Solder pin length (l): 2.6 mm, tinned, black, Box
591 | 2499970000 | SV-SMT 7.62HP/05/270SF 2.6SN BK BX | PCB plug-in connector, male header, Middle screw flange, THT/THR solder connection, 7.62 mm, Number of poles: 5, 270°, Solder pin length (l): 2.6 mm, tinned, black, Box
592 | 2499340000 | SV-SMT 7.62HP/03/270G 2.6SN BK BX | PCB plug-in connector, male header, closed side, THT/THR solder connection, 7.62 mm, Number of poles: 3, 270°, Solder pin length (l): 2.6 mm, tinned, black, Box
593 | 2560930000 | HDC 16B SBU 2M25G N | HDC enclosures, Size: 6, Protection degree: IP65 (in plugged condition), Base housing, Side-locking clamp on lower side, Standard, Size of cable entries: M 25
594 | 2559900000 | HDC 40D KBU 1M32G N | HDC enclosures, Size: 6, Protection degree: IP65 (in plugged condition), Coupling housing, Side-locking clamp on lower side, high, Size of cable entries: PG 29
595 | 2560950000 | HDC 16B SBU 2PG21G N | HDC enclosures, Size: 6, Protection degree: IP65 (in plugged condition), Base housing, Side-locking clamp on lower side, Standard, Size of cable entries: PG 21
596 | 2560940000 | HDC 16B SBU 1PG21G N | HDC enclosures, Size: 6, Protection degree: IP65 (in plugged condition), Base housing, Side-locking clamp on lower side, Standard, Size of cable entries: PG 21
597 | 2560970000 | HDC 24B SBU 2M25G N | HDC enclosures, Size: 8, Protection degree: IP65 (in plugged condition), Base housing, Side-locking clamp on lower side, Standard, Size of cable entries: M 25
598 | 2499630000 | SV-SMT 7.62HP/05/90SF 2.6SN BK BX | PCB plug-in connector, male header, Screw flange, THT/THR solder connection, 7.62 mm, Number of poles: 5, 90°, Solder pin length (l): 2.6 mm, tinned, black, Box
599 | 2500390000 | SV-SMT 7.62IT/05/270MSF4 2.6SN BK BX | PCB plug-in connector, male header, Middle screw flange, THT/THR solder connection, 7.62 mm, Number of poles: 5, 270°, Solder pin length (l): 2.6 mm, tinned, black, Box
600 | 2500350000 | SV-SMT 7.62IT/04/270MSF3 2.6SN BK BX | PCB plug-in connector, male header, Middle screw flange, THT/THR solder connection, 7.62 mm, Number of poles: 4, 270°, Solder pin length (l): 2.6 mm, tinned, black, Box
601 | 2500380000 | SV-SMT 7.62IT/05/270MSF3 2.6SN BK BX | PCB plug-in connector, male header, Middle screw flange, THT/THR solder connection, 7.62 mm, Number of poles: 5, 270°, Solder pin length (l): 2.6 mm, tinned, black, Box
602 | 2559480000 | S2L 3.50/42/90F 3.5SN BK BX | PCB plug-in connector, male header, Flange, THT solder connection, 3.50 mm, Number of poles: 42, 90°, Solder pin length (l): 3.5 mm, tinned, black, Box
603 | 2559790000 | S2L 3.50/44/90G 3.5SN OR BX | PCB plug-in connector, male header, closed side, THT solder connection, 3.50 mm, Number of poles: 44, 90°, Solder pin length (l): 3.5 mm, tinned, orange, Box
604 | 2559800000 | S2L 3.50/38/90G 3.5SN BK BX | PCB plug-in connector, male header, closed side, THT solder connection, 3.50 mm, Number of poles: 38, 90°, Solder pin length (l): 3.5 mm, tinned, black, Box
605 | 2559490000 | S2L 3.50/44/90F 3.5SN BK BX | PCB plug-in connector, male header, Flange, THT solder connection, 3.50 mm, Number of poles: 44, 90°, Solder pin length (l): 3.5 mm, tinned, black, Box
606 | 2559430000 | S2L 3.50/42/90F 3.5SN OR BX | PCB plug-in connector, male header, Flange, THT solder connection, 3.50 mm, Number of poles: 42, 90°, Solder pin length (l): 3.5 mm, tinned, orange, Box
607 | 2559440000 | S2L 3.50/44/90F 3.5SN OR BX | PCB plug-in connector, male header, Flange, THT solder connection, 3.50 mm, Number of poles: 44, 90°, Solder pin length (l): 3.5 mm, tinned, orange, Box
608 | 2559500000 | S2L 3.50/46/90F 3.5SN BK BX | PCB plug-in connector, male header, Flange, THT solder connection, 3.50 mm, Number of poles: 46, 90°, Solder pin length (l): 3.5 mm, tinned, black, Box
609 | 2559770000 | S2L 3.50/40/90G 3.5SN OR BX | PCB plug-in connector, male header, closed side, THT solder connection, 3.50 mm, Number of poles: 40, 90°, Solder pin length (l): 3.5 mm, tinned, orange, Box
610 | 2559810000 | S2L 3.50/40/90G 3.5SN BK BX | PCB plug-in connector, male header, closed side, THT solder connection, 3.50 mm, Number of poles: 40, 90°, Solder pin length (l): 3.5 mm, tinned, black, Box
611 | 2559840000 | S2L 3.50/46/90G 3.5SN BK BX | PCB plug-in connector, male header, closed side, THT solder connection, 3.50 mm, Number of poles: 46, 90°, Solder pin length (l): 3.5 mm, tinned, black, Box
612 | 2559780000 | S2L 3.50/42/90G 3.5SN OR BX | PCB plug-in connector, male header, closed side, THT solder connection, 3.50 mm, Number of poles: 42, 90°, Solder pin length (l): 3.5 mm, tinned, orange, Box
613 | 2559450000 | S2L 3.50/46/90F 3.5SN OR BX | PCB plug-in connector, male header, Flange, THT solder connection, 3.50 mm, Number of poles: 46, 90°, Solder pin length (l): 3.5 mm, tinned, orange, Box
614 | 2559850000 | S2L 3.50/46/90G 3.5SN OR BX | PCB plug-in connector, male header, closed side, THT solder connection, 3.50 mm, Number of poles: 46, 90°, Solder pin length (l): 3.5 mm, tinned, orange, Box
615 | 2559820000 | S2L 3.50/42/90G 3.5SN BK BX | PCB plug-in connector, male header, closed side, THT solder connection, 3.50 mm, Number of poles: 42, 90°, Solder pin length (l): 3.5 mm, tinned, black, Box
616 | 2559830000 | S2L 3.50/44/90G 3.5SN BK BX | PCB plug-in connector, male header, closed side, THT solder connection, 3.50 mm, Number of poles: 44, 90°, Solder pin length (l): 3.5 mm, tinned, black, Box
617 | 7789891030 | C300-36B-324B-2S-M34-3M | Pre-assembled cable, PAC, Cable LiYCY, 0.34 mm²
618 | 2561050000 | HDC 64D SBU 1M32G N | HDC enclosures, Size: 8, Protection degree: IP65 (in plugged condition), Base housing, Side-locking clamp on lower side, high, Size of cable entries: M 32
619 | 2561040000 | HDC 40D SBU 2M32G N | HDC enclosures, Size: 6, Protection degree: IP65 (in plugged condition), Base housing, Side-locking clamp on lower side, high, Size of cable entries: PG 21
620 | 2561030000 | HDC 40D SBU 1M32G N | HDC enclosures, Size: 6, Protection degree: IP65 (in plugged condition), Base housing, Side-locking clamp on lower side, high, Size of cable entries: PG 21
621 | 2559890000 | HDC 40D KBU 1M25G N | HDC enclosures, Size: 6, Protection degree: IP65 (in plugged condition), Coupling housing, Side-locking clamp on lower side, high, Size of cable entries: PG 29
622 | 2587730000 | DAE M20 PA BK 9005 | DAE (ventilation element), Compensating element, M 20, 6 mm, IP66, IP68, IP69K, Polyamide 6
623 | 8941350002 | IE-C6FS8UG0002A40A40-G | System cable, RJ45 IP 20, RJ45 IP 20, Cat.6A / Class EA (ISO/IEC 11801 2010), PUR, 0.2 m
624 | 8941350008 | IE-C6FS8UG0008A40A40-G | System cable, RJ45 IP 20, RJ45 IP 20, Cat.6A / Class EA (ISO/IEC 11801 2010), PUR, 0.8 m
625 | 8876443500 | IE-FM6D2UE0350MSD0SD0X | Dragline cable, SC duplex IP 20, SC duplex IP 20, 62.5 µm, PUR, 350 m
626 | 2494450020 | IE-C6ES8UG0020A45A45-X | System cable, RJ45 IP 67 RockStar V05 metal, RJ45 IP 67 RockStar V05 metal, Cat.6A / Class EA (ISO/IEC 11801 2010), PUR, 2 m
627 | 2714590000 | IE-C6ES8UG0020A45XXX-X | System cable, RJ45 IP 67 RockStar V05 metal, Open, Cat.6A / Class EA (ISO/IEC 11801 2010), PUR, 2 m
628 | 2716900000 | IE-FM5D2UE0005MSD0SDSX | Dragline cable, SC duplex IP 20, SC IP 67 bayonet V01 plastic, 50 µm, PUR, 5 m
629 | 2716910000 | IE-C5ES8VG0050A40S41-X | System cable, RJ45 IP 20, RJ45 IP 67 bayonet V01 plastic, Cat.5 (ISO/IEC 11801) / Cat.5e (TIA T568-B), PVC, 5 m
630 | 2712760000 | APG 2.5/5-4BG-GN | Plug, 2.5 mm², 800, 24 A, Number of poles: 5, beige, green
631 | 2712810000 | APG 2.5/10-9BG-GN | Plug, 2.5 mm², 800, 24 A, Number of poles: 10, beige, green
632 | 2712800000 | APG 2.5/9-8BG-GN | Plug, 2.5 mm², 800, 24 A, Number of poles: 9, beige, green
633 | 2712740000 | APG 2.5/3-2BG-GN | Plug, 2.5 mm², 800, 24 A, Number of poles: 3, beige, green
634 | 2712780000 | APG 2.5/7-6BG-GN | Plug, 2.5 mm², 800, 24 A, Number of poles: 7, beige, green
635 | 2712790000 | APG 2.5/8-7BG-GN | Plug, 2.5 mm², 800, 24 A, Number of poles: 8, beige, green
636 | 2712770000 | APG 2.5/6-5BG-GN | Plug, 2.5 mm², 800, 24 A, Number of poles: 6, beige, green
637 | 2718760000 | IE-C6ES8VG0050A40A45-X | System cable, RJ45 IP 20, RJ45 IP 20, Cat.6A / Class EA (ISO/IEC 11801 2010), PVC, 5 m
638 | 2718730000 | IE-C6ES8VG0020A40A45-X | System cable, RJ45 IP 20, RJ45 IP 67 RockStar V05 metal, Cat.6A / Class EA (ISO/IEC 11801 2010), PVC, 2 m
639 | 2718750000 | IE-C6ES8VG0030A40A45-X | System cable, RJ45 IP 20, RJ45 IP 67 RockStar V05 metal, Cat.6A / Class EA (ISO/IEC 11801 2010), PVC, 3 m
640 | 2715530000 | STB 21.6/IH/BR WTL6/3 | Accessories, Socket
641 | 2713810000 | THM MT30X 18/6.5 SI | THM, Device markers, 6.5 x 18 mm, silver
642 | 2576460150 | IE-C5DD4UG0150A2EA20-X | Dragline cable, PROFINET
643 | 2729230000 | SL SET PV NEXT | Photovoltaics
644 | 2728210000 | KCMA-8-5000-5A-15VA1 | Primary current: 5000 A, Secondary current max.: 5 A, Load: 15 VA, Tolerance class: 1, detachable current transformer
645 | 2728190000 | KCMA-8-4000-5A-15VA1 | Primary current: 4000 A, Secondary current max.: 5 A, Load: 15 VA, Tolerance class: 1, detachable current transformer
646 | 2728170000 | KCMA-8-2500-5A-15VA1 | Primary current: 2500 A, Secondary current max.: 5 A, Load: 15 VA, Tolerance class: 1, detachable current transformer
647 | 2728180000 | KCMA-8-3000-5A-15VA1 | Primary current: 3000 A, Secondary current max.: 5 A, Load: 15 VA, Tolerance class: 1, detachable current transformer
648 | 2719810000 | APG 1.5/8-7BG-GN | Plug, 1.5 mm², 500, 17.5 A, Number of poles: 8, dark beige, green
649 | 2719830000 | APG 1.5/10-9BG-GN | Plug, 1.5 mm², 500, 17.5 A, Number of poles: 10, dark beige, green
650 | 2719770000 | APG 1.5/5-4BG-GN | Plug, 1.5 mm², 500, 17.5 A, Number of poles: 5, dark beige, green
651 | 2719820000 | APG 1.5/9-8BG-GN | Plug, 1.5 mm², 500, 17.5 A, Number of poles: 9, dark beige, green
652 | 2719740000 | APG 1.5/3-2BG-GN | Plug, 1.5 mm², 500, 17.5 A, Number of poles: 3, dark beige, green
653 | 2715740000 | VP HEX M16 PA6 GY | Blanking plugs, M 16 x 1.5, 15 mm, Polyamide 6 (PA 6)
654 | 2715790000 | VP HEX M50 PA6 GY | Blanking plugs, M 50 x 1.5, 18 mm, Polyamide 6 (PA 6)
655 | 2715760000 | VP HEX M25 PA6 GY | Blanking plugs, M 25 x 1.5, 15 mm, Polyamide 6 (PA 6)
656 | 2715780000 | VP HEX M40 PA6 GY | Blanking plugs, M 40 x 1.5, 18 mm, Polyamide 6 (PA 6)
657 | 2722020000 | VG M32 EXE 19-25 CR7J G4 | VG Exe 7J (Ex plastic cable gland 7J Exe), Cable glands, M 32, 15 mm, OD min. 19 - OD max. 25 mm, IP54, IP66, IP67, IP68 - 5 bar (30 min.), Polyamide 6
658 | 2722000000 | VG M25 EXE 14-18 CR7J G4 | VG Exe 7J (Ex plastic cable gland 7J Exe), Cable glands, M 25, 10 mm, OD min. 14 - OD max. 18 mm, IP54, IP66, IP67, IP68 - 5 bar (30 min.), Polyamide 6
659 | 2721980000 | VG M20 EXE 11-14 CR7J G4 | VG Exe 7J (Ex plastic cable gland 7J Exe), Cable glands, M 20, 10 mm, OD min. 11 - OD max. 14 mm, IP54, IP66, IP67, IP68 - 5 bar (30 min.), Polyamide 6
660 | 2722010000 | VG M32 EXE 16-21 CR7J G4 | VG Exe 7J (Ex plastic cable gland 7J Exe), Cable glands, M 32, 10 mm, OD min. 16 - OD max. 21 mm, IP54, IP66, IP67, IP68 - 5 bar (30 min.), Polyamide 6
661 | 2721970000 | VG M20 EXE 7-13 CR7J G4 | VG Exe 7J (Ex plastic cable gland 7J Exe), Cable glands, M 20, 10 mm, OD min. 7 - OD max. 13 mm, IP54, IP66, IP67, IP68 - 5 bar (30 min.), Polyamide 6
662 | 2721960000 | VG M20 EXE 7-12 CR7J G4 | VG Exe 7J (Ex plastic cable gland 7J Exe), Cable glands, M 20, 10 mm, OD min. 7 - OD max. 12 mm, IP54, IP66, IP67, IP68 - 5 bar (30 min.), Polyamide 6
663 | 2721940000 | VG M16 EXE 5-8 CR7J G4 | VG Exe 7J (Ex plastic cable gland 7J Exe), Cable glands, M 16, 10 mm, OD min. 5 - OD max. 8 mm, IP54, IP66, IP67, IP68 - 5 bar (30 min.), Polyamide 6
664 | 2721950000 | VG M16 EXE 6-10 CR7J G4 | VG Exe 7J (Ex plastic cable gland 7J Exe), Cable glands, M 16, 10 mm, OD min. 6 - OD max. 10 mm, IP54, IP66, IP67, IP68 - 5 bar (30 min.), Polyamide 6
665 | 2729520000 | DAE M12 PA SHORT UL | DAE (ventilation element), Compensating element, M 12, 6 mm, Polyamide 6
666 | 2729530000 | DAE M12 PA LONG UL | DAE (ventilation element), Compensating element, M 12, 10 mm, Polyamide 6
667 | 2559400000 | S2L 3.50/44/180F 3.5SN BK BX | PCB plug-in connector, male header, Flange, THT solder connection, 3.50 mm, Number of poles: 44, 180°, Solder pin length (l): 3.5 mm, tinned, black, Box
668 | 2559290000 | S2L 3.50/42/180G 3.5SN BK BX | PCB plug-in connector, male header, closed side, THT solder connection, 3.50 mm, Number of poles: 42, 180°, Solder pin length (l): 3.5 mm, tinned, black, Box
669 | 2559260000 | S2L 3.50/46/180G 3.5SN OR BX | PCB plug-in connector, male header, closed side, THT solder connection, 3.50 mm, Number of poles: 46, 180°, Solder pin length (l): 3.5 mm, tinned, orange, Box
670 | 2559310000 | S2L 3.50/46/180G 3.5SN BK BX | PCB plug-in connector, male header, closed side, THT solder connection, 3.50 mm, Number of poles: 46, 180°, Solder pin length (l): 3.5 mm, tinned, black, Box
671 | 2559380000 | S2L 3.50/40/180F 3.5SN BK BX | PCB plug-in connector, male header, Flange, THT solder connection, 3.50 mm, Number of poles: 40, 180°, Solder pin length (l): 3.5 mm, tinned, black, Box
672 | 2559250000 | S2L 3.50/44/180G 3.5SN OR BX | PCB plug-in connector, male header, closed side, THT solder connection, 3.50 mm, Number of poles: 44, 180°, Solder pin length (l): 3.5 mm, tinned, orange, Box
673 | 2559300000 | S2L 3.50/44/180G 3.5SN BK BX | PCB plug-in connector, male header, closed side, THT solder connection, 3.50 mm, Number of poles: 44, 180°, Solder pin length (l): 3.5 mm, tinned, black, Box
674 | 2559370000 | S2L 3.50/38/180F 3.5SN BK BX | PCB plug-in connector, male header, Flange, THT solder connection, 3.50 mm, Number of poles: 38, 180°, Solder pin length (l): 3.5 mm, tinned, black, Box
675 | 2559390000 | S2L 3.50/42/180F 3.5SN BK BX | PCB plug-in connector, male header, Flange, THT solder connection, 3.50 mm, Number of poles: 42, 180°, Solder pin length (l): 3.5 mm, tinned, black, Box
676 | 2559340000 | S2L 3.50/42/180F 3.5SN OR BX | PCB plug-in connector, male header, Flange, THT solder connection, 3.50 mm, Number of poles: 42, 180°, Solder pin length (l): 3.5 mm, tinned, orange, Box
677 | 2559280000 | S2L 3.50/40/180G 3.5SN BK BX | PCB plug-in connector, male header, closed side, THT solder connection, 3.50 mm, Number of poles: 40, 180°, Solder pin length (l): 3.5 mm, tinned, black, Box
678 | 2559350000 | S2L 3.50/44/180F 3.5SN OR BX | PCB plug-in connector, male header, Flange, THT solder connection, 3.50 mm, Number of poles: 44, 180°, Solder pin length (l): 3.5 mm, tinned, orange, Box
679 | 2559360000 | S2L 3.50/46/180F 3.5SN OR BX | PCB plug-in connector, male header, Flange, THT solder connection, 3.50 mm, Number of poles: 46, 180°, Solder pin length (l): 3.5 mm, tinned, orange, Box
680 | 2559410000 | S2L 3.50/46/180F 3.5SN BK BX | PCB plug-in connector, male header, Flange, THT solder connection, 3.50 mm, Number of poles: 46, 180°, Solder pin length (l): 3.5 mm, tinned, black, Box
681 | 2559240000 | S2L 3.50/42/180G 3.5SN OR BX | PCB plug-in connector, male header, closed side, THT solder connection, 3.50 mm, Number of poles: 42, 180°, Solder pin length (l): 3.5 mm, tinned, orange, Box
682 | 2560790000 | HDC 64D SBU 2PG29G N | HDC enclosures, Size: 8, Protection degree: IP65 (in plugged condition), Base housing, Side-locking clamp on lower side, high, Size of cable entries: M 32
683 | 2560770000 | HDC 40D SBU 1PG29G N | HDC enclosures, Size: 6, Protection degree: IP65 (in plugged condition), Base housing, Side-locking clamp on lower side, high, Size of cable entries: PG 21
684 | 2514630000 | ACT20P-CI-2CO-P-P | Signal converter/isolator, HART®, Input : 0(4)-20 mA, Output : 2 x 0(4) - 20 mA, Voltage supply also via CH20M rail bus
685 | 2514640000 | ACT20P-CI-VO-P-P | Signal converter/isolator, Input : 0(4)-20 mA, Output : 0-10 V, Voltage supply also via CH20M rail bus
686 | 2514650000 | ACT20P-2CI-2CO-12-P-P | Signal converter/isolator, HART®, Input : 2 x 0(4) - 20 mA, Output : 0(4)-20 mA, Voltage supply also via CH20M rail bus
687 | 2473940000 | HDC IP68 HP 24B 1M63 | HDC enclosures, Size: 8, Protection degree: IP68, IP69K, IP68 (in plugged condition), Cover, Clamping yoke connection
688 | 8000050562 | PV 224S0F0C15V0O3TXPX15PWW | Photovoltaics, Assembled enclosure, Combiner Box, With fuse holder, Surge protection II, Cable gland, for wall mounting, Switch disconnector
689 | 8000050559 | PV 224S0F0C15V0O3T7P015PWW | Photovoltaics, Assembled enclosure, Combiner Box, With fuse holder, Surge protection II, Cable gland, for wall mounting, Switch disconnector, Current monitoring
690 | 8000050556 | PV 216S0F0C15V0O3TXPX15PWW | Photovoltaics, Assembled enclosure, Combiner Box, With fuse holder, Surge protection II, Cable gland, for wall mounting, Switch disconnector
691 | 2717810015 | IE-C5DE4UP0015PCAPSA-E | Dragline cable, M8 P-code - IP67 angeled pin, M8 P-code - IP67 angeled socket, Cat. 5e, PUR, 1.5 m
692 | 2717790015 | IE-C5DE4UP0015PCSPSS-E | Dragline cable, M8 P-code - IP67 straight pin, M8 P-code - IP67 straight socket, Cat. 5e, PUR, 1.5 m
693 | 2717800015 | IE-C5DE4UP0015PCAPCA-E | Dragline cable, M8 P-code - IP67 angeled pin, M8 P-code - IP67 angeled pin, Cat. 5e, PUR, 1.5 m
694 | 2717740300 | IE-C5DE4UP0300PSSXXX-E | Dragline cable, M8 P-code - IP67 straight socket, Open, Cat. 5e, PUR, 30 m
695 | 2717740015 | IE-C5DE4UP0015PSSXXX-E | Dragline cable, M8 P-code - IP67 straight socket, Open, Cat. 5e, PUR, 1.5 m
696 | 2717740030 | IE-C5DE4UP0030PSSXXX-E | Dragline cable, M8 P-code - IP67 straight socket, Open, Cat. 5e, PUR, 3 m
697 | 2717760015 | IE-C5DE4UP0015PSAXXX-E | Dragline cable, M8 P-code - IP67 angeled socket, Open, Cat. 5e, PUR, 1.5 m
698 | 2717750100 | IE-C5DE4UP0100PCSXXX-E | Dragline cable, M8 P-code - IP67 straight pin, Open, Cat. 5e, PUR
699 | 2717750075 | IE-C5DE4UP0075PCSXXX-E | Dragline cable, M8 P-code - IP67 straight pin, Open, Cat. 5e, PUR, 7.5 m
700 | 2717750300 | IE-C5DE4UP0300PCSXXX-E | Dragline cable, M8 P-code - IP67 straight pin, Open, Cat. 5e, PUR, 30 m
701 | 2717750015 | IE-C5DE4UP0015PCSXXX-E | Dragline cable, M8 P-code - IP67 straight pin, Open, Cat. 5e, PUR, 1.5 m
702 | 2717790200 | IE-C5DE4UP0200PCSPSS-E | Dragline cable, M8 P-code - IP67 straight pin, M8 P-code - IP67 straight socket, Cat. 5e, PUR, 20 m
703 | 2717810050 | IE-C5DE4UP0050PCAPSA-E | Dragline cable, M8 P-code - IP67 angeled pin, M8 P-code - IP67 angeled socket, Cat. 5e, PUR, 5 m
704 | 2717790100 | IE-C5DE4UP0100PCSPSS-E | Dragline cable, M8 P-code - IP67 straight pin, M8 P-code - IP67 straight socket, Cat. 5e, PUR
705 | 2717790300 | IE-C5DE4UP0300PCSPSS-E | Dragline cable, M8 P-code - IP67 straight pin, M8 P-code - IP67 straight socket, Cat. 5e, PUR, 30 m
706 | 2717810100 | IE-C5DE4UP0100PCAPSA-E | Dragline cable, M8 P-code - IP67 angeled pin, M8 P-code - IP67 angeled socket, Cat. 5e, PUR
707 | 2717790050 | IE-C5DE4UP0050PCSPSS-E | Dragline cable, M8 P-code - IP67 straight pin, M8 P-code - IP67 straight socket, Cat. 5e, PUR, 5 m
708 | 2717790030 | IE-C5DE4UP0030PCSPSS-E | Dragline cable, M8 P-code - IP67 straight pin, M8 P-code - IP67 straight socket, Cat. 5e, PUR, 3 m
709 | 2729580000 | HDC HEEE 64 MC | HDC insert, Pin, Male, 500 V, 16 A, Number of poles: 64, Crimp connection, Size: 8
710 | 2729590000 | HDC HEEE 64 FC | HDC insert, Female, 500 V, 16 A, Number of poles: 64, Crimp connection, Size: 8
711 | 2717770030 | IE-C5DE4UP0030PCAXXX-E | Dragline cable, M8 P-code - IP67 angeled pin, Open, Cat. 5e, PUR, 3 m
712 | 2717770100 | IE-C5DE4UP0100PCAXXX-E | Dragline cable, M8 P-code - IP67 angeled pin, Open, Cat. 5e, PUR
713 | 2717770050 | IE-C5DE4UP0050PCAXXX-E | Dragline cable, M8 P-code - IP67 angeled pin, Open, Cat. 5e, PUR, 5 m
714 | 2717770015 | IE-C5DE4UP0015PCAXXX-E | Dragline cable, M8 P-code - IP67 angeled pin, Open, Cat. 5e, PUR, 1.5 m
715 | 2739610000 | WDK 2.5V ZQV BL | Feed-through terminal, Double-tier terminal, 2.5 mm², 400 V, 24 A, blue
716 | 2739600000 | WDK 2.5V ZQV | Feed-through terminal, Double-tier terminal, 2.5 mm², 400 V, 24 A, dark beige
717 | 2743540000 | CABTITE EP A 24/12 GY | Cable entry plate, Cabtite (cable entry system), TPE, grey, Height: 44 mm, Width: 142 mm, Depth: 12 mm, -40 °C?90 °C, IP54
718 | 2743620000 | CABTITE EP A 24/50 GY | Cable entry plate, Cabtite (cable entry system), TPE, grey, Height: 44 mm, Width: 142 mm, Depth: 12 mm, -40 °C?90 °C, IP54
719 | 2743550000 | CABTITE EP A 24/14 GY | Cable entry plate, Cabtite (cable entry system), TPE, grey, Height: 44 mm, Width: 142 mm, Depth: 12 mm, -40 °C?90 °C, IP54
720 | 2743590000 | CABTITE EP A 24/26 GY | Cable entry plate, Cabtite (cable entry system), TPE, grey, Height: 44 mm, Width: 142 mm, Depth: 12 mm, -40 °C?90 °C, IP54
721 | 2743560000 | CABTITE EP A 24/17 GY | Cable entry plate, Cabtite (cable entry system), TPE, grey, Height: 44 mm, Width: 142 mm, Depth: 12 mm, -40 °C?90 °C, IP54
722 | 2743580000 | CABTITE EP A 24/19 GY | Cable entry plate, Cabtite (cable entry system), TPE, grey, Height: 44 mm, Width: 142 mm, Depth: 12 mm, -40 °C?90 °C, IP54
723 | 2743570000 | CABTITE EP A 24/18 GY | Cable entry plate, Cabtite (cable entry system), TPE, grey, Height: 44 mm, Width: 142 mm, Depth: 12 mm, -40 °C?90 °C, IP54
724 | 2743600000 | CABTITE EP A 24/42 GY | Cable entry plate, Cabtite (cable entry system), TPE, grey, Height: 44 mm, Width: 142 mm, Depth: 12 mm, -40 °C?90 °C, IP54
725 | 2743610000 | CABTITE EP A 24/48 GY | Cable entry plate, Cabtite (cable entry system), TPE, grey, Height: 44 mm, Width: 142 mm, Depth: 12 mm, -40 °C?90 °C, IP54
726 | 2743680000 | CABTITE EP B 24/26 GY | Cable entry plate, Cabtite (cable entry system), TPE, grey, Height: 44 mm, Width: 142 mm, Depth: 12 mm, -40 °C?90 °C, IP54
727 | 2743670000 | CABTITE EP B 24/19 GY | Cable entry plate, Cabtite (cable entry system), TPE, grey, Height: 44 mm, Width: 142 mm, Depth: 12 mm, -40 °C?90 °C, IP54
728 | 2743710000 | CABTITE EP B 24/50 GY | Cable entry plate, Cabtite (cable entry system), TPE, grey, Height: 44 mm, Width: 142 mm, Depth: 12 mm, -40 °C?90 °C, IP54
729 | 2743660000 | CABTITE EP B 24/18 GY | Cable entry plate, Cabtite (cable entry system), TPE, grey, Height: 44 mm, Width: 142 mm, Depth: 12 mm, -40 °C?90 °C, IP54
730 | 2743630000 | CABTITE EP B 24/12 GY | Cable entry plate, Cabtite (cable entry system), TPE, grey, Height: 44 mm, Width: 142 mm, Depth: 12 mm, -40 °C?90 °C, IP54
731 | 2743640000 | CABTITE EP B 24/14 GY | Cable entry plate, Cabtite (cable entry system), TPE, grey, Height: 44 mm, Width: 142 mm, Depth: 12 mm, -40 °C?90 °C, IP54
732 | 2743690000 | CABTITE EP B 24/42 GY | Cable entry plate, Cabtite (cable entry system), TPE, grey, Height: 44 mm, Width: 142 mm, Depth: 12 mm, -40 °C?90 °C, IP54
733 | 2743650000 | CABTITE EP B 24/17 GY | Cable entry plate, Cabtite (cable entry system), TPE, grey, Height: 44 mm, Width: 142 mm, Depth: 12 mm, -40 °C?90 °C, IP54
734 | 7789891020 | C300-36B-324B-2S-M34-2M | Pre-assembled cable, PAC, Cable LiYCY, 0.34 mm²
735 | 2728480000 | WPC WAGON 115V | Automatic machines
736 | 2728490000 | WIRE PROCESSING CENTER 115V | Automatic machines, Cutting machine, Automatic stripper and crimper, Thermotransfer printer, Software
737 | 2735900000 | VPU IOT AC II 3+1 300/50 | Surge voltage arrester, Low voltage, Surge protection, TN-S, TN-C-S, TT, IT with N, UP(L/N-PE) ? 1.5 kV
738 | 2719060000 | SFM 1/12 1.2-1.8 MM GE | Conductor and cable markers, 1.2 - 1.8 mm, 12 x 3.8 mm, yellow
739 | 2719050000 | SFM 1/24 1.2-1.8 MM WS | Conductor and cable markers, 1.2 - 1.8 mm, 24 x 3.8 mm, white
740 | 2719080000 | SFM 1/24 1.2-1.8 MM GE | Conductor and cable markers, 1.2 - 1.8 mm, 24 x 3.8 mm, yellow
741 | 2719040000 | SFM 1/18 1.2-1.8 MM WS | Conductor and cable markers, 1.2 - 1.8 mm, 18 x 3.8 mm, white
742 | 2719030000 | SFM 1/12 1.2-1.8 MM WS | Conductor and cable markers, 1.2 - 1.8 mm, 12 x 3.8 mm, white
743 | 2719070000 | SFM 1/18 1.2-1.8 MM GE | Conductor and cable markers, 1.2 - 1.8 mm, yellow
744 | 2023930000 | KTB GP 624520 CD S4 PE | Klippon TB (Terminal Box), flange plate, Height: 564 mm, Width: 167 mm, Depth: 3 mm, Gland plates: left, right, Material: Stainless steel 1.4404, electropolished, silver
745 | 2050060700 | SAIL-M12GM12G-S3-7.0P | Power cable, Connecting line, Number of poles : 3 (2 + PE), 7 m, Shielded: No, LED: No, Sheath material: PUR, Halogen: No
746 | 2616350000 | SAI-H4-M12-S | Y connector
747 | 2616410000 | SAI-H3-M12-S | Y connector
748 | 2616420000 | SAI-H3-M12-T | Y connector
749 | 2616430000 | SAI-T-M12-S | Y connector
750 | 2616440000 | SAI-T-M12-T | Y connector
751 | 2581730050 | IE-USB-3.0-A-A-5M | USB cable, USB A 3.0, USB A 3.0, PVC, 5 m
752 | 2581730030 | IE-USB-3.0-A-A-3M | USB cable, USB A 3.0, USB A 3.0, PVC, 3 m
753 | 2544760000 | SKAI TASCHE | Toolbag
754 | 2581730018 | IE-USB-3.0-A-A-1.8M | USB cable, USB A 3.0, USB A 3.0, PVC, 1.8 m
755 | 2623920000 | AAP13 1.5 LI-LI OR | Modular distribution terminals, 1.5 mm², 250 V, 16 A, orange
756 | 1059760075 | IE-C5DD4UG0075MCAA20-E | Dragline cable, PROFINET, M12 D-code ? IP 67 angled pin, Open, Cat.5 (ISO/IEC 11801) / Cat.5e (TIA T568-B), PUR, 7.5 m
757 | 2456870000 | ACT20-FEED-IN-PRO-P | Supply module, Distributes supply voltage to rail bus, Optional connection of backup supply
758 | 2621560000 | HS-FR 1.2-2.4/25 MM W | Conductor and cable markers, 1.2 - 2.4 mm, 24.9 x 4 mm, white
759 | 2621580000 | HS-FR 1.6-3.2/25 MM W | Conductor and cable markers, 1.6 - 3.2 mm, 24.9 x 5.2 mm, white
760 | 2621600000 | HS-FR 2.4-4.8/25 MM W | Conductor and cable markers, 2.4 - 4.8 mm, 24.9 x 7.7 mm, white
761 | 2621620000 | HS-FR 3.2-6.4/25 MM W | Conductor and cable markers, 3.2 - 6.4 mm, 24.9 x 10.3 mm, white
762 | 2621590000 | HS-FR 1.6-3.2/25 MM Y | Conductor and cable markers, 1.6 - 3.2 mm, 24.9 x 5.2 mm, yellow
763 | 2621570000 | HS-FR 1.2-2.4/25 MM Y | Conductor and cable markers, 1.2 - 2.4 mm, 24.9 x 4 mm, yellow
764 | 2621610000 | HS-FR 2.4-4.8/25 MM Y | Conductor and cable markers, 2.4 - 4.8 mm, 24.9 x 7.7 mm, yellow
765 | 2621780000 | HS-FR 2.4-4.8/50 MM W | Conductor and cable markers, 2.4 - 4.8 mm, 49.8 x 7.7 mm, white
766 | 2621800000 | HS-FR 3.2-6.4/50 MM W | Conductor and cable markers, 3.2 - 6.4 mm, 49.8 x 10.3 mm, white
767 | 2621660000 | HS-FR 6.4-12.7/25 MM W | Conductor and cable markers, 6.4 - 12.7 mm, 24.9 x 19.9 mm, white
768 | 2621700000 | HS-FR 12.7-25.4/25 MM W | Conductor and cable markers, 12.7 - 25.4 mm, 24.9 x 40.5 mm, white
769 | 2621910000 | HS-FR 19.1-38.1/50 MM Y | Conductor and cable markers, 19.1 - 38.1 mm, 49.8 x 60.8 mm, yellow
770 | 2621710000 | HS-FR 12.7-25.4/25 MM Y | Conductor and cable markers, 12.7 - 25.4 mm, 24.9 x 40.5 mm, yellow
771 | 2621670000 | HS-FR 6.4-12.7/25 MM Y | Conductor and cable markers, 6.4 - 12.7 mm, 24.9 x 19.9 mm, yellow
772 | 2621750000 | HS-FR 1.2-2.4/50 MM Y | Conductor and cable markers, 1.2 - 2.4 mm, 49.8 x 4 mm, yellow
773 | 2621640000 | HS-FR 4.8-9.5/25 MM W | Conductor and cable markers, 4.8 - 9.5 mm, 24.9 x 15.1 mm, white
774 | 2621690000 | HS-FR 9.5-19.1/25 MM Y | Conductor and cable markers, 9.5 - 19.1 mm, 24.9 x 30.4 mm, yellow
775 | 2621680000 | HS-FR 9.5-19.1/25 MM W | Conductor and cable markers, 9.5 - 19.1 mm, 24.9 x 30.4 mm, white
776 | 2621860000 | HS-FR 9.5-19.1/50 MM W | Conductor and cable markers, 9.5 - 19.1 mm, 49.8 x 30.4 mm, white
777 | 2621820000 | HS-FR 4.8-9.5/50 MM W | Conductor and cable markers, 4.8 - 9.5 mm, 49.8 x 15.1 mm, white
778 | 2621810000 | HS-FR 3.2-6.4/50 MM Y | Conductor and cable markers, 3.2 - 6.4 mm, 49.8 x 10.3 mm, yellow
779 | 2621720000 | HS-FR 19.1-38.1/25 MM W | Conductor and cable markers, 19.1 - 38.1 mm, 24.9 x 60.8 mm, white
780 | 2621890000 | HS-FR 12.7-25.4/50 MM Y | Conductor and cable markers, 12.7 - 25.4 mm, 49.8 x 40.5 mm, yellow
781 | 2621740000 | HS-FR 1.2-2.4/50 MM W | Conductor and cable markers, 1.2 - 2.4 mm, 49.8 x 4 mm, white
782 | 2621830000 | HS-FR 4.8-9.5/50 MM Y | Conductor and cable markers, 4.8 - 9.5 mm, 49.8 x 15.1 mm, yellow
783 | 2621760000 | HS-FR 1.6-3.2/50 MM W | Conductor and cable markers, 1.6 - 3.2 mm, 49.8 x 5.2 mm, white
784 | 2621730000 | HS-FR 19.1-38.1/25 MM Y | Conductor and cable markers, 19.1 - 38.1 mm, 24.9 x 60.8 mm, yellow
785 | 2621900000 | HS-FR 19.1-38.1/50 MM W | Conductor and cable markers, 19.1 - 38.1 mm, 49.8 x 60.8 mm, white
786 | 2621790000 | HS-FR 2.4-4.8/50 MM Y | Conductor and cable markers, 2.4 - 4.8 mm, 49.8 x 7.7 mm, yellow
787 | 2621840000 | HS-FR 6.4-12.7/50 MM W | Conductor and cable markers, 6.4 - 12.7 mm, 49.8 x 19.9 mm, white
788 | 2621880000 | HS-FR 12.7-25.4/50 MM W | Conductor and cable markers, 12.7 - 25.4 mm, 49.8 x 40.5 mm, white
789 | 2621850000 | HS-FR 6.4-12.7/50 MM Y | Conductor and cable markers, 6.4 - 12.7 mm, 49.8 x 19.9 mm, yellow
790 | 2621650000 | HS-FR 4.8-9.5/25 MM Y | Conductor and cable markers, 4.8 - 9.5 mm, 24.9 x 15.1 mm, yellow
791 | 2621420000 | EL 9 MM WS 30M | THM, Device markers, 9 x , white
792 | 2621410000 | EL 6 MM GE 30M | THM, Device markers, 6 x , yellow
793 | 2621550000 | THM MT30X 50/18 WS | THM, Device markers, 18 x 50 mm, white
794 | 7789626020 | PAC-RX3I-SD37-V2-2M | Pre-assembled cable, PAC, Cable LiYCY, 0.25 mm²
795 | 7789696020 | PAC-RX3I-RV36-V3-2M | Pre-assembled cable, PAC, Cable LiYY, 0.25 mm²
796 | 7789619020 | PAC-RX3I-HE20-V1-2M | Pre-assembled cable, PAC, Cable LiYY, 0.25 mm²
797 | 7789625020 | PAC-RX3I-SD25-V0-2M | Pre-assembled cable, PAC, Cable LiYCY, 0.25 mm²
798 | 2050060650 | SAIL-M12GM12G-S3-6.5P | Power cable, Connecting line, Number of poles : 3 (2 + PE), 6.5 m, Shielded: No, LED: No, Sheath material: PUR, Halogen: No
799 | 2050060600 | SAIL-M12GM12G-S3-6.0P | Power cable, Connecting line, Number of poles : 3 (2 + PE), 6 m, Shielded: No, LED: No, Sheath material: PUR, Halogen: No
800 | 2049950990 | SAIL-M12BG-S3-9.9PK16 | Power cable, One end without connector, M12, Number of poles : 3 (2 + PE), 9.9 m, Female socket, straight, Shielded: No, LED: No, Sheath material: PUR, Halogen: No
801 | 2049950700 | SAIL-M12BG-S3-7.0PK16 | Power cable, One end without connector, M12, Number of poles : 3 (2 + PE), 7 m, Female socket, straight, Shielded: No, LED: No, Sheath material: PUR, Halogen: No
802 | 2049950400 | SAIL-M12BG-S3-4.0PK16 | Power cable, One end without connector, M12, Number of poles : 3 (2 + PE), 4 m, Female socket, straight, Shielded: No, LED: No, Sheath material: PUR, Halogen: No
803 | 2049950100 | SAIL-M12BG-S3-1.0PK16 | Power cable, One end without connector, M12, Number of poles : 3 (2 + PE), 1 m, Female socket, straight, Shielded: No, LED: No, Sheath material: PUR, Halogen: No
804 | 2050060350 | SAIL-M12GM12G-S3-3.5P | Power cable, Connecting line, Number of poles : 3 (2 + PE), 3.5 m, Shielded: No, LED: No, Sheath material: PUR, Halogen: No
805 | 2049950900 | SAIL-M12BG-S3-9.0PK16 | Power cable, One end without connector, M12, Number of poles : 3 (2 + PE), 9 m, Female socket, straight, Shielded: No, LED: No, Sheath material: PUR, Halogen: No
806 | 2049950200 | SAIL-M12BG-S3-2.0PK16 | Power cable, One end without connector, M12, Number of poles : 3 (2 + PE), 2 m, Female socket, straight, Shielded: No, LED: No, Sheath material: PUR, Halogen: No
807 | 2050060400 | SAIL-M12GM12G-S3-4.0P | Power cable, Connecting line, Number of poles : 3 (2 + PE), 4 m, Shielded: No, LED: No, Sheath material: PUR, Halogen: No
808 | 2050060450 | SAIL-M12GM12G-S3-4.5P | Power cable, Connecting line, Number of poles : 3 (2 + PE), 4.5 m, Shielded: No, LED: No, Sheath material: PUR, Halogen: No
809 | 2050060800 | SAIL-M12GM12G-S3-8.0P | Power cable, Connecting line, Number of poles : 3 (2 + PE), 8 m, Shielded: No, LED: No, Sheath material: PUR, Halogen: No
810 | 2050060250 | SAIL-M12GM12G-S3-2.5P | Power cable, Connecting line, Number of poles : 3 (2 + PE), 2.5 m, Shielded: No, LED: No, Sheath material: PUR, Halogen: No
811 | 2050060100 | SAIL-M12GM12G-S3-1.0P | Power cable, Connecting line, Number of poles : 3 (2 + PE), 1 m, Shielded: No, LED: No, Sheath material: PUR, Halogen: No
812 | 2050060550 | SAIL-M12GM12G-S3-5.5P | Power cable, Connecting line, Number of poles : 3 (2 + PE), 5.5 m, Shielded: No, LED: No, Sheath material: PUR, Halogen: No
813 | 2619740000 | MF 5/6 MM BP WS | Terminal marker, 5 x 6 mm, white
814 | 2619800000 | WS 8/3.5 MM BP WS | WS, Terminal marker, 8 x 3.5 mm, Weidmueller, white
815 | 2619730000 | MF 5/5 MM BP WS | Terminal marker, 5 x 5 mm, white
816 | 2619820000 | WS 8/6 MM BP WS | WS, Terminal marker, 8 x 6 mm, Weidmueller, white
817 | 2604680000 | H1,0/16S GE BD GSP | Wire-end ferrule, Standard, 12 mm, 10 mm, yellow
818 | 2604710000 | H1,5/16DS SW BD GSP | Wire-end ferrule, Standard, 12 mm, 10 mm, black
819 | 2604690000 | H1,0/16DS R BD GSP | Wire-end ferrule, Standard, 12 mm, 10 mm, red
820 | 7789764090 | PAC-ELCO56-F56-F56-9M | Pre-assembled cable, PAC, Pre-assembled cable, Cable LiYCY, 0.25 mm²
821 | 7789632020 | PAC-RX3I-RV36-V1-2M | Pre-assembled cable, PAC, Cable LiYY, 0.25 mm²
822 | 2613350000 | LL 10.16/02/90 3.2SN OR BX | Printed circuit board terminals, 10.16 mm, Number of poles: 2, 90°, Solder pin length (l): 3.2 mm, tinned, orange, Clamping yoke connection, Box
823 | 2613360000 | LL 10.00/05/90 3.2SN OR BX | Printed circuit board terminals, 10.00 mm, Number of poles: 5, 90°, Solder pin length (l): 3.2 mm, tinned, orange, Clamping yoke connection, Clamping range, max. : 6 mm², Box
824 | 2613330000 | LL 10.00/03/90 4.5SN OR BX | Printed circuit board terminals, 10.00 mm, Number of poles: 3, 90°, Solder pin length (l): 4.5 mm, tinned, orange, Clamping yoke connection, Clamping range, max. : 6 mm², Box
825 | 2613310000 | LL 10.00/07/90 4.5SN OR BX | Printed circuit board terminals, 10.00 mm, Number of poles: 7, 90°, Solder pin length (l): 4.5 mm, tinned, orange, Clamping yoke connection, Clamping range, max. : 6 mm², Box
826 | 2613340000 | LL 10.00/03/90 3.2SN OR BX | Printed circuit board terminals, 10.00 mm, Number of poles: 3, 90°, Solder pin length (l): 3.2 mm, tinned, orange, Clamping yoke connection, Clamping range, max. : 6 mm², Box
827 | 2613320000 | LL 10.00/02/90 4.5SN OR BX | Printed circuit board terminals, 10.00 mm, Number of poles: 2, 90°, tinned, orange, Clamping yoke connection, Clamping range, max. : 6 mm², Box
828 | 2613370000 | LL 10.16/03/90 3.2SN OR BX | Printed circuit board terminals, 10.16 mm, Number of poles: 3, 90°, Solder pin length (l): 3.2 mm, tinned, orange, Clamping yoke connection, Box
829 | 1251610070 | IE-C6FP8LE0070M40M40-E | Patch cable, RJ45 IP 20, RJ45 IP 20, Cat.6A / Class EA (ISO/IEC 11801 2010), LSZH, 7 m
830 | 2617140000 | LL 5.08/18/90 3.2SN OR BX PRT | Printed circuit board terminals, 5.08 mm, Number of poles: 18, 90°, Solder pin length (l): 3.2 mm, tinned, orange, Clamping yoke connection, Clamping range, max. : 6 mm², Box
831 | 2617150000 | LL 5.08/04/180 3.2SN OR BX PRT | Printed circuit board terminals, 5.08 mm, Number of poles: 4, 180°, Solder pin length (l): 3.2 mm, tinned, orange, Clamping yoke connection, Clamping range, max. : 6 mm², Box
832 | 2624950000 | LL 10.16/12/90 3.2SN OR BX | Printed circuit board terminals, 10.16 mm, Number of poles: 12, 90°, Solder pin length (l): 3.2 mm, tinned, orange, Box
833 | 2624460000 | LL 10.00/07/90 3.2SN OR BX | Printed circuit board terminals, 10.00 mm, Number of poles: 7, 90°, Solder pin length (l): 3.2 mm, tinned, orange, Clamping yoke connection, Clamping range, max. : 6 mm², Box
834 | 2613400000 | LL 10.00/04/90 3.2SN OR BX | Printed circuit board terminals, 10.00 mm, Number of poles: 4, 90°, Solder pin length (l): 3.2 mm, tinned, orange, Clamping yoke connection, Clamping range, max. : 6 mm², Box
835 | 2625370000 | LL 5.08/02/90 4.5SN BK BX SO | Printed circuit board terminals, 5.08 mm, Number of poles: 2, 90°, tinned, Clamping yoke connection, Clamping range, max. : 6 mm², Box
836 | 2625540000 | LL 5.08/03/90 4.5SN BK BX SO | Printed circuit board terminals, 5.08 mm, Number of poles: 3, 90°, tinned, Clamping yoke connection, Clamping range, max. : 6 mm², Box
837 | 1346510000 | UR20-PK-1315770000-SP | Replacement part, ,
838 | 2556160000 | S2L 3.50/38/90G 3.5SN OR BX | PCB plug-in connector, male header, closed side, THT solder connection, 3.50 mm, Number of poles: 38, 90°, Solder pin length (l): 3.5 mm, tinned, orange, Box
839 | 2440690000 | WGK 16 VP IK GY BX | OMNIMATE Power - series WGK, Feed-through terminal, Rated cross-section: 16 mm², Wemid (PA)
840 | 2556520000 | ESG-F 9/20 MC SDR | ESG, Device markers x 20 mm, PA 66, Colour: To customer specification
841 | 2621170000 | SM-FO 18/9.5 MM SI | SwitchMark, Device markers, 9 x 18 mm, silver
842 | 2621110000 | SM-FO 27/18 MM GE | SwitchMark, Device markers, 18 x 27 mm, yellow
843 | 2620000000 | ESG-FO 6/17 MM GE | ESG, Device markers, 6 x 17 mm, yellow
844 | 2620920000 | ESG-FO 9/17 MM GE | ESG, Device markers, 9 x 17 mm, yellow
845 | 2620910000 | ESG-FO 6/17 MM SI | ESG, Device markers, 6 x 17 mm, silver
846 | 2620960000 | ESG-FO 8/20 MM GE | ESG, Device markers, 8 x 20 mm, yellow
847 | 2621160000 | SM-FO 18/9.5 MM WS | SwitchMark, Device markers, 9 x 18 mm, white
848 | 2621060000 | ESG-FO 6/15 MM SI | ESG, Device markers, 6 x 15 mm, silver
849 | 2620990000 | ESG-FO 6/15 MM GE | ESG, Device markers, 6 x 15 mm, yellow
850 | 7789888030 | C300-32B-320B-2S-M34-3M | Pre-assembled cable, PAC, Cable LiYCY, 0.34 mm²
851 | 2619920000 | DEK 5/7.5 MM WS | Dekafix, Terminal marker, 5 x 7.5 mm, Weidmueller, white
852 | 2619900000 | WS-A 8/12 MM WS | WS, Terminal marker, 8 x 12 mm, Weidmueller, white
853 | 2621150000 | SM-FO 27/18-22 MM WS | SwitchMark, Device markers, 47.75 x 27 mm, white
854 | 2621210000 | SM-FO 36/18-30 MM SI | SwitchMark, Device markers, 56 x 36 mm, silver
855 | 2621200000 | SM-FO 36/18-30 MM GE | SwitchMark, Device markers, 56 x 36 mm, yellow
856 | 2621140000 | SM-FO 27/18-22 MM GE | SwitchMark, Device markers, 47.75 x 27 mm, yellow
857 | 2623940000 | IE-CL27V5A-PP-S | Contactless power transmission, Secondary side
858 | 2575900000 | PRO TOP BRACKETS | Mounting foot
859 | 7789763035 | PAC-ELCO38-F38-F-3M5 | Pre-assembled cable, PAC, Pre-assembled cable, Cable LiYCY, 0.25 mm²
860 | 7789761020 | PAC-ELCO20-F20-F-2M | Pre-assembled cable, PAC, Pre-assembled cable, Cable LiYCY, 0.25 mm²
861 | 7789761035 | PAC-ELCO20-F20-F-3M5 | Pre-assembled cable, PAC, Pre-assembled cable, Cable LiYCY, 0.25 mm²
862 | 7789765020 | PAC-ELCO 56-F56-F-2M | Pre-assembled cable, PAC, Pre-assembled cable, Cable LiYCY, 0.25 mm²
863 | 2623550000 | A2T 2.5 3C N-PE | Feed-through terminal, PUSH IN, 2.5 mm², 800 V, 22 A, dark beige
864 | 2625950000 | SAIE-M12SL-0.3VHM16-1.5 | Built-in plugs, M12, pin, straight, Number of poles: 5, 0.3 m, Rear panel mounting
865 | 2625970000 | SAIE-M12BL-0.3VHM16-2.5 | Built-in plugs, M12, Female socket, straight, Number of poles: 5, 0.3 m, Rear panel mounting
866 | 1349730035 | PAC-UNIV-HE10-F-3M5 | Pre-assembled cable, PAC
867 | 2444930850 | IE-FM5Z2VO0085MLD0LD0X | Pre-assembled patch cable, crossover, LC-Duplex IP 20, LC-Duplex IP 20, 50 µm, 85 m
868 | 2444931050 | IE-FM5Z2VO0105MLD0LD0X | Pre-assembled patch cable, crossover, LC-Duplex IP 20, LC-Duplex IP 20, 50 µm, 105 m
869 | 2444930900 | IE-FM5Z2VO0090MLD0LD0X | Pre-assembled patch cable, crossover, LC-Duplex IP 20, LC-Duplex IP 20, 50 µm, 90 m
870 | 2444931850 | IE-FM5Z2VO0185MLD0LD0X | Pre-assembled patch cable, crossover, LC-Duplex IP 20, LC-Duplex IP 20, 50 µm, 185 m
871 | 2444932700 | IE-FM5Z2VO0270MLD0LD0X | Pre-assembled patch cable, crossover, LC-Duplex IP 20, LC-Duplex IP 20, 50 µm, 270 m
872 | 2124020002 | IE-C6EL8UG0002U40XSH-E | System cable, RJ45 IP 20, M12 X-type, flange, socket, back panel mounting, Cat.6A / Class EA (ISO/IEC 11801 2010), PUR, 0.2 m
873 | 7789763100 | PAC-ELCO38-F38-F-10M | Pre-assembled cable, PAC, Pre-assembled cable, Cable LiYCY, 0.25 mm²
874 | 7789384035 | PAC-M340-RV24-V3-3M5 | Pre-assembled cable, PAC, Cable LiYY, 0.25 mm²
875 | 1254270350 | IE-FM5D2UE0035MST0SD1X | Dragline cable, ST IP 20, SC IP 67 bayonet V01 metal, 50 µm, PUR, 35 m
876 | 2626900000 | SV-SMT 7.62HP/04/90MF3 SC/4 2.6SN BX | PCB plug-in connector, male header, closed side, Middle flange, THT/THR solder connection, 7.62 mm, Number of poles: 4, Solder pin length (l): 2.6 mm, tinned, black, Box
877 | 2626860000 | SV-SMT 7.62HP/04/90MF2 SC/8 2.6SN BX | PCB plug-in connector, male header, closed side, Middle flange, THT/THR solder connection, 7.62 mm, Number of poles: 4, Solder pin length (l): 2.6 mm, tinned, black, Box
878 | 2626850000 | SV-SMT 7.62HP/04/90MF2 SC/6 2.6SN BX | PCB plug-in connector, male header, closed side, Middle flange, THT/THR solder connection, 7.62 mm, Number of poles: 4, Solder pin length (l): 2.6 mm, tinned, black, Box
879 | 2626800000 | SV-SMT 7.62HP/04/90MF2 SC/4 2.6SN BX | PCB plug-in connector, male header, closed side, Middle flange, THT/THR solder connection, 7.62 mm, Number of poles: 4, Solder pin length (l): 2.6 mm, tinned, black, Box
880 | 2626870000 | SV-SMT 7.62HP/05/90MF2 SC/4 2.6SN BX | PCB plug-in connector, male header, closed side, Middle flange, THT/THR solder connection, 7.62 mm, Number of poles: 5, Solder pin length (l): 2.6 mm, tinned, black, Box
881 | 2626880000 | SV-SMT 7.62HP/05/90MF2 SC/6 2.6SN BX | PCB plug-in connector, male header, closed side, Middle flange, THT/THR solder connection, 7.62 mm, Number of poles: 5, Solder pin length (l): 2.6 mm, tinned, black, Box
882 | 2626890000 | SV-SMT 7.62HP/05/90MF2 SC/8 2.6SN BX | PCB plug-in connector, male header, closed side, Middle flange, THT/THR solder connection, 7.62 mm, Number of poles: 5, Solder pin length (l): 2.6 mm, tinned, black, Box
883 | 2626910000 | SV-SMT 7.62HP/04/90MF3 SC/6 2.6SN BX | PCB plug-in connector, male header, closed side, Middle flange, THT/THR solder connection, 7.62 mm, Number of poles: 4, Solder pin length (l): 2.6 mm, tinned, black, Box
884 | 2627060000 | SV-SMT 7.62HP/04/270MF2 SC/4 2.6SN BX | PCB plug-in connector, male header, closed side, Middle flange, THT/THR solder connection, 7.62 mm, Number of poles: 4, Solder pin length (l): 2.6 mm, tinned, black, Box
885 | 2627050000 | SV-SMT 7.62HP/04/90MSF3 SC/8 2.6SN BX | PCB plug-in connector, male header, closed side, Middle screw flange, THT/THR solder connection, 7.62 mm, Number of poles: 4, Solder pin length (l): 2.6 mm, tinned, black, Box
886 | 2626930000 | SV-SMT 7.62HP/04/90MSF2 SC/4 2.6SN BX | PCB plug-in connector, male header, closed side, Middle screw flange, THT/THR solder connection, 7.62 mm, Number of poles: 4, Solder pin length (l): 2.6 mm, tinned, black, Box
887 | 2626970000 | SV-SMT 7.62HP/05/90MSF2 SC/6 2.6SN BX | PCB plug-in connector, male header, closed side, Middle screw flange, THT/THR solder connection, 7.62 mm, Number of poles: 5, Solder pin length (l): 2.6 mm, tinned, black, Box
888 | 2626920000 | SV-SMT 7.62HP/04/90MF3 SC/8 2.6SN BX | PCB plug-in connector, male header, closed side, Middle flange, THT/THR solder connection, 7.62 mm, Number of poles: 4, Solder pin length (l): 2.6 mm, tinned, black, Box
889 | 2626960000 | SV-SMT 7.62HP/05/90MSF2 SC/4 2.6SN BX | PCB plug-in connector, male header, closed side, Middle screw flange, THT/THR solder connection, 7.62 mm, Number of poles: 5, Solder pin length (l): 2.6 mm, tinned, black, Box
890 | 2626990000 | SV-SMT 7.62HP/04/90MSF3 SC/4 2.6SN BX | PCB plug-in connector, male header, closed side, Middle screw flange, THT/THR solder connection, 7.62 mm, Number of poles: 4, Solder pin length (l): 2.6 mm, tinned, black, Box
891 | 2627000000 | SV-SMT 7.62HP/04/90MSF3 SC/6 2.6SN BX | PCB plug-in connector, male header, closed side, Middle screw flange, THT/THR solder connection, 7.62 mm, Number of poles: 4, Solder pin length (l): 2.6 mm, tinned, black, Box
892 | 2627090000 | SV-SMT 7.62HP/04/270MF2 SC/6 2.6SN BX | PCB plug-in connector, male header, closed side, Middle flange, THT/THR solder connection, 7.62 mm, Number of poles: 4, Solder pin length (l): 2.6 mm, tinned, black, Box
893 | 2626940000 | SV-SMT 7.62HP/04/90MSF2 SC/6 2.6SN BX | PCB plug-in connector, male header, closed side, Middle screw flange, THT/THR solder connection, 7.62 mm, Number of poles: 4, Solder pin length (l): 2.6 mm, tinned, black, Box
894 | 2626980000 | SV-SMT 7.62HP/05/90MSF2 SC/8 2.6SN BX | PCB plug-in connector, male header, closed side, Middle screw flange, THT/THR solder connection, 7.62 mm, Number of poles: 5, Solder pin length (l): 2.6 mm, tinned, black, Box
895 | 2626950000 | SV-SMT 7.62HP/04/90MSF2 SC/8 2.6SN BX | PCB plug-in connector, male header, closed side, Middle screw flange, THT/THR solder connection, 7.62 mm, Number of poles: 4, Solder pin length (l): 2.6 mm, tinned, black, Box
896 | 2627210000 | SV-SMT 7.62HP/05/270MSF2 SC/6 2.6SN BX | PCB plug-in connector, male header, closed side, Middle screw flange, THT/THR solder connection, 7.62 mm, Number of poles: 5, Solder pin length (l): 2.6 mm, tinned, black, Box
897 | 2627130000 | SV-SMT 7.62HP/05/270MF2 SC/8 2.6SN BX | PCB plug-in connector, male header, closed side, Middle flange, THT/THR solder connection, 7.62 mm, Number of poles: 5, Solder pin length (l): 2.6 mm, tinned, black, Box
898 | 2627110000 | SV-SMT 7.62HP/05/270MF2 SC/4 2.6SN BX | PCB plug-in connector, male header, closed side, Middle flange, THT/THR solder connection, 7.62 mm, Number of poles: 5, Solder pin length (l): 2.6 mm, tinned, black, Box
899 | 2627140000 | SV-SMT 7.62HP/04/270MF3 SC/4 2.6SN BX | PCB plug-in connector, male header, closed side, Middle flange, THT/THR solder connection, 7.62 mm, Number of poles: 4, Solder pin length (l): 2.6 mm, tinned, black, Box
900 | 2627170000 | SV-SMT 7.62HP/04/270MSF2 SC/4 2.6SN BX | PCB plug-in connector, male header, closed side, Middle screw flange, THT/THR solder connection, 7.62 mm, Number of poles: 4, Solder pin length (l): 2.6 mm, tinned, black, Box
901 | 2627120000 | SV-SMT 7.62HP/05/270MF2 SC/6 2.6SN BX | PCB plug-in connector, male header, closed side, Middle flange, THT/THR solder connection, 7.62 mm, Number of poles: 5, Solder pin length (l): 2.6 mm, tinned, black, Box
902 | 2627100000 | SV-SMT 7.62HP/04/270MF2 SC/8 2.6SN BX | PCB plug-in connector, male header, closed side, Middle flange, THT/THR solder connection, 7.62 mm, Number of poles: 4, Solder pin length (l): 2.6 mm, tinned, black, Box
903 | 2627160000 | SV-SMT 7.62HP/04/270MF3 SC/8 2.6SN BX | PCB plug-in connector, male header, closed side, Middle flange, THT/THR solder connection, 7.62 mm, Number of poles: 4, Solder pin length (l): 2.6 mm, tinned, black, Box
904 | 2627230000 | SV-SMT 7.62HP/04/270MSF3 SC/4 2.6SN BX | PCB plug-in connector, male header, closed side, Middle screw flange, THT/THR solder connection, 7.62 mm, Number of poles: 4, Solder pin length (l): 2.6 mm, tinned, black, Box
905 | 2627200000 | SV-SMT 7.62HP/05/270MSF2 SC/4 2.6SN BX | PCB plug-in connector, male header, closed side, Middle screw flange, THT/THR solder connection, 7.62 mm, Number of poles: 5, Solder pin length (l): 2.6 mm, tinned, black, Box
906 | 2627220000 | SV-SMT 7.62HP/05/270MSF2 SC/8 2.6SN BX | PCB plug-in connector, male header, closed side, Middle screw flange, THT/THR solder connection, 7.62 mm, Number of poles: 5, Solder pin length (l): 2.6 mm, tinned, black, Box
907 | 2627150000 | SV-SMT 7.62HP/04/270MF3 SC/6 2.6SN BX | PCB plug-in connector, male header, closed side, Middle flange, THT/THR solder connection, 7.62 mm, Number of poles: 4, Solder pin length (l): 2.6 mm, tinned, black, Box
908 | 2627180000 | SV-SMT 7.62HP/04/270MSF2 SC/6 2.6SN BX | PCB plug-in connector, male header, closed side, Middle screw flange, THT/THR solder connection, 7.62 mm, Number of poles: 4, Solder pin length (l): 2.6 mm, tinned, black, Box
909 | 2629490000 | SL 7.62IT/04/90MF3 3.2SN BK BX SO | PCB plug-in connector, male header, closed side, Middle flange, THT solder connection, 7.62 mm, Number of poles: 4, 90°, Solder pin length (l): 3.2 mm, black
910 | 7789633020 | PAC-M340-RV24-V2-2M | Pre-assembled cable, PAC, Cable LiYY, 0.25 mm²
911 | 7789637025 | PAC-M340-SD15-V0-2M5 | Pre-assembled cable, PAC, Cable LiYCY, 0.25 mm²
912 | 2710740000 | IE-C6ES8VG0030C40C40-E | System cable, RJ45 IP 20, crossover, RJ45 IP 20, crossover, Cat.6A / Class EA (ISO/IEC 11801 2010), PVC, 3 m
913 | 2050160200 | SAIL-M12BG-S-2.0P | Power cable, One end without connector, M12, Number of poles : 4 (3 + PE), 2 m, Shielded: No, LED: No, Sheath material: PUR, Halogen: No
914 | 2050270100 | SAIL-M12GM12G-S-1.0P | Power cable, Connecting line, M12 / M12, Number of poles : 4 (3 + PE), 1 m, Shielded: No, LED: No, Sheath material: PUR, Halogen: No
915 | 2050270250 | SAIL-M12GM12G-S-2.5P | Power cable, Connecting line, M12 / M12, Number of poles : 4 (3 + PE), 2.5 m, Shielded: No, LED: No, Sheath material: PUR, Halogen: No
916 | 2706681000 | SAIL-M12G-S3-10P | Power cable, One end without connector, M12, Number of poles : 3 (2 + PE), 10 m, Shielded: No, LED: No, Sheath material: PUR, Halogen: No
917 | 2706680300 | SAIL-M12G-S3-3.0P | Power cable, One end without connector, M12, Number of poles : 3 (2 + PE), 3 m, Shielded: No, LED: No, Sheath material: PUR, Halogen: No
918 | 2706670150 | SAIL-M12BG-S3-1.5P | Power cable, One end without connector, M12, Number of poles : 3 (2 + PE), 1.5 m, Shielded: No, LED: No, Sheath material: PUR, Halogen: No
919 | 2706671000 | SAIL-M12BG-S3-10P | Power cable, One end without connector, M12, Number of poles : 3 (2 + PE), 10 m, Shielded: No, LED: No, Sheath material: PUR, Halogen: No
920 | 2706670300 | SAIL-M12BG-S3-3.0P | Power cable, One end without connector, M12, Number of poles : 3 (2 + PE), 3 m, Shielded: No, LED: No, Sheath material: PUR, Halogen: No
921 | 2706680150 | SAIL-M12G-S3-1.5P | Power cable, One end without connector, M12, Number of poles : 3 (2 + PE), 1.5 m, Shielded: No, LED: No, Sheath material: PUR, Halogen: No
922 | 2706680500 | SAIL-M12G-S3-5.0P | Power cable, One end without connector, M12, Number of poles : 3 (2 + PE), 5 m, Shielded: No, LED: No, Sheath material: PUR, Halogen: No
923 | 2706150015 | IE-C5DD4UG0015DCSXXX-E | Dragline cable, PROFINET, M8 D-code - IP67 straight pin, Open, Cat.5 (ISO/IEC 11801) / Cat.5e (TIA T568-B), PUR, 1.5 m
924 | 2706200015 | IE-C5DD4UG0015DCSDCS-E | Dragline cable, PROFINET, M8 D-code - IP67 straight pin, M8 D-code - IP67 straight pin, Cat.5 (ISO/IEC 11801) / Cat.5e (TIA T568-B), PUR, 1.5 m
925 | 2706190015 | IE-C5DD4UG0015DCAXXX-E | Dragline cable, PROFINET, M8 D-code - IP67 angeled pin, Open, Cat.5 (ISO/IEC 11801) / Cat.5e (TIA T568-B), PUR, 1.5 m
926 | 2706150300 | IE-C5DD4UG0300DCSXXX-E | Dragline cable, PROFINET, M8 D-code - IP67 straight pin, Open, Cat.5 (ISO/IEC 11801) / Cat.5e (TIA T568-B), PUR, 30 m
927 | 2706150100 | IE-C5DD4UG0100DCSXXX-E | Dragline cable, PROFINET, M8 D-code - IP67 straight pin, Open, Cat.5 (ISO/IEC 11801) / Cat.5e (TIA T568-B), PUR, 10 m
928 | 2706260050 | IE-C5DD4UG0050DSSXXX-E | Dragline cable, PROFINET, M8 D-code - IP67 straight socket, Open, Cat.5 (ISO/IEC 11801) / Cat.5e (TIA T568-B), PUR, 5 m
929 | 2706260300 | IE-C5DD4UG0300DSSXXX-E | Dragline cable, PROFINET, M8 D-code - IP67 straight socket, Open, Cat.5 (ISO/IEC 11801) / Cat.5e (TIA T568-B), PUR, 30 m
930 | 2706220100 | IE-C5DD4UG0100DCADCA-E | Dragline cable, PROFINET, M8 D-code - IP67 angeled pin, M8 D-code - IP67 angeled pin, Cat.5 (ISO/IEC 11801) / Cat.5e (TIA T568-B), PUR, 10 m
931 | 2706250100 | IE-C5DD4UG0100DCSE40-E | Dragline cable, PROFINET, M8 D-code - IP67 straight pin, RJ45 IP 20, Cat.5 (ISO/IEC 11801) / Cat.5e (TIA T568-B), PUR, 10 m
932 | 2706200075 | IE-C5DD4UG0075DCSDCS-E | Dragline cable, PROFINET, M8 D-code - IP67 straight pin, M8 D-code - IP67 straight pin, Cat.5 (ISO/IEC 11801) / Cat.5e (TIA T568-B), PUR, 7.5 m
933 | 2706260030 | IE-C5DD4UG0030DSSXXX-E | Dragline cable, PROFINET, M8 D-code - IP67 straight socket, Open, Cat.5 (ISO/IEC 11801) / Cat.5e (TIA T568-B), PUR, 3 m
934 | 2706150200 | IE-C5DD4UG0200DCSXXX-E | Dragline cable, PROFINET, M8 D-code - IP67 straight pin, Open, Cat.5 (ISO/IEC 11801) / Cat.5e (TIA T568-B), PUR, 20 m
935 | 2706260015 | IE-C5DD4UG0015DSSXXX-E | Dragline cable, PROFINET, M8 D-code - IP67 straight socket, Open, Cat.5 (ISO/IEC 11801) / Cat.5e (TIA T568-B), PUR, 1.5 m
936 | 2706210015 | IE-C5DD4UG0015DCSDSS-E | Dragline cable, PROFINET, M8 D-code - IP67 straight pin, M8 D-code - IP67 straight socket, Cat.5 (ISO/IEC 11801) / Cat.5e (TIA T568-B), PUR, 1.5 m
937 | 2706220015 | IE-C5DD4UG0015DCADCA-E | Dragline cable, PROFINET, M8 D-code - IP67 angeled pin, M8 D-code - IP67 angeled pin, Cat.5 (ISO/IEC 11801) / Cat.5e (TIA T568-B), PUR, 1.5 m
938 | 2706220050 | IE-C5DD4UG0050DCADCA-E | Dragline cable, PROFINET, M8 D-code - IP67 angeled pin, M8 D-code - IP67 angeled pin, Cat.5 (ISO/IEC 11801) / Cat.5e (TIA T568-B), PUR, 5 m
939 | 2706190030 | IE-C5DD4UG0030DCAXXX-E | Dragline cable, PROFINET, M8 D-code - IP67 angeled pin, Open, Cat.5 (ISO/IEC 11801) / Cat.5e (TIA T568-B), PUR, 3 m
940 | 2706210075 | IE-C5DD4UG0075DCSDSS-E | Dragline cable, PROFINET, M8 D-code - IP67 straight pin, M8 D-code - IP67 straight socket, Cat.5 (ISO/IEC 11801) / Cat.5e (TIA T568-B), PUR, 7.5 m
941 | 2706210300 | IE-C5DD4UG0300DCSDSS-E | Dragline cable, PROFINET, M8 D-code - IP67 straight pin, M8 D-code - IP67 straight socket, Cat.5 (ISO/IEC 11801) / Cat.5e (TIA T568-B), PUR, 30 m
942 | 2706160300 | IE-C5DD4UG0300DSAXXX-E | Dragline cable, PROFINET, M8 D-code - IP67 angeled socket, Open, Cat.5 (ISO/IEC 11801) / Cat.5e (TIA T568-B), PUR, 30 m
943 | 2706250050 | IE-C5DD4UG0050DCSE40-E | Dragline cable, PROFINET, M8 D-code - IP67 straight pin, RJ45 IP 20, Cat.5 (ISO/IEC 11801) / Cat.5e (TIA T568-B), PUR, 5 m
944 | 2706160200 | IE-C5DD4UG0200DSAXXX-E | Dragline cable, PROFINET, M8 D-code - IP67 angeled socket, Open, Cat.5 (ISO/IEC 11801) / Cat.5e (TIA T568-B), PUR, 20 m
945 | 2706200100 | IE-C5DD4UG0100DCSDCS-E | Dragline cable, PROFINET, M8 D-code - IP67 straight pin, M8 D-code - IP67 straight pin, Cat.5 (ISO/IEC 11801) / Cat.5e (TIA T568-B), PUR, 10 m
946 | 2706220030 | IE-C5DD4UG0030DCADCA-E | Dragline cable, PROFINET, M8 D-code - IP67 angeled pin, M8 D-code - IP67 angeled pin, Cat.5 (ISO/IEC 11801) / Cat.5e (TIA T568-B), PUR, 3 m
947 | 2706210050 | IE-C5DD4UG0050DCSDSS-E | Dragline cable, PROFINET, M8 D-code - IP67 straight pin, M8 D-code - IP67 straight socket, Cat.5 (ISO/IEC 11801) / Cat.5e (TIA T568-B), PUR, 5 m
948 | 2706190100 | IE-C5DD4UG0100DCAXXX-E | Dragline cable, PROFINET, M8 D-code - IP67 angeled pin, Open, Cat.5 (ISO/IEC 11801) / Cat.5e (TIA T568-B), PUR, 10 m
949 | 2706210030 | IE-C5DD4UG0030DCSDSS-E | Dragline cable, PROFINET, M8 D-code - IP67 straight pin, M8 D-code - IP67 straight socket, Cat.5 (ISO/IEC 11801) / Cat.5e (TIA T568-B), PUR, 3 m
950 | 2706210100 | IE-C5DD4UG0100DCSDSS-E | Dragline cable, PROFINET, M8 D-code - IP67 straight pin, M8 D-code - IP67 straight socket, Cat.5 (ISO/IEC 11801) / Cat.5e (TIA T568-B), PUR, 10 m
951 | 2706250030 | IE-C5DD4UG0030DCSE40-E | Dragline cable, PROFINET, M8 D-code - IP67 straight pin, RJ45 IP 20, Cat.5 (ISO/IEC 11801) / Cat.5e (TIA T568-B), PUR, 3 m
952 | 2706160015 | IE-C5DD4UG0015DSAXXX-E | Dragline cable, PROFINET, M8 D-code - IP67 angeled socket, Open, Cat.5 (ISO/IEC 11801) / Cat.5e (TIA T568-B), PUR, 1.5 m
953 | 2706260200 | IE-C5DD4UG0200DSSXXX-E | Dragline cable, PROFINET, M8 D-code - IP67 straight socket, Open, Cat.5 (ISO/IEC 11801) / Cat.5e (TIA T568-B), PUR, 20 m
954 | 2706230015 | IE-C5DD4UG0015DCADSA-E | Dragline cable, PROFINET, M8 D-code - IP67 angeled pin, M8 D-code - IP67 angeled socket, Cat.5 (ISO/IEC 11801) / Cat.5e (TIA T568-B), PUR, 1.5 m
955 | 2706150075 | IE-C5DD4UG0075DCSXXX-E | Dragline cable, PROFINET, M8 D-code - IP67 straight pin, Open, Cat.5 (ISO/IEC 11801) / Cat.5e (TIA T568-B), PUR, 7.5 m
956 | 2706160050 | IE-C5DD4UG0050DSAXXX-E | Dragline cable, PROFINET, M8 D-code - IP67 angeled socket, Open, Cat.5 (ISO/IEC 11801) / Cat.5e (TIA T568-B), PUR, 5 m
957 | 2706250300 | IE-C5DD4UG0300DCSE40-E | Dragline cable, PROFINET, M8 D-code - IP67 straight pin, RJ45 IP 20, Cat.5 (ISO/IEC 11801) / Cat.5e (TIA T568-B), PUR, 30 m
958 | 2706230050 | IE-C5DD4UG0050DCADSA-E | Dragline cable, PROFINET, M8 P-code - IP67 angeled pin, M8 D-code - IP67 angeled pin, M8 D-code - IP67 angeled socket, Cat.5 (ISO/IEC 11801) / Cat.5e (TIA T568-B), PUR, 5 m
959 | 2706260075 | IE-C5DD4UG0075DSSXXX-E | Dragline cable, PROFINET, M8 D-code - IP67 straight socket, Open, Cat.5 (ISO/IEC 11801) / Cat.5e (TIA T568-B), PUR, 7.5 m
960 | 2706200030 | IE-C5DD4UG0030DCSDCS-E | Dragline cable, PROFINET, M8 D-code - IP67 straight pin, M8 D-code - IP67 straight pin, Cat.5 (ISO/IEC 11801) / Cat.5e (TIA T568-B), PUR, 3 m
961 | 2706200200 | IE-C5DD4UG0200DCSDCS-E | Dragline cable, PROFINET, M8 D-code - IP67 straight pin, M8 D-code - IP67 straight pin, Cat.5 (ISO/IEC 11801) / Cat.5e (TIA T568-B), PUR, 20 m
962 | 2706200050 | IE-C5DD4UG0050DCSDCS-E | Dragline cable, PROFINET, M8 D-code - IP67 straight pin, M8 D-code - IP67 straight pin, Cat.5 (ISO/IEC 11801) / Cat.5e (TIA T568-B), PUR, 5 m
963 | 2706250015 | IE-C5DD4UG0015DCSE40-E | Dragline cable, PROFINET, M8 D-code - IP67 straight pin, RJ45 IP 20, Cat.5 (ISO/IEC 11801) / Cat.5e (TIA T568-B), PUR, 1.5 m
964 | 2706150050 | IE-C5DD4UG0050DCSXXX-E | Dragline cable, PROFINET, M8 D-code - IP67 straight pin, Open, Cat.5 (ISO/IEC 11801) / Cat.5e (TIA T568-B), PUR, 5 m
965 | 2706220075 | IE-C5DD4UG0075DCADCA-E | Dragline cable, PROFINET, M8 D-code - IP67 angeled pin, M8 D-code - IP67 angeled pin, Cat.5 (ISO/IEC 11801) / Cat.5e (TIA T568-B), PUR, 7.5 m
966 | 2706230030 | IE-C5DD4UG0030DCADSA-E | Dragline cable, PROFINET, M8 P-code - IP67 angeled pin, M8 D-code - IP67 angeled pin, M8 D-code - IP67 angeled socket, Cat.5 (ISO/IEC 11801) / Cat.5e (TIA T568-B), PUR, 3 m
967 | 2706210200 | IE-C5DD4UG0200DCSDSS-E | Dragline cable, PROFINET, M8 D-code - IP67 straight pin, M8 D-code - IP67 straight socket, Cat.5 (ISO/IEC 11801) / Cat.5e (TIA T568-B), PUR, 20 m
968 | 2706230075 | IE-C5DD4UG0075DCADSA-E | Dragline cable, PROFINET, M8 P-code - IP67 angeled pin, M8 D-code - IP67 angeled pin, M8 D-code - IP67 angeled socket, Cat.5 (ISO/IEC 11801) / Cat.5e (TIA T568-B), PUR, 7.5 m
969 | 2706230100 | IE-C5DD4UG0100DCADSA-E | Dragline cable, PROFINET, M8 P-code - IP67 angeled pin, M8 D-code - IP67 angeled pin, M8 D-code - IP67 angeled socket, Cat.5 (ISO/IEC 11801) / Cat.5e (TIA T568-B), PUR, 10 m
970 | 2706190050 | IE-C5DD4UG0050DCAXXX-E | Dragline cable, PROFINET, M8 D-code - IP67 angeled pin, Open, Cat.5 (ISO/IEC 11801) / Cat.5e (TIA T568-B), PUR, 5 m
971 | 2706250200 | IE-C5DD4UG0200DCSE40-E | Dragline cable, PROFINET, M8 D-code - IP67 straight pin, RJ45 IP 20, Cat.5 (ISO/IEC 11801) / Cat.5e (TIA T568-B), PUR, 20 m
972 | 2706250075 | IE-C5DD4UG0075DCSE40-E | Dragline cable, PROFINET, M8 D-code - IP67 straight pin, RJ45 IP 20, Cat.5 (ISO/IEC 11801) / Cat.5e (TIA T568-B), PUR, 7.5 m
973 | 2706150030 | IE-C5DD4UG0030DCSXXX-E | Dragline cable, PROFINET, M8 D-code - IP67 straight pin, Open, Cat.5 (ISO/IEC 11801) / Cat.5e (TIA T568-B), PUR, 3 m
974 | 2706190075 | IE-C5DD4UG0075DCAXXX-E | Dragline cable, PROFINET, M8 D-code - IP67 angeled pin, Open, Cat.5 (ISO/IEC 11801) / Cat.5e (TIA T568-B), PUR, 7.5 m
975 | 2706160100 | IE-C5DD4UG0100DSAXXX-E | Dragline cable, PROFINET, M8 D-code - IP67 angeled socket, Open, Cat.5 (ISO/IEC 11801) / Cat.5e (TIA T568-B), PUR, 10 m
976 | 2706160075 | IE-C5DD4UG0075DSAXXX-E | Dragline cable, PROFINET, M8 D-code - IP67 angeled socket, Open, Cat.5 (ISO/IEC 11801) / Cat.5e (TIA T568-B), PUR, 7.5 m
977 | 2706200300 | IE-C5DD4UG0300DCSDCS-E | Dragline cable, PROFINET, M8 D-code - IP67 straight pin, M8 D-code - IP67 straight pin, Cat.5 (ISO/IEC 11801) / Cat.5e (TIA T568-B), PUR, 30 m
978 | 2706260100 | IE-C5DD4UG0100DSSXXX-E | Dragline cable, PROFINET, M8 D-code - IP67 straight socket, Open, Cat.5 (ISO/IEC 11801) / Cat.5e (TIA T568-B), PUR, 10 m
979 | 2425570100 | IE-FM5Z2VO0010MLD0SD0X | Pre-assembled patch cable, crossover, LC-Duplex IP 20, SC duplex IP 20, 50 µm, 10 m
980 | 2710810000 | USB2.0B T1V 3.0N4 TY BK | OMNIMATE Data - USB jack, female header, 480 Mbps, THT solder connection, 180°, Pitch in mm (P): 2.50 mm, Number of poles: 4, PBT, black, Tray (manual assembly)
981 | 2712250100 | CH-HEAB-XXXX-06-0100-AH | Heavy duty connector assemblies, Socket connector, Lapp ÖLFLEX® CLASSIC 110 BK 7G1.5 or similar, Shielded: No, Number of poles: 6
982 | 2712250200 | CH-HEAB-XXXX-06-0200-AH | Heavy duty connector assemblies, Socket connector, Lapp ÖLFLEX® CLASSIC 110 BK 7G1.5 or similar, Shielded: No, Number of poles: 6
983 | 2712250500 | CH-HEAB-XXXX-06-0500-AH | Heavy duty connector assemblies, Socket connector, Lapp ÖLFLEX® CLASSIC 110 BK 7G1.5 or similar, Shielded: No, Number of poles: 6
984 | 2712260100 | CH-HFAB-XXXX-06-0100-AH | Heavy duty connector assemblies, Socket connector, Lapp ÖLFLEX® CLASSIC 110 BK 7G1.5 or similar, Shielded: No, Number of poles: 6
985 | 2712260200 | CH-HFAB-XXXX-06-0200-AH | Heavy duty connector assemblies, Socket connector, Lapp ÖLFLEX® CLASSIC 110 BK 7G1.5 or similar, Shielded: No, Number of poles: 6
986 | 1349720015 | PAC-UNIV-HE50-HE50-1M5 | Pre-assembled cable, PAC
987 | 1349350300 | C300-32B-F-2S-M25-30M | Pre-assembled cable, PAC, Cable LiYCY, 0.25 mm²
988 | 2710660200 | CH-HEAA-HEAB-06-0200-AH | Heavy duty connector assemblies, Pin, Socket connector, Lapp ÖLFLEX® CLASSIC 110 BK 7G1.5 or similar, Shielded: No, Number of poles: 6
989 | 2710660500 | CH-HEAA-HEAB-06-0500-AH | Heavy duty connector assemblies, Pin, Socket connector, Lapp ÖLFLEX® CLASSIC 110 BK 7G1.5 or similar, Shielded: No, Number of poles: 6
990 | 2712240100 | CH-HFAA-HFAB-06-0100-AH | Heavy duty connector assemblies, Pin, Socket connector, Lapp ÖLFLEX® CLASSIC 110 BK 7G1.5 or similar, Shielded: No, Number of poles: 6
991 | 2712240200 | CH-HFAA-HFAB-06-0200-AH | Heavy duty connector assemblies, Pin, Socket connector, Lapp ÖLFLEX® CLASSIC 110 BK 7G1.5 or similar, Shielded: No, Number of poles: 6
992 | 2712240500 | CH-HFAA-HFAB-06-0500-AH | Heavy duty connector assemblies, Pin, Socket connector, Lapp ÖLFLEX® CLASSIC 110 BK 7G1.5 or similar, Shielded: No, Number of poles: 6
993 | 2712370100 | CH-HMAA-HMAB-06-0100-AB | Heavy duty connector assemblies, Pin, Socket connector, Helukabel JZ-500-C black 7G2.5 or similar, Shielded: Yes, Number of poles: 6
994 | 2712370200 | CH-HMAA-HMAB-06-0200-AB | Heavy duty connector assemblies, Pin, Socket connector, Helukabel JZ-500-C black 7G2.5 or similar, Shielded: Yes, Number of poles: 6
995 | 2712380500 | CH-HNAA-HNAB-06-0500-AB | Heavy duty connector assemblies, Pin, Socket connector, Helukabel JZ-500-C black 7G2.5 or similar, Shielded: Yes, Number of poles: 6
996 | 2712380100 | CH-HNAA-HNAB-06-0100-AB | Heavy duty connector assemblies, Pin, Socket connector, Helukabel JZ-500-C black 7G2.5 or similar, Number of poles: 6
997 | 2712390100 | CH-HMAB-XXXX-06-0100-AB | Heavy duty connector assemblies, Socket connector, Helukabel JZ-500-C black 7G2.5 or similar, Shielded: Yes, Number of poles: 6
998 | 2712390200 | CH-HMAB-XXXX-06-0200-AB | Heavy duty connector assemblies, Socket connector, Helukabel JZ-500-C black 7G2.5 or similar, Shielded: Yes, Number of poles: 6
999 | 2712390500 | CH-HMAB-XXXX-06-0500-AB | Heavy duty connector assemblies, Socket connector, Helukabel JZ-500-C black 7G2.5 or similar, Shielded: Yes, Number of poles: 6
1000 | 2712420100 | CH-HPBB-XXXX-06-0100-AI | Heavy duty connector assemblies, Socket connector, Lapp ÖLFLEX® CLASSIC 110 BK 7G2.5 or similar, Shielded: No, Number of poles: 6
1001 | 2712400500 | CH-HNAB-XXXX-06-0500-AB | Heavy duty connector assemblies, Socket connector, Helukabel JZ-500-C black 7G2.5 or similar, Shielded: Yes, Number of poles: 6
1002 | 2712400200 | CH-HNAB-XXXX-06-0200-AB | Heavy duty connector assemblies, Socket connector, Helukabel JZ-500-C black 7G2.5 or similar, Shielded: Yes, Number of poles: 6
1003 | 2712470200 | CH-HOBD-HOBE-08-0200-AA | Heavy duty connector assemblies, Pin, Socket connector, Helukabel JZ-500 10G2.5 or similar, Shielded: No, Number of poles: 8
1004 | 2712470500 | CH-HOBD-HOBE-08-0500-AA | Heavy duty connector assemblies, Pin, Socket connector, Helukabel JZ-500 10G2.5 or similar, Shielded: No, Number of poles: 8
1005 | 2712450500 | CH-HPBC-HPBD-08-0500-AA | Heavy duty connector assemblies, Pin, Socket connector, Helukabel JZ-500 10G2.5 or similar, Shielded: No, Number of poles: 8
1006 | 2712490100 | CH-HPBC-XXXX-08-0100-AA | Heavy duty connector assemblies, Pin, Helukabel JZ-500 10G2.5 or similar, Shielded: No, Number of poles: 8
1007 | 2712460200 | CH-HMBC-HMBD-08-0200-AD | Heavy duty connector assemblies, Pin, Socket connector, Helukabel MEGAFLEX 500-C 10G2.5 or similar, Shielded: Yes, Number of poles: 8
1008 | 2712460100 | CH-HMBC-HMBD-08-0100-AD | Heavy duty connector assemblies, Pin, Socket connector, Helukabel MEGAFLEX 500-C 10G2.5 or similar, Shielded: Yes, Number of poles: 8
1009 | 2712470100 | CH-HOBD-HOBE-08-0100-AA | Heavy duty connector assemblies, Pin, Socket connector, Helukabel JZ-500 10G2.5 or similar, Shielded: No, Number of poles: 8
1010 | 2712430100 | CH-HOAA-HOBC-06-0100-AI | Heavy duty connector assemblies, Pin, Socket connector, Lapp ÖLFLEX® CLASSIC 110 BK 7G2.5 or similar, Shielded: No, Number of poles: 6
1011 | 2712420500 | CH-HPBB-XXXX-06-0500-AI | Heavy duty connector assemblies, Socket connector, Lapp ÖLFLEX® CLASSIC 110 BK 7G2.5 or similar, Shielded: No, Number of poles: 6
1012 | 2712490500 | CH-HPBC-XXXX-08-0500-AA | Heavy duty connector assemblies, Pin, Helukabel JZ-500 10G2.5 or similar, Shielded: No, Number of poles: 8
1013 | 2712490200 | CH-HPBC-XXXX-08-0200-AA | Heavy duty connector assemblies, Pin, Helukabel JZ-500 10G2.5 or similar, Shielded: No, Number of poles: 8
1014 | 2712500500 | CH-HMBC-XXXX-08-0500-AD | Heavy duty connector assemblies, Pin, Helukabel MEGAFLEX 500-C 10G2.5 or similar, Shielded: Yes, Number of poles: 8
1015 | 2712500100 | CH-HMBC-XXXX-08-0100-AD | Heavy duty connector assemblies, Pin, Helukabel MEGAFLEX 500-C 10G2.5 or similar, Shielded: Yes, Number of poles: 8
1016 | 2712050000 | THM MT30X 17/8 WS | THM, Device markers, 8 x 17 mm, white
1017 | 7789838300 | C300-32B-320B-2S-M50-30M | Pre-assembled cable, PAC, Cable LiYCY, 0.50 mm²
1018 | 2555790000 | UV66-ECO-10-RES-W | web-compatible touch panel, Display size 10.1", resistive, Front protection IP66
1019 | 1349340150 | PAC-C300-36-F-25-15M | Pre-assembled cable, PAC, Cable LiYCY, 0.25 mm²
1020 | 1349340200 | PAC-C300-36-F-25-20M | Pre-assembled cable, PAC, Cable LiYCY, 0.25 mm²
1021 | 1349330150 | PAC-C300-32-F-25-15M | Pre-assembled cable, PAC, Cable LiYCY, 0.25 mm²
1022 | 2712130000 | WS 10/5 MM WS | WS, Terminal marker, 10 x 5 mm, Weidmueller, white
1023 | 2712090000 | SFX 9/24 MM BP WS | SlimFix, Conductor and cable markers, 7 - 40 mm, 26 x 15 mm, white
1024 | 2712160000 | MF 10/6 MM BP WS | Terminal marker, 10 x 6 mm, white
1025 | 2712140000 | WS 10/6 MM WS | WS, Terminal marker, 10 x 6 mm, Weidmueller, white
1026 | 2712010000 | HSS 12.7-38.1 EL OR30M | Conductor and cable markers, 12.7 - 38.1 mm, orange
1027 | 2711980000 | THM WO-QX VIN 25/38.1 WS | THM, Conductor and cable markers, 4.9 - 9.8 mm, 25 x 38.1 mm, white
1028 | 2712000000 | HSS 8.5-25.4 EL OR30M | Conductor and cable markers, 8.5 - 25.4 mm, orange
1029 | 2712070000 | SM-FO 22/22 MM SI | SwitchMark, Device markers, 22 x 22 mm, silver
1030 | 2711960000 | THM WO-QX 25/38.1WS | THM, Conductor and cable markers, 4.9 - 9.8 mm, 25 x 38.1 mm, white
1031 | 2711970000 | THM WO-QX VIN 25/100 WS | THM, Conductor and cable markers, 12.2 - 24.4 mm, 25 x 100 mm, white
1032 | 2712030000 | THM GEW 20/10 GE | THM, Device markers, 10 x 20 mm, yellow
1033 | 2712080000 | SM-FO 22/22 MM GE | SwitchMark, Device markers, 22 x 22 mm, yellow
1034 | 2712020000 | THM GEW 20/10 WS | THM, Device markers, 10 x 20 mm, white
1035 | 2711920000 | THM WO-Q VIN 25/31.8 WS | THM, Conductor and cable markers, 3.9 - 7.8 mm, 25 x 31.8 mm, white
1036 | 2711940000 | THM WO-Q VIN 25/51.4 WS | THM, Conductor and cable markers, 4.5 - 9 mm, 25 x 51.4 mm, white
1037 | 2711880000 | THM WO-Q 25/31.8 WS | THM, Conductor and cable markers, 3.9 - 7.8 mm, 25 x 31.8 mm, white
1038 | 2711930000 | THM WO-Q VIN 25/38.1 WS | THM, Conductor and cable markers, 4.9 - 9.8 mm, 25 x 38.1 mm, white
1039 | 2711950000 | THM WO-QX 25/100 WS | THM, Conductor and cable markers, 12.2 - 24.4 mm, 25 x 100 mm, white
1040 | 2711900000 | THM WO-Q 25/51.4 WS | THM, Conductor and cable markers, 4.5 - 9 mm, 25 x 51.4 mm, white
1041 | 2711890000 | THM WO-Q 25/38.1 WS | THM, Conductor and cable markers, 4.9 - 9.8 mm, 25 x 38.1 mm, white
1042 | 2723360000 | RCH424024FG | TERMSERIES, Relay with positively driven contacts, Number of contacts: 2, CO contacts forcibily guided (EN 61810-3 type B) AgNi, Rated control voltage: 24 V DC, Continuous current: 6 A, Test button available: No
1043 | 1251580900 | IE-C6FP8LY0900M40M40-Y | Patch cable, RJ45 IP 20, RJ45 IP 20, Cat.6A / Class EA (ISO/IEC 11801 2010), LSZH, 90 m
1044 | 2728160000 | KCMA-8-2000-5A-15VA1 | Primary current: 2000 A, Secondary current max.: 5 A, Load: 15 VA, Tolerance class: 1, detachable current transformer
1045 | 2728110000 | KCMA-8-750-5A-2VA1 | Primary current: 750 A, Secondary current max.: 5 A, Load: 2 VA, Tolerance class: 1, detachable current transformer
1046 | 2728150000 | KCMA-8-1500-5A-15VA1 | Primary current: 1500 A, Secondary current max.: 5 A, Load: 15 VA, Tolerance class: 1, detachable current transformer
1047 | 2728140000 | KCMA-8-1200-5A-10VA1 | Primary current: 1200 A, Secondary current max.: 5 A, Load: 10 VA, Tolerance class: 1, detachable current transformer
1048 | 2728100000 | KCMA-8-500-5A-5VA1 | Primary current: 500 A, Secondary current max.: 5 A, Load: 5 VA, Tolerance class: 1, detachable current transformer
1049 | 2722470000 | VG M50 EXI 31-38 SI7J G4 | VG Exi 7J (Ex plastic cable gland 7J Exi), Cable glands, M 50, 18 mm, OD min. 31 - OD max. 38 mm, IP54, IP66, IP67, IP68 - 5 bar (30 min.), Polyamide 6
1050 | 2722460000 | VG M40 EXI 23-32 SI7J G4 | VG Exi 7J (Ex plastic cable gland 7J Exi), Cable glands, M 40, 18 mm, OD min. 23 - OD max. 32 mm, IP54, IP66, IP67, IP68 - 5 bar (30 min.), Polyamide 6
1051 | 2722420000 | VG M25 EXI 14-18 SI7J G4 | VG Exi 7J (Ex plastic cable gland 7J Exi), Cable glands, M 25, 10 mm, OD min. 14 - OD max. 18 mm, IP54, IP66, IP67, IP68 - 5 bar (30 min.), Polyamide 6
1052 | 2722440000 | VG M32 EXI 19-25 SI7J G4 | VG Exi 7J (Ex plastic cable gland 7J Exi), Cable glands, M 32, 15 mm, OD min. 19 - OD max. 25 mm, IP54, IP66, IP67, IP68 - 5 bar (30 min.), Polyamide 6
1053 | 2722430000 | VG M32 EXI 16-21 SI7J G4 | VG Exi 7J (Ex plastic cable gland 7J Exi), Cable glands, M 32, 10 mm, OD min. 16 - OD max. 21 mm, IP54, IP66, IP67, IP68 - 5 bar (30 min.), Polyamide 6
1054 | 2722410000 | VG M25 EXI 12-17 SI7J G4 | VG Exi 7J (Ex plastic cable gland 7J Exi), Cable glands, M 25, 10 mm, OD min. 12 - OD max. 17 mm, IP54, IP66, IP67, IP68 - 5 bar (30 min.), Polyamide 6
1055 | 2722400000 | VG M20 EXI 11-14 SI7J G4 | VG Exi 7J (Ex plastic cable gland 7J Exi), Cable glands, M 20, 10 mm, OD min. 11 - OD max. 14 mm, IP54, IP66, IP67, IP68 - 5 bar (30 min.), Polyamide 6
1056 | 2722380000 | VG M20 EXI 7-12 SI7J G4 | VG Exi 7J (Ex plastic cable gland 7J Exi), Cable glands, M 20, 10 mm, OD min. 7 - OD max. 12 mm, IP54, IP66, IP67, IP68 - 5 bar (30 min.), Polyamide 6
1057 | 2722390000 | VG M20 EXI 7-13 SI7J G4 | VG Exi 7J (Ex plastic cable gland 7J Exi), Cable glands, M 20, 10 mm, OD min. 7 - OD max. 13 mm, IP54, IP66, IP67, IP68 - 5 bar (30 min.), Polyamide 6
1058 | 2722350000 | VG M12 EXI 4-6.5 SI7J G4 | VG Exi 7J (Ex plastic cable gland 7J Exi), Cable glands, M 12, 10 mm, OD min. 4 - OD max. 6.5 mm, IP54, IP66, IP67, IP68 - 5 bar (30 min.), Polyamide 6
1059 | 2722370000 | VG M16 EXI 6-10 SI7J G4 | VG Exi 7J (Ex plastic cable gland 7J Exi), Cable glands, M 16, 10 mm, OD min. 6 - OD max. 10 mm, IP54, IP66, IP67, IP68 - 5 bar (30 min.), Polyamide 6
1060 | 2722360000 | VG M16 EXI 5-8 SI7J G4 | VG Exi 7J (Ex plastic cable gland 7J Exi), Cable glands, M 16, 10 mm, OD min. 5 - OD max. 8 mm, IP54, IP66, IP67, IP68 - 5 bar (30 min.), Polyamide 6
1061 | 2722340000 | VG M63 EXI 35-44 CR7J G4 | VG Exi 7J (Ex plastic cable gland 7J Exi), Cable glands, M 63, 18 mm, OD min. 35 - OD max. 44 mm, IP54, IP66, IP67, IP68 - 5 bar (30 min.), Polyamide 6
1062 | 2722290000 | VG M32 EXI 16-21 CR7J G4 | VG Exi 7J (Ex plastic cable gland 7J Exi), Cable glands, M 32, 10 mm, OD min. 16 - OD max. 21 mm, IP54, IP66, IP67, IP68 - 5 bar (30 min.), Polyamide 6
1063 | 2722300000 | VG M32 EXI 19-25 CR7J G4 | VG Exi 7J (Ex plastic cable gland 7J Exi), Cable glands, M 32, 15 mm, OD min. 19 - OD max. 25 mm, IP54, IP66, IP67, IP68 - 5 bar (30 min.), Polyamide 6
1064 | 2722330000 | VG M50 EXI 31-38 CR7J G4 | VG Exi 7J (Ex plastic cable gland 7J Exi), Cable glands, M 50, 18 mm, OD min. 31 - OD max. 38 mm, IP54, IP66, IP67, IP68 - 5 bar (30 min.), Polyamide 6
1065 | 2722310000 | VG M40 EXI 20-28 CR7J G4 | VG Exi 7J (Ex plastic cable gland 7J Exi), Cable glands, M 40, 10 mm, OD min. 20 - OD max. 28 mm, IP54, IP66, IP67, IP68 - 5 bar (30 min.), Polyamide 6
1066 | 2722320000 | VG M40 EXI 23-32 CR7J G4 | VG Exi 7J (Ex plastic cable gland 7J Exi), Cable glands, M 40, 18 mm, OD min. 23 - OD max. 32 mm, IP54, IP66, IP67, IP68 - 5 bar (30 min.), Polyamide 6
1067 | 2722280000 | VG M25 EXI 14-18 CR7J G4 | VG Exi 7J (Ex plastic cable gland 7J Exi), Cable glands, M 25, 10 mm, OD min. 14 - OD max. 18 mm, IP54, IP66, IP67, IP68 - 5 bar (30 min.), Polyamide 6
1068 | 2722260000 | VG M20 EXI 11-14 CR7J G4 | VG Exi 7J (Ex plastic cable gland 7J Exi), Cable glands, M 20, 10 mm, OD min. 11 - OD max. 14 mm, IP54, IP66, IP67, IP68 - 5 bar (30 min.), Polyamide 6
1069 | 2722240000 | VG M20 EXI 7-12 CR7J G4 | VG Exi 7J (Ex plastic cable gland 7J Exi), Cable glands, M 20, 10 mm, OD min. 7 - OD max. 12 mm, IP54, IP66, IP67, IP68 - 5 bar (30 min.), Polyamide 6
1070 | 2722220000 | VG M16 EXI 5-8 CR7J G4 | VG Exi 7J (Ex plastic cable gland 7J Exi), Cable glands, M 16, 10 mm, OD min. 5 - OD max. 8 mm, IP54, IP66, IP67, IP68 - 5 bar (30 min.), Polyamide 6
1071 | 2722270000 | VG M25 EXI 12-17 CR7J G4 | VG Exi 7J (Ex plastic cable gland 7J Exi), Cable glands, M 25, 10 mm, OD min. 12 - OD max. 17 mm, IP54, IP66, IP67, IP68 - 5 bar (30 min.), Polyamide 6
1072 | 2722230000 | VG M16 EXI 6-10 CR7J G4 | VG Exi 7J (Ex plastic cable gland 7J Exi), Cable glands, M 16, 10 mm, OD min. 6 - OD max. 10 mm, IP54, IP66, IP67, IP68 - 5 bar (30 min.), Polyamide 6
1073 | 2722250000 | VG M20 EXI 7-13 CR7J G4 | VG Exi 7J (Ex plastic cable gland 7J Exi), Cable glands, M 20, 10 mm, OD min. 7 - OD max. 13 mm, IP54, IP66, IP67, IP68 - 5 bar (30 min.), Polyamide 6
1074 | 2722200000 | VG M63 EXE 35-44 SI7J G4 | VG Exe 7J (Ex plastic cable gland 7J Exe), Cable glands, M 63, 18 mm, OD min. 35 - OD max. 44 mm, IP54, IP66, IP67, IP68 - 5 bar (30 min.), Polyamide 6
1075 | 2722190000 | VG M50 EXE 31-38 SI7J G4 | VG Exe 7J (Ex plastic cable gland 7J Exe), Cable glands, M 50, 18 mm, OD min. 31 - OD max. 38 mm, IP54, IP66, IP67, IP68 - 5 bar (30 min.), Polyamide 6
1076 | 2722140000 | VG M25 EXE 14-18 SI7J G4 | VG Exe 7J (Ex plastic cable gland 7J Exe), Cable glands, M 25, 10 mm, OD min. 14 - OD max. 18 mm, IP54, IP66, IP67, IP68 - 5 bar (30 min.), Polyamide 6
1077 | 2722170000 | VG M40 EXE 20-28 SI7J G4 | VG Exe 7J (Ex plastic cable gland 7J Exe), Cable glands, M 40, 10 mm, OD min. 20 - OD max. 28 mm, IP54, IP66, IP67, IP68 - 5 bar (30 min.), Polyamide 6
1078 | 2722180000 | VG M40 EXE 23-32 SI7J G4 | VG Exe 7J (Ex plastic cable gland 7J Exe), Cable glands, M 40, 18 mm, OD min. 23 - OD max. 32 mm, IP54, IP66, IP67, IP68 - 5 bar (30 min.), Polyamide 6
1079 | 2722160000 | VG M32 EXE 19-25 SI7J G4 | VG Exe 7J (Ex plastic cable gland 7J Exe), Cable glands, M 32, 15 mm, OD min. 19 - OD max. 25 mm, IP54, IP66, IP67, IP68 - 5 bar (30 min.), Polyamide 6
1080 | 2722130000 | VG M25 EXE 12-17 SI7J G4 | VG Exe 7J (Ex plastic cable gland 7J Exe), Cable glands, M 25, 10 mm, OD min. 12 - OD max. 17 mm, IP54, IP66, IP67, IP68 - 5 bar (30 min.), Polyamide 6
1081 | 2722090000 | VG M16 EXE 6-10 SI7J G4 | VG Exe 7J (Ex plastic cable gland 7J Exe), Cable glands, M 16, 10 mm, OD min. 6 - OD max. 10 mm, IP54, IP66, IP67, IP68 - 5 bar (30 min.), Polyamide 6
1082 | 2722070000 | VG M12 EXE 4-6.5 SI7J G4 | VG Exe 7J (Ex plastic cable gland 7J Exe), Cable glands, M 12, 10 mm, OD min. 4 - OD max. 6.5 mm, IP54, IP66, IP67, IP68 - 5 bar (30 min.), Polyamide 6
1083 | 2722080000 | VG M16 EXE 5-8 SI7J G4 | VG Exe 7J (Ex plastic cable gland 7J Exe), Cable glands, M 16, 10 mm, OD min. 5 - OD max. 8 mm, IP54, IP66, IP67, IP68 - 5 bar (30 min.), Polyamide 6
1084 | 2722120000 | VG M20 EXE 11-14 SI7J G4 | VG Exe 7J (Ex plastic cable gland 7J Exe), Cable glands, M 20, 10 mm, OD min. 11 - OD max. 14 mm, IP54, IP66, IP67, IP68 - 5 bar (30 min.), Polyamide 6
1085 | 2722110000 | VG M20 EXE 7-13 SI7J G4 | VG Exe 7J (Ex plastic cable gland 7J Exe), Cable glands, M 20, 10 mm, OD min. 7 - OD max. 13 mm, IP54, IP66, IP67, IP68 - 5 bar (30 min.), Polyamide 6
1086 | 2722100000 | VG M20 EXE 7-12 SI7J G4 | VG Exe 7J (Ex plastic cable gland 7J Exe), Cable glands, M 20, 10 mm, OD min. 7 - OD max. 12 mm, IP54, IP66, IP67, IP68 - 5 bar (30 min.), Polyamide 6
1087 | 2722060000 | VG M63 EXE 35-44 CR7J G4 | VG Exe 7J (Ex plastic cable gland 7J Exe), Cable glands, M 63, 18 mm, OD min. 35 - OD max. 44 mm, IP54, IP66, IP67, IP68 - 5 bar (30 min.), Polyamide 6
1088 | 2722050000 | VG M50 EXE 31-38 CR7J G4 | VG Exe 7J (Ex plastic cable gland 7J Exe), Cable glands, M 50, 18 mm, OD min. 31 - OD max. 38 mm, IP54, IP66, IP67, IP68 - 5 bar (30 min.), Polyamide 6
1089 | 2722040000 | VG M40 EXE 23-32 CR7J G4 | VG Exe 7J (Ex plastic cable gland 7J Exe), Cable glands, M 40, 18 mm, OD min. 23 - OD max. 32 mm, IP54, IP66, IP67, IP68 - 5 bar (30 min.), Polyamide 6
1090 | 2722450000 | VG M40 EXI 20-28 SI7J G4 | VG Exi 7J (Ex plastic cable gland 7J Exi), Cable glands, M 40, 10 mm, OD min. 20 - OD max. 28 mm, IP54, IP66, IP67, IP68 - 5 bar (30 min.), Polyamide 6
1091 | 2710590000 | HDC MMARK 4 | Marking tags, Heavy duty connector assemblies
1092 | 7789301035 | PAC-UNIV-HE20-1:1-3M5 | Pre-assembled cable, PAC, Cable LiYY, 0.25 mm²
1093 | 2722480000 | VG M63 EXI 35-44 SI7J G4 | VG Exi 7J (Ex plastic cable gland 7J Exi), Cable glands, M 63, 18 mm, OD min. 35 - OD max. 44 mm, IP54, IP66, IP67, IP68 - 5 bar (30 min.), Polyamide 6
1094 | 2726800000 | VPU AC I 1 N-PE 305/100 S | Surge voltage arrester, Low voltage, Surge protection, TT nur für N-PE, UP(L/N-PE) ? 1.5 kV
1095 | 2736940000 | HDC MFGS 16B DA | Frame
1096 | 2736930000 | HDC MFGS 16B AD | Frame
1097 | 2709710000 | HDC MXCC2 4X | Cross-connector bridge, Heavy duty connector assemblies
1098 | 2556170000 | S2L 3.50/38/180F 3.5SN OR BX | PCB plug-in connector, male header, Flange, THT solder connection, 3.50 mm, Number of poles: 38, 180°, Solder pin length (l): 3.5 mm, tinned, orange, Box
1099 | 2556150000 | S2L 3.50/38/180G 3.5SN OR BX | PCB plug-in connector, male header, closed side, THT solder connection, 3.50 mm, Number of poles: 38, 180°, Solder pin length (l): 3.5 mm, tinned, orange, Box
1100 | 1329170005 | PAC-S1200-HE20-V3-0.5M | Pre-assembled cable, PAC, Cable LiYY, 0.25 mm²
1101 | 7789657100 | PAC-ABS8-SD25-V0-10M | Pre-assembled cable, PAC, Cable LiYCY, 0.25 mm²
1102 | 1349650035 | PAC-UNIV-HE16-HE16-3M5 | Pre-assembled cable, PAC
1103 | 7789704100 | PAC-EMDV-SD25-V0-10M | Pre-assembled cable, PAC, Cable LiYCY, 0.25 mm²
1104 | 1329110015 | PAC-S1200-HE20-V0-1M5 | Pre-assembled cable, PAC, Cable LiYY, 0.25 mm²
1105 | 1329200015 | PAC-S1200-HE20-V5-1M5 | Pre-assembled cable, PAC, Cable LiYY, 0.25 mm²
1106 | 1329240015 | PAC-S1200-HE20-V7-1M5 | Pre-assembled cable, PAC, Cable LiYY, 0.25 mm²
1107 | 2629690000 | BLZ 7.62IT/05/180MF2 SN BK BX | PCB plug-in connector, female plug, 7.62 mm, Number of poles: 5, Clamping yoke connection, Clamping range, max. : 4 mm², Box
1108 | 1349350200 | C300-32B-F-2S-M25-20M | Pre-assembled cable, PAC, Cable LiYCY, 0.25 mm²
1109 | 2736830000 | A2T 2.5 3C N-FT | 2.5 mm², 800 V, 22 A, dark beige
1110 | 2723040030 | IE-C6HD8UG0030XCSXCS-E | Dragline cable, M12 X-type IP 67 straight male, M12 X-type IP 67 straight male, Cat.6A / Class EA (ISO/IEC 11801 2010), PUR, 3 m
1111 | 2723040050 | IE-C6HD8UG0050XCSXCS-E | Dragline cable, M12 X-type IP 67 straight male, M12 X-type IP 67 straight male, Cat.6A / Class EA (ISO/IEC 11801 2010), PUR, 5 m
1112 | 2723040100 | IE-C6HD8UG0100XCSXCS-E | Dragline cable, M12 X-type IP 67 straight male, M12 X-type IP 67 straight male, Cat.6A / Class EA (ISO/IEC 11801 2010), PUR, 10 m
1113 | 2047310150 | IE-C5DD4UG0150A60A60-E | Dragline cable, PROFINET, RJ45 IP 20, RJ45 IP 20, Cat.5 (ISO/IEC 11801) / Cat.5e (TIA T568-B), PUR, 15 m
1114 | 2047310050 | IE-C5DD4UG0050A60A60-E | Dragline cable, PROFINET, RJ45 IP 20, RJ45 IP 20, Cat.5 (ISO/IEC 11801) / Cat.5e (TIA T568-B), PUR, 5 m
1115 | 2047310075 | IE-C5DD4UG0075A60A60-E | Dragline cable, PROFINET, RJ45 IP 20, RJ45 IP 20, Cat.5 (ISO/IEC 11801) / Cat.5e (TIA T568-B), PUR, 7.5 m
1116 | 2047310200 | IE-C5DD4UG0200A60A60-E | Dragline cable, PROFINET, RJ45 IP 20, RJ45 IP 20, Cat.5 (ISO/IEC 11801) / Cat.5e (TIA T568-B), PUR, 20 m
1117 | 2047310005 | IE-C5DD4UG0005A60A60-E | Dragline cable, PROFINET, RJ45 IP 20, RJ45 IP 20, Cat.5 (ISO/IEC 11801) / Cat.5e (TIA T568-B), PUR, 0.5 m
1118 | 2047310040 | IE-C5DD4UG0040A60A60-E | Dragline cable, PROFINET, RJ45 IP 20, RJ45 IP 20, Cat.5 (ISO/IEC 11801) / Cat.5e (TIA T568-B), PUR, 4 m
1119 | 2047310020 | IE-C5DD4UG0020A60A60-E | Dragline cable, PROFINET, RJ45 IP 20, RJ45 IP 20, Cat.5 (ISO/IEC 11801) / Cat.5e (TIA T568-B), PUR, 2 m
1120 | 2047310015 | IE-C5DD4UG0015A60A60-E | Dragline cable, PROFINET, RJ45 IP 20, RJ45 IP 20, Cat.5 (ISO/IEC 11801) / Cat.5e (TIA T568-B), PUR, 1.5 m
1121 | 2723040150 | IE-C6HD8UG0150XCSXCS-E | Dragline cable, M12 X-type IP 67 straight male, M12 X-type IP 67 straight male, Cat.6A / Class EA (ISO/IEC 11801 2010), PUR, 15 m
1122 | 2047310100 | IE-C5DD4UG0100A60A60-E | Dragline cable, PROFINET, RJ45 IP 20, RJ45 IP 20, Cat.5 (ISO/IEC 11801) / Cat.5e (TIA T568-B), PUR, 10 m
1123 | 2629630000 | SL 7.62IT/05/90MSF4 3.2SN BK BX SO | PCB plug-in connector, male header, THT solder connection, 7.62 mm, Number of poles: 5, Solder pin length (l): 3.2 mm, black
1124 | 2629590000 | SL 7.62IT/04/90MSF3 3.2SN BK BX SO | PCB plug-in connector, male header, THT solder connection, 7.62 mm, Number of poles: 4, Solder pin length (l): 3.2 mm, black
1125 | 2629640000 | SL 7.62IT/06/90MSF4 3.2SN BK BX SO | PCB plug-in connector, male header, THT solder connection, 7.62 mm, Number of poles: 6, Solder pin length (l): 3.2 mm, black
1126 | 2629500000 | SL 7.62IT/06/90MF4 3.2SN BK BX SO | PCB plug-in connector, male header, closed side, Middle flange, THT solder connection, 7.62 mm, Number of poles: 6, 90°, Solder pin length (l): 3.2 mm, black
1127 | 2629660000 | SL 7.62IT/06/90MSF5 3.2SN BK BX SO | PCB plug-in connector, male header, THT solder connection, 7.62 mm, Number of poles: 6, Solder pin length (l): 3.2 mm, black
1128 | 2629530000 | SL 7.62IT/02/90MSF2 3.2SN BK BX SO | PCB plug-in connector, male header, THT solder connection, 7.62 mm, Number of poles: 2, Solder pin length (l): 3.2 mm, black
1129 | 2629540000 | SL 7.62IT/03/90MSF2 3.2SN BK BX | PCB plug-in connector, male header, THT solder connection, 7.62 mm, Number of poles: 3, Solder pin length (l): 3.2 mm, black
1130 | 2629600000 | SL 7.62IT/05/90MSF3 3.2SN BK BX SO | PCB plug-in connector, male header, THT solder connection, 7.62 mm, Number of poles: 5, Solder pin length (l): 3.2 mm, black
1131 | 2629520000 | SL 7.62IT/06/90MF6 3.2SN BK BX | PCB plug-in connector, male header, closed side, Middle flange, THT solder connection, 7.62 mm, Number of poles: 6, 90°, Solder pin length (l): 3.2 mm, black
1132 | 2629620000 | SL 7.62IT/04/90MSF4 3.2SN BK BX | PCB plug-in connector, male header, THT solder connection, 7.62 mm, Number of poles: 4, Solder pin length (l): 3.2 mm, black
1133 | 2629580000 | SL 7.62IT/03/90MSF3 3.2SN BK BX | PCB plug-in connector, male header, THT solder connection, 7.62 mm, Number of poles: 3, Solder pin length (l): 3.2 mm, black
1134 | 2629650000 | SL 7.62IT/05/90MSF5 3.2SN BK BX | PCB plug-in connector, male header, THT solder connection, 7.62 mm, Number of poles: 5, Solder pin length (l): 3.2 mm, black
1135 | 2629670000 | SL 7.62IT/06/90MSF6 3.2SN BK BX | PCB plug-in connector, male header, THT solder connection, 7.62 mm, Number of poles: 6, Solder pin length (l): 3.2 mm, black
1136 | 2629550000 | SL 7.62IT/04/90MSF2 3.2SN BK BX | PCB plug-in connector, male header, THT solder connection, 7.62 mm, Number of poles: 4, Solder pin length (l): 3.2 mm, black
1137 | 2629610000 | SL 7.62IT/06/90MSF3 3.2SN BK BX SO | PCB plug-in connector, male header, THT solder connection, 7.62 mm, Number of poles: 6, Solder pin length (l): 3.2 mm, black
1138 | 2629480000 | SL 7.62IT/06/90MF2 3.2SN BK BX | PCB plug-in connector, male header, closed side, Middle flange, THT solder connection, 7.62 mm, Number of poles: 6, 90°, Solder pin length (l): 3.2 mm, black
1139 | 2629360000 | SL 7.62IT/05/90MF2 3.2SN BK BX | PCB plug-in connector, male header, closed side, Middle flange, THT solder connection, 7.62 mm, Number of poles: 5, 90°, Solder pin length (l): 3.2 mm, black
1140 | 2629570000 | SL 7.62IT/06/90MSF2 3.2SN BK BX | PCB plug-in connector, male header, THT solder connection, 7.62 mm, Number of poles: 6, Solder pin length (l): 3.2 mm, black
1141 | 2629560000 | SL 7.62IT/05/90MSF2 3.2SN BK BX | PCB plug-in connector, male header, THT solder connection, 7.62 mm, Number of poles: 5, Solder pin length (l): 3.2 mm, black
1142 | 2627250000 | SV-SMT 7.62HP/04/270MSF3 SC/8 2.6SN BX | PCB plug-in connector, male header, closed side, Middle screw flange, THT/THR solder connection, 7.62 mm, Number of poles: 4, Solder pin length (l): 2.6 mm, tinned, black, Box
1143 | 2627240000 | SV-SMT 7.62HP/04/270MSF3 SC/6 2.6SN BX | PCB plug-in connector, male header, closed side, Middle screw flange, THT/THR solder connection, 7.62 mm, Number of poles: 4, Solder pin length (l): 2.6 mm, tinned, black, Box
1144 | 2748940000 | BIT E6,3 1,0X5,5X70 | Screwdriver insert, Blade width (B): 5.5 mm, Blade length: 70 mm, Blade thickness (A): 1 mm
1145 | 2748920000 | BIT E6,3 0,6X3,5X70 | Screwdriver insert, Blade width (B): 3.5 mm, Blade length: 70 mm, Blade thickness (A): 0.6 mm
1146 | 2748930000 | BIT E6,3 0,8X4,0X70 | Screwdriver insert, Blade width (B): 4 mm, Blade length: 70 mm, Blade thickness (A): 0.8 mm
1147 | 2748910000 | BIT E6,3 0,5X3,0X70 | Screwdriver insert, Blade width (B): 3 mm, Blade length: 70 mm, Blade thickness (A): 0.5 mm
1148 | 2628510000 | BVF 7.62HP/04/180MSF2 BCF/04R SN BK BX | PCB plug-in connector, female plug, 7.62 mm, Number of poles: 4, 180°, PUSH IN with actuator, PUSH IN without actuator, Clamping range, max. : 10 mm², Box
1149 | 2628580000 | BVF 7.62HP/05/180MSF2 BCF/06R SN BK BX | PCB plug-in connector, female plug, 7.62 mm, Number of poles: 5, 180°, PUSH IN with actuator, PUSH IN without actuator, Clamping range, max. : 10 mm², Box
1150 | 2628350000 | BVF 7.62HP/04/180MF2 BCF/08R SN BK BX | PCB plug-in connector, female plug, 7.62 mm, Number of poles: 4, 180°, PUSH IN with actuator, PUSH IN without actuator, Clamping range, max. : 10 mm², Box
1151 | 2628650000 | BVF 7.62HP/04/180MSF3 BCF/08R SN BK BX | PCB plug-in connector, female plug, 7.62 mm, Number of poles: 4, 180°, PUSH IN with actuator, PUSH IN without actuator, Clamping range, max. : 10 mm², Box
1152 | 2628640000 | BVF 7.62HP/04/180MSF3 BCF/06R SN BK BX | PCB plug-in connector, female plug, 7.62 mm, Number of poles: 4, 180°, PUSH IN with actuator, PUSH IN without actuator, Clamping range, max. : 10 mm², Box
1153 | 2628590000 | BVF 7.62HP/05/180MSF2 BCF/08R SN BK BX | PCB plug-in connector, female plug, 7.62 mm, Number of poles: 5, 180°, PUSH IN with actuator, PUSH IN without actuator, Clamping range, max. : 10 mm², Box
1154 | 2628410000 | BVF 7.62HP/05/180MF2 BCF/08R SN BK BX | PCB plug-in connector, female plug, 7.62 mm, Number of poles: 5, 180°, PUSH IN with actuator, PUSH IN without actuator, Clamping range, max. : 10 mm², Box
1155 | 2628400000 | BVF 7.62HP/05/180MF2 BCF/06R SN BK BX | PCB plug-in connector, female plug, 7.62 mm, Number of poles: 5, 180°, PUSH IN with actuator, PUSH IN without actuator, Clamping range, max. : 10 mm², Box
1156 | 2628340000 | BVF 7.62HP/04/180MF2 BCF/06R SN BK BX | PCB plug-in connector, female plug, 7.62 mm, Number of poles: 4, 180°, PUSH IN with actuator, PUSH IN without actuator, Clamping range, max. : 10 mm², Box
1157 | 2628570000 | BVF 7.62HP/05/180MSF2 BCF/04R SN BK BX | PCB plug-in connector, female plug, 7.62 mm, Number of poles: 5, 180°, PUSH IN with actuator, PUSH IN without actuator, Clamping range, max. : 10 mm², Box
1158 | 2628320000 | BVF 7.62HP/04/180MF2 BCF/04R SN BK BX | PCB plug-in connector, female plug, 7.62 mm, Number of poles: 4, 180°, PUSH IN with actuator, PUSH IN without actuator, Clamping range, max. : 10 mm², Box
1159 | 2628520000 | BVF 7.62HP/04/180MSF2 BCF/06R SN BK BX | PCB plug-in connector, female plug, 7.62 mm, Number of poles: 4, 180°, PUSH IN with actuator, PUSH IN without actuator, Clamping range, max. : 10 mm², Box
1160 | 2628630000 | BVF 7.62HP/04/180MSF3 BCF/04R SN BK BX | PCB plug-in connector, female plug, 7.62 mm, Number of poles: 4, 180°, PUSH IN with actuator, PUSH IN without actuator, Clamping range, max. : 10 mm², Box
1161 | 2628390000 | BVF 7.62HP/05/180MF2 BCF/04R SN BK BX | PCB plug-in connector, female plug, 7.62 mm, Number of poles: 5, 180°, PUSH IN with actuator, PUSH IN without actuator, Clamping range, max. : 10 mm², Box
1162 | 2711380000 | S2L-SMT 3.50/38/90LF 3.2SN BK BX | PCB plug-in connector, Solder flange, THT/THR solder connection, 3.50 mm, Number of poles: 38, 90°, Solder pin length (l): 3.2 mm, tinned, black, Box
1163 | 7789888020 | C300-32B-320B-2S-M34-2M | Pre-assembled cable, PAC, Cable LiYCY, 0.34 mm²
1164 | 1292190400 | SAIL-7/8BG-5-4.0U | Sensor/actuator line, 7/8", Number of poles : 5 (4 + PE), 4 m, Shielded: No, LED: No, Sheath material: PUR, Halogen: No
1165 | 1292190600 | SAIL-7/8BG-5-6.0U | Sensor/actuator line, 7/8", Number of poles : 5 (4 + PE), 6 m, Shielded: No, LED: No, Sheath material: PUR, Halogen: No
1166 | 1292190650 | SAIL-7/8BG-5-6.5U | Sensor/actuator line, 7/8", Number of poles : 5 (4 + PE), 6.5 m, Shielded: No, LED: No, Sheath material: PUR, Halogen: No
1167 | 1292190850 | SAIL-7/8BG-5-8.5U | Sensor/actuator line, 7/8", Number of poles : 5 (4 + PE), 8.5 m, Shielded: No, LED: No, Sheath material: PUR, Halogen: No
1168 | 1292191200 | SAIL-7/8BG-5-12U | Sensor/actuator line, 7/8", Number of poles : 5 (4 + PE), 12 m, Shielded: No, LED: No, Sheath material: PUR, Halogen: No
1169 | 1292191500 | SAIL-7/8BG-5-15U | Sensor/actuator line, 7/8", Number of poles : 5 (4 + PE), 15 m, Shielded: No, LED: No, Sheath material: PUR, Halogen: No
1170 | 1292191600 | SAIL-7/8BG-5-16U | Sensor/actuator line, 7/8", Number of poles : 5 (4 + PE), 16 m, Shielded: No, LED: No, Sheath material: PUR, Halogen: No
1171 | 1292191800 | SAIL-7/8BG-5-18U | Sensor/actuator line, 7/8", Number of poles : 5 (4 + PE), 18 m, Shielded: No, LED: No, Sheath material: PUR, Halogen: No
1172 | 1292192500 | SAIL-7/8BG-5-25U | Sensor/actuator line, 7/8", Number of poles : 5 (4 + PE), 25 m, Shielded: No, LED: No, Sheath material: PUR, Halogen: No
1173 | 1296790330 | SAIL-M12GM8SG-4S3.3UIE | Bus line, Connecting line, M12 / M8, Number of poles: 4, 3.3 m, Shielded: Yes, LED: No, Sheath material: PUR, Halogen: No
1174 | 1296790390 | SAIL-M12GM8SG-4S3.9UIE | Bus line, Connecting line, M12 / M8, Number of poles: 4, 3.9 m, Shielded: Yes, LED: No, Sheath material: PUR, Halogen: No
1175 | 1296790490 | SAIL-M12GM8SG-4S4.9UIE | Bus line, Connecting line, M12 / M8, Number of poles: 4, 4.9 m, Shielded: Yes, LED: No, Sheath material: PUR, Halogen: No
1176 | 1296790550 | SAIL-M12GM8SG-4S5.5UIE | Bus line, Connecting line, M12 / M8, Number of poles: 4, 5.5 m, Shielded: Yes, LED: No, Sheath material: PUR, Halogen: No
1177 | 1296790670 | SAIL-M12GM8SG-4S6.7UIE | Bus line, Connecting line, M12 / M8, Number of poles: 4, 6.7 m, Shielded: Yes, LED: No, Sheath material: PUR, Halogen: No
1178 | 1296790770 | SAIL-M12GM8SG-4S7.7UIE | Bus line, Connecting line, M12 / M8, Number of poles: 4, 7.7 m, Shielded: Yes, LED: No, Sheath material: PUR, Halogen: No
1179 | 1346920000 | UR20-EM-1315390000-SP | Replacement part
1180 | 1349370010 | C300-36B-F-2S-M25-1M | Pre-assembled cable, PAC, Cable LiYCY, 0.25 mm²
1181 | 1349790015 | PAC-UNIV-HE20-F-1M5 | Pre-assembled cable, PAC
1182 | 1373820010 | C300-36B-F-2S-M50-1M | Pre-assembled cable, PAC, Cable LiYCY, 0.50 mm²
1183 | 1373900010 | PAC-C300-32-F-34-1M | Pre-assembled cable, PAC, Cable LiYCY, 0.34 mm²
1184 | 1373910010 | PAC-C300-36-F-34-1M | Pre-assembled cable, PAC, Cable LiYCY, 0.34 mm²
1185 | 1379500000 | TBY-ADV551-CF-PS-2KB-S | Interface, RS, 2 x AKB (50P), LP2N 5.08mm
1186 | 1431530100 | PAC-S7300-HE20-V18-10M | Pre-assembled cable, PAC, Cable LiYY, 8.6 ± 1 mm
1187 | 1457580005 | IE-C6EL8UG0005U40XCS-E | System cable, RJ45 IP 20, M12 X-type IP 67 straight male, Cat.6A / Class EA (ISO/IEC 11801 2010), PUR, 0.5 m
1188 | 2451460000 | HDC IP68 HP 24B 1M50 | HDC enclosures, Size: 8, Protection degree: IP68, IP69K, IP68 (in plugged condition), Cover, Clamping yoke connection, , Size of cable entries: M 50
1189 | 2455300030 | SAIL-M12WM12W-L-0.3PGR | Sensor/actuator line, Connecting line, M12 / M12, Number of poles : 5, 0.3 m, pin, 90° - socket 90°, Shielded: No, LED: No, Sheath material: PUR, Halogen: No
1190 | 2455300050 | SAIL-M12WM12W-L-0.5PGR | Sensor/actuator line, Connecting line, M12 / M12, Number of poles : 5, 0.5 m, pin, 90° - socket 90°, Shielded: No, LED: No, Sheath material: PUR, Halogen: No
1191 | 2456050000 | ACT20X-HDI-SDO-RNO-P | EX signal isolating converter, Ex-input: NAMUR sensor/switch, Safe-output: relay, NO contact, 1-channel
1192 | 2456060000 | ACT20X-HDI-SDO-RNC-P | EX signal isolating converter, Ex-input: NAMUR sensor/switch, Safe-output: relay, NC contact, 1-channel
1193 | 2456070000 | ACT20X-HDI-SDO-P | EX signal isolating converter, Ex-input: NAMUR sensor/switch, Safe-output: Optocoupler, 1-channel
1194 | 2456080000 | ACT20X-2HDI-2SDO-RNO-P | EX signal isolating converter, Ex-input: NAMUR sensor/switch, Safe-output: relay, NO contact, 2-channel
1195 | 2456090000 | ACT20X-2HDI-2SDO-RNC-P | EX signal isolating converter, Ex-input: NAMUR sensor/switch, Safe-output: relay, NC contact, 2-channel
1196 | 2456100000 | ACT20X-2HDI-2SDO-P | EX signal isolating converter, Ex-input: NAMUR sensor/switch, Safe-output: Optocoupler, 2-channel
1197 | 2456110000 | ACT20X-SDI-HDO-L-P | EX signal isolating converter, Safe-input: relay, Ex-output: Opto module, 1-channel, Output current : max. 35 mA
1198 | 2456120000 | ACT20X-SDI-HDO-H-P | EX signal isolating converter, Safe-input: relay, Ex-output: Opto module, 1-channel, Output current : max. 60 mA
1199 | 2456130000 | ACT20X-2SDI-2HDO-P | EX signal isolating converter, Safe-input: relay, Ex-output: Opto module, 2-channel, Output current : max. 35 mA
1200 | 2456140000 | ACT20X-HAI-SAO-P | EX signal isolating converter, Ex-input: 4 - 20 mA, Safe-output: 4-20mA, 1-channel
1201 | 2456150000 | ACT20X-2HAI-2SAO-P | EX signal isolating converter, Ex-input: 4 - 20 mA, Safe-output: 4-20mA, 2-channel
1202 | 2456160000 | ACT20X-SAI-HAO-P | EX signal isolating converter, Safe-input: 4-20mA, Ex output: 4 - 20 mA, 1-channel
1203 | 2456170000 | ACT20X-2SAI-2HAO-P | EX signal isolating converter, Safe-input: 4-20mA, Ex output: 4 - 20 mA, 2-channel
1204 | 2456180000 | ACT20X-HTI-SAO-P | EX signal isolating converter, Ex-input: I,?, Safe-output: 4-20mA, 1-channel
1205 | 2456190000 | ACT20X-2HTI-2SAO-P | EX signal isolating converter, Ex-input: I,?, Safe-output: 4-20mA, 2-channel
1206 | 2456200000 | ACT20X-HUI-SAO-P | EX signal isolating converter, Ex-output: U, I, R,?, Safe-output: 4-20mA/ relay, 1-channel
1207 | 2466970000 | PRO TOP1 72W 24V 3A CO | Power supply, switch-mode power supply unit, 24 V
1208 | 2467340000 | PRO COM CAN OPEN EX | Communication module
1209 | 1334950000 | UC20-WL2000-AC | Controller, IP20, AutomationController, Web-based, u-control 2000 web, integrated engineering tool: u-create web for PLC - (real-time system) & IIoT applications
1210 | 1349720100 | PAC-UNIV-HE50-HE50-10M | Pre-assembled cable, PAC
1211 | 2599640000 | SLS 5.08/10/180F SN OR BX PRT | PCB plug-in connector, male plug, 5.08 mm, Number of poles: 10, 180°, Clamping yoke connection, Clamping range, max. : 3.31 mm², Box
1212 | 2605190000 | BLZP 5.08HC/16/90F AU GN BX | PCB plug-in connector, female plug, 5.08 mm, Number of poles: 16, 90°, Clamping yoke connection, Clamping range, max. : 4 mm², Box
1213 | 2602120000 | P BAG XL SET 2 | Tools, Accessories
1214 | 2602150000 | P BAG XL SET 5 | Tools, Accessories
1215 | 2602210000 | P BAG XL SET 11 | Tools, Accessories
1216 | 2602180000 | P BAG XL SET 8 | Tools, Accessories
1217 | 2602200000 | P BAG XL SET 10 | Tools, Accessories
1218 | 2602190000 | P BAG XL SET 9 | Tools, Accessories
1219 | 2602240000 | P BAG XL SET 14 | Tools, Accessories
1220 | 2602230000 | P BAG XL SET 13 | Tools, Accessories
1221 | 2602220000 | P BAG XL SET 12 | Tools, Accessories
1222 | 2602270000 | PRO CASE 16 | Tool case with contents
1223 | 2602310000 | TOP CASE 16 | Tool case with contents
1224 | 2602300000 | TOP CASE UL | Tool case with contents
1225 | 2602260000 | PRO CASE UL | Tool case with contents
1226 | 2604660000 | H0,75/16TS HBL BD GSP | Wire-end ferrule, Standard, 12 mm, 10 mm, Light Blue
1227 | 2604630000 | H0,5/16DS W BD GSP | Wire-end ferrule, Standard, 12 mm, 10 mm, white
1228 | 2604620000 | H0,5/16S OR BD GSP | Wire-end ferrule, Standard, 12 mm, 10 mm, orange
1229 | 2614110000 | AAP12 2.5 LI GN/OR | Modular distribution terminals, 2.5 mm², 800, 24 A, green
1230 | 2613380000 | LL 10.16/04/90 3.2SN OR BX | Printed circuit board terminals, 10.16 mm, Number of poles: 4, 90°, Solder pin length (l): 3.2 mm, tinned, orange, Box
1231 | 2669730000 | BLF 5.08HC/04/180F AU BK BX PRT | PCB plug-in connector, 5.08 mm, Number of poles: 4, 180°, PUSH IN with actuator, Tension-clamp connection, Clamping range, max. : 3.31 mm², Box
1232 | 2603840000 | WBBD 16 GY | W-Series, Distribution block, Rated cross-section: 16 mm², Screw connection, Wemid, Terminal rail / mounting plate
1233 | 2603860000 | WBBD 16 GN | W-Series, Distribution block, Rated cross-section: 16 mm², Screw connection, Wemid, Terminal rail / mounting plate
1234 | 2684410000 | BATTERY-CR1220-3V | Battery, Miscellaneous
1235 | 2691030000 | BLF 5.08HC/04/180LR SN OR BX PRT | PCB plug-in connector, female plug, 5.08 mm, Number of poles: 4, 180°, PUSH IN with actuator, Tension-clamp connection, Clamping range, max. : 3.31 mm², Box
1236 | 2690990000 | BLF 5.08HC/02/180LR SN OR BX PRT | PCB plug-in connector, female plug, 5.08 mm, Number of poles: 2, 180°, PUSH IN with actuator, Tension-clamp connection, Clamping range, max. : 3.31 mm², Box
1237 | 2694440000 | BLF 5.08HC/02/180 SN BK BX SO | PCB plug-in connector, female plug, 5.08 mm, Number of poles: 2, 180°, PUSH IN with actuator, Tension-clamp connection, Clamping range, max. : 3.31 mm², Box
1238 | 2599670000 | UR67-PN-V14-CU-8DIDO-12 | Automation Products - u-remote IP67, Sensor-actuator active distributor, PROFINET V2.3
1239 | 2599680000 | UR67-PN-V14-CU-16DI-12 | Automation Products - u-remote IP67, Sensor-actuator active distributor, PROFINET V2.3
1240 | 1421710005 | IE-C5DB4WE0005A20A20-E | System cable, RJ45 IP 20, RJ45 IP 20, Cat.5 (ISO/IEC 11801), Radox GKW S, 0.5 m
1241 | 2689800000 | BG GHDE FUSE PT6 | FieldPower® enclosures, IP65 with corresponding housing, Polycarbonate
1242 | 2698380000 | SL 5.08HC/04/90 3.2SN DKGY BX | PCB plug-in connector, male header, open side, THT solder connection, 5.08 mm, Number of poles: 4, 90°, Solder pin length (l): 3.2 mm, tinned, Basalt grey, Box
1243 | 2698390000 | SL 5.08HC/04/180 3.2SN DKGY BX | PCB plug-in connector, male header, open side, THT solder connection, 5.08 mm, Number of poles: 4, 180°, Solder pin length (l): 3.2 mm, tinned, Basalt grey, Box
1244 | 2698300000 | BLF 5.08HC/11/180LR SN BK BX SO | PCB plug-in connector, female plug, 5.08 mm, Number of poles: 11, 180°, PUSH IN with actuator, Tension-clamp connection, Clamping range, max. : 3.31 mm², Box
1245 | 2698340000 | BLF 5.08HC/12/180LR SN BK BX SO | PCB plug-in connector, female plug, 5.08 mm, Number of poles: 12, 180°, PUSH IN with actuator, Tension-clamp connection, Clamping range, max. : 3.31 mm², Box
1246 | 2698320000 | BLF 5.08HC/11/180LR SN BK BX SO | PCB plug-in connector, female plug, 5.08 mm, Number of poles: 11, 180°, PUSH IN with actuator, Tension-clamp connection, Clamping range, max. : 3.31 mm², Box
1247 | 2698310000 | BLF 5.08HC/11/180LR SN BK BX SO | PCB plug-in connector, female plug, 5.08 mm, Number of poles: 11, 180°, PUSH IN with actuator, Tension-clamp connection, Clamping range, max. : 3.31 mm², Box
1248 | 2698350000 | BLF 5.08HC/12/180LR SN BK BX SO | PCB plug-in connector, female plug, 5.08 mm, Number of poles: 12, 180°, PUSH IN with actuator, Tension-clamp connection, Clamping range, max. : 3.31 mm², Box
1249 | 2698330000 | BLF 5.08HC/12/180LR SN BK BX SO | PCB plug-in connector, female plug, 5.08 mm, Number of poles: 12, 180°, PUSH IN with actuator, Tension-clamp connection, Clamping range, max. : 3.31 mm², Box
1250 | 2683110000 | PVN1M1I3SXFXV1O0TXPX10 | Photovoltaics, Combiner Box, 1000 V, 1 MPPT, 3 Inputs / 3 Outputs per MPPT, Surge protection I / II, Cable gland
1251 | 2683190000 | PVN1M3I9SXFXV1O1TXPX10 | Photovoltaics, Combiner Box, 1000 V, 3 MPPT's, 3 Inputs / 3 Outputs per MPPT, Surge protection I / II, WM4C
1252 | 2683040000 | PVN1M2I6SXF3V1O0TXPX10 | Photovoltaics, Combiner Box, 1000 V, 2 MPPT's, 3 Inputs / 3 Outputs per MPPT, With fuse holder, Surge protection I / II, Cable gland
1253 | 2683030000 | PVN1M1I3SXF3V1O0TXPX10 | Photovoltaics, Combiner Box, 1000 V, 1 MPPT, 3 Inputs / 3 Outputs per MPPT, With fuse holder, Surge protection I / II, Cable gland
1254 | 2683130000 | PVN1M3I9SXFXV1O0TXPX10 | Photovoltaics, Combiner Box, 1000 V, 3 MPPT's, 3 Inputs / 3 Outputs per MPPT, Surge protection I / II, Cable gland
1255 | 2683050000 | PVN1M1I3S0F3V1O0TXPX10 | Photovoltaics, Combiner Box, 1000 V, 1 MPPT, 3 Inputs / 3 Outputs per MPPT, With fuse holder, Surge protection I / II, Switch disconnector, Cable gland
1256 | 2683060000 | PVN1M2I6S0F3V1O0TXPX10 | Photovoltaics, Combiner Box, 1000 V, 2 MPPT's, 3 Inputs / 3 Outputs per MPPT, With fuse holder, Surge protection I / II, Switch disconnector, Cable gland
1257 | 2683080000 | PVN1M2I6SXF3V1O1TXPX10 | Photovoltaics, Combiner Box, 1000 V, 2 MPPT's, 3 Inputs / 3 Outputs per MPPT, With fuse holder, Surge protection I / II, WM4C
1258 | 2683140000 | PVN1M1I3S0FXV1O0TXPX10 | Photovoltaics, Combiner Box, 1000 V, 1 MPPT, 3 Inputs / 3 Outputs per MPPT, Surge protection I / II, Switch disconnector, Cable gland
1259 | 2683410000 | PVN1M2I6S0FXV2O1TXPX10 | Photovoltaics, Combiner Box, 1000 V, 2 MPPT's, 3 Inputs / 3 Outputs per MPPT, Surge protection II, Switch disconnector, WM4C
1260 | 2683420000 | PVN1M3I9S0FXV2O1TXPX10 | Photovoltaics, Combiner Box, 1000 V, 3 MPPT's, 3 Inputs / 3 Outputs per MPPT, Surge protection II, Switch disconnector, WM4C
1261 | 2683230000 | PVN1M1I3SXF3V2O0TXPX10 | Photovoltaics, Combiner Box, 1000 V, 1 MPPT, 3 Inputs / 3 Outputs per MPPT, With fuse holder, Surge protection II, Cable gland
1262 | 2683260000 | PVN1M2I6S0F3V2O0TXPX10 | Photovoltaics, Combiner Box, 1000 V, 2 MPPT's, 3 Inputs / 3 Outputs per MPPT, With fuse holder, Surge protection II, Switch disconnector, Cable gland
1263 | 2683380000 | PVN1M2I6SXFXV2O1TXPX10 | Photovoltaics, Combiner Box, 1000 V, 2 MPPT's, 3 Inputs / 3 Outputs per MPPT, Surge protection II, WM4C
1264 | 2683320000 | PVN1M2I6SXFXV2O0TXPX10 | Photovoltaics, Combiner Box, 1000 V, 2 MPPT's, 3 Inputs / 3 Outputs per MPPT, Surge protection II, Cable gland
1265 | 2683290000 | PVN1M1I3S0F3V2O1TXPX10 | Photovoltaics, Combiner Box, 1000 V, 1 MPPT, 3 Inputs / 3 Outputs per MPPT, With fuse holder, Surge protection II, Switch disconnector, WM4C
1266 | 2683300000 | PVN1M2I6S0F3V2O1TXPX10 | Photovoltaics, Combiner Box, 1000 V, 2 MPPT's, 3 Inputs / 3 Outputs per MPPT, With fuse holder, Surge protection II, Switch disconnector, WM4C
1267 | 2683370000 | PVN1M1I3SXFXV2O1TXPX10 | Photovoltaics, Combiner Box, 1000 V, 1 MPPT, 3 Inputs / 3 Outputs per MPPT, Surge protection II, WM4C
1268 | 2683070000 | PVN1M1I3SXF3V1O1TXPX10 | Photovoltaics, Combiner Box, 1000 V, 1 MPPT, 3 Inputs / 3 Outputs per MPPT, With fuse holder, Surge protection I / II, WM4C
1269 | 2683310000 | PVN1M1I3SXFXV2O0TXPX10 | Photovoltaics, Combiner Box, 1000 V, 1 MPPT, 3 Inputs / 3 Outputs per MPPT, Surge protection II, Cable gland
1270 | 2683170000 | PVN1M1I3SXFXV1O1TXPX10 | Photovoltaics, Combiner Box, 1000 V, 1 MPPT, 3 Inputs / 3 Outputs per MPPT, Surge protection I / II, WM4C
1271 | 2683150000 | PVN1M2I6S0FXV1O0TXPX10 | Photovoltaics, Combiner Box, 1000 V, 2 MPPT's, 3 Inputs / 3 Outputs per MPPT, Surge protection I / II, Switch disconnector, Cable gland
1272 | 2683220000 | PVN1M3I9S0FXV1O1TXPX10 | Photovoltaics, Combiner Box, 1000 V, 3 MPPT's, 3 Inputs / 3 Outputs per MPPT, Surge protection I / II, Switch disconnector, WM4C
1273 | 2683360000 | PVN1M3I9S0FXV2O0TXPX10 | Photovoltaics, Combiner Box, 1000 V, 3 MPPT's, 3 Inputs / 3 Outputs per MPPT, Surge protection II, Switch disconnector, Cable gland
1274 | 2683400000 | PVN1M1I3S0FXV2O1TXPX10 | Photovoltaics, Combiner Box, 1000 V, 1 MPPT, 3 Inputs / 3 Outputs per MPPT, Surge protection II, Switch disconnector, WM4C
1275 | 2683390000 | PVN1M3I9SXFXV2O1TXPX10 | Photovoltaics, Combiner Box, 1000 V, 3 MPPT's, 3 Inputs / 3 Outputs per MPPT, Surge protection II, WM4C
1276 | 2683270000 | PVN1M1I3SXF3V2O1TXPX10 | Photovoltaics, Combiner Box, 1000 V, 1 MPPT, 3 Inputs / 3 Outputs per MPPT, With fuse holder, Surge protection II, WM4C
1277 | 2683250000 | PVN1M1I3S0F3V2O0TXPX10 | Photovoltaics, Combiner Box, 1000 V, 1 MPPT, 3 Inputs / 3 Outputs per MPPT, With fuse holder, Surge protection II, Switch disconnector, Cable gland
1278 | 2683330000 | PVN1M3I9SXFXV2O0TXPX10 | Photovoltaics, Combiner Box, 1000 V, 3 MPPT's, 3 Inputs / 3 Outputs per MPPT, Surge protection II, Cable gland
1279 | 2683280000 | PVN1M2I6SXF3V2O1TXPX10 | Photovoltaics, Combiner Box, 1000 V, 2 MPPT's, 3 Inputs / 3 Outputs per MPPT, With fuse holder, Surge protection II, WM4C
1280 | 2683200000 | PVN1M1I3S0FXV1O1TXPX10 | Photovoltaics, Combiner Box, 1000 V, 1 MPPT, 3 Inputs / 3 Outputs per MPPT, Surge protection I / II, Switch disconnector, WM4C
1281 | 2683160000 | PVN1M3I9S0FXV1O0TXPX10 | Photovoltaics, Combiner Box, 1000 V, 3 MPPT's, 3 Inputs / 3 Outputs per MPPT, Surge protection I / II, Switch disconnector, Cable gland
1282 | 2683180000 | PVN1M2I6SXFXV1O1TXPX10 | Photovoltaics, Combiner Box, 1000 V, 2 MPPT's, 3 Inputs / 3 Outputs per MPPT, Surge protection I / II, WM4C
1283 | 2683120000 | PVN1M2I6SXFXV1O0TXPX10 | Photovoltaics, Combiner Box, 1000 V, 2 MPPT's, 3 Inputs / 3 Outputs per MPPT, Surge protection I / II, Cable gland
1284 | 2676350000 | UV20-B-IPC-1011.02 | Industrial PC, IP20
1285 | 2676410000 | UV20-B-IPC-3021.01 | Industrial PC, IP20
1286 | 2676400000 | UV20-B-IPC-3010.01 | Industrial PC, IP20
1287 | 2676390000 | UV20-B-IPC-3000.01 | Industrial PC, IP20
1288 | 2676420000 | UV20-B-IPC-3032.01 | Industrial PC, IP20
1289 | 2676380000 | UV20-B-IPC-2001.03 | Industrial PC, IP20
1290 | 2676370000 | UV20-B-IPC-2001.01 | Industrial PC, IP20
1291 | 2676480000 | UV66-ADV-12-IPPC-1001.01 | Industrial Panel-PC, Display size 12.1", Capacitive touch, MultiTouch, Front protection IP66
1292 | 2676430000 | UV66-BAS-7-IPPC-1001.01 | Industrial Panel-PC, Display size 7", Resistive touch, Front protection IP66
1293 | 2676470000 | UV66-BAS-12-IPPC-1001.01 | Industrial Panel-PC, Display size 12.1", Resistive touch, Front protection IP66
1294 | 2676490000 | UV66-BAS-15-IPPC-1001.01 | Industrial Panel-PC, Display size 15.6", Resistive touch, Front protection IP66
1295 | 2676450000 | UV66-BAS-10-IPPC-1001.01 | Industrial Panel-PC, Display size 10.1", Resistive touch, Front protection IP66
1296 | 2676460000 | UV66-ADV-10-IPPC-1001.01 | Industrial Panel-PC, Display size 10.1", Capacitive touch, MultiTouch, Front protection IP66
1297 | 2676500000 | UV66-ADV-15-IPPC-1001.01 | Industrial Panel-PC, Display size 15.6", Capacitive touch, MultiTouch, Front protection IP66
1298 | 2676510000 | UV66-ADV-12-IPPC-3001.01 | Industrial Panel-PC, Display size 12.1", Capacitive touch, MultiTouch, Front protection IP66
1299 | 2676530000 | UV66-ADV-15-IPPC-3001.01 | Industrial Panel-PC, Display size 15.6", Capacitive touch, MultiTouch, Front protection IP66
1300 | 2676520000 | UV66-ADV-12-IPPC-3022.01 | Industrial Panel-PC, Display size 12.1", Capacitive touch, MultiTouch, Front protection IP66
1301 | 2676560000 | UV66-ADV-18-IPPC-3022.01 | Industrial Panel-PC, Display size 18.5", Capacitive touch, MultiTouch, Front protection IP66
1302 | 2676540000 | UV66-ADV-15-IPPC-3022.01 | Industrial Panel-PC, Display size 15.6", Capacitive touch, MultiTouch, Front protection IP66
1303 | 2676550000 | UV66-ADV-18-IPPC-3001.01 | Industrial Panel-PC, Display size 18.5", Capacitive touch, MultiTouch, Front protection IP66
1304 | 2676570000 | UV66-ADV-21-IPPC-3001.01 | Industrial Panel-PC, Display size 21.5", Capacitive touch, MultiTouch, Front protection IP66
1305 | 2676580000 | UV66-ADV-21-IPPC-3022.01 | Industrial Panel-PC, Display size 21.5", Capacitive touch, MultiTouch, Front protection IP66
1306 | 2676660000 | UV66-ADV-10-IPM-10 | Industrial Monitor, Display size 10.1", MultiTouch, Capacitive touch, Front protection IP66
1307 | 2673720000 | SAI-M12-KSC-26/28 | Contact, Pin
1308 | 2673710000 | SAI-M12-KSC-22/24 | Contact, Pin
1309 | 2673740000 | SAI-M12-KBC-26/28 | Contact, Socket connector
1310 | 2673730000 | SAI-M12-KBC-22/24 | Contact, Socket connector
1311 | 2712260500 | CH-HFAB-XXXX-06-0500-AH | Heavy duty connector assemblies, Socket connector, Lapp ÖLFLEX® CLASSIC 110 BK 7G1.5 or similar, Shielded: No, Number of poles: 6
1312 | 2672420000 | SAIBC-D-18/28-4/9CG | Sockets prefabricated to customer spec., M12, Female socket, straight
1313 | 2672410000 | SAISC-5-18/28-4/9CG | Plugs prefabricated to customer spec., M12, pin, straight
1314 | 2672430000 | SAISWC-5-18/28-4/9CG | Plugs prefabricated to customer spec., M12, pin, 90°
1315 | 2673440000 | IE-PIC-M12X-S-22/26 | Contact, Socket connector
1316 | 2682170000 | IE-SW-EL08-6TX-2SC | Network switch, unmanaged, Fast Ethernet, Number of ports: 6x RJ45, 2x SC Multi-mode, IP30, -40 °C...75 °C
1317 | 2682210000 | IE-SW-EL05-5GT | Network switch, unmanaged, Gigabit Ethernet, Number of ports: 5x RJ45, IP30, -40 °C...75 °C
1318 | 2668180000 | HDC MHP 70 FC | Power module
1319 | 2701550050 | IE-C6FP8LV0050M40M40-V | Patch cable, RJ45 IP 20, RJ45 IP 20, Cat.6A / Class EA (ISO/IEC 11801 2010), LSZH, 5 m
1320 | 2701550200 | IE-C6FP8LV0200M40M40-V | Patch cable, RJ45 IP 20, RJ45 IP 20, Cat.6A / Class EA (ISO/IEC 11801 2010), LSZH, 20 m
1321 | 2708620000 | PB-CON SF DELTA PT 40X12 | PCB plug-in connector, Mounting screw
1322 | 2682180000 | IE-SW-EL08-6TX-2SCS | Network switch, unmanaged, Fast Ethernet, Number of ports: 6x RJ45, 2x SC Single-mode, IP30, -40 °C...75 °C
1323 | 2708610000 | PB-CON IKSC M4X8 A2 | PCB plug-in connector, Mounting screw
1324 | 2676320000 | CRIMPER 4U Z GER | Tools, 0.5mm², 4mm², Trapezoidal crimp
1325 | 2676290000 | CRIMPER 6/5 Z GER | Tools, 0.25mm², 6mm², Trapezoidal indentation crimp
1326 | 2614820000 | TRP 5VDC 1CO AGSNO | TERMSERIES, Relay module, Number of contacts: 1, CO contact AgSnO, Rated control voltage: 5 V DC ±20 %, Continuous current: 6 A, PUSH IN, Test button available: No
1327 | 2614830000 | TRP 5VDC 1CO | TERMSERIES, Relay module, Number of contacts: 1, CO contact AgNi, Rated control voltage: 5 V DC ±20 %, Continuous current: 6 A, PUSH IN, Test button available: No
1328 | 2614880000 | TOP 60VUC 48VDC0.1A | TERMSERIES, Solid-state relay, 1 NO contact (Bipolar transistor), Rated control voltage: 60 V UC ±10 % , Rated switching voltage: 3... 48 V DC, Continuous current: 100 mA, PUSH IN
1329 | 2614870000 | TRP 5VDC 1CO EMPTY | TERMSERIES, Relay socket, Number of contacts: 1, CO contact, Rated control voltage: 5 V DC ±20 %, Continuous current: 10 A, PUSH IN
1330 | 2614850000 | TOP 5VDC 230VAC1A | TERMSERIES, Solid-state relay, 1 NO contact (Triac (zero-cross switch)), Rated control voltage: 5 V DC ±20 % , Rated switching voltage: 24...240 V AC, Continuous current: 1 A, PUSH IN
1331 | 2614840000 | TRP 5VDC 2CO | TERMSERIES, Relay module, Number of contacts: 2, CO contact AgNi, Rated control voltage: 5 V DC ±20 %, Continuous current: 8 A, PUSH IN, Test button available: No
1332 | 2712310100 | CH-HIAC-HIAD-06-0100-AC | Heavy duty connector assemblies, Pin, Socket connector, Helukabel JZ-600 7G4 or similar, Shielded: No, Number of poles: 6
1333 | 2712310500 | CH-HIAC-HIAD-06-0500-AC | Heavy duty connector assemblies, Pin, Socket connector, Helukabel JZ-600 7G4 or similar, Shielded: No, Number of poles: 6
1334 | 2712320100 | CH-HJAC-HJAD-06-0100-AC | Heavy duty connector assemblies, Pin, Socket connector, Helukabel JZ-600 7G4 or similar, Shielded: No, Number of poles: 6
1335 | 2712320200 | CH-HJAC-HJAD-06-0200-AC | Heavy duty connector assemblies, Pin, Socket connector, Helukabel JZ-600 7G4 or similar, Shielded: No, Number of poles: 6
1336 | 2712320500 | CH-HJAC-HJAD-06-0500-AC | Heavy duty connector assemblies, Pin, Socket connector, Helukabel JZ-600 7G4 or similar, Shielded: No, Number of poles: 6
1337 | 2712310200 | CH-HIAC-HIAD-06-0200-AC | Heavy duty connector assemblies, Pin, Socket connector, Helukabel JZ-600 7G4 or similar, Shielded: No, Number of poles: 6
1338 | 2712330100 | CH-HIAA-HIAB-16-0100-AF | Heavy duty connector assemblies, Pin, Socket connector, Lapp ÖLFLEX® CLASSIC 110 BK 18G1.5 or similar, Shielded: No, Number of poles: 16
1339 | 2712330200 | CH-HIAA-HIAB-16-0200-AF | Heavy duty connector assemblies, Pin, Socket connector, Lapp ÖLFLEX® CLASSIC 110 BK 18G1.5 or similar, Shielded: No, Number of poles: 16
1340 | 2712330500 | CH-HIAA-HIAB-16-0500-AF | Heavy duty connector assemblies, Pin, Socket connector, Lapp ÖLFLEX® CLASSIC 110 BK 18G1.5 or similar, Shielded: No
1341 | 2712340100 | CH-HJAA-HJAB-16-0100-AF | Heavy duty connector assemblies, Pin, Socket connector, Lapp ÖLFLEX® CLASSIC 110 BK 18G1.5 or similar, Shielded: No, Number of poles: 16
1342 | 2712340200 | CH-HJAA-HJAB-16-0200-AF | Heavy duty connector assemblies, Pin, Socket connector, Lapp ÖLFLEX® CLASSIC 110 BK 18G1.5 or similar, Shielded: No, Number of poles: 16
1343 | 2712350200 | CH-HKAA-HKAB-24-0200-AG | Heavy duty connector assemblies, Pin, Socket connector, Lapp ÖLFLEX® CLASSIC 110 BK 12G1.5 or similar, Shielded: No, Number of poles: 24
1344 | 2712350100 | CH-HKAA-HKAB-24-0100-AG | Heavy duty connector assemblies, Pin, Socket connector, Lapp ÖLFLEX® CLASSIC 110 BK 12G1.5 or similar, Shielded: No, Number of poles: 24
1345 | 2712360200 | CH-HLAA-HLAB-24-0200-AG | Heavy duty connector assemblies, Pin, Socket connector, Lapp ÖLFLEX® CLASSIC 110 BK 25G1.5 or similar, Shielded: No, Number of poles: 24
1346 | 2712360100 | CH-HLAA-HLAB-24-0100-AG | Heavy duty connector assemblies, Pin, Socket connector, Lapp ÖLFLEX® CLASSIC 110 BK 25G1.5 or similar, Shielded: No, Number of poles: 24
1347 | 2712350500 | CH-HKAA-HKAB-24-0500-AG | Heavy duty connector assemblies, Pin, Socket connector, Lapp ÖLFLEX® CLASSIC 110 BK 12G1.5 or similar, Shielded: No, Number of poles: 24
1348 | 2712410200 | CH-HOAB-XXXX-06-0200-AI | Heavy duty connector assemblies, Socket connector, Lapp ÖLFLEX® CLASSIC 110 BK 7G2.5 or similar, Shielded: No, Number of poles: 6
1349 | 2712410100 | CH-HOAB-XXXX-06-0100-AI | Heavy duty connector assemblies, Socket connector, Lapp ÖLFLEX® CLASSIC 110 BK 7G2.5 or similar, Shielded: No, Number of poles: 6
1350 | 2712450200 | CH-HPBC-HPBD-08-0200-AA | Heavy duty connector assemblies, Pin, Socket connector, Helukabel JZ-500 10G2.5 or similar, Shielded: No, Number of poles: 8
1351 | 2712430500 | CH-HOAA-HOBC-06-0500-AI | Heavy duty connector assemblies, Pin, Socket connector, Lapp ÖLFLEX® CLASSIC 110 BK 7G2.5 or similar, Shielded: No, Number of poles: 6
1352 | 2712450100 | CH-HPBC-HPBD-08-0100-AA | Heavy duty connector assemblies, Pin, Socket connector, Helukabel JZ-500 10G2.5 or similar, Shielded: No, Number of poles: 8
1353 | 2712410500 | CH-HOAB-XXXX-06-0500-AI | Heavy duty connector assemblies, Socket connector, Lapp ÖLFLEX® CLASSIC 110 BK 7G2.5 or similar, Shielded: No, Number of poles: 6
1354 | 2712510200 | CH-HOBD-XXXX-08-0200-AA | Heavy duty connector assemblies, Pin, Helukabel JZ-500 10G2.5 or similar, Shielded: No, Number of poles: 8
1355 | 2712510100 | CH-HOBD-XXXX-08-0100-AA | Heavy duty connector assemblies, Pin, Helukabel JZ-500 10G2.5 or similar, Shielded: No, Number of poles: 8
1356 | 2712510500 | CH-HOBD-XXXX-08-0500-AA | Heavy duty connector assemblies, Pin, Helukabel JZ-500 10G2.5 or similar, Shielded: No, Number of poles: 8
1357 | 7789828400 | C300-32B-320B-2S-M25-40M | Pre-assembled cable, PAC, Cable LiYCY, 0.25 mm²
1358 | 2680970000 | TRP 24VDC 2CO EMPTY | TERMSERIES, Relay socket, Number of contacts: 2, CO contact, Rated control voltage: 24 V DC ±20 %, Continuous current: 10 A, PUSH IN
1359 | 2614860000 | TOP 5VDC 48VDC0.1A | TERMSERIES, Solid-state relay, 1 NO contact (Bipolar transistor), Rated control voltage: 5 V DC ±20 % , Rated switching voltage: 3... 48 V DC, Continuous current: 100 mA, PUSH IN
1360 | 2681010000 | TRP 120VUC 2CO EMPTY | TERMSERIES, Relay socket, Number of contacts: 2, CO contact, Rated control voltage: 120 V UC ±10 %, Continuous current: 10 A, PUSH IN
1361 | 2681000000 | TRP 60VUC 2CO EMPTY | TERMSERIES, Relay socket, Number of contacts: 2, CO contact, Rated control voltage: 60 V UC ±10 %, Continuous current: 10 A, PUSH IN
1362 | 2681030000 | TRP 120VAC RC 2CO EMPTY | TERMSERIES, Relay socket, Number of contacts: 2, CO contact, Rated control voltage: 120 V AC ±10 %, Continuous current: 10 A, PUSH IN
1363 | 2680990000 | TRP 48VUC 2CO EMPTY | TERMSERIES, Relay socket, Number of contacts: 2, CO contact, Rated control voltage: 48 V UC ±10 %, Continuous current: 10 A, PUSH IN
1364 | 2680960000 | TRP 12VDC 2CO EMPTY | TERMSERIES, Relay socket, Number of contacts: 2, CO contact, Rated control voltage: 12 V DC ±20 %, Continuous current: 10 A, PUSH IN
1365 | 2681020000 | TRP 230VUC 2CO EMPTY | TERMSERIES, Relay socket, Number of contacts: 2, CO contact, Rated control voltage: 230 V UC ±10%, Continuous current: 10 A, PUSH IN
1366 | 2680980000 | TRP 24VUC 2CO EMPTY | TERMSERIES, Relay socket, Number of contacts: 2, CO contact, Rated control voltage: 24 V UC ±10 %, Continuous current: 10 A, PUSH IN
1367 | 2680850000 | TRP 5VDC 2CO EMPTY | TERMSERIES, Relay socket, Number of contacts: 2, CO contact, Rated control voltage: 5 V DC ±20 %, Continuous current: 10 A, PUSH IN
1368 | 2712100000 | SFX 9/24 MM BP GE | SlimFix, Conductor and cable markers, 7 - 40 mm, 26 x 15 mm, yellow
1369 | 2712110000 | SFX 11/60 MM BP WS | SlimFix, Conductor and cable markers, 7 - 40 mm, 60 x 13 mm, white
1370 | 2712120000 | SFX 11/60 MM BP GE | SlimFix, Conductor and cable markers, 7 - 40 mm, 60 x 13 mm, yellow
1371 | 2711870000 | THM WO-Q 25/19.1 WS | THM, Conductor and cable markers, 2 - 3.8 mm, 25 x 19.1 mm, white
1372 | 2711910000 | THM WO-Q VIN 25/19.1 WS | THM, Conductor and cable markers, 2 - 4 mm, 25 x 19.1 mm, white
1373 | 2681570000 | SAISWP-5A-4/8-M12 | Plugs prefabricated to customer spec., M12, pin, 90°
1374 | 2681510000 | SAIBWP-4A-4/8-M12 | Sockets prefabricated to customer spec., M12, Female socket, straight
1375 | 2681560000 | SAISP-5A-4/8-M12 | Plugs prefabricated to customer spec., M12, pin, straight
1376 | 2681590000 | SAIBWP-5A-4/8-M12 | Sockets prefabricated to customer spec., M12, Socket, angled
1377 | 2681490000 | SAISWP-4A-4/8-M12 | Plugs prefabricated to customer spec., M12, pin, 90°
1378 | 2681500000 | SAIBP-4A-4/8-M12 | Sockets prefabricated to customer spec., M12, Female socket, straight
1379 | 2681580000 | SAIBP-5A-4/8-M12 | Sockets prefabricated to customer spec., M12, Female socket, straight
1380 | 2704800000 | CD-HF 37.5X25 5/7.5 BL | Halogen-free cable duct, 37.5 mm x 25 mm, 5.00 mm x 7.50 mm, 2000 mm
1381 | 2704910000 | CD-HF 75X100 5/7.5 BL | Halogen-free cable duct, 75 mm x 100 mm, 5.00 mm x 7.50 mm, 2000 mm
1382 | 2704920000 | CD-HF 75X125 5/7.5 BL | Halogen-free cable duct, 75 mm x 125 mm, 5.00 mm x 7.50 mm, 2000 mm
1383 | 2704900000 | CD-HF 75X75 5/7.5 BL | Halogen-free cable duct, 75 mm x 75 mm, 5.00 mm x 7.50 mm, 2000 mm
1384 | 2704890000 | CD-HF 75X50 5/7.5 BL | Halogen-free cable duct, 75 mm x 50 mm, 5.00 mm x 7.50 mm, 2000 mm
1385 | 2704820000 | CD-HF 50X25 5/7.5 BL | Halogen-free cable duct, 50 mm x 25 mm, 5.00 mm x 7.50 mm, 2000 mm
1386 | 2704850000 | CD-HF 50X75 5/7.5 BL | Halogen-free cable duct, 50 mm x 75 mm, 5.00 mm x 7.50 mm, 2000 mm
1387 | 2704830000 | CD-HF 50X37.5 5/7.5 BL | Halogen-free cable duct, 50 mm x 37.5 mm, 5.00 mm x 7.50 mm, 2000 mm
1388 | 2704860000 | CD-HF 50X100 5/7.5 BL | Halogen-free cable duct, 50 mm x 100 mm, 5.00 mm x 7.50 mm, 2000 mm
1389 | 2704880000 | CD-HF 75X37.5 5/7.5 BL | Halogen-free cable duct, 75 mm x 37.5 mm, 5.00 mm x 7.50 mm, 2000 mm
1390 | 2704810000 | CD-HF 37.5X37.5 5/7.5 BL | Halogen-free cable duct, 37.5 mm x 37.5 mm, 5.00 mm x 7.50 mm, 2000 mm
1391 | 2704840000 | CD-HF 50X50 5/7.5 BL | Halogen-free cable duct, 50 mm x 50 mm, 5.00 mm x 7.50 mm, 2000 mm
1392 | 2680260000 | UR20-FBC-CC-TSN | Remote I/O fieldbus coupler, IP20, CC-Link IE TSN
1393 | 2690580000 | RED LINE SET 1 | Tools, Accessories
1394 | 2685580000 | IE-CCM-5P-10.5 | Connecting module, IP68 (50 m / 24 h)
1395 | 2685560000 | IE-CCM-3P-8.5 | Connecting module, IP68 (50 m / 24 h)
1396 | 2685590000 | IE-CCTM-3P-8.5 | Connecting module, T-piece, IP68 (50 m / 24 h)
1397 | 2685570000 | IE-CCM-5P-8.5 | Connecting module, IP68 (50 m / 24 h)
1398 | 2690620000 | RED LINE SET 3 | Tools, Accessories
1399 | 2691190000 | HDC MHP70 M 6 P | Male, silver
1400 | 2668280000 | HDC MHP70 M 6 | Male, silver
1401 | 2668200000 | HDC MHP70 F 10 | Female, silver, 10 - 10 mm²
1402 | 2691240000 | HDC MHP70 M 10 P | Male, silver
1403 | 2668210000 | HDC MHP70 F 6 | Female, silver, 6 - 6 mm²
1404 | 2668350000 | HDC MHP70 M 10 | Male, silver
1405 | 2668360000 | HDC MHP70 M 16 | Male, silver
1406 | 2668220000 | HDC MHP70 F 16 | Female, silver, 16 - 16 mm²
1407 | 2668260000 | HDC MHP70 F 25 | Female, silver, 25 - 25 mm²
1408 | 2691250000 | HDC MHP70 M 16 P | Male, silver
1409 | 2691260000 | HDC MHP70 M 25 P | Male, silver
1410 | 2682230000 | IE-SW-EL08-8GT | Network switch, unmanaged, Gigabit Ethernet, Number of ports: 8x RJ45, IP30, -40 °C...75 °C
1411 | 2682200000 | IE-SW-EL18-16TX-2GC | Network switch, unmanaged, Fast/Gigabit Ethernet, Number of ports: 16x RJ45 10/100BaseT(X), 2x combo-ports (10/100/1000BaseT(X) or 1000BaseSFP), IP30, -40 °C...75 °C
1412 | 2682220000 | IE-SW-EL05-4GT-1GESFP | Network switch, unmanaged, Gigabit Ethernet, Number of ports: 4 x RJ45, 1x 1000BaseSFP Slot, IP30, -40 °C...75 °C
1413 | 2682380000 | IE-SW-EL08-8POE | Network switch, unmanaged PoE, Fast Ethernet, Number of ports: 8x RJ45 10/100 BaseT(X) PoE+, IP30, -40 °C...75 °C
1414 | 2682390000 | IE-SW-EL06-4POE-2SC | Network switch, unmanaged PoE, Fast Ethernet, Number of ports: 4x RJ45 10/100 BaseT(X) PoE+, 2x SC Multi-mode, IP30, -40 °C...75 °C
1415 | 2682410000 | IE-SW-EL10-8GTPOE-2GESFP | Network switch, unmanaged PoE, Gigabit Ethernet, Number of ports: 8x RJ45 10/100/1000 BaseT(X) PoE+, 2x 100/1000BaseSFP Slot, IP30, -40 °C...75 °C
1416 | 2682450000 | IE-SFP-1FE-MM-2 | SFP Transceiver, 100 Mbps, Multimode, LC-Duplex, 4 km, -40 °C...85 °C
1417 | 2682460000 | IE-SFP-1FE-SM-30 | SFP Transceiver, 100 Mbps, Singlemode, LC-Duplex, 30 km, -40 °C...85 °C
1418 | 2682480000 | IE-SFP-1GE-MM-05 | SFP Transceiver, 1000 Mbps, Multimode, LC-Duplex, 0.5 km, -40 °C...85 °C
1419 | 2682490000 | IE-SFP-1GE-MM-2 | SFP Transceiver, 1000 Mbps, Multimode, LC-Duplex, 2 km, -40 °C...85 °C
1420 | 2682470000 | IE-SFP-1FE-SM-60 | SFP Transceiver, 100 Mbps, Singlemode, LC-Duplex, 60 km, -40 °C...85 °C
1421 | 2682500000 | IE-SFP-1GE-SM-10 | SFP Transceiver, 1000 Mbps, Singlemode, LC-Duplex, 10 km, -40 °C...85 °C
1422 | 2682510000 | IE-SFP-1GE-SM-40 | SFP Transceiver, 1000 Mbps, Singlemode, LC-Duplex, 40 km, -40 °C...85 °C
1423 | 2682520000 | IE-SFP-1GE-SM-10-BIDI-TX1310 | SFP Transceiver, 1000 Mbps, Singlemode BiDi, LC-Simplex, 10 km, -40 °C...85 °C
1424 | 2682530000 | IE-SFP-1GE-SM-10-BIDI-TX1550 | SFP Transceiver, 1000 Mbps, Singlemode BiDi, LC-Simplex, 10 km, -40 °C...85 °C
1425 | 2682540000 | IE-SFP-1GE-SM-20-BIDI-TX1310 | SFP Transceiver, 1000 Mbps, Singlemode BiDi, LC-Simplex, 20 km, -40 °C...85 °C
1426 | 2682550000 | IE-SFP-1GE-SM-20-BIDI-TX1550 | SFP Transceiver, 1000 Mbps, Singlemode BiDi, LC-Simplex, 20 km, -40 °C...85 °C
1427 | 2682160000 | IE-SW-EL16-14TX-2FESFP | Network switch, unmanaged, Fast Ethernet, Number of ports: 14x RJ45, 2x Slots 100BaseSFP, IP30, -40 °C...75 °C
1428 | 2681860000 | ESG 8/17 OF MC NE WS | ESG, Device markers x 17 mm, PA 66, Colour: white, pluggable
1429 | 2681850000 | ESG-FI 9/25 MC NE WS | ESG, Device markers x 25 mm, PA 66, Colour: white, pluggable
1430 | 2681830000 | ESG-FI 9/15 MC NE WS | ESG, Device markers x 15 mm, PA 66, Colour: white, pluggable
1431 | 2681820000 | ESG-FI 12/6 MC NE WS | ESG, Device markers x 6 mm, PA 66, Colour: white, pluggable
1432 | 2725370000 | WPD 109 1X185/2X35+3X25+4X16 BK | W-Series, Distribution block, Rated cross-section: Screw connection
1433 | 2725300000 | WPD 304 3X25/6X16+9X10 3XRD | W-Series, Distribution block, Rated cross-section: Screw connection
1434 | 2725290000 | WPD 204 2X25/4X16+6X10 2XRD | W-Series, Distribution block, Rated cross-section: Screw connection
1435 | 2725390000 | WPD 204 2X25/4X16+6X10 2XBK | W-Series, Distribution block, Rated cross-section: Screw connection
1436 | 2725420000 | WPD 205 2X35/4X25+6X16 2XBK | W-Series, Distribution block, Rated cross-section: Screw connection
1437 | 2725330000 | WPD 305 3X35/6X25+9X16 3XRD | W-Series, Distribution block, Rated cross-section: Screw connection
1438 | 2725320000 | WPD 205 2X35/4X25+6X16 2XRD | W-Series, Distribution block, Rated cross-section: Screw connection
1439 | 2725430000 | WPD 305 3X35/6X25+9X16 3XBK | W-Series, Distribution block, Rated cross-section: Screw connection
1440 | 2725380000 | WPD 108 1X120/2X35+3X25+4X16 BK | W-Series, Distribution block, Rated cross-section: Screw connection
1441 | 2725410000 | WPD 105 1X35+1X16/2X25+3X16 BK | W-Series, Distribution block, Rated cross-section: Screw connection
1442 | 2725360000 | WPD 104 1X25+1X16/2X16+3X10 BK | W-Series, Distribution block, Rated cross-section: Screw connection
1443 | 2725340000 | WPD 106 1X70/2X25+3X16 RD | W-Series, Distribution block, Rated cross-section: Screw connection
1444 | 2725310000 | WPD 105 1X35+1X16/2X25+3X16 RD | W-Series, Distribution block, Rated cross-section: Screw connection
1445 | 2716790000 | HDC AF WM | HDC enclosures, Size: , Protection degree:
1446 | 2716810000 | HDC 06B AF WM COVER | HDC enclosures, Size: 3, Protection degree: IP66 (in plugged condition), Cover for lower part of housing, Screw
1447 | 2716820000 | HDC 10B AF WM COVER | HDC enclosures, Size: 4, Protection degree: IP66 (in plugged condition), Cover for lower part of housing, Screw
1448 | 2716830000 | HDC 16B AF WM COVER | HDC enclosures, Size: 6, Protection degree: IP66 (in plugged condition), Cover for lower part of housing, Screw
1449 | 2716840000 | HDC 24B AF WM COVER | HDC enclosures, Size: 8, Protection degree: IP66 (in plugged condition), Cover for lower part of housing, Screw
1450 | 2725270000 | WPD 109 1X185/2X35+3X25+4X16 RD | W-Series, Distribution block, Rated cross-section: Screw connection
1451 | 2725260000 | WPD 104 1X25+1X16/2X16+3X10 RD | W-Series, Distribution block, Rated cross-section: Screw connection
1452 | 2725280000 | WPD 108 1X120/2X35+3X25+4X16 RD | W-Series, Distribution block, Rated cross-section: Screw connection
1453 | 2705000000 | IE-SW-EL08-8GT-MINI | Network switch, unmanaged, Gigabit Ethernet, Number of ports: 8x RJ45, IP30, -40 °C...75 °C
1454 | 2682240000 | IE-SW-EL10-8GT-2GESFP | Network switch, unmanaged, Gigabit Ethernet, Number of ports: 8x RJ45, 2x 100/1000BaseSFP Slot, IP30, -40 °C...75 °C
1455 | 2721990000 | VG M25 EXE 12-17 CR7J G4 | VG Exe 7J (Ex plastic cable gland 7J Exe), Cable glands, M 25, 10 mm, OD min. 12 - OD max. 17 mm, IP54, IP66, IP67, IP68 - 5 bar (30 min.), Polyamide 6
1456 | 2721930000 | VG M12 EXE 4-6.5 CR7J G4 | VG Exe 7J (Ex plastic cable gland 7J Exe), Cable glands, M 12, 10 mm, OD min. 4 - OD max. 6.5 mm, IP54, IP66, IP67, IP68 - 5 bar (30 min.), Polyamide 6
1457 | 2726810000 | VPU AC II US 0 60/50 | Spare arrester, Surge protection, UP(L/N-PE) < 800 V
1458 | 2726760000 | VPU AC I 3+1 275/25 LCF S 2PE | Surge voltage arrester, Low voltage, without telecomm. contact, Leakage-current-free, Surge protection, TN-C-S, TN-S, TT, IT with N, IT without N
1459 | 2726730000 | VPU AC I 2 R 275/25 LCF S | Surge voltage arrester, Low voltage, Surge protection, Leakage-current-free, with remote contact, Single-phase, TN
1460 | 2726720000 | VPU AC I 2 275/25 LCF S | Surge voltage arrester, Low voltage, without telecomm. contact, Leakage-current-free, Surge protection, Single-phase, TN
1461 | 2726660000 | VPU AC I 1 R 275/25 LCF S | Surge voltage arrester, Low voltage, Surge protection, Leakage-current-free, with remote contact, Single-phase
1462 | 2726680000 | VPU AC I 1+1 275/25 LCF S | Surge voltage arrester, Low voltage, without telecomm. contact, Leakage-current-free, Surge protection, Single-phase, TN, TT, IT with N, IT without N
1463 | 2726700000 | VPU AC I 1+1 R 275/25 LCF S | Surge voltage arrester, Low voltage, Surge protection, Leakage-current-free, with remote contact, Single-phase, TN, TT, IT with N, IT without N
1464 | 2726620000 | VPU AC I 1 275/25 LCF S | Surge voltage arrester, Low voltage, without telecomm. contact, Leakage-current-free, Surge protection, TN, Single-phase
1465 | 2599700000 | UR67-PN-V14-POF-16DI-12 | Automation Products - u-remote IP67, Sensor-actuator active distributor, PROFINET V2.3
1466 | 2599690000 | UR67-PN-V14-POF-8DIDO-12 | Automation Products - u-remote IP67, Sensor-actuator active distributor, PROFINET V2.3
1467 | 2675010000 | A2C 16 DL BL | Feed-through terminal, PUSH IN, 16 mm², 1000 V
1468 | 2675120000 | A2T 2.5 DL BL | Feed-through terminal, PUSH IN, 2.5 mm², 800 V
1469 | 2674960000 | A2C 10 PE DL | PE terminal, PUSH IN, 10 mm², Green/yellow
1470 | 2674940000 | A2C 10 DL | Feed-through terminal, PUSH IN, 10 mm², 1000 V
1471 | 2674950000 | A2C 10 DL BL | Feed-through terminal, PUSH IN, 10 mm², 1000 V
1472 | 2674860000 | A4C 4 PE DL | PE terminal, PUSH IN, 4 mm², Green/yellow
1473 | 2674880000 | A2C 6 DL BL | Feed-through terminal, PUSH IN, 6 mm², 800 V, 41 A
1474 | 2674840000 | A4C 4 DL | Feed-through terminal, PUSH IN, 4 mm², 800 V, 32 A
1475 | 2674790000 | A2C 4 DL BL | Feed-through terminal, PUSH IN, 4 mm², 800 V, 32 A
1476 | 2674760000 | A4C 2.5 DL BL | Feed-through terminal, PUSH IN, 2.5 mm², 800 V, 24 A
1477 | 2674720000 | A3C 2.5 DL | Feed-through terminal, PUSH IN, 2.5 mm², 800 V, 24 A
1478 | 2674660000 | A4C 1.5 DL | Feed-through terminal, PUSH IN, 1.5 mm², 500 V, 17.5 A
1479 | 2674650000 | A3C 1.5 PE DL | PE terminal, PUSH IN, 1.5 mm², Green/yellow
1480 | 2674700000 | A2C 2.5 DL BL | Feed-through terminal, PUSH IN, 2.5 mm², 800, 24 A
1481 | 2674590000 | A2C 1.5 DL | Feed-through terminal, PUSH IN, 1.5 mm², 500 V, 17.5 A
1482 | 2674610000 | A2C 1.5 PE DL | PE terminal, PUSH IN, 1.5 mm², Green/yellow
1483 | 2674670000 | A4C 1.5 DL BL | Feed-through terminal, PUSH IN, 1.5 mm², 500 V, 17.5 A
1484 | 2674780000 | A2C 4 DL | Feed-through terminal, PUSH IN, 4 mm², 800 V, 32 A
1485 | 2674600000 | A2C 1.5 DL BL | Feed-through terminal, PUSH IN, 1.5 mm², 500 V, 17.5 A
1486 | 2674850000 | A4C 4 DL BL | Feed-through terminal, PUSH IN, 4 mm², 800 V, 32 A
1487 | 2674750000 | A4C 2.5 DL | Feed-through terminal, PUSH IN, 2.5 mm², 800 V, 24 A
1488 | 2674630000 | A3C 1.5 DL | Feed-through terminal, PUSH IN, 1.5 mm², 500 V, 17.5 A
1489 | 2674730000 | A3C 2.5 DL BL | Feed-through terminal, PUSH IN, 2.5 mm², 800 V, 24 A
1490 | 2674640000 | A3C 1.5 DL BL | Feed-through terminal, PUSH IN, 1.5 mm², 500 V, 17.5 A
1491 | 2674870000 | A2C 6 DL | Feed-through terminal, PUSH IN, 6 mm², 800 V, 41 A
1492 | 2675110000 | A2T 2.5 DL | Feed-through terminal, PUSH IN, 2.5 mm², 800 V, 24 A, dark beige
1493 | 2674690000 | A2C 2.5 DL | Feed-through terminal, PUSH IN, 2.5 mm², 800, 24 A
1494 | 2675020000 | A2C 16 PE DL | PE terminal, PUSH IN, 16 mm², Green/yellow
1495 | 2675210000 | ADT 2.5 2C DL | Test-disconnect terminal, PUSH IN, 2.5 mm², 500 V
1496 | 2674770000 | A4C 2.5 PE DL | PE terminal, PUSH IN, 2.5 mm², Green/yellow
1497 | 2674820000 | A3C 4 DL BL | Feed-through terminal, PUSH IN, 4 mm², 800 V, 32 A
1498 | 2675060000 | A2T 1.5 DL | Double-tier terminal, PUSH IN, 1.5 mm², 500 V
1499 | 2674930000 | A3C 6 PE DL | PE terminal, PUSH IN, 6 mm², Green/yellow
1500 | 2675080000 | A2T 1.5 FT-PE DL | Double-tier terminal, PUSH IN, 1.5 mm², 500 V
1501 | 2675070000 | A2T 1.5 DL BL | Double-tier terminal, PUSH IN, 1.5 mm², 500 V
1502 | 2675150000 | A2T 2.5 PE DL | PE terminal, PUSH IN, 2.5 mm², Green/yellow
1503 | 2675090000 | A2T 1.5 VL DL | Double-tier terminal, PUSH IN, 1.5 mm², 500 V
1504 | 2675220000 | ADT 2.5 2C DL BL | Test-disconnect terminal, PUSH IN, 2.5 mm², 500 V
1505 | 2675230000 | ADT 2.5 4C DL | Test-disconnect terminal, PUSH IN, 2.5 mm², 500 V
1506 | 2675300000 | AAP11 6 LO DL RD | Supply terminal, PUSH IN, 6 mm², 500 V
1507 | 2675330000 | AAP11 6 LO DL BL/OR | Supply terminal, PUSH IN, 6 mm², 500 V
1508 | 2675320000 | AAP11 6 LO DL BL | Supply terminal, PUSH IN, 6 mm², 500 V
1509 | 2675340000 | AAP11 1.5 LI DL RD | Modular distribution terminals, PUSH IN, 500 V
1510 | 2675360000 | AAP11 1.5 LI DL BL | Modular distribution terminals, PUSH IN, 500 V
1511 | 2675470000 | AAP12 2.5 LI DL OR | Modular distribution terminals, PUSH IN, 800 V
1512 | 2675550000 | AAP13 1.5 LI-LI DL | Modular distribution terminals, 1.5 mm², 250 V, 16 A, dark beige
1513 | 2675350000 | AAP11 1.5 LI DL OR | Modular distribution terminals, PUSH IN, 500 V
1514 | 2675490000 | AAP12 2.5 LI DL BL | Modular distribution terminals, PUSH IN, 800 V
1515 | 2675580000 | AIO21 1.5 SI DL | Initiator/actuator terminal, PUSH IN, 1.5 mm², 250 V, 13.5 A, dark beige
1516 | 2675600000 | AIO21 1.5 SO-PE DL | Initiator/actuator terminal, PUSH IN, 1.5 mm², 250 V, 13.5 A, dark beige
1517 | 2675570000 | AAP14 2.5 LI-LI DL | Modular distribution terminals, PUSH IN, 500 V
1518 | 2675680000 | APGTB 1.5 FT 2C/1 DL | Feed-through terminal, PUSH IN, 1.5 mm², 500 V
1519 | 2675620000 | AIO23 1.5 2SI DL | Initiator/actuator terminal, PUSH IN, 1.5 mm², 250 V, 13.5 A, dark beige
1520 | 2675590000 | AIO21 1.5 SO DL | Initiator/actuator terminal, PUSH IN, 1.5 mm², 250 V, 13.5 A, dark beige
1521 | 2675700000 | APGTB 1.5 PE 2C/1 DL | PE terminal, PUSH IN, 1.5 mm²
1522 | 2675710000 | APGTB 1.5 FT 3C/1 DL | Feed-through terminal, PUSH IN, 1.5 mm², 500 V
1523 | 2675750000 | APGTB 1.5 FT 4C/2 DL BL | Feed-through terminal, PUSH IN, 1.5 mm², 500 V
1524 | 2675760000 | APGTB 1.5 PE 4C/2 DL | PE terminal, PUSH IN, 1.5 mm²
1525 | 2675690000 | APGTB 1.5 FT 2C/1 DL BL | Feed-through terminal, PUSH IN, 1.5 mm², 500 V
1526 | 2675730000 | APGTB 1.5 PE 3C/1 DL | PE terminal, PUSH IN, 1.5 mm²
1527 | 2675720000 | APGTB 1.5 FT 3C/1 DL BL | Feed-through terminal, PUSH IN, 1.5 mm², 500 V
1528 | 2675780000 | APGTB 1.5 2T 4C/2 DL BL | Feed-through terminal, PUSH IN, 1.5 mm², 500 V, 17.5 A, blue
1529 | 2675790000 | APGTB 1.5 2T FT-PE 4C/2 DL | Feed-through terminal, PUSH IN, 1.5 mm², 500 V, 17.5 A, dark beige
1530 | 2675810000 | APGTB 1.5 2T VL 4C/2 DL | Feed-through terminal, PUSH IN, 1.5 mm², 500 V, 17.5 A, dark beige
1531 | 2682350000 | IE-SW-AL08M-8GT | Network switch, managed, Gigabit Ethernet, Number of ports: 8x RJ45, IP30, -40 °C...75 °C
1532 | 2683100000 | PVN1M2I6S0F3V1O1TXPX10 | Photovoltaics, Combiner Box, 1000 V, 2 MPPT's, 3 Inputs / 3 Outputs per MPPT, With fuse holder, Surge protection I / II, Switch disconnector, WM4C
1533 | 2716650000 | PNP-16-MOD-TCP | Rated current : 16 A, Applications: Power and flow measurement
1534 | 2716660000 | PNP-32-MOD-TCP | Rated current : 32 A, Applications: Power and flow measurement
1535 | 2716690000 | PNP-U-MOD-TCP | Rated current : via current transformer 1 A/5 A, Applications: Power and flow measurement
1536 | 2727410000 | RS VERT 8P 24VDC Z UL V1 | 1 P, PUSH IN
1537 | 2728090000 | KCMA-8-250-5A-1.5VA1 | Primary current: 250 A, Secondary current max.: 5 A, Load: 1.5 VA, Tolerance class: 1
1538 | 2683210000 | PVN1M2I6S0FXV1O1TXPX10 | Photovoltaics, Combiner Box, 1000 V, 2 MPPT's, 3 Inputs / 3 Outputs per MPPT, Surge protection I / II, Switch disconnector, WM4C
1539 | 2720430000 | BVDF 7.62HP/03/180SN BK BX | PCB plug-in connector, female plug, 7.62 mm, Number of poles: 3, 180°, PUSH IN with actuator, Tension-clamp connection, Clamping range, max. : 10 mm², Box
1540 | 2720450000 | BVDF 7.62HP/05/180SN BK BX | PCB plug-in connector, female plug, 7.62 mm, Number of poles: 5, 180°, PUSH IN with actuator, Tension-clamp connection, Clamping range, max. : 10 mm², Box
1541 | 2720440000 | BVDF 7.62HP/04/180SN BK BX | PCB plug-in connector, female plug, 7.62 mm, Number of poles: 4, 180°, PUSH IN with actuator, Tension-clamp connection, Clamping range, max. : 10 mm², Box
1542 | 2720460000 | BVDF 7.62HP/06/180SN BK BX | PCB plug-in connector, female plug, 7.62 mm, Number of poles: 6, 180°, PUSH IN with actuator, Tension-clamp connection, Clamping range, max. : 10 mm², Box
1543 | 2719380000 | BVDF 7.62HP/02/180SF SN BK BX | PCB plug-in connector, female plug, 7.62 mm, Number of poles: 2, 180°, PUSH IN with actuator, Tension-clamp connection, Clamping range, max. : 10 mm², Box
1544 | 2720470000 | BVDF 7.62HP/07/180SN BK BX | PCB plug-in connector, female plug, 7.62 mm, Number of poles: 7, 180°, PUSH IN with actuator, Tension-clamp connection, Clamping range, max. : 10 mm², Box
1545 | 2720490000 | BVDF 7.62HP/03/180SF SN BK BX | PCB plug-in connector, female plug, 7.62 mm, Number of poles: 3, 180°, PUSH IN with actuator, Tension-clamp connection, Clamping range, max. : 10 mm², Box
1546 | 2720500000 | BVDF 7.62HP/04/180SF SN BK BX | PCB plug-in connector, female plug, 7.62 mm, Number of poles: 4, 180°, PUSH IN with actuator, Tension-clamp connection, Clamping range, max. : 10 mm², Box
1547 | 2720530000 | BVDF 7.62HP/07/180SF SN BK BX | PCB plug-in connector, female plug, 7.62 mm, Number of poles: 7, 180°, PUSH IN with actuator, Tension-clamp connection, Clamping range, max. : 10 mm², Box
1548 | 2720510000 | BVDF 7.62HP/05/180SF SN BK BX | PCB plug-in connector, female plug, 7.62 mm, Number of poles: 5, 180°, PUSH IN with actuator, Tension-clamp connection, Clamping range, max. : 10 mm², Box
1549 | 2720540000 | BVDF 7.62HP/08/180SF SN BK BX | PCB plug-in connector, female plug, 7.62 mm, Number of poles: 8, 180°, PUSH IN with actuator, Tension-clamp connection, Clamping range, max. : 10 mm², Box
1550 | 2720610000 | BVDF 7.62HP/07/180MSF2 SN BK BX | PCB plug-in connector, female plug, 7.62 mm, Number of poles: 7, 180°, PUSH IN with actuator, Tension-clamp connection, Clamping range, max. : 10 mm², Box
1551 | 2720560000 | BVDF 7.62HP/02/180MSF2 SN BK BX | PCB plug-in connector, female plug, 7.62 mm, Number of poles: 2, 180°, PUSH IN with actuator, Tension-clamp connection, Clamping range, max. : 10 mm², Box
1552 | 2720580000 | BVDF 7.62HP/04/180MSF3 SN BK BX | PCB plug-in connector, female plug, 7.62 mm, Number of poles: 4, 180°, PUSH IN with actuator, Tension-clamp connection, Clamping range, max. : 10 mm², Box
1553 | 2720570000 | BVDF 7.62HP/03/180MSF3 SN BK BX | PCB plug-in connector, female plug, 7.62 mm, Number of poles: 3, 180°, PUSH IN with actuator, Tension-clamp connection, Clamping range, max. : 10 mm², Box
1554 | 2720600000 | BVDF 7.62HP/06/180MSF3 SN BK BX | PCB plug-in connector, female plug, 7.62 mm, Number of poles: 6, 180°, PUSH IN with actuator, Tension-clamp connection, Clamping range, max. : 10 mm², Box
1555 | 2720620000 | BVDF 7.62HP/08/180MSF5 SN BK BX | PCB plug-in connector, female plug, 7.62 mm, Number of poles: 8, 180°, PUSH IN with actuator, Tension-clamp connection, Clamping range, max. : 10 mm², Box
1556 | 2720590000 | BVDF 7.62HP/05/180MSF4 SN BK BX | PCB plug-in connector, female plug, 7.62 mm, Number of poles: 5, 180°, PUSH IN with actuator, Tension-clamp connection, Clamping range, max. : 10 mm², Box
1557 | 2720480000 | BVDF 7.62HP/08/180SN BK BX | PCB plug-in connector, female plug, 7.62 mm, Number of poles: 8, 180°, PUSH IN with actuator, Tension-clamp connection, Clamping range, max. : 10 mm², Box
1558 | 7789838060 | C300-32B-320B-2S-M50-6M | Pre-assembled cable, PAC, Cable LiYCY, 0.50 mm²
1559 | 1349690020 | PAC-UNIV-HE34-HE34-2M | Pre-assembled cable, PAC
1560 | 2683090000 | PVN1M1I3S0F3V1O1TXPX10 | Photovoltaics, Combiner Box, 1000 V, 1 MPPT, 3 Inputs / 3 Outputs per MPPT, With fuse holder, Surge protection I / II, Switch disconnector, WM4C
1561 | 2682420000 | IE-SW-AL08M-8GTPOE | Network switch, managed PoE, Gigabit Ethernet, Number of ports: 8x RJ45 10/100/1000 BaseT(X) PoE+, IP30, -40 °C...75 °C
1562 | 2682430000 | IE-SW-AL06M-4GTPOE-2GESFP | Network switch, managed PoE, Gigabit Ethernet, Number of ports: 4 * RJ45 10/100/1000BaseT(X) PoE+, 2x 100/1000BaseSFP Slot, IP30, -40 °C...75 °C
1563 | 2667880000 | LMF 7.50/09/90 3.5SN OR BX | Printed circuit board terminals, 7.50 mm, Number of poles: 9, 90°, Solder pin length (l): 3.5 mm, tinned, orange, PUSH IN with actuator, Clamping range, max. : 2.5 mm², Box
1564 | 2701690000 | D-SUB HDM6.3 T15HU 3.2B4 TY BK | OMNIMATE Data - D-SUB connector, D-SUB connectors male/fimale, Thread-nut UNC 4-40, THT solder connection, Pitch in mm (P): 1.15 mm, Number of poles: 15, 500, PBT, PBT GF, black, Tray
1565 | 2701700000 | D-SUB F6.3 T25HB 3.2B4 TY BK | OMNIMATE Data - D-SUB connector, female header, D-SUB connectors male/fimale, Thread-bolt UNC 4-40, THT solder connection, Pitch in mm (P): 2.77 mm, Number of poles: 25, ? 50 µ" Ni / 100 µ" Sn , 500, PBT glass fibre reinforced UL 94 V-0, PBT GF, black, Tray
1566 | 2701720000 | D-SUB M6.3 T09HB 3.2B4 TY BK | OMNIMATE Data - D-SUB connector, male header, D-SUB connectors male/fimale, Thread-bolt UNC 4-40, THT solder connection, Pitch in mm (P): 2.77 mm, Number of poles: 9, ? 50 µ" Ni / 100 µ" Sn , 500, PBT glass fibre reinforced UL 94 V-0, PBT GF, black, Tray
1567 | 2706950000 | D-SUB HDF6.3 T15HU 3.2B4 TY BK | OMNIMATE Data - D-SUB connector, female header, D-SUB connectors male/fimale, Thread-nut UNC 4-40, THT solder connection, Pitch in mm (P): 1.15 mm, Number of poles: 15, 500, PBT, PBT GF, black, Tray
1568 | 2701730000 | D-SUB F6.3 T15HU 3.2B4 TY BK | OMNIMATE Data - D-SUB connector, female header, D-SUB connectors male/fimale, Thread-nut UNC 4-40, THT solder connection, Pitch in mm (P): 2.77 mm, Number of poles: 15, ? 50 µ" Ni / 100 µ" Sn , 500, PBT glass fibre reinforced UL 94 V-0, AL, PBT GF, black, Tray
1569 | 2701710000 | D-SUB F6.3 T09HU 3.2B4 TY BK | OMNIMATE Data - D-SUB connector, female header, D-SUB connectors male/fimale, Thread-nut UNC 4-40, THT solder connection, Pitch in mm (P): 2.77 mm, Number of poles: 9, ? 50 µ" Ni / 100 µ" Sn , 500, PBT glass fibre reinforced UL 94 V-0, AL, PBT GF, black, Tray
1570 | 2707200000 | D-SUB F6.3 T09VB 3.2B4 TY BK | OMNIMATE Data - D-SUB connector, female header, D-SUB connectors male/fimale, Thread-bolt UNC 4-40, THT solder connection, Pitch in mm (P): 2.77 mm, Number of poles: 9, ? 50 µ" Ni / 100 µ" Sn , 500, PBT glass fibre reinforced UL 94 V-0, PBT GF, black, Tray
1571 | 2701750000 | D-SUB M6.3 T15HB 3.2B4 TY BK | OMNIMATE Data - D-SUB connector, male header, D-SUB connectors male/fimale, Thread-bolt UNC 4-40, THT solder connection, Pitch in mm (P): 2.77 mm, Number of poles: 15, ? 50 µ" Ni / 100 µ" Sn , 500, PBT glass fibre reinforced UL 94 V-0, PBT GF, black, Tray
1572 | 2724070000 | D-SUB M6.3 T25HU 3.2B4 TY BK | OMNIMATE Data - D-SUB connector, male header, D-SUB connectors male/fimale, Thread-nut UNC 4-40, THT solder connection, Pitch in mm (P): 2.77 mm, Number of poles: 25, ? 50 µ" Ni / 100 µ" Sn , 500, PBT glass fibre reinforced UL 94 V-0, PBT GF, black, Tray
1573 | 2707170000 | D-SUB M6.3 T09VU 3.2B4 TY BK | OMNIMATE Data - D-SUB connector, male header, D-SUB connectors male/fimale, Thread-nut UNC 4-40, THT solder connection, Pitch in mm (P): 2.77 mm, Number of poles: 9, ? 50 µ" Ni / 100 µ" Sn , 500, PBT glass fibre reinforced UL 94 V-0, PBT GF, black, Tray
1574 | 2707190000 | D-SUB M6.3 T25VU 3.2B4 TY BK | OMNIMATE Data - D-SUB connector, male header, D-SUB connectors male/fimale, Thread-nut UNC 4-40, THT solder connection, Pitch in mm (P): 2.77 mm, Number of poles: 25, ? 50 µ" Ni / 100 µ" Sn , 500, PBT glass fibre reinforced UL 94 V-0, PBT GF, black, Tray
1575 | 2707250000 | D-SUB M6.3 T25VB 3.2B4 TY BK | OMNIMATE Data - D-SUB connector, male header, D-SUB connectors male/fimale, Thread-bolt UNC 4-40, THT solder connection, Pitch in mm (P): 2.77 mm, Number of poles: 25, ? 50 µ" Ni / 100 µ" Sn , 500, PBT glass fibre reinforced UL 94 V-0, PBT GF, black, Tray
1576 | 2706980000 | D-SUB F6.3 T15HB 3.2B4 TY BK | OMNIMATE Data - D-SUB connector, female header, D-SUB connectors male/fimale, Thread-bolt UNC 4-40, THT solder connection, Pitch in mm (P): 2.77 mm, Number of poles: 15, ? 50 µ" Ni / 100 µ" Sn , 500, PBT glass fibre reinforced UL 94 V-0, PBT GF, black, Tray
1577 | 2707180000 | D-SUB M6.3 T15VU 3.2B4 TY BK | OMNIMATE Data - D-SUB connector, male header, D-SUB connectors male/fimale, Thread-nut UNC 4-40, THT solder connection, Pitch in mm (P): 2.77 mm, Number of poles: 15, ? 50 µ" Ni / 100 µ" Sn , 500, PBT glass fibre reinforced UL 94 V-0, PBT GF, black, Tray
1578 | 2707160000 | D-SUB F6.3 T15VU 3.2B4 TY BK | OMNIMATE Data - D-SUB connector, female header, D-SUB connectors male/fimale, Thread-nut UNC 4-40, THT solder connection, Pitch in mm (P): 2.77 mm, Number of poles: 15, ? 50 µ" Ni / 100 µ" Sn , 500, PBT glass fibre reinforced UL 94 V-0, PBT GF, black, Tray
1579 | 2706970000 | D-SUB F6.3 T09HB 3.2B4 TY BK | OMNIMATE Data - D-SUB connector, female header, D-SUB connectors male/fimale, Thread-bolt UNC 4-40, THT solder connection, Pitch in mm (P): 2.77 mm, Number of poles: 9, ? 50 µ" Ni / 100 µ" Sn , 500, PBT glass fibre reinforced UL 94 V-0, PBT GF, black, Tray
1580 | 2701760000 | D-SUB M6.3 T25HB 3.2B4 TY BK | OMNIMATE Data - D-SUB connector, male header, D-SUB connectors male/fimale, Thread-bolt UNC 4-40, THT solder connection, Pitch in mm (P): 2.77 mm, Number of poles: 25, ? 50 µ" Ni / 100 µ" Sn , 500, PBT glass fibre reinforced UL 94 V-0, PBT GF, black, Tray
1581 | 2707150000 | D-SUB F6.3 T09VU 3.2B4 TY BK | OMNIMATE Data - D-SUB connector, female header, D-SUB connectors male/fimale, Thread-nut UNC 4-40, THT solder connection, Pitch in mm (P): 2.77 mm, Number of poles: 9, ? 50 µ" Ni / 100 µ" Sn , 500, PBT glass fibre reinforced UL 94 V-0, PBT GF, black, Tray
1582 | 2707210000 | D-SUB F6.3 T15VB 3.2B4 TY BK | OMNIMATE Data - D-SUB connector, female header, D-SUB connectors male/fimale, Thread-bolt UNC 4-40, THT solder connection, Pitch in mm (P): 2.77 mm, Number of poles: 15, ? 50 µ" Ni / 100 µ" Sn , 500, PBT glass fibre reinforced UL 94 V-0, PBT GF, black, Tray
1583 | 2707240000 | D-SUB M6.3 T15VB 3.2B4 TY BK | OMNIMATE Data - D-SUB connector, male header, D-SUB connectors male/fimale, Thread-bolt UNC 4-40, THT solder connection, Pitch in mm (P): 2.77 mm, Number of poles: 15, ? 50 µ" Ni / 100 µ" Sn , 500, PBT glass fibre reinforced UL 94 V-0, PBT GF, black, Tray
1584 | 2724060000 | D-SUB M6.3 T15HU 3.2B4 TY BK | OMNIMATE Data - D-SUB connector, male header, D-SUB connectors male/fimale, Thread-nut UNC 4-40, THT solder connection, Pitch in mm (P): 2.77 mm, Number of poles: 15, ? 50 µ" Ni / 100 µ" Sn , 500, PBT glass fibre reinforced UL 94 V-0, PBT GF, black, Tray
1585 | 2707230000 | D-SUB M6.3 T09VB 3.2B4 TY BK | OMNIMATE Data - D-SUB connector, male header, D-SUB connectors male/fimale, Thread-bolt UNC 4-40, THT solder connection, Pitch in mm (P): 2.77 mm, Number of poles: 9, ? 50 µ" Ni / 100 µ" Sn , 500, PBT glass fibre reinforced UL 94 V-0, PBT GF, black, Tray
1586 | 2724030000 | D-SUB M6.3 T09HU 3.2B4 TY BK | OMNIMATE Data - D-SUB connector, male header, D-SUB connectors male/fimale, Thread-nut UNC 4-40, THT solder connection, Pitch in mm (P): 2.77 mm, Number of poles: 9, ? 50 µ" Ni / 100 µ" Sn , 500, PBT glass fibre reinforced UL 94 V-0, PBT GF, black, Tray
1587 | 2724020000 | D-SUB F6.3 T25HU 3.2B4 TY BK | OMNIMATE Data - D-SUB connector, female header, D-SUB connectors male/fimale, Thread-nut UNC 4-40, THT solder connection, Pitch in mm (P): 2.77 mm, Number of poles: 25, ? 50 µ" Ni / 100 µ" Sn , 500, PBT glass fibre reinforced UL 94 V-0, PBT GF, black, Tray
1588 | 2672320100 | IE-C5DB4BB0100MCSMCS-X | System cable, M12 D-code ? IP 67 straight pin, M12 D-code ? IP 67 straight pin, Cat.5 (ISO/IEC 11801) / Cat.5e (TIA T568-B), Polyolefine, 10 m
1589 | 2672320050 | IE-C5DB4BB0050MCSMCS-X | System cable, M12 D-code ? IP 67 straight pin, M12 D-code ? IP 67 straight pin, Cat.5 (ISO/IEC 11801) / Cat.5e (TIA T568-B), Polyolefine, 5 m
1590 | 2671890200 | IE-C5DB4BB0200MCSXXX-X | System cable, M12 D-code ? IP 67 straight pin, Open, Cat.5 (ISO/IEC 11801) / Cat.5e (TIA T568-B), Polyolefine, 20 m
1591 | 2671890150 | IE-C5DB4BB0150MCSXXX-X | System cable, M12 D-code ? IP 67 straight pin, Open, Cat.5 (ISO/IEC 11801) / Cat.5e (TIA T568-B), Polyolefine, 15 m
1592 | 2672320020 | IE-C5DB4BB0020MCSMCS-X | System cable, M12 D-code ? IP 67 straight pin, M12 D-code ? IP 67 straight pin, Cat.5 (ISO/IEC 11801) / Cat.5e (TIA T568-B), Polyolefine, 2 m
1593 | 2671890100 | IE-C5DB4BB0100MCSXXX-X | System cable, M12 D-code ? IP 67 straight pin, Open, Cat.5 (ISO/IEC 11801) / Cat.5e (TIA T568-B), Polyolefine, 10 m
1594 | 2671890020 | IE-C5DB4BB0020MCSXXX-X | System cable, M12 D-code ? IP 67 straight pin, Open, Cat.5 (ISO/IEC 11801) / Cat.5e (TIA T568-B), Polyolefine, 2 m
1595 | 2671890050 | IE-C5DB4BB0050MCSXXX-X | System cable, M12 D-code ? IP 67 straight pin, Open, Cat.5 (ISO/IEC 11801) / Cat.5e (TIA T568-B), Polyolefine, 5 m
1596 | 2725350000 | WPD 107 1X95/2X35+8X25 RD | W-Series, Distribution block, Rated cross-section: Screw connection
1597 | 2467230000 | PRO TOP2 120W 24V 5A UW | Power supply, switch-mode power supply unit
1598 | 2467260000 | PRO TOP2 240W 24V 10A UW EX | Power supply, switch-mode power supply unit
1599 | 2467240000 | PRO TOP2 120W 24V 5A UW EX | Power supply, switch-mode power supply unit
1600 | 2467250000 | PRO TOP2 240W 24V 10A UW | Power supply, switch-mode power supply unit
1601 | 2467270000 | PRO TOP2 240W 48V 5A UW | Power supply, switch-mode power supply unit
1602 | 2702700000 | SAIBWC-D-18/28-4/9CG | Sockets prefabricated to customer spec., M12, Socket, angled
1603 | 2702690000 | SAISWC-D-18/28-4/9CG | Plugs prefabricated to customer spec., M12, pin, 90°
1604 | 2720550000 | BVDF 7.62HP/02/180MF2 SN BK BX | PCB plug-in connector, female plug, 7.62 mm, Number of poles: 2, 180°, PUSH IN with actuator, Tension-clamp connection, Clamping range, max. : 10 mm², Box
1605 | 2697640000 | STRIPPER 25 | Stripping and cutting tool
1606 | 2723030050 | IE-C6HD8UG0050E40XCS-E | Dragline cable, M12 X-type IP 67 straight male, RJ45 IP 20, Cat.6A / Class EA (ISO/IEC 11801 2010), PUR, 5 m
1607 | 2723030030 | IE-C6HD8UG0030E40XCS-E | Dragline cable, M12 X-type IP 67 straight male, RJ45 IP 20, Cat.6A / Class EA (ISO/IEC 11801 2010), PUR, 3 m
1608 | 2723030100 | IE-C6HD8UG0100E40XCS-E | Dragline cable, M12 X-type IP 67 straight male, RJ45 IP 20, Cat.6A / Class EA (ISO/IEC 11801 2010), PUR, 10 m
1609 | 2723030150 | IE-C6HD8UG0150E40XCS-E | Dragline cable, M12 X-type IP 67 straight male, RJ45 IP 20, Cat.6A / Class EA (ISO/IEC 11801 2010), PUR, 15 m
1610 | 2723030075 | IE-C6HD8UG0075E40XCS-E | Dragline cable, M12 X-type IP 67 straight male, RJ45 IP 20, Cat.6A / Class EA (ISO/IEC 11801 2010), PUR, 7.5 m
1611 | 2723030010 | IE-C6HD8UG0010E40XCS-E | Dragline cable, M12 X-type IP 67 straight male, RJ45 IP 20, Cat.6A / Class EA (ISO/IEC 11801 2010), PUR, 1 m
1612 | 2701740000 | D-SUB F6.3 T25VU 3.2B4 TY BK | OMNIMATE Data - D-SUB connector, female header, D-SUB connectors male/fimale, Thread-nut UNC 4-40, THT solder connection, Pitch in mm (P): 2.77 mm, Number of poles: 25, ? 50 µ" Ni / 100 µ" Sn , 500, PBT glass fibre reinforced UL 94 V-0, PBT GF, black, Tray
1613 | 2725850020 | IE-S1DS2VE0020T01T01-E | Patch cable, M8 SPE ( IEC63171-5) - IP67 socket contact - straight, M8 SPE ( IEC63171-5) - IP67 socket contact - straight, PVC, 2 m
1614 | 2725850010 | IE-S1DS2VE0010T01T01-E | Patch cable, M8 SPE ( IEC63171-5) - IP67 socket contact - straight, M8 SPE ( IEC63171-5) - IP67 socket contact - straight, PVC, 1 m
1615 | 2725850030 | IE-S1DS2VE0030T01T01-E | Patch cable, M8 SPE ( IEC63171-5) - IP67 socket contact - straight, M8 SPE ( IEC63171-5) - IP67 socket contact - straight, PVC, 3 m
1616 | 1373780080 | C300-36B-F-2S-M34-8M | Pre-assembled cable, PAC, Cable LiYCY, 0.34 mm²
1617 | 2711810000 | S2L-SMT 3.50/46/90LF 3.2SN BK BX | PCB plug-in connector, Solder flange, THT/THR solder connection, 3.50 mm, Number of poles: 46, 90°, Solder pin length (l): 3.2 mm, tinned, black, Box
1618 | 2711790000 | S2L-SMT 3.50/42/90LF 3.2SN BK BX | PCB plug-in connector, Solder flange, THT/THR solder connection, 3.50 mm, Number of poles: 42, 90°, Solder pin length (l): 3.2 mm, tinned, black, Box
1619 | 2711780000 | S2L-SMT 3.50/40/90LF 3.2SN BK BX | PCB plug-in connector, Solder flange, THT/THR solder connection, 3.50 mm, Number of poles: 40, 90°, Solder pin length (l): 3.2 mm, tinned, black, Box
1620 | 2711800000 | S2L-SMT 3.50/44/90LF 3.2SN BK BX | PCB plug-in connector, Solder flange, THT/THR solder connection, 3.50 mm, Number of poles: 44, 90°, Solder pin length (l): 3.2 mm, tinned, black, Box
1621 | 2711820000 | S2L-SMT 3.50/48/90LF 3.2SN BK BX | PCB plug-in connector, Solder flange, THT/THR solder connection, 3.50 mm, Number of poles: 48, 90°, Solder pin length (l): 3.2 mm, tinned, black, Box
1622 | 2705620000 | UR20-2AI-UI-16 | Remote I/O module, IP20
1623 | 2705630000 | UR20-2AO-UI-16 | Remote I/O module, IP20
1624 | 2690470000 | A4C 2.5 FE | Functional earth terminal block, 2.5 mm², white
1625 | 2690460000 | A2C 2.5 FE | Functional earth terminal block, 2.5 mm², white
1626 | 2465950000 | UR20-PK-2464590000-SP | Replacement part
1627 | 2466000000 | UR20-PK-2464570000-SP | Replacement part
1628 | 2719130000 | SFM 2/18 1.8-2.5 MM GE | Conductor and cable markers, 1.8 - 2.5 mm, 18 x 4.6 mm, yellow
1629 | 2719100000 | SFM 2/18 1.8-2.5 MM WS | Conductor and cable markers, 1.8 - 2.5 mm, 18 x 4.6 mm, white
1630 | 2719120000 | SFM 2/12 1.8-2.5 MM GE | Conductor and cable markers, 1.8 - 2.5 mm, 12 x 4.6 mm, yellow
1631 | 2719090000 | SFM 2/12 1.8-2.5 MM WS | Conductor and cable markers, 1.8 - 2.5 mm, 12 x 4.6 mm, white
1632 | 2719110000 | SFM 2/24 1.8-2.5 MM WS | Conductor and cable markers, 1.8 - 2.5 mm, 24 x 4.6 mm, white
1633 | 2719140000 | SFM 2/24 1.8-2.5 MM GE | Conductor and cable markers, 1.8 - 2.5 mm, 24 x 4.6 mm, yellow
1634 | 2710110000 | HTTB 6 | Test-disconnect terminal, Hybrid connection, 6 mm², 500 V, 30 A, dark beige
1635 | 2710070000 | ATTB 6 | Test-disconnect terminal, PUSH IN, 6 mm², 500 V, 30 A, dark beige
1636 | 2710080000 | ATTB 6 PE | PE terminal, PUSH IN, 6 mm², Green/yellow
1637 | 2710120000 | HTTB 6 PE | PE terminal, Hybrid connection, 6 mm², Green/yellow
1638 | 2668960000 | AEP ITB 2.5 BB | A-series, End plate
1639 | 2668830000 | AEP ITB 6 BB NDT BL | A-series, End plate
1640 | 2668810000 | AEP ITB 6 BB 2C | A-series, End plate
1641 | 2668820000 | AEP ITB 6 BB 2C BL | A-series, End plate
1642 | 2668790000 | AEP ITB 2.5 BB 2C BL | A-series, End plate
1643 | 2668800000 | AEP ITB 2.5 BB NDT BL | A-series, End plate
1644 | 2669060000 | AEP ITB 2.5 | A-series, End plate
1645 | 2668780000 | AEP ITB 2.5 BB 2C | A-series, End plate
1646 | 2668880000 | APP ITB 6 BB 2C/NDT BL | A-series, End plate
1647 | 2668970000 | APP ITB 2.5 BB BL | A-series, End plate
1648 | 1463640002 | IE-C6EL8UG0002XCSXCS-E | System cable, Cat.6A / Class EA (ISO/IEC 11801 2010), PUR
1649 | 1506200000 | ACT20P-CI-CO-P-S | Signal converter/isolator, HART®, Input : 0(4)-20 mA, Output : 0(4)-20 mA, Voltage supply also via CH20M rail bus
1650 | 1512170020 | PAC-M340-4X10-V0-2M | Pre-assembled cable, PAC, Cable LiYY, 5.4 ± 1 mm
1651 | 1535470050 | SAIL-M8WM8G-4-0.5U | Sensor/actuator line, Connecting line, Number of poles : 4, 0.5 m, Shielded: No, LED: No, Sheath material: PUR, Halogen: No
1652 | 1535470100 | SAIL-M8WM8G-4-1.0U | Sensor/actuator line, Connecting line, Number of poles : 4, 1 m, Shielded: No, LED: No, Sheath material: PUR, Halogen: No
1653 | 1535470500 | SAIL-M8WM8G-4-5.0U | Sensor/actuator line, Connecting line, Number of poles : 4, 5 m, Shielded: No, LED: No, Sheath material: PUR, Halogen: No
1654 | 1906300670 | SAIL-M12GM12G-4-6.7U | Sensor/actuator line, Connecting line, M12 / M12, Number of poles : 4, 6.7 m, Shielded: No, LED: No, Sheath material: PUR, Halogen: No
1655 | 1906300760 | SAIL-M12GM12G-4-7.6U | Sensor/actuator line, Connecting line, M12 / M12, Number of poles : 4, 7.6 m, Shielded: No, LED: No, Sheath material: PUR, Halogen: No
1656 | 1906300770 | SAIL-M12GM12G-4-7.7U | Sensor/actuator line, Connecting line, M12 / M12, Number of poles : 4, 7.7 m, Shielded: No, LED: No, Sheath material: PUR, Halogen: No
1657 | 1906300820 | SAIL-M12GM12G-4-8.2U | Sensor/actuator line, Connecting line, M12 / M12, Number of poles : 4, 8.2 m, Shielded: No, LED: No, Sheath material: PUR, Halogen: No
1658 | 1906300830 | SAIL-M12GM12G-4-8.3U | Sensor/actuator line, Connecting line, M12 / M12, Number of poles : 4, 8.3 m, Shielded: No, LED: No, Sheath material: PUR, Halogen: No
1659 | 1981910700 | SAIL-M8BG-4S-7.0U | Bus line, One end without connector, M8, Number of poles: 4, 7 m, Shielded: Yes, LED: No, Sheath material: PUR, Halogen: No
1660 | 1981910900 | SAIL-M8BG-4S-9.0U | Bus line, One end without connector, M8, Number of poles: 4, 9 m, Shielded: Yes, LED: No, Sheath material: PUR, Halogen: No
1661 | 1981911150 | SAIL-M8BG-4S-11.5U | Bus line, One end without connector, M8, Number of poles: 4, 11.5 m, Shielded: Yes, LED: No, Sheath material: PUR, Halogen: No
1662 | 2004300000 | PB-DP SUB-D M12 T PS S7 | SUB-D
1663 | 2004320000 | PB-DP SUB-D ZF T PS S7 | SUB-D
1664 | 2050020200 | SAIL-M12G-S3-2.0P | Power cable, One end without connector, M12, Number of poles : 3 (2 + PE), 2 m, Shielded: No, LED: No, Sheath material: PUR, Halogen: No
1665 | 2050060200 | SAIL-M12GM12G-S3-2.0P | Power cable, Connecting line, Number of poles : 3 (2 + PE), 2 m, Shielded: No, LED: No, Sheath material: PUR, Halogen: No
1666 | 2050061500 | SAIL-M12GM12G-S3-15P | Power cable, Connecting line, Number of poles : 3 (2 + PE), 15 m, Shielded: No, LED: No, Sheath material: PUR, Halogen: No
1667 | 2050062000 | SAIL-M12GM12G-S3-20P | Power cable, Connecting line, Number of poles : 3 (2 + PE), 20 m, Shielded: No, LED: No, Sheath material: PUR, Halogen: No
1668 | 2470820000 | KEBI QL 303022 S2B1 | Klippon EBi QL (Essential Box industrial - Quarter Lock), Empty enclosure, stainless steel enclosure, Height: 300 mm, Width: 300 mm, Depth: 220 mm, Gland plates: Bottom, Material: Stainless steel 1.4301 (304), Brushed, silver
1669 | 2470860000 | KEBI QL 504022 S2B1 | Klippon EBi QL (Essential Box industrial - Quarter Lock), Empty enclosure, stainless steel enclosure, Height: 500 mm, Width: 400 mm, Depth: 220 mm, Gland plates: Bottom, Material: Stainless steel 1.4301 (304), Brushed, silver
1670 | 2470900000 | KEBI QL 806022 S2B1 | Klippon EBi QL (Essential Box industrial - Quarter Lock), Empty enclosure, stainless steel enclosure, Height: 800 mm, Width: 600 mm, Depth: 220 mm, Gland plates: Bottom, Material: Stainless steel 1.4301 (304), Brushed, silver
1671 | 2526730200 | IE-C6FS8LG0200A44A40-X | System cable, RJ45 IP 67 PushPull V04 plastic, RJ45 IP 20 crimp, Cat.6A / Class EA (ISO/IEC 11801 2010), LSZH, 20 m
1672 | 2534210000 | FLEXIMET 5 M | Measuring tape
1673 | 2558300000 | ESG 6/15 SRC-I MC SDR | ESG, Device markers x 15 mm, PA 66, Colour: To customer specification
1674 | 2558320000 | ESG 9/26 SCM-I MC SDR | ESG, Device markers x 26 mm, PA 66, Colour: To customer specification
1675 | 2563810002 | IE-C6FP8LO0002M40M40-O | Patch cable, RJ45 IP 20, RJ45 IP 20, Cat.6A / Class EA (ISO/IEC 11801 2010), LSZH, 0.2 m
1676 | 2563810100 | IE-C6FP8LO0100M40M40-O | Patch cable, RJ45 IP 20, RJ45 IP 20, Cat.6A / Class EA (ISO/IEC 11801 2010), LSZH, 10 m
1677 | 2563810200 | IE-C6FP8LO0200M40M40-O | Patch cable, RJ45 IP 20, RJ45 IP 20, Cat.6A / Class EA (ISO/IEC 11801 2010), LSZH, 20 m
1678 | 2563810250 | IE-C6FP8LO0250M40M40-O | Patch cable, RJ45 IP 20, RJ45 IP 20, Cat.6A / Class EA (ISO/IEC 11801 2010), LSZH, 25 m
1679 | 2564960000 | IE-PI-SCRJ-POF-QA | SC insert, Plug SCRJ, POF, reconnectable
1680 | 2568260000 | IE-PS-V14M-2SC-POF-QA | FO connector, Version 14, SC-RJ POF, IP67
1681 | 2569890000 | ESG 7/10 MC NE TU | ESG, Device markers x 10 mm, PA 66, Colour: Turquoise
1682 | 2571510000 | ERTE KLBC SPX UL XL | Accessories, Replacement clamping jaw
1683 | 2574270000 | SFX 30/60 MC NE WS V0 | , Polyamide 66, Colour: white
1684 | 2576460060 | IE-C5DD4UG0060A2EA20-X | Dragline cable, PROFINET, RJ45 IP 67 PushPull V14 metal, RJ45 IP 20, Cat.5 (ISO/IEC 11801) / Cat.5e (TIA T568-B), PUR, 6 m
1685 | 2577160000 | SAIE-7/8S-4-0.4U-H | Built-in plugs, 7/8", 7/8", Number of poles: 4, 0.4 m
1686 | 2580920000 | ESG 7/10 MC SDR | ESG, Device markers x 10 mm, PA 66, Colour: white, Turquoise
1687 | 2581280000 | A2T 2.5 SNAPMARK BL | Feed-through terminal, PUSH IN, 2.5 mm², 800 V, 24 A, blue
1688 | 2581690000 | AAP21 10 LO OR | Supply terminal, PUSH IN, 10 mm², 250 V, 57 A, dark beige
1689 | 2581700000 | AAP21 4 LI OR | Modular distribution terminals, PUSH IN, 4 mm², 250 V, 32 A, dark beige
1690 | 2581710000 | AAP21 4 DT OR | Test-disconnect terminal, PUSH IN, 4 mm², 250 V, 20 A, dark beige
1691 | 2581800000 | AAP21 10 LO BL/OR | Supply terminal, PUSH IN, 10 mm², 250 V, 57 A, blue
1692 | 2582530000 | AAP21 4 LI BL/OR | Modular distribution terminals, PUSH IN, 4 mm², 250 V, 32 A, blue
1693 | 2593450000 | SCHT 7 BG | SCHT, Terminal marker, 39.3 x 8 mm, Pitch in mm (P): 7.00 beige
1694 | 2576290000 | DRIKITP 115VAC 2CO LD | D-SERIES DRI, Relay module, Number of contacts: 2, CO contact AgSnO, Rated control voltage: 115 V AC, Continuous current: 5 A, PUSH IN, Test button available: No
1695 | 2575990000 | DRMKITP 115VAC 2CO LD | D-SERIES DRM, Relay module, Number of contacts: 2, CO contact AgNi flash gold-plated, Rated control voltage: 115 V AC, Continuous current: 10 A, PUSH IN, Test button available: No
1696 | 2576220000 | DRIKITP 24VDC 1CO LD | D-SERIES DRI, Relay module, Number of contacts: 1, CO contact AgSnO, Rated control voltage: 24 V DC, Continuous current: 10 A, PUSH IN, Test button available: No
1697 | 2576240000 | DRIKITP 24VAC 2CO LD | D-SERIES DRI, Relay module, Number of contacts: 2, CO contact AgSnO, Rated control voltage: 24 V AC, Continuous current: 5 A, PUSH IN, Test button available: No
1698 | 2576160000 | DRIKITP230VAC 1CO LD/PB | D-SERIES DRI, Relay module, Number of contacts: 1, CO contact AgSnO, Rated control voltage: 230 V AC, Continuous current: 10 A, PUSH IN, Test button available: Yes
1699 | 2576270000 | DRIKITP 230VAC 2CO LD | D-SERIES DRI, Relay module, Number of contacts: 2, CO contact AgSnO, Rated control voltage: 230 V AC, Continuous current: 5 A, PUSH IN, Test button available: No
1700 | 2576260000 | DRIKITP 24VAC 1CO LD | D-SERIES DRI, Relay module, Number of contacts: 1, CO contact AgSnO, Rated control voltage: 24 V AC, Continuous current: 10 A, PUSH IN, Test button available: No
1701 | 2576230000 | DRIKITP 24VAC 2CO LD/PB | D-SERIES DRI, Relay module, Number of contacts: 2, CO contact AgSnO, Rated control voltage: 24 V AC, Continuous current: 5 A, PUSH IN, Test button available: Yes
1702 | 2576280000 | DRIKITP 230VAC 1CO LD | D-SERIES DRI, Relay module, Number of contacts: 1, CO contact AgSnO, Rated control voltage: 230 V AC, Continuous current: 10 A, PUSH IN, Test button available: No
1703 | 2576180000 | DRIKITP115VAC 1CO LD/PB | D-SERIES DRI, Relay module, Number of contacts: 1, CO contact AgSnO, Rated control voltage: 115 V AC, Continuous current: 10 A, PUSH IN, Test button available: Yes
1704 | 2576250000 | DRIKITP 24VAC 1CO LD/PB | D-SERIES DRI, Relay module, Number of contacts: 1, CO contact AgSnO, Rated control voltage: 24 V AC, Continuous current: 10 A, PUSH IN, Test button available: Yes
1705 | 2576070000 | DRMKITP 24VAC 2CO LD | D-SERIES DRM, Relay module, Number of contacts: 2, CO contact AgNi flash gold-plated, Rated control voltage: 24 V AC, Continuous current: 10 A, PUSH IN, Test button available: No
1706 | 2576010000 | DRMKITP 115VAC 4CO LD | D-SERIES DRM, Relay module, Number of contacts: 4, CO contact AgNi flash gold-plated, Rated control voltage: 115 V AC, Continuous current: 5 A, PUSH IN, Test button available: No
1707 | 2576130000 | DRMKITP 24VDC 4CO LD | D-SERIES DRM, Relay module, Number of contacts: 4, CO contact AgNi flash gold-plated, Rated control voltage: 24 V DC, Continuous current: 5 A, PUSH IN, Test button available: No
1708 | 2576050000 | DRMKITP 230VAC 4CO LD | D-SERIES DRM, Relay module, Number of contacts: 4, CO contact AgNi flash gold-plated, Rated control voltage: 230 V AC, Continuous current: 5 A, PUSH IN, Test button available: No
1709 | 2576100000 | DRMKITP 24VAC 4CO LD/PB | D-SERIES DRM, Relay module, Number of contacts: 4, CO contact AgNi flash gold-plated, Rated control voltage: 24 V AC, Continuous current: 5 A, PUSH IN, Test button available: Yes
1710 | 2576000000 | DRMKITP115VAC 2CO LD/PB | D-SERIES DRM, Relay module, Number of contacts: 2, CO contact AgNi flash gold-plated, Rated control voltage: 115 V AC, Continuous current: 10 A, PUSH IN, Test button available: Yes
1711 | 2576080000 | DRMKITP 24VAC 2CO LD/PB | D-SERIES DRM, Relay module, Number of contacts: 2, CO contact AgNi flash gold-plated, Rated control voltage: 24 V AC, Continuous current: 10 A, PUSH IN, Test button available: Yes
1712 | 2576110000 | DRMKITP 24VDC 2CO LD | D-SERIES DRM, Relay module, Number of contacts: 2, CO contact AgNi flash gold-plated, Rated control voltage: 24 V DC, Continuous current: 10 A, PUSH IN, Test button available: No
1713 | 2576090000 | DRMKITP 24VAC 4CO LD | D-SERIES DRM, Relay module, Number of contacts: 4, CO contact AgNi flash gold-plated, Rated control voltage: 24 V AC, Continuous current: 5 A, PUSH IN, Test button available: No
1714 | 2576030000 | DRMKITP 230VAC 2CO LD | D-SERIES DRM, Relay module, Number of contacts: 2, CO contact AgNi flash gold-plated, Rated control voltage: 230 V AC, Continuous current: 10 A, PUSH IN, Test button available: No
1715 | 2576120000 | DRMKITP 24VDC 2CO LD/PB | D-SERIES DRM, Relay module, Number of contacts: 2, CO contact AgNi flash gold-plated, Rated control voltage: 24 V DC, Continuous current: 10 A, PUSH IN, Test button available: Yes
1716 | 2576040000 | DRMKITP230VAC 2CO LD/PB | D-SERIES DRM, Relay module, Number of contacts: 2, CO contact AgNi flash gold-plated, Rated control voltage: 230 V AC, Continuous current: 10 A, PUSH IN, Test button available: Yes
1717 | 2576020000 | DRMKITP115VAC 4CO LD/PB | D-SERIES DRM, Relay module, Number of contacts: 4, CO contact AgNi flash gold-plated, Rated control voltage: 115 V AC, Continuous current: 5 A, PUSH IN, Test button available: Yes
1718 | 2575980000 | DRIKITP 115VAC 1CO LD | D-SERIES DRI, Relay module, Number of contacts: 1, CO contact AgSnO, Rated control voltage: 115 V AC, Continuous current: 10 A, PUSH IN, Test button available: No
1719 | 2634680000 | SL-SMT 5.00HC/14/90G 1.5AU BK BX | PCB plug-in connector, male header, closed side, THT/THR solder connection, 5.00 mm, Number of poles: 14, 90°, Gold-plated
1720 | 2634730000 | SL-SMT 5.00HC/08/180 3.2SN BK BX CO | PCB plug-in connector, male header, open side, THT/THR solder connection, 5.00 mm, Number of poles: 8, 180°, tinned
1721 | 1512220030 | PAC-YOKO-4X10-V2-3M | Pre-assembled cable, PAC, Cable LiYY, 5.4 ± 1 mm
1722 | 1512190030 | PAC-YOKO-4X10-V0-3M | Pre-assembled cable, PAC, Cable LiYY, 5.4 ± 1 mm
1723 | 1512220100 | PAC-YOKO-4X10-V2-10M | Pre-assembled cable, PAC, Cable LiYY, 5.4 ± 1 mm
1724 | 2555940000 | UR20-8AI-RTD-DIAG-2W | Remote I/O module, IP20, Analog signals, Temperature, RTD
1725 | 1512370040 | PAC-EMDV-2X10-V0-4M | Pre-assembled cable, PAC, Cable LiYY, 5.4 ± 1 mm
1726 | 2592650000 | HDC MBUS CT X/D 0.6/1.0 | Crimping tool for contacts
1727 | 2592690000 | HDC MBUS CT A 9.2-10.3 | Pressing tool
1728 | 2592700000 | HDC MBUS CI A 9.2-10.3 | Crimping tool insert
1729 | 2592720000 | HDC MBUS CI B 8.0-9.1 | Crimping tool insert
1730 | 2592740000 | HDC MBUS CI C 6.8-7.9 | Crimping tool insert
1731 | 1512190050 | PAC-YOKO-4X10-V0-5M | Pre-assembled cable, PAC, Cable LiYY, 5.4 ± 1 mm
1732 | 1512220050 | PAC-YOKO-4X10-V2-5M | Pre-assembled cable, PAC, Cable LiYY, 5.4 ± 1 mm
1733 | 2623910000 | AAP13 6 LO-LO OR | 6 mm², 250 V, 41 A, beige
1734 | 2579620000 | AIO23 1.5 2SI OR | PUSH IN, 1.5 mm², 250 V, 13.5 A, orange
1735 | 2579570000 | AIO21 1.5 SO OR | Initiator/actuator terminal, PUSH IN, 1.5 mm², 250 V, 13.5 A, orange
1736 | 2579610000 | AIO21 1.5 SI OR | PUSH IN, 1.5 mm², 250 V, 13.5 A, orange
1737 | 2635630000 | LSF-SMT 3.50/05/180 3.5SN BK TU PRT | Printed circuit board terminals, 3.50 mm, Number of poles: 5, 180°, PUSH IN with actuator, Clamping range, max. : 1.5 mm²
1738 | 2530140000 | TOP1.5GS16/180 5 2ST GN | Printed circuit board terminals, 5.08 mm, Number of poles: 16, 180°, TOP connection, Clamping range, max. : 2.5 mm²
1739 | 2619980000 | EL CC-RAIL MM GE 30M | THM, Device markers, 15 x , yellow
1740 | 2619970000 | EL CC-RAIL MM WS 30M | THM, Device markers, 15 x , white
1741 | 2621430000 | EL 9 MM GE 30M | THM, Device markers, 9 x , yellow
1742 | 2473090000 | LLFS 7.50/11/90V 5.0SN BK BX | Printed circuit board terminals, 7.50 mm, Number of poles: 11, 90°, Solder pin length (l): 5 mm, tinned, black, PUSH IN without actuator, Clamping range, max. : 6 mm², Box
1743 | 2473100000 | LLFS 7.50/12/90V 5.0SN BK BX | Printed circuit board terminals, 7.50 mm, Number of poles: 12, 90°, Solder pin length (l): 5 mm, tinned, black, PUSH IN without actuator, Clamping range, max. : 6 mm², Box
1744 | 2473080000 | LLFS 7.50/10/90V 5.0SN BK BX | Printed circuit board terminals, 7.50 mm, Number of poles: 10, 90°, Solder pin length (l): 5 mm, tinned, black, PUSH IN without actuator, Clamping range, max. : 6 mm², Box
1745 | 2473070000 | LLFS 7.50/09/90V 5.0SN BK BX | Printed circuit board terminals, 7.50 mm, Number of poles: 9, 90°, Solder pin length (l): 5 mm, tinned, black, PUSH IN without actuator, Clamping range, max. : 6 mm², Box
1746 | 2473060000 | LLFS 7.50/08/90V 5.0SN BK BX | Printed circuit board terminals, 7.50 mm, Number of poles: 8, 90°, Solder pin length (l): 5 mm, tinned, black, PUSH IN without actuator, Clamping range, max. : 6 mm², Box
1747 | 2473040000 | LLFS 7.50/06/90V 5.0SN BK BX | Printed circuit board terminals, 7.50 mm, Number of poles: 6, 90°, Solder pin length (l): 5 mm, tinned, black, PUSH IN without actuator, Clamping range, max. : 6 mm², Box
1748 | 2473030000 | LLFS 7.50/05/90V 5.0SN BK BX | Printed circuit board terminals, 7.50 mm, Number of poles: 5, 90°, Solder pin length (l): 5 mm, tinned, black, PUSH IN without actuator, Clamping range, max. : 6 mm², Box
1749 | 2473050000 | LLFS 7.50/07/90V 5.0SN BK BX | Printed circuit board terminals, 7.50 mm, Number of poles: 7, 90°, Solder pin length (l): 5 mm, tinned, black, PUSH IN without actuator, Clamping range, max. : 6 mm², Box
1750 | 2473020000 | LLFS 7.50/04/90V 5.0SN BK BX | Printed circuit board terminals, 7.50 mm, Number of poles: 4, 90°, Solder pin length (l): 5 mm, tinned, black, PUSH IN without actuator, Clamping range, max. : 6 mm², Box
1751 | 2473010000 | LLFS 7.50/03/90V 5.0SN BK BX | Printed circuit board terminals, 7.50 mm, Number of poles: 3, 90°, Solder pin length (l): 5 mm, tinned, black, PUSH IN without actuator, Clamping range, max. : 6 mm², Box
1752 | 2473000000 | LLFS 7.50/02/90V 5.0SN BK BX | Printed circuit board terminals, 7.50 mm, Number of poles: 2, 90°, Solder pin length (l): 5 mm, tinned, black, PUSH IN without actuator, Clamping range, max. : 6 mm², Box
1753 | 2619860000 | WS 12/6 MM BP WS | WS, Terminal marker, 12 x 6 mm, Pitch in mm (P): 6.00 Weidmueller, white
1754 | 2556380000 | TCC 12.8/26 OR | TERMSERIES, Cross-connector
1755 | 2556350000 | TCC 6.4/2 OR | TERMSERIES, Cross-connector
1756 | 2556490000 | TCC 6.4/51 BK | TERMSERIES, Cross-connector
1757 | 2556500000 | TCC 12.8/26 BK | TERMSERIES, Cross-connector
1758 | 2556390000 | TCC 6.4/2 RD | TERMSERIES, Cross-connector
1759 | 2556420000 | TCC 12.8/26 RD | TERMSERIES, Cross-connector
1760 | 2556460000 | TCC 12.8/26 BL | TERMSERIES, Cross-connector
1761 | 2552590000 | A2T 4 VL OR | Double-tier terminal, PUSH IN, 4 mm², 800 V, 32 A, orange
1762 | 2540020000 | A2T 4 VL | Double-tier terminal, PUSH IN, 4 mm², 800 V, 32 A, dark beige
1763 | 2540030000 | A2T 4 VL BL | Double-tier terminal, PUSH IN, 4 mm², 800 V, 32 A, blue
1764 | 2540040000 | A2T 4 BL | Double-tier terminal, PUSH IN, 4 mm², 800 V, 32 A, blue
1765 | 2540010000 | AEP 2T 4 BL | A-series, End plate
1766 | 2552480000 | A2T 4 OR | Double-tier terminal, PUSH IN, 4 mm², 800 V, 32 A, orange
1767 | 2619810000 | WS 8/5 MM BP WS | WS, Terminal marker, 8 x 5 mm, Weidmueller, white
1768 | 2619870000 | WS 12/8 MM BP WS | WS, Terminal marker, 12 x 8 mm, Weidmueller, white
1769 | 2619410000 | AAP12 10 LO GN/OR | 10 mm², 800, 57 A, green
1770 | 2570260000 | AEB 35 SCL/1 V0 GY DL | A-series, End bracket
1771 | 2570250000 | AEB 35 SCL/1 V0 BK DL | A-series, End bracket
1772 | 2499550000 | SV-SMT 7.62HP/04/90G 2.6SN BK BX | PCB plug-in connector, male header, closed side, THT/THR solder connection, 7.62 mm, Number of poles: 4, 90°, Solder pin length (l): 2.6 mm, tinned, black, Box
1773 | 2499560000 | SV-SMT 7.62HP/05/90G 2.6SN BK BX | PCB plug-in connector, male header, closed side, THT/THR solder connection, 7.62 mm, Number of poles: 5, 90°, Solder pin length (l): 2.6 mm, tinned, black, Box
1774 | 2499320000 | SV-SMT 7.62HP/02/90G 2.6SN BK BX | PCB plug-in connector, male header, closed side, THT/THR solder connection, 7.62 mm, Number of poles: 2, 90°, Solder pin length (l): 2.6 mm, tinned, black, Box
1775 | 2499940000 | SV-SMT 7.62HP/02/270SF 2.6SN BK BX | PCB plug-in connector, male header, Screw flange, THT/THR solder connection, 7.62 mm, Number of poles: 2, 270°, Solder pin length (l): 2.6 mm, tinned, black, Box
1776 | 2499500000 | SV-SMT 7.62HP/03/90G 2.6SN BK BX | PCB plug-in connector, male header, closed side, THT/THR solder connection, 7.62 mm, Number of poles: 3, 90°, Solder pin length (l): 2.6 mm, tinned, black, Box
1777 | 2560960000 | HDC 24B SBU 1M25G N | HDC enclosures, Size: 8, Protection degree: IP65 (in plugged condition), Base housing, Side-locking clamp on lower side, Standard, Size of cable entries: M 25
1778 | 2624760000 | CH20M45 S 3P/3P BL | Modular housing, OMNIMATE Housing - series CH20M
1779 | 2662500000 | SAIEND 1/2 M8G 4P | Sensor/Actuator plug-in connector, M8
1780 | 2662510000 | SAIEND 1/2/4 M8G 4P | Sensor/Actuator plug-in connector, M8
1781 | 2662450000 | SAIEND 1/4 M8G 3P | Sensor/Actuator plug-in connector, M8
1782 | 2635600000 | AAM 35-185 YE FLASH | Terminal marker, 23.5 x 12 mm, yellow
1783 | 2635560000 | AAM 4 YE FLASH | Terminal marker, 10 x 6.1 mm, Pitch in mm (P): 6.00 yellow
1784 | 2635520000 | AAM 1.5 YE FLASH | Terminal marker, 6.2 x 3.5 mm, Pitch in mm (P): 3.50 yellow
1785 | 2663240000 | BLZP 5.08HC/06/180B SN OR BX | PCB plug-in connector, female plug, 5.08 mm, Number of poles: 6, 180°, Clamping yoke connection, Box
1786 | 2591500000 | VPU AC I 0 480/10 | Spare arrester, Surge protection, UP(L/N-PE) ? 2.1 kV
1787 | 2591390000 | VPU AC I 1 R 300/12.5 | Surge voltage arrester, Low voltage, Surge protection, with remote contact, Single-phase
1788 | 2591540000 | VPU AC I 3 R 480/10 | Surge voltage arrester, Low voltage, Surge protection, with remote contact, TN-C
1789 | 2591520000 | VPU AC I 1 R 480/10 | Surge voltage arrester, Low voltage, Surge protection, with remote contact, Single-phase
1790 | 2591300000 | VPU AC II 1 R 750/35 | Surge voltage arrester, Low voltage, Surge protection, with remote contact, Single-phase
1791 | 2591100000 | VPU AC II 3 350/50 | Surge voltage arrester, Low voltage, Surge protection, TN-C
1792 | 2591340000 | VPU AC II 0 350/50 | Spare arrester, Surge protection, UP(L/N-PE) ? 1.75 kV
1793 | 2591290000 | VPU AC II 0 750/35 | Spare arrester, Surge protection, UP(L/N-PE) ? 3,4 kV
1794 | 2591360000 | VPU AC II 1 R 350/50 | Surge voltage arrester, Low voltage, Surge protection, with remote contact, Single-phase, TN
1795 | 2591410000 | VPU AC I 2 R 300/12.5 | Surge voltage arrester, Low voltage, Surge protection, with remote contact, Single-phase, TN
1796 | 2591380000 | VPU AC I 1 300/12.5 | Surge voltage arrester, Low voltage, Surge protection, Single-phase
1797 | 2591480000 | VPU AC I 1+1 300/12.5 | Surge voltage arrester, Low voltage, Surge protection, Single-phase, TN, IT with N, IT without N, TT
1798 | 2591650000 | VPU AC II 1 150/50 | Surge voltage arrester, Low voltage, Surge protection, Single-phase
1799 | 2591350000 | VPU AC II 1 350/50 | Surge voltage arrester, Low voltage, Surge protection, Single-phase
1800 | 2591210000 | VPU AC II 1 480/50 | Surge voltage arrester, Low voltage, Surge protection, Single-phase
1801 | 2591280000 | VPU AC II 4 R 480/50 | Surge voltage arrester, Low voltage, Surge protection, with remote contact, TN-C-S, TN-S
1802 | 2591020000 | VPU AC II 1 300/50 | Surge voltage arrester, Low voltage, Surge protection, Single-phase, TN
1803 | 2591120000 | VPU AC II 4 350/50 | Surge voltage arrester, Low voltage, Surge protection, TN-C-S, TN-S
1804 | 2591510000 | VPU AC I 1 480/10 | Surge voltage arrester, Low voltage, Surge protection, Single-phase
1805 | 2591550000 | VPU AC I 4 480/10 | Surge voltage arrester, Low voltage, Surge protection, TN-C-S, TN-S
1806 | 2591640000 | VPU AC II 0 150/50 | Spare arrester, Surge protection, UP(L/N-PE) ? 1.25 kV
1807 | 2591310000 | VPU AC II 2 R 750/35 | Surge voltage arrester, Low voltage, Surge protection, with remote contact, Single-phase
1808 | 2591530000 | VPU AC I 3 480/10 | Surge voltage arrester, Low voltage, Surge protection, TN-C
1809 | 2591000000 | VPU AC II 4 R 150/50 | Surge voltage arrester, Low voltage, Surge protection, with remote contact, TN-C-S, TN-S
1810 | 2591040000 | VPU AC II 2 300/50 | Surge voltage arrester, Low voltage, Surge protection, Single-phase, TN
1811 | 2591620000 | VPU AC II 1 R 75/50 | Surge voltage arrester, Low voltage, Surge protection, with remote contact, Single-phase
1812 | 2591690000 | VPU AC II 3 150/50 | Surge voltage arrester, Low voltage, Surge protection, TN-C
1813 | 2591240000 | VPU AC II 2 R 480/50 | Surge voltage arrester, Low voltage, Surge protection, with remote contact, Single-phase
1814 | 2591570000 | VPU AC I 1 N-PE 305/50 | Surge voltage arrester, Low voltage, Surge protection, Single-phase, TT nur für N-PE, UP(L/N-PE) ? 1.5 kV
1815 | 2591490000 | VPU AC I 1+1 R 300/12.5 | Surge voltage arrester, Low voltage, Surge protection, with remote contact, Single-phase, TN-C, TN-C-S, TN-S, TT, TN, IT with N, IT without N
1816 | 2591670000 | VPU AC II 2 150/50 | Surge voltage arrester, Low voltage, Surge protection, Single-phase
1817 | 2591180000 | VPU AC II 1 N-PE 305/65 | Surge voltage arrester, Low voltage, Surge protection, TT nur für N-PE, UP(L/N-PE) ? 1.5 kV
1818 | 2591220000 | VPU AC II 1 R 480/50 | Surge voltage arrester, Low voltage, Surge protection, with remote contact, Single-phase
1819 | 2591610000 | VPU AC II 0 75/50 | Spare arrester, Surge protection, UP(L/N-PE) < 800 V
1820 | 2591710000 | VPU AC II 4 150/50 | Surge voltage arrester, Low voltage, Surge protection, TN-C-S, TN-S
1821 | 2591590000 | VPU AC I 0 N-PE 305/50 | Spare arrester, Surge protection
1822 | 2591370000 | VPU AC I 0 300/12.5 | Spare arrester, Surge protection, UP(L/N-PE) ? 1.5 kV
1823 | 2591110000 | VPU AC II 3 R 350/50 | Surge voltage arrester, Low voltage, Surge protection, with remote contact, TN-C
1824 | 2591230000 | VPU AC II 2 480/50 | Surge voltage arrester, Low voltage, Surge protection, TN-S, Single-phase
1825 | 2591200000 | VPU AC II 0 480/50 | Spare arrester, Surge protection, UP(L/N-PE) ? 2.3 kV
1826 | 2591630000 | VPU AC II 2 R 75/50 | Surge voltage arrester, Low voltage, Surge protection, with remote contact, Single-phase
1827 | 2591250000 | VPU AC II 3 480/50 | Surge voltage arrester, Low voltage, Surge protection, TN-C
1828 | 2591400000 | VPU AC I 2 300/12.5 | Surge voltage arrester, Low voltage, Surge protection, Single-phase, TN
1829 | 2591680000 | VPU AC II 2 R 150/50 | Surge voltage arrester, Low voltage, Surge protection, with remote contact, Single-phase
1830 | 2637020000 | VPU AC II 2 R 350/50 | Surge voltage arrester, Low voltage, Surge protection, with remote contact, Single-phase, TN
1831 | 2636900000 | VPU AC I 0 300/12.5 LCF | Surge protection, UP(L/N-PE) ? 1.5 kV
1832 | 2636980000 | VPU AC I 3 R 300/12.5 LCF | Surge voltage arrester, Low voltage, Surge protection, with remote contact, TN-C
1833 | 2636960000 | VPU AC I 1 R 300/12.5 LCF | Surge voltage arrester, Low voltage, Surge protection, with remote contact, Single-phase
1834 | 2637010000 | VPU AC II 2 350/50 | Surge voltage arrester, Low voltage, Surge protection, Single-phase, TN
1835 | 2637000000 | VPU AC II 2 75/50 | Surge voltage arrester, Low voltage, Surge protection, Single-phase
1836 | 2636990000 | VPU AC II 1 75/50 | Surge voltage arrester, Low voltage, Surge protection, Single-phase
1837 | 2636940000 | VPU AC I 1+1 R 300/12.5 LCF | Surge voltage arrester, Low voltage, Surge protection, with remote contact, Single-phase, TN-C, TN-C-S, TN-S, TT, TN, IT with N, IT without N
1838 | 2636910000 | VPU AC I 3+1 300/12.5 LCF | Surge voltage arrester, Low voltage, Surge protection, TN-C-S, TN-S, TT, IT with N, IT without N
1839 | 2636950000 | VPU AC I 1 300/12.5 LCF | Surge voltage arrester, Low voltage, Surge protection, Single-phase
1840 | 2636930000 | VPU AC I 1+1 300/12.5 LCF | Surge voltage arrester, Low voltage, Surge protection, Single-phase, TN-C, TN-C-S, TN-S, TT, TN, IT with N, IT without N
1841 | 2637030000 | VPU AC II 1+1 350/50 | Surge voltage arrester, Low voltage, Surge protection, Single-phase, TN, TN-S, TT, IT with N, IT without N
1842 | 2637040000 | VPU AC II 1+1 R 350/50 | Surge voltage arrester, Low voltage, Surge protection, with remote contact, Single-phase, TN, TN-S, TT, IT with N, IT without N
1843 | 2637050000 | VPU AC II 3+1 350/50 | Surge voltage arrester, Low voltage, Surge protection, TN-C-S, TN-S, TT, IT with N, IT without N
1844 | 2636970000 | VPU AC I 3 300/12.5 LCF | Surge voltage arrester, Low voltage, Surge protection, TN-C
1845 | 2665050000 | U-LINK-LIC-STD-50-1Y | "Standard 50? version software licence for u-link Remote Access Service. Can be used to upgrade an entry version or to extend period of a ?Standard 50? version?
1846 | 2619990000 | ESG-FO 6/17 MM WS | ESG, Device markers, 6 x 17 mm, white
1847 | 2621100000 | SM-FO 27/18 MM WS | SwitchMark, Device markers, 18 x 27 mm, white
1848 | 2620930000 | ESG-FO 9/17 MM WS | ESG, Device markers, 9 x 17 mm, white
1849 | 2621320000 | CC-FO 15/60 MM GE | ClipCard, Device markers, 15 x 60 mm, yellow
1850 | 2620950000 | ESG-FO 8/20 MM WS | ESG, Device markers, 8 x 20 mm, white
1851 | 2620940000 | ESG-FO 9/17 MM SI | ESG, Device markers, 9 x 17 mm, silver
1852 | 2621080000 | SM-FO 27/8 MM GE | SwitchMark, Device markers, 8 x 27 mm, yellow
1853 | 2621350000 | CC-FO 15/45 MM GE | ClipCard, Device markers, 15 x 45 mm, yellow
1854 | 2621230000 | SM-FO 27/12.5 MM GE | SwitchMark, Device markers, 12.5 x 27 mm, yellow
1855 | 2621090000 | SM-FO 27/8 MM SI | SwitchMark, Device markers, 8 x 27 mm, silver
1856 | 2621270000 | CC-FO 85/54 MM SI | ClipCard, Device markers, 54 x 85 mm, silver
1857 | 2621360000 | CC-FO 15/45 MM SI | ClipCard, Device markers, 15 x 45 mm, silver
1858 | 2621380000 | CC-FO 15/27 MM GE | ClipCard, Device markers, 15 x 27 mm, yellow
1859 | 2620970000 | ESG-FO 8/20 MM SI | ESG, Device markers, 8 x 20 mm, silver
1860 | 2621070000 | SM-FO 27/8 MM WS | SwitchMark, Device markers, 8 x 27 mm, white
1861 | 2519450200 | SAIL-7/8G7/8G-5-2.0U | Sensor/actuator line, 7/8", Number of poles : 5 (4 + PE), 2 m, pin, straight - socket, straight, Shielded: No, LED: No, Sheath material: PUR, Halogen: No
1862 | 2619890000 | WS-A 8/10 MM WS | WS, Terminal marker, 8 x 10 mm, Weidmueller, white
1863 | 2619910000 | WS-A 8/16 MM WS | WS, Terminal marker, 8 x 16 mm, Weidmueller, white
1864 | 2656670000 | TGD ELM-4 CL2 | Electronic load monitoring
1865 | 2540460000 | APG 4/1 | Plug, 4 mm², 690 V, 32 A, dark beige
1866 | 2540470000 | APG 4/2 | Plug, 4 mm², 690 V, 32 A, dark beige
1867 | 2540500000 | APG 4/5 | Plug, 4 mm², 690 V, 32 A, dark beige
1868 | 2540480000 | APG 4/3 | Plug, 4 mm², 690 V, 32 A, dark beige
1869 | 2540070000 | APGTB 4 FT 3C/1 | Feed-through terminal, PUSH IN, 4 mm², 800 V, 32 A, dark beige
1870 | 2540060000 | APGTB 4 FT 2C/1 BL | Feed-through terminal, PUSH IN, 4 mm², 800 V, 32 A, blue
1871 | 2540510000 | APG 4/6 | Plug, 4 mm², 690 V, 32 A, dark beige
1872 | 2540430000 | APG 4/5-3BG-BL-GN | Plug, 4 mm², 690 V, 32 A, dark beige, blue, green
1873 | 2540090000 | APGTB 4 FT 4C/2 | Feed-through terminal, PUSH IN, 4 mm², 800 V, 32 A, dark beige
1874 | 2540170000 | APGTB 4 PE 3C/1 | PE terminal, PUSH IN, 4 mm², 800, Green/yellow
1875 | 2540530000 | APG 4/8 | Plug, 4 mm², 690 V, 32 A, dark beige
1876 | 2540100000 | APGTB 4 FT 4C/2 BL | Feed-through terminal, PUSH IN, 4 mm², 800 V, 32 A, blue
1877 | 2540440000 | APG 4/4-3BG-GN | Plug, 4 mm², 690 V, 32 A, dark beige, green
1878 | 2540550000 | APG 4/10 | Plug, 4 mm², 690 V, 32 A, dark beige
1879 | 2540180000 | APGTB 4 PE 4C/2 | PE terminal, PUSH IN, 4 mm², 800, Green/yellow
1880 | 2540450000 | APG 4/3-BG-BL-GN | Plug, 4 mm², 690 V, 32 A, dark beige, blue, green
1881 | 2540490000 | APG 4/4 | Plug, 4 mm², 690 V, 32 A, dark beige
1882 | 2540540000 | APG 4/9 | Plug, 4 mm², 690 V, 32 A, dark beige
1883 | 2540620000 | APG 4 R BL | Plug, 4 mm², 690 V, 32 A, blue
1884 | 2540080000 | APGTB 4 FT 3C/1 BL | Feed-through terminal, PUSH IN, 4 mm², 800 V, 32 A, blue
1885 | 2540250000 | APGTB 4 2T 4C/2 BL | Feed-through terminal, PUSH IN, 4 mm², 800 V, 32 A, blue
1886 | 2540270000 | APGTB 4 2T VL 4C/2 BL | Feed-through terminal, PUSH IN, 4 mm², 800 V, 32 A, blue
1887 | 2540570000 | APG 4 L GN | Plug, 4 mm², 690 V, 32 A, green
1888 | 2540260000 | APGTB 4 2T VL 4C/2 | Feed-through terminal, PUSH IN, 4 mm², 800 V, 32 A, dark beige
1889 | 2540560000 | APG 4 L BL | Plug, 4 mm², 690 V, 32 A, blue
1890 | 2540290000 | APGTB 4 2T FT-PE 4C/2 | Feed-through terminal, PUSH IN, 4 mm², 800 V, 32 A, dark beige
1891 | 2540600000 | APG 4 MI GN | Plug, 4 mm², 690 V, 32 A, green
1892 | 2540590000 | APG 4 MI BL | Plug, 4 mm², 690 V, 32 A, blue
1893 | 2540610000 | APG 4 R | Plug, 4 mm², 690 V, 32 A, dark beige
1894 | 2540300000 | APGTB 4 2T PE 4C/2 | PE terminal, PUSH IN, 4 mm², 800, Green/yellow
1895 | 2540280000 | AEP PGTB 4 4C/2 BL | A-series, End plate
1896 | 2540230000 | APGTB 4 2T 4C/2 | Feed-through terminal, PUSH IN, 4 mm², 800 V, 32 A, dark beige
1897 | 2540210000 | AEP PGTB 4 4C/2 | A-series, End plate
1898 | 2621180000 | SM-FO DIA 60-22 MM GE | SwitchMark, Device markers, 60 x 60 mm, yellow
1899 | 2621130000 | SM-FO 27/18-22 MM SI | SwitchMark, Device markers, 47.75 x 27 mm, silver
1900 | 2551530000 | A2C 35 FE | Feed-through terminal, PUSH IN, 35 mm², 1000 V, 125 A, black, yellow
1901 | 2552160000 | A2C 35 FE DM | Feed-through terminal, PUSH IN, 35 mm², 1000 V, 125 A, black, yellow
1902 | 2551550000 | A2C 35 DM | Feed-through terminal, PUSH IN, 35 mm², 1000 V, 125 A, dark beige
1903 | 2552150000 | A2C 35 BL DM | Feed-through terminal, PUSH IN, 35 mm², 1000 V, 125 A, blue
1904 | 2659330000 | CB-UVR 200/3.6 BK | Cable ties, 3.6 x 200 mm, Polyamide 66, 150 N
1905 | 2659410000 | CB-HTR 290/4.8 BK | Cable ties, 4.5 x 290 mm, Polyamide 66, 220 N
1906 | 1462170020 | PAC-S1500-SD25-V0-2M | Pre-assembled cable, PAC, Cable LiYCY, 0.25 mm²
1907 | 2659350000 | CB-UVR 290/4.8 BK | Cable ties, 4.8 x 290 mm, Polyamide 66, 220 N
1908 | 2659360000 | CB-UVR 365/7.5 BK | Cable ties, 7.5 x 365 mm, Polyamide 66, 540 N
1909 | 2659840000 | VPU AC II 0 300/50 Y | Spare arrester, Surge protection
1910 | 2552100000 | A2C 35 3FT | Feed-through terminal, PUSH IN, 35 mm², 1000 V, 125 A, dark beige
1911 | 2552110000 | A2C 35 3FT-FE | Feed-through terminal, PUSH IN, 35 mm², 1000 V, 125 A, dark beige, black, yellow
1912 | 2551540000 | A2C 35 3FT-N-PE | Feed-through terminal, PUSH IN, 35 mm², 1000 V, 125 A, dark beige, blue, Green/yellow
1913 | 2552130000 | A2C 35 3FT-N | Feed-through terminal, PUSH IN, 35 mm², 1000 V, 125 A, blue, dark beige
1914 | 2552180000 | A2C 35 3FT-FE DM | Feed-through terminal, PUSH IN, 35 mm², 1000 V, 125 A, black, yellow, dark beige
1915 | 2552190000 | A2C 35 3FT-N DM | Feed-through terminal, PUSH IN, 35 mm², 1000 V, 125 A, dark beige, blue
1916 | 2552120000 | A2C 35 3FT-PE | Feed-through terminal, PUSH IN, 35 mm², 1000 V, 125 A, dark beige, Green/yellow
1917 | 2552200000 | A2C 35 3FT-N-FE DM | Feed-through terminal, PUSH IN, 35 mm², 1000 V, 125 A, dark beige, blue, black, yellow
1918 | 2552170000 | A2C 35 3FT DM | Feed-through terminal, PUSH IN, 35 mm², 1000 V, 125 A, dark beige
1919 | 2552140000 | A2C 35 3FT-N-FE | Feed-through terminal, PUSH IN, 35 mm², 1000 V, 125 A, dark beige, black, yellow, blue
1920 | 2624990000 | TGD ELM-12 | Electronic load monitoring
1921 | 2639360000 | VPU AC II 2 R 300/50 Y | Surge voltage arrester, Low voltage, Surge protection, with remote contact, Single-phase, TN
1922 | 2639330000 | VPU AC II 3 R 300/50 Y | Surge voltage arrester, Low voltage, Surge protection, with remote contact, TN-C
1923 | 2639350000 | VPU AC II 1 R 300/50 Y | Surge voltage arrester, Low voltage, Surge protection, with remote contact, Single-phase
1924 | 2662590000 | CD-BO 100X100 4/6 BL | 100 mm x 100 mm, 4.00 mm x 6.00 mm, 2000 mm
1925 | 2662600000 | CD 60X25 4/6 BL | 60 mm x 25 mm, 4.00 mm x 6.00 mm, 2000 mm
1926 | 2662570000 | CD 80X100 4/6 BL | 80 mm x 100 mm, 4.00 mm x 6.00 mm, 2000 mm
1927 | 2662610000 | CD 80X25 4/6 BL | 80 mm x 25 mm, 4.00 mm x 6.00 mm, 2000 mm
1928 | 2639370000 | VPU AC II 4 R 300/50 Y | Surge voltage arrester, Low voltage, Surge protection, with remote contact, TN-C-S, TN-S
1929 | 2661280000 | AEB 35 SCL/1 V0 | A-series, End bracket
1930 | 2661290000 | AEB 35 SCL/1 V0 GY | A-series, End bracket
1931 | 2661300000 | AEB 35 SCL/1 V0 BK | A-series, End bracket
1932 | 2661040000 | V-TEST II | Lightning and surge protection, Testing device
1933 | 2659730000 | FP ENC TS 113 2C | FieldPower® enclosures, IP65, in closed state
1934 | 2659720000 | FP ENC BS 113 2C | FieldPower® enclosures, IP65, in closed state
1935 | 2592250000 | HDC MRJ45 8PLUG MC | RJ45 module, Plug insert, RJ45 crimp
1936 | 2592230000 | HDC MRJ45 B MI | RJ45 module, Plug insert, RJ45 tool-free, EIA/TIA T568 B
1937 | 2592260000 | HDC MRJ45 PCADP MC | RJ45 module, Adapter module, RJ45 for patch cable
1938 | 2592240000 | HDC MRJ45 P MI | RJ45 module, Plug insert, RJ45 tool-free, PROFINET
1939 | 2592220000 | HDC MRJ45 A MI | RJ45 module, Plug insert, RJ45 tool-free, TIA-568A
1940 | 2003160000 | IE-FC-SFM-CAB | FrontCom, Single frame, Metal cover, Lockable with cabinet key
1941 | 2665800000 | UV20-B-IPC-1011.01 | Industrial PC, IP20
1942 | 2639720000 | TRS T 24VDC 1CO M3 EMPTY | TERMSERIES, Multifunction timing relay, Empty socket, Number of contacts: 1, CO contact, Rated control voltage: 24 V DC ±20 %, Continuous current: 10 A, Screw connection
1943 | 2659540000 | CB-VT 365/7.5 HF/V0 WT | Cable ties, 7.5 x 365 mm, Polyamide 66, 540 N
1944 | 2659530000 | CB-VT 290/4.8 HF/V0 WT | Cable ties, 4.8 x 290 mm, Polyamide 66, 220 N
1945 | 2629750000 | BLZ 7.62IT/04/180MF3 SN BK BX | PCB plug-in connector, female plug, 7.62 mm, Number of poles: 4, Clamping yoke connection, Clamping range, max. : 4 mm², Box
1946 | 2629770000 | BLZ 7.62IT/06/180MF6 SN BK BX | PCB plug-in connector, female plug, 7.62 mm, Number of poles: 5, Clamping yoke connection, Clamping range, max. : 4 mm², Box
1947 | 2629780000 | BLZ 7.62IT/02/180MSF2 SN BK BX | PCB plug-in connector, female plug, 7.62 mm, Number of poles: 6, Clamping yoke connection, Box
1948 | 2629760000 | BLZ 7.62IT/05/180MF5 SN BK BX | PCB plug-in connector, female plug, 7.62 mm, Number of poles: 5, Clamping yoke connection, Clamping range, max. : 4 mm², Box
1949 | 2629740000 | BLZ 7.62IT/06/180MF2 SN BK BX | PCB plug-in connector, female plug, 7.62 mm, Number of poles: 6, Clamping yoke connection, Clamping range, max. : 4 mm², Box
1950 | 2629860000 | BLZ 7.62IT/06/180MSF3 SN BK BX | PCB plug-in connector, female plug, 7.62 mm, Number of poles: 5, Clamping yoke connection, Box
1951 | 2629880000 | BLZ 7.62IT/06/180MSF4 SN BK BX | PCB plug-in connector, female plug, 7.62 mm, Number of poles: 5, Clamping yoke connection, Box
1952 | 2629830000 | BLZ 7.62IT/03/180MSF3 SN BK BX | PCB plug-in connector, female plug, 7.62 mm, Number of poles: 6, Clamping yoke connection, Box
1953 | 2629870000 | BLZ 7.62IT/05/180MSF4 SN BK BX | PCB plug-in connector, female plug, 7.62 mm, Number of poles: 6, Clamping yoke connection, Box
1954 | 2629790000 | BLZ 7.62IT/03/180MSF2 SN BK BX | PCB plug-in connector, female plug, 7.62 mm, Number of poles: 2, Clamping yoke connection, Box
1955 | 2629910000 | BLZ 7.62IT/06/180MSF6 SN BK BX | PCB plug-in connector, female plug, 7.62 mm, Number of poles: 6, Clamping yoke connection, Box
1956 | 2629890000 | BLZ 7.62IT/05/180MSF5 SN BK BX | PCB plug-in connector, female plug, 7.62 mm, Number of poles: 6, Clamping yoke connection, Box
1957 | 2629840000 | BLZ 7.62IT/04/180MSF3 SN BK BX | PCB plug-in connector, female plug, 7.62 mm, Number of poles: 3, Clamping yoke connection, Box
1958 | 2629850000 | BLZ 7.62IT/05/180MSF3 SN BK BX | PCB plug-in connector, female plug, 7.62 mm, Number of poles: 4, Clamping yoke connection, Box
1959 | 2629800000 | BLZ 7.62IT/04/180MSF2 SN BK BX | PCB plug-in connector, female plug, 7.62 mm, Number of poles: 3, Clamping yoke connection, Box
1960 | 2629810000 | BLZ 7.62IT/05/180MSF2 SN BK BX | PCB plug-in connector, female plug, 7.62 mm, Number of poles: 4, Clamping yoke connection, Box
1961 | 2629820000 | BLZ 7.62IT/06/180MSF2 SN BK BX | PCB plug-in connector, female plug, 7.62 mm, Number of poles: 5, Clamping yoke connection, Box
1962 | 2050160100 | SAIL-M12BG-S-1.0P | Power cable, One end without connector, M12, Number of poles : 4 (3 + PE), 1 m, Shielded: No, LED: No, Sheath material: PUR, Halogen: No
1963 | 2665810000 | UV20-B-IPC-2001.02 | Industrial PC, IP20
1964 | 2664840000 | SAI-M12-KSC-18/20 | Contact, Pin
1965 | 2664860000 | SAI-M12-KBC-18/20 | Contact, Socket connector
1966 | 2664870000 | SAI-M12-KBC-20/22 | Contact, Socket connector
1967 | 2664850000 | SAI-M12-KSC-20/22 | Contact, Pin
1968 | 2663200000 | IE-FC-SFM-CAB-DB | FrontCom, Single frame, Metal cover, Lockable with cabinet key (Daimler lock)
1969 | 2637350000 | HDC MPN 6.0 M | Pneumatic contact, Contact with valve: No
1970 | 2637390000 | HDC MPN 6.0 F | Pneumatic contact, Contact with valve: No
1971 | 2637410000 | HDC MPN 4.0 M | Pneumatic contact, Contact with valve: No
1972 | 2637420000 | HDC MPN 4.0 F | Pneumatic contact, Contact with valve: No
1973 | 2637460000 | HDC MPN 3.0 SOF | Pneumatic contact, Contact with valve: Yes
1974 | 2637430000 | HDC MPN 4.0 SOF | Pneumatic contact, Contact with valve: Yes
1975 | 2637470000 | HDC MPN 1.6 M | Pneumatic contact, Contact with valve: No
1976 | 2637440000 | HDC MPN 3.0 M | Pneumatic contact, Contact with valve: No
1977 | 2664780000 | SAIBC-WDF-D-18/28-4/9CG | Sockets prefabricated to customer spec., M12, Female socket, straight
1978 | 2664790000 | SAISC-WDF-D-18/28-4/9CG | Plugs prefabricated to customer spec., M12, pin, straight
1979 | 2637480000 | HDC MPN 1.6 F | Pneumatic contact, Contact with valve: No
1980 | 2664800000 | SAIBC-5-18/28-4/9CG | Sockets prefabricated to customer spec., M12, Female socket, straight
1981 | 2664830000 | SAIBWC-5-18/28-4/9CG | Sockets prefabricated to customer spec., M12, Socket, angled
1982 | 2664880000 | IE-PIC-M12X-P-22/26 | Contact, Pin
1983 | 2665830000 | UV66-ADV-7-IPPC-1001.01 | Industrial Panel-PC, Display size 7", Capacitive touch, MultiTouch, Front protection IP66
1984 | 2618110000 | TRP 24VDC 1CO AU | TERMSERIES, Relay module, Number of contacts: 1, CO contact AgNi gold-plated, Rated control voltage: 24 V DC ±20 %, Continuous current: 6 A, PUSH IN, Test button available: No
1985 | 2618050000 | TRP 230VUC 1CO | TERMSERIES, Relay module, Number of contacts: 1, CO contact AgNi, Rated control voltage: 230 V UC ±10%, Continuous current: 6 A, PUSH IN, Test button available: No
1986 | 2618020000 | TRP 24VDC 1CO AGSNO | TERMSERIES, Relay module, Number of contacts: 1, CO contact AgSnO, Rated control voltage: 24 V DC ±20 %, Continuous current: 6 A, PUSH IN, Test button available: No
1987 | 2618010000 | TRP 120VUC 1CO | TERMSERIES, Relay module, Number of contacts: 1, CO contact AgNi, Rated control voltage: 120 V UC ±10 %, Continuous current: 6 A, PUSH IN, Test button available: No
1988 | 2618080000 | TRP 120VUC 1CO AU | TERMSERIES, Relay module, Number of contacts: 1, CO contact AgNi gold-plated, Rated control voltage: 120 V UC ±10 %, Continuous current: 6 A, PUSH IN, Test button available: No
1989 | 2617930000 | TRP 24VDC 1NO HCP | TERMSERIES, Relay module, Number of contacts: 1, NO contact AgSnO + W, Rated control voltage: 24 V DC ±20 %, Continuous current: 16 A, PUSH IN, Test button available: No
1990 | 2618890000 | TRP 230VAC RC 1CO EMPTY | TERMSERIES, Relay socket, Number of contacts: 1, CO contact, Rated control voltage: 230 V AC ±10 %, Continuous current: 10 A, PUSH IN
1991 | 2618100000 | TRP 24VDC 1CO 16A | TERMSERIES, Relay module, Number of contacts: 1, CO contact AgNi, Rated control voltage: 24 V DC ±20 %, Continuous current: 16 A, PUSH IN, Test button available: No
1992 | 2618230000 | TRP 24VDC ACT | TERMSERIES, Relay module, Number of contacts: 1, NO contact AgNi, Rated control voltage: 24 V DC ±20 %, Continuous current: 6 A, PUSH IN, Test button available: No
1993 | 2618530000 | TRP 24VDC 2CO AU | TERMSERIES, Relay module, Number of contacts: 2, CO contact AgNi gold-plated, Rated control voltage: 24 V DC ±20 %, Continuous current: 8 A, PUSH IN, Test button available: No
1994 | 2618700000 | TOP 24VDC 24VDC3.5A | TERMSERIES, Solid-state relay, 1 NO contact (MOS-FET), Rated control voltage: 24 V DC ±20 % , Rated switching voltage: 3...33 V DC, Continuous current: 3.5 A, PUSH IN
1995 | 2618840000 | TOP 24VDC 24VDC5A | TERMSERIES, Solid-state relay, 1 NO contact (MOS-FET), Rated control voltage: 24 V DC ±20 % , Rated switching voltage: 3...33 V DC, Continuous current: 5 A, PUSH IN
1996 | 2618320000 | TRP 24VUC 2CO | TERMSERIES, Relay module, Number of contacts: 2, CO contact AgNi, Rated control voltage: 24 V UC ±10 %, Continuous current: 8 A, PUSH IN, Test button available: No
1997 | 2618740000 | TOP 24VDC EMPTY | TERMSERIES, Relay socket, 1 NO contact, CO contact (), Rated control voltage: 24 V DC ±20 % , Rated switching voltage: 250 V AC, Continuous current: 16 A, PUSH IN
1998 | 2618500000 | TRP 230VAC RC 2CO AU | TERMSERIES, Relay module, Number of contacts: 2, CO contact AgNi gold-plated, Rated control voltage: 230 V AC ±5 %, Continuous current: 8 A, PUSH IN, Test button available: No
1999 | 2618880000 | TRP 120VAC RC 1CO EMPTY | TERMSERIES, Relay socket, Number of contacts: 1, CO contact, Rated control voltage: 120 V AC ±10 %, Continuous current: 10 A, PUSH IN
2000 | 2618420000 | TOP 24VDC 230VAC1A | TERMSERIES, Solid-state relay, 1 NO contact (Triac (zero-cross switch)), Rated control voltage: 24 V DC ±20 % , Rated switching voltage: 24...240 V AC, Continuous current: 1 A, PUSH IN
2001 | 2618540000 | TRP 24VUC 2CO AU | TERMSERIES, Relay module, Number of contacts: 2, CO contact AgNi gold-plated, Rated control voltage: 24 V UC ±10 %, Continuous current: 8 A, PUSH IN, Test button available: No
2002 | 2618570000 | TRP 120VUC 2CO | TERMSERIES, Relay module, Number of contacts: 2, CO contact AgNi, Rated control voltage: 120 V UC ±10 %, Continuous current: 8 A, PUSH IN, Test button available: No
2003 | 2618900000 | TRP 60VUC 1CO EMPTY | TERMSERIES, Relay socket, Number of contacts: 1, CO contact, Rated control voltage: 60 V UC ±10 %, Continuous current: 10 A, PUSH IN
2004 | 2618960000 | TRP 230VUC 1CO EMPTY | TERMSERIES, Relay socket, Number of contacts: 1, CO contact, Rated control voltage: 230 V UC ±10%, Continuous current: 10 A, PUSH IN
2005 | 2618910000 | TRP 24VUC 1CO EMPTY | TERMSERIES, Relay socket, Number of contacts: 1, CO contact, Rated control voltage: 24 V UC ±10 %, Continuous current: 10 A, PUSH IN
2006 | 2618150000 | TRP 120VAC RC 1CO | TERMSERIES, Relay module, Number of contacts: 1, CO contact AgNi, Rated control voltage: 120 V AC ±10 %, Continuous current: 6 A, PUSH IN, Test button available: No
2007 | 2618950000 | TRP 120VUC 1CO EMPTY | TERMSERIES, Relay socket, Number of contacts: 1, CO contact, Rated control voltage: 120 V UC ±10 %, Continuous current: 10 A, PUSH IN
2008 | 2618920000 | TRP 48VUC 1CO EMPTY | TERMSERIES, Relay socket, Number of contacts: 1, CO contact, Rated control voltage: 48 V UC ±10 %, Continuous current: 10 A, PUSH IN
2009 | 2618090000 | TRP 24VDC 1NO HC | TERMSERIES, Relay module, Number of contacts: 1, NO contact AgSnO, Rated control voltage: 24 V DC ±20 %, Continuous current: 16 A, PUSH IN, Test button available: No
2010 | 2618930000 | TRP 12VDC 1CO EMPTY | TERMSERIES, Relay socket, Number of contacts: 1, CO contact, Rated control voltage: 12 V DC ±20 %, Continuous current: 10 A, PUSH IN
2011 | 2618650000 | TOP 120VAC RC 48VDC0.1A | TERMSERIES, Solid-state relay, 1 NO contact (Bipolar transistor), Rated control voltage: 120 V AC ±10 % , Rated switching voltage: 3... 48 V DC, Continuous current: 100 mA, PUSH IN
2012 | 2618790000 | TOP 24VDC 48VDC0.1A | TERMSERIES, Solid-state relay, 1 NO contact (Bipolar transistor), Rated control voltage: 24 V DC ±20 % , Rated switching voltage: 3... 48 V DC, Continuous current: 100 mA, PUSH IN
2013 | 2618670000 | TOP 230VAC RC 24VDC2A | TERMSERIES, Solid-state relay, 1 NO contact (MOS-FET), Rated control voltage: 230 V AC ±10 % , Rated switching voltage: 3...33 V DC, Continuous current: 2 A, PUSH IN
2014 | 2617830000 | TRP 230VUC 1CO AGSNO | TERMSERIES, Relay module, Number of contacts: 1, CO contact AgSnO, Rated control voltage: 230 V UC ±10%, Continuous current: 6 A, PUSH IN, Test button available: No
2015 | 2617840000 | TRP 120VAC RC 1CO AGSNO | TERMSERIES, Relay module, Number of contacts: 1, CO contact AgSnO, Rated control voltage: 120 V AC ±10 %, Continuous current: 6 A, PUSH IN, Test button available: No
2016 | 2617850000 | TRP 230VAC RC 1CO AGSNO | TERMSERIES, Relay module, Number of contacts: 1, CO contact AgSnO, Rated control voltage: 230 V AC ±10 %, Continuous current: 6 A, PUSH IN, Test button available: No
2017 | 2617870000 | TRP 60VUC 1CO AGSNO | TERMSERIES, Relay module, Number of contacts: 1, CO contact AgSnO, Rated control voltage: 60 V UC ±10 %, Continuous current: 6 A, PUSH IN, Test button available: No
2018 | 2617890000 | TRP 48VUC 1CO AGSNO | TERMSERIES, Relay module, Number of contacts: 1, CO contact AgSnO, Rated control voltage: 48 V UC ±10 %, Continuous current: 6 A, PUSH IN, Test button available: No
2019 | 2617900000 | TRP 120VUC 1CO AGSNO | TERMSERIES, Relay module, Number of contacts: 1, CO contact AgSnO, Rated control voltage: 120 V UC ±10 %, Continuous current: 6 A, PUSH IN, Test button available: No
2020 | 2617910000 | TRP 24VUC 1CO 16A | TERMSERIES, Relay module, Number of contacts: 1, CO contact AgNi, Rated control voltage: 24 V UC ±10 %, Continuous current: 16 A, PUSH IN, Test button available: No
2021 | 2617950000 | TRP 230VAC RC 1CO AU | TERMSERIES, Relay module, Number of contacts: 1, CO contact AgNi gold-plated, Rated control voltage: 230 V AC ±10 %, Continuous current: 6 A, PUSH IN, Test button available: No
2022 | 2618030000 | TRP 120VAC RC 1CO AU | TERMSERIES, Relay module, Number of contacts: 1, CO contact AgNi gold-plated, Rated control voltage: 120 V AC ±10 %, Continuous current: 6 A, PUSH IN, Test button available: No
2023 | 2617960000 | TRP 48VUC 1CO 16A | TERMSERIES, Relay module, Number of contacts: 1, CO contact AgNi, Rated control voltage: 48 V UC ±10 %, Continuous current: 16 A, PUSH IN, Test button available: No
2024 | 2617970000 | TRP 60VUC 1CO 16A | TERMSERIES, Relay module, Number of contacts: 1, CO contact AgNi, Rated control voltage: 60 V UC ±10 %, Continuous current: 16 A, PUSH IN, Test button available: No
2025 | 2618040000 | TRP 12VDC 1CO 16A | TERMSERIES, Relay module, Number of contacts: 1, CO contact AgNi, Rated control voltage: 12 V DC ±20 %, Continuous current: 16 A, PUSH IN, Test button available: No
2026 | 2618070000 | TRP 60VUC 1CO AU | TERMSERIES, Relay module, Number of contacts: 1, CO contact AgNi gold-plated, Rated control voltage: 60 V UC ±10 %, Continuous current: 6 A, PUSH IN, Test button available: No
2027 | 2618060000 | TRP 5VDC 1CO AU | TERMSERIES, Relay module, Number of contacts: 1, CO contact AgNi gold-plated, Rated control voltage: 5 V DC ±20 %, Continuous current: 6 A, PUSH IN, Test button available: No
2028 | 2618120000 | TRP 12VDC 1CO AU | TERMSERIES, Relay module, Number of contacts: 1, CO contact AgNi gold-plated, Rated control voltage: 12 V DC ±20 %, Continuous current: 6 A, PUSH IN, Test button available: No
2029 | 2618130000 | TRP 5VDC 1CO 16A | TERMSERIES, Relay module, Number of contacts: 1, CO contact AgNi, Rated control voltage: 5 V DC ±20 %, Continuous current: 16 A, PUSH IN, Test button available: No
2030 | 2618160000 | TRP 24VUC 1CO AU | TERMSERIES, Relay module, Number of contacts: 1, CO contact AgNi gold-plated, Rated control voltage: 24 V UC ±10 %, Continuous current: 6 A, PUSH IN, Test button available: No
2031 | 2618140000 | TRP 60VUC 1CO | TERMSERIES, Relay module, Number of contacts: 1, CO contact AgNi, Rated control voltage: 60 V UC ±10 %, Continuous current: 6 A, PUSH IN, Test button available: No
2032 | 2618170000 | TRP 48VUC 1CO AU | TERMSERIES, Relay module, Number of contacts: 1, CO contact AgNi gold-plated, Rated control voltage: 48 V UC ±10 %, Continuous current: 6 A, PUSH IN, Test button available: No
2033 | 2618190000 | TRP 230VAC RC 1CO 16A | TERMSERIES, Relay module, Number of contacts: 1, CO contact AgNi, Rated control voltage: 230 V AC ±5 %, Continuous current: 16 A, PUSH IN, Test button available: No
2034 | 2618210000 | TRP 230VUC 1CO AU | TERMSERIES, Relay module, Number of contacts: 1, CO contact AgNi gold-plated, Rated control voltage: 230 V UC ±10%, Continuous current: 6 A, PUSH IN, Test button available: No
2035 | 2618260000 | TRP 230VUC 1CO 16A | TERMSERIES, Relay module, Number of contacts: 1, CO contact AgNi, Rated control voltage: 230 V UC ±5 %, Continuous current: 16 A, PUSH IN, Test button available: No
2036 | 2618240000 | TRP 48VUC 1CO | TERMSERIES, Relay module, Number of contacts: 1, CO contact AgNi, Rated control voltage: 48 V UC ±10 %, Continuous current: 6 A, PUSH IN, Test button available: No
2037 | 2618280000 | TRP 120VUC 1CO 16A | TERMSERIES, Relay module, Number of contacts: 1, CO contact AgNi, Rated control voltage: 120 V UC ±10 %, Continuous current: 16 A, PUSH IN, Test button available: No
2038 | 2618180000 | TRP 12VDC 1CO | TERMSERIES, Relay module, Number of contacts: 1, CO contact AgNi, Rated control voltage: 12 V DC ±20 %, Continuous current: 6 A, PUSH IN, Test button available: No
2039 | 2618290000 | TRP 60VUC 2CO | TERMSERIES, Relay module, Number of contacts: 2, CO contact AgNi, Rated control voltage: 60 V UC ±10 %, Continuous current: 8 A, PUSH IN, Test button available: No
2040 | 2618270000 | TRP 120VAC RC 1CO 16A | TERMSERIES, Relay module, Number of contacts: 1, CO contact AgNi, Rated control voltage: 120 V AC ±10 %, Continuous current: 16 A, PUSH IN, Test button available: No
2041 | 2618300000 | TRP 230VUC 2CO AU | TERMSERIES, Relay module, Number of contacts: 2, CO contact AgNi gold-plated, Rated control voltage: 230 V UC ±5 %, Continuous current: 8 A, PUSH IN, Test button available: No
2042 | 2618350000 | TOP 24VUC 230VAC1A | TERMSERIES, Solid-state relay, 1 NO contact (Triac (zero-cross switch)), Rated control voltage: 24 V UC ±10 % , Rated switching voltage: 24...240 V AC, Continuous current: 1 A, PUSH IN
2043 | 2618310000 | TRP 12VDC 2CO AU | TERMSERIES, Relay module, Number of contacts: 2, CO contact AgNi gold-plated, Rated control voltage: 12 V DC ±20 %, Continuous current: 8 A, PUSH IN, Test button available: No
2044 | 2618360000 | TRP 60VUC 2CO AU | TERMSERIES, Relay module, Number of contacts: 2, CO contact AgNi gold-plated, Rated control voltage: 60 V UC ±10 %, Continuous current: 8 A, PUSH IN, Test button available: No
2045 | 2618390000 | TOP 120VAC RC 230VAC1A | TERMSERIES, Solid-state relay, 1 NO contact (Triac (zero-cross switch)), Rated control voltage: 120 V AC ±10 % , Rated switching voltage: 24...240 V AC, Continuous current: 1 A, PUSH IN
2046 | 2618380000 | TOP 12VDC 230VAC1A | TERMSERIES, Solid-state relay, 1 NO contact (Triac (zero-cross switch)), Rated control voltage: 12 V DC ±20 % , Rated switching voltage: 24...240 V AC, Continuous current: 1 A, PUSH IN
2047 | 2618430000 | TOP 230VAC RC 230VAC1A | TERMSERIES, Solid-state relay, 1 NO contact (Triac (zero-cross switch)), Rated control voltage: 230 V AC +5 % / -10 % , Rated switching voltage: 24...240 V AC, Continuous current: 1 A, PUSH IN
2048 | 2618460000 | TOP 48VUC 230VAC1A | TERMSERIES, Solid-state relay, 1 NO contact (Triac (zero-cross switch)), Rated control voltage: 48 V UC ±10 % , Rated switching voltage: 24...240 V AC, Continuous current: 1 A, PUSH IN
2049 | 2618470000 | TRP 120VAC RC 2CO | TERMSERIES, Relay module, Number of contacts: 2, CO contact AgNi, Rated control voltage: 120 V AC ±10 %, Continuous current: 8 A, PUSH IN, Test button available: No
2050 | 2618480000 | TOP 120VUC 230VAC1A | TERMSERIES, Solid-state relay, 1 NO contact (Triac (zero-cross switch)), Rated control voltage: 120 V UC ±10 % , Rated switching voltage: 24...240 V AC, Continuous current: 1 A, PUSH IN
2051 | 2618450000 | TOP 230VUC 230VAC1A | TERMSERIES, Solid-state relay, 1 NO contact (Triac (zero-cross switch)), Rated control voltage: 230 V UC +5 %/ -10 % , Rated switching voltage: 24...240 V AC, Continuous current: 1 A, PUSH IN
2052 | 2618490000 | TRP 120VAC RC 2CO AU | TERMSERIES, Relay module, Number of contacts: 2, CO contact AgNi gold-plated, Rated control voltage: 120 V AC ±10 %, Continuous current: 8 A, PUSH IN, Test button available: No
2053 | 2618550000 | TRP 12VDC 2CO | TERMSERIES, Relay module, Number of contacts: 2, CO contact AgNi, Rated control voltage: 12 V DC ±20 %, Continuous current: 8 A, PUSH IN, Test button available: No
2054 | 2618560000 | TRP 48VUC 2CO AU | TERMSERIES, Relay module, Number of contacts: 2, CO contact AgNi gold-plated, Rated control voltage: 48 V UC ±10 %, Continuous current: 8 A, PUSH IN, Test button available: No
2055 | 2618520000 | TRP 48VUC 2CO | TERMSERIES, Relay module, Number of contacts: 2, CO contact AgNi, Rated control voltage: 48 V UC ±10 %, Continuous current: 8 A, PUSH IN, Test button available: No
2056 | 2618600000 | TOP 12VDC 48VDC0.1A | TERMSERIES, Solid-state relay, 1 NO contact (Bipolar transistor), Rated control voltage: 12 V DC ±20 % , Rated switching voltage: 3... 48 V DC, Continuous current: 100 mA, PUSH IN
2057 | 2618590000 | TRP 120VUC 2CO AU | TERMSERIES, Relay module, Number of contacts: 2, CO contact AgNi gold-plated, Rated control voltage: 120 V UC ±10 %, Continuous current: 8 A, PUSH IN, Test button available: No
2058 | 2618580000 | TRP 5VDC 2CO AU | TERMSERIES, Relay module, Number of contacts: 2, CO contact AgNi gold-plated, Rated control voltage: 5 V DC ±20 %, Continuous current: 8 A, PUSH IN, Test button available: No
2059 | 2618620000 | TOP 230VAC RC 48VDC0.1A | TERMSERIES, Solid-state relay, 1 NO contact (Bipolar transistor), Rated control voltage: 230 V AC ±10 % , Rated switching voltage: 3... 48 V DC, Continuous current: 100 mA, PUSH IN
2060 | 2618680000 | TOP 120VUC 48VDC0.1A | TERMSERIES, Solid-state relay, 1 NO contact (Bipolar transistor), Rated control voltage: 120 V UC ±10 % , Rated switching voltage: 3... 48 V DC, Continuous current: 100 mA, PUSH IN
2061 | 2618640000 | TOP 24VUC 48VDC0.1A | TERMSERIES, Solid-state relay, 1 NO contact (Bipolar transistor), Rated control voltage: 24 V UC ±10 % , Rated switching voltage: 3... 48 V DC, Continuous current: 100 mA, PUSH IN
2062 | 2618660000 | TOP 120VAC RC 24VDC2A | TERMSERIES, Solid-state relay, 1 NO contact (MOS-FET), Rated control voltage: 120 V AC ±10 % , Rated switching voltage: 3...33 V DC, Continuous current: 2 A, PUSH IN
2063 | 2618690000 | TOP 230VUC 48VDC0.1A | TERMSERIES, Solid-state relay, 1 NO contact (Bipolar transistor), Rated control voltage: 230 V UC ±10% , Rated switching voltage: 3... 48 V DC, Continuous current: 100 mA, PUSH IN
2064 | 2618710000 | TOP 48VUC 48VDC0.1A | TERMSERIES, Solid-state relay, 1 NO contact (Bipolar transistor), Rated control voltage: 48 V UC ±10 % , Rated switching voltage: 3... 48 V DC, Continuous current: 100 mA, PUSH IN
2065 | 2618730000 | TOP 24VUC 24VDC2A | TERMSERIES, Solid-state relay, 1 NO contact (MOS-FET), Rated control voltage: 24 V UC ±10 % , Rated switching voltage: 3...33 V DC, Continuous current: 2 A, PUSH IN
2066 | 2618770000 | TOP 120VUC 24VDC2A | TERMSERIES, Solid-state relay, 1 NO contact (MOS-FET), Rated control voltage: 120 V UC ±10 % , Rated switching voltage: 3...33 V DC, Continuous current: 2 A, PUSH IN
2067 | 2618750000 | TOP 24VDC ACT | TERMSERIES, Solid-state relay, 1 NO contact (MOS-FET), Rated control voltage: 24 V DC ±20 % , Rated switching voltage: 3...33 V DC, Continuous current: 2 A, PUSH IN
2068 | 2618760000 | TOP 48VUC 24VDC2A | TERMSERIES, Solid-state relay, 1 NO contact (MOS-FET), Rated control voltage: 48 V UC ±10 % , Rated switching voltage: 3...33 V DC, Continuous current: 2 A, PUSH IN
2069 | 2618810000 | TOP 5VDC 24VDC2A | TERMSERIES, Solid-state relay, 1 NO contact (MOS-FET), Rated control voltage: 5 V DC ±20 % , Rated switching voltage: 3...33 V DC, Continuous current: 2 A, PUSH IN
2070 | 2618800000 | TOP 230VUC 24VDC2A | TERMSERIES, Solid-state relay, 1 NO contact (MOS-FET), Rated control voltage: 230 V UC ±10% , Rated switching voltage: 3...33 V DC, Continuous current: 2 A, PUSH IN
2071 | 2618940000 | TXP SUPPLY | TERMSERIES, Supply module, Number of contacts: 5, , Continuous current: 10 A, PUSH IN
2072 | 2618820000 | TOP 12VDC 24VDC2A | TERMSERIES, Solid-state relay, 1 NO contact (MOS-FET), Rated control voltage: 12 V DC ±20 % , Rated switching voltage: 3...33 V DC, Continuous current: 2 A, PUSH IN
2073 | 2618970000 | TOP 60VUC 24VDC2A | TERMSERIES, Solid-state relay, 1 NO contact (MOS-FET), Rated control voltage: 60 V UC ±10 % , Rated switching voltage: 3...33 V DC, Continuous current: 2 A, PUSH IN
2074 | 2618330000 | TRP 230VAC RC 2CO | TERMSERIES, Relay module, Number of contacts: 2, CO contact AgNi, Rated control voltage: 230 V AC ±5 %, Continuous current: 8 A, PUSH IN, Test button available: No
2075 | 2618370000 | TOP 60VUC 230VAC1A | TERMSERIES, Solid-state relay, 1 NO contact (Triac (zero-cross switch)), Rated control voltage: 60 V UC ±10 % , Rated switching voltage: 24...240 V AC, Continuous current: 1 A, PUSH IN
2076 | 2618870000 | TRP 24VDC 1CO EMPTY | TERMSERIES, Relay socket, Number of contacts: 1, CO contact, Rated control voltage: 24 V DC ±20 %, Continuous current: 10 A, PUSH IN
2077 | 2003140000 | IE-FC-SFP-CAB | FrontCom, Single frame, Plastic cover, Lockable with cabinet key
2078 | 2637320000 | HDC MPN 2 | Pneumatic module
2079 | 2636060000 | HDC MHE 4X FP | Signal module
2080 | 2555780000 | UV66-ECO-7-RES-W | web-compatible touch panel, Display size 7", resistive, Front protection IP66
2081 | 2555660000 | UV66-ECO-4-RES-W | web-compatible touch panel, Display size 4.3", resistive, Front protection IP66
2082 | 2661310000 | UR20-FBC-IEC61162-450 | Remote I/O fieldbus coupler, IP20, Ethernet, IEC 61162-450
2083 | 2617520000 | UR20-4AI-I-HART-16-DIAG | Remote I/O module, IP20, Analog signals, Input, 4-channel, HART®
2084 | 2559330000 | S2L 3.50/40/180F 3.5SN OR BX | PCB plug-in connector, male header, Flange, THT solder connection, 3.50 mm, Number of poles: 40, 180°, Solder pin length (l): 3.5 mm, tinned, orange, Box
2085 | 2627640000 | PRO TOPDC 24V/24V 10A | DC/DC converter, 31.2 V, 24 V
2086 | 2627630000 | PRO TOPDC 24V/24V 20A | DC/DC converter, 31.2 V, 24 V
2087 | 2627650000 | PRO TOPDC 24V/24V 5A | DC/DC converter, 31.2 V, 24 V
2088 | 2627660000 | PRO TOPDC 24V/48V 10A | DC/DC converter, 31.2 V, 48 V
2089 | 2619390000 | ACT20P-CI-2CO-OLP-P | Signal distributor, Output current loop powered, Input : 4-20 mA, Output : 2 x 4-20 mA, (loop powered)
2090 | 2629510000 | SL 7.62IT/05/90MF5 3.2SN BK BX | PCB plug-in connector, male header, closed side, Middle flange, THT solder connection, 7.62 mm, Number of poles: 5, 90°, Solder pin length (l): 3.2 mm, black
2091 | 2564360000 | WSI 4/LD 30-70V AC/DC | W-Series, Fuse terminal, Rated cross-section: 4 mm², Screw connection
2092 | 2564380000 | WSI 4/LD 140-250V AC/DC | W-Series, Fuse terminal, Rated cross-section: 4 mm², Screw connection
2093 | 2564370000 | WSI 4/LD 60-150V AC/DC | W-Series, Fuse terminal, Rated cross-section: 4 mm², Screw connection
2094 | 2632780000 | SLF 7.62HP/04/180LRSH160 SN BK BX | PCB plug-in connector, male plug, 7.62 mm, Number of poles: 4, 180°, PUSH IN with actuator, Tension-clamp connection, Clamping range, max. : 2.5 mm², Box
2095 | 1462090060 | PAC-S1500-HE20-V1-6M | Pre-assembled cable, PAC, Cable LiYY, 0.25 mm²
2096 | 1462110040 | PAC-S1500-HE20-V3-4M | Pre-assembled cable, PAC, Cable LiYY, 0.25 mm²
2097 | 1462110050 | PAC-S1500-HE20-V3-5M | Pre-assembled cable, PAC, Cable LiYY, 0.25 mm²
2098 | 1462110060 | PAC-S1500-HE20-V3-6M | Pre-assembled cable, PAC, Cable LiYY, 0.25 mm²
2099 | 2667450000 | LMFS 7.50/05/90 3.5SN OR BX | Printed circuit board terminals, 7.50 mm, Number of poles: 5, 90°, Solder pin length (l): 3.5 mm, orange, PUSH IN without actuator, Clamping range, max. : 2.5 mm², Box
2100 | 2578020000 | KRN-M10/-400 | cable lug, terminal end,400 mm²
2101 | 2578030000 | KRN-M12/-400 | cable lug, terminal end,400 mm²
2102 | 2578050000 | KRN-M20/-400 | cable lug, terminal end,400 mm²
2103 | 2625960000 | SAIE-M12SL-0.3VHM16-2.5 | Built-in plugs, M12, pin, straight, Number of poles: 5, 0.3 m, Rear panel mounting
2104 | 2625940000 | SAIE-M12BL-0.3VHM16-1.5 | Built-in plugs, M12, Female socket, straight, Number of poles: 5, 0.3 m, Rear panel mounting
2105 | 1480000001 | DFFC 0.5-1.0 SN 3000 | PCB plug-in connector, Crimp contact, tinned, Max. clamping range : 1 mm²
2106 | 2566090000 | UR20-2AI-UI-16-DIAG | Remote I/O module, IP20, 2-channel, Analog signals, Input, Current/Voltage, 16 Bit
2107 | 2566100000 | UR20-2AO-UI-16-DIAG | Remote I/O module, IP20, Analog signals, Output, 2-channel, Current/Voltage
2108 | 2663130000 | TRP 24-230VUC 1NO HC ED2 | TERMSERIES, Relay module, Number of contacts: 1, NO contact AgSnO, Rated control voltage: 24?230 V UC ±10 %, Continuous current: 16 A, PUSH IN, Test button available: No
2109 | 2663140000 | TRP 24-230VUC 1NO HCP ED2 | TERMSERIES, Relay module, Number of contacts: 1, NO contact AgSnO + W, Rated control voltage: 24?230 V UC ±10 %, Continuous current: 16 A, PUSH IN, Test button available: No
2110 | 2663040000 | TRP 24-230VUC 2CO ED2 | TERMSERIES, Relay module, Number of contacts: 2, CO contact AgNi, Rated control voltage: 24?230 V UC ±10 %, Continuous current: 8 A, PUSH IN, Test button available: No
2111 | 2663120000 | TRP 24-230VUC 1CO 16A ED2 | TERMSERIES, Relay module, Number of contacts: 1, CO contact AgNi, Rated control voltage: 24?230 V UC ±10 %, Continuous current: 16 A, PUSH IN, Test button available: No
2112 | 2663010000 | TRP 24-230VUC 1CO ED2 | TERMSERIES, Relay module, Number of contacts: 1, CO contact AgNi, Rated control voltage: 24?230 V UC ±10 %, Continuous current: 6 A, PUSH IN, Test button available: No
2113 | 2663020000 | TRP 24-230VUC 1CO AU ED2 | TERMSERIES, Relay module, Number of contacts: 1, CO contact AgNi gold-plated, Rated control voltage: 24?230 V UC ±10 %, Continuous current: 6 A, PUSH IN, Test button available: No
2114 | 2663000000 | TRS 24-230VUC 1CO AGSNO ED2 | TERMSERIES, Relay module, Number of contacts: 1, CO contact AgSnO, Rated control voltage: 24?230 V UC ±10 %, Continuous current: 6 A, Screw connection, Test button available: No
2115 | 2663050000 | TRP 24-230VUC 2CO AU ED2 | TERMSERIES, Relay module, Number of contacts: 2, CO contact AgNi gold-plated, Rated control voltage: 24?230 V UC ±10 %, Continuous current: 8 A, PUSH IN, Test button available: No
2116 | 2662880000 | TRS 24-230VUC 2CO ED2 | TERMSERIES, Relay module, Number of contacts: 2, CO contact AgNi, Rated control voltage: 24?230 V UC ±10 %, Continuous current: 8 A, Screw connection, Test button available: No
2117 | 2663030000 | TRP 24-230VUC 1CO EMPTY ED2 | TERMSERIES, Relay socket, Number of contacts: 1, CO contact, Rated control voltage: 24?230 V UC ±10 %, Continuous current: 10 A, PUSH IN
2118 | 2663160000 | TRP 24-230VUC 1CO AGSNO ED2 | TERMSERIES, Relay module, Number of contacts: 1, CO contact AgSnO, Rated control voltage: 24?230 V UC ±10 %, Continuous current: 6 A, PUSH IN, Test button available: No
2119 | 2662850000 | TRS 24-230VUC 1CO ED2 | TERMSERIES, Relay module, Number of contacts: 1, CO contact AgNi, Rated control voltage: 24?230 V UC ±10 %, Continuous current: 6 A, Screw connection, Test button available: No
2120 | 2663060000 | TRP 24-230VUC 2CO EMPTY ED2 | TERMSERIES, Relay socket, Number of contacts: 2, CO contact, Rated control voltage: 24?230 V UC ±10 %, Continuous current: 10 A, PUSH IN
2121 | 2662980000 | TRS 24-230VUC 1NO HCP ED2 | TERMSERIES, Relay module, Number of contacts: 1, NO contact AgSnO + W, Rated control voltage: 24?230 V UC ±10 %, Continuous current: 16 A, Screw connection, Test button available: No
2122 | 2662960000 | TRS 24-230VUC 1CO 16A ED2 | TERMSERIES, Relay module, Number of contacts: 1, CO contact AgNi, Rated control voltage: 24?230 V UC ±10 %, Continuous current: 16 A, Screw connection, Test button available: No
2123 | 2662900000 | TRS 24-230VUC 2CO EMPTY ED2 | TERMSERIES, Relay socket, Number of contacts: 2, CO contact, Rated control voltage: 24?230 V UC ±10 %, Continuous current: 10 A, Screw connection
2124 | 2662970000 | TRS 24-230VUC 1NO HC ED2 | TERMSERIES, Relay module, Number of contacts: 1, NO contact AgSnO, Rated control voltage: 24?230 V UC ±10 %, Continuous current: 16 A, Screw connection, Test button available: No
2125 | 2662860000 | TRS 24-230VUC 1CO AU ED2 | TERMSERIES, Relay module, Number of contacts: 1, CO contact AgNi gold-plated, Rated control voltage: 24?230 V UC ±10 %, Continuous current: 6 A, Screw connection, Test button available: No
2126 | 2662870000 | TRS 24-230VUC 1CO EMPTY ED2 | TERMSERIES, Relay socket, Number of contacts: 1, CO contact, Rated control voltage: 24?230 V UC ±10 %, Continuous current: 10 A, Screw connection
2127 | 2662890000 | TRS 24-230VUC 2CO AU ED2 | TERMSERIES, Relay module, Number of contacts: 2, CO contact AgNi gold-plated, Rated control voltage: 24?230 V UC ±10 %, Continuous current: 8 A, Screw connection, Test button available: No
2128 | 1173030800 | IE-C5DD4UG0800A20A20-E | Dragline cable, PROFINET, RJ45 IP 20, RJ45 IP 20, Cat.5 (ISO/IEC 11801) / Cat.5e (TIA T568-B), PUR, 80 m
2129 | 1201270003 | IE-C6FP8LM0003M40M40-M | Patch cable, RJ45 IP 20, RJ45 IP 20, Cat.6A / Class EA (ISO/IEC 11801 2010), LSZH, 0.3 m
2130 | 1251580400 | IE-C6FP8LY0400M40M40-Y | Patch cable, RJ45 IP 20, RJ45 IP 20, Cat.6A / Class EA (ISO/IEC 11801 2010), LSZH, 40 m
2131 | 1251590035 | IE-C6FP8LG0035M40M40-G | Patch cable, RJ45 IP 20, RJ45 IP 20, Cat.6A / Class EA (ISO/IEC 11801 2010), LSZH, 3.5 m
2132 | 1251590040 | IE-C6FP8LG0040M40M40-G | Patch cable, RJ45 IP 20, RJ45 IP 20, Cat.6A / Class EA (ISO/IEC 11801 2010), LSZH, 4 m
2133 | 1251590045 | IE-C6FP8LG0045M40M40-G | Patch cable, RJ45 IP 20, RJ45 IP 20, Cat.6A / Class EA (ISO/IEC 11801 2010), LSZH, 4.5 m
2134 | 1251590400 | IE-C6FP8LG0400M40M40-G | Patch cable, RJ45 IP 20, RJ45 IP 20, Cat.6A / Class EA (ISO/IEC 11801 2010), LSZH, 40 m
2135 | 1251610080 | IE-C6FP8LE0080M40M40-E | Patch cable, RJ45 IP 20, RJ45 IP 20, Cat.6A / Class EA (ISO/IEC 11801 2010), LSZH, 8 m
2136 | 1821050340 | SAIL-M12WM12G-3-3.4U | Sensor/actuator line, Connecting line, M12 / M12, Number of poles : 3, 3.4 m, Shielded: No, LED: No, Sheath material: PUR, Halogen: No
2137 | 1821050400 | SAIL-M12WM12G-3-4.0U | Sensor/actuator line, Connecting line, M12 / M12, Number of poles : 3, 4 m, Shielded: No, LED: No, Sheath material: PUR, Halogen: No
2138 | 1821050560 | SAIL-M12WM12G-3-5.6U | Sensor/actuator line, Connecting line, M12 / M12, Number of poles : 3, 5.6 m, Shielded: No, LED: No, Sheath material: PUR, Halogen: No
2139 | 1821050680 | SAIL-M12WM12G-3-6.8U | Sensor/actuator line, Connecting line, M12 / M12, Number of poles : 3, 6.8 m, Shielded: No, LED: No, Sheath material: PUR, Halogen: No
2140 | 1821050780 | SAIL-M12WM12G-3-7.8U | Sensor/actuator line, Connecting line, M12 / M12, Number of poles : 3, 7.8 m, Shielded: No, LED: No, Sheath material: PUR, Halogen: No
2141 | 1865870060 | SAIL-M12BG-8-0.6U | Sensor/actuator line, One end without connector, Number of poles : 8, 0.6 m, Shielded: No, LED: No, Sheath material: PUR, Halogen: No
2142 | 1865870100 | SAIL-M12BG-8-1.0U | Sensor/actuator line, One end without connector, Number of poles : 8, 1 m, Shielded: No, LED: No, Sheath material: PUR, Halogen: No
2143 | 1879710100 | SAIL-M12BG-12-1.0U | Sensor/actuator line, One end without connector, Number of poles : 12, Shielded: No, LED: No, Sheath material: PUR, Halogen: No
2144 | 1879712500 | SAIL-M12BG-12-25U | Sensor/actuator line, One end without connector, Number of poles : 12, Shielded: No, LED: No, Sheath material: PUR, Halogen: No
2145 | 1883460060 | SAIL-M12BW-8-0.6U | Sensor/actuator line, One end without connector, Number of poles : 8, 6 m, Shielded: No, LED: No, Sheath material: PUR, Halogen: No
2146 | 1883460100 | SAIL-M12BW-8-1.0U | Sensor/actuator line, One end without connector, Number of poles : 8, 6.1 m, Shielded: No, LED: No, Sheath material: PUR, Halogen: No
2147 | 1890520750 | SAIL-M12BG-8S7.5U | Sensor/actuator line, One end without connector, M12, Number of poles : 8, 7.5 m, Shielded: Yes, LED: No, Sheath material: PUR, Halogen: No
2148 | 1898240100 | SAIL-M12BW-12-1.0U | Sensor/actuator line, One end without connector, Number of poles : 12, 1 m, Shielded: No, LED: No, Sheath material: PUR, Halogen: No
2149 | 1898242500 | SAIL-M12BW-12-25U | Sensor/actuator line, One end without connector, Number of poles : 12, 23 m, Shielded: No, LED: No, Sheath material: PUR, Halogen: No
2150 | 1906300025 | SAIL-M12GM12G-4-0.25U | Sensor/actuator line, Connecting line, M12 / M12, Number of poles : 4, 0.25 m, Shielded: No, LED: No, Sheath material: PUR, Halogen: No
2151 | 1906300040 | SAIL-M12GM12G-4-0.4U | Sensor/actuator line, Connecting line, M12 / M12, Number of poles : 4, 0.4 m, Shielded: No, LED: No, Sheath material: PUR, Halogen: No
2152 | 1906300160 | SAIL-M12GM12G-4-1.6U | Sensor/actuator line, Connecting line, M12 / M12, Number of poles : 4, 1.6 m, Shielded: No, LED: No, Sheath material: PUR, Halogen: No
2153 | 1906300230 | SAIL-M12GM12G-4-2.3U | Sensor/actuator line, Connecting line, M12 / M12, Number of poles : 4, 2.3 m, Shielded: No, LED: No, Sheath material: PUR, Halogen: No
2154 | 1906300290 | SAIL-M12GM12G-4-2.9U | Sensor/actuator line, Connecting line, M12 / M12, Number of poles : 4, 2.9 m, Shielded: No, LED: No, Sheath material: PUR, Halogen: No
2155 | 1906300310 | SAIL-M12GM12G-4-3.1U | Sensor/actuator line, Connecting line, M12 / M12, Number of poles : 4, 3.1 m, Shielded: No, LED: No, Sheath material: PUR, Halogen: No
2156 | 1906300320 | SAIL-M12GM12G-4-3.2U | Sensor/actuator line, Connecting line, M12 / M12, Number of poles : 4, 3.2 m, Shielded: No, LED: No, Sheath material: PUR, Halogen: No
2157 | 1906300330 | SAIL-M12GM12G-4-3.3U | Sensor/actuator line, Connecting line, M12 / M12, Number of poles : 4, 3.3 m, Shielded: No, LED: No, Sheath material: PUR, Halogen: No
2158 | 1906300340 | SAIL-M12GM12G-4-3.4U | Sensor/actuator line, Connecting line, M12 / M12, Number of poles : 4, 3.4 m, Shielded: No, LED: No, Sheath material: PUR, Halogen: No
2159 | 1906300390 | SAIL-M12GM12G-4-3.9U | Sensor/actuator line, Connecting line, M12 / M12, Number of poles : 4, 3.9 m, Shielded: No, LED: No, Sheath material: PUR, Halogen: No
2160 | 1906300410 | SAIL-M12GM12G-4-4.1U | Sensor/actuator line, Connecting line, M12 / M12, Number of poles : 4, 4.1 m, Shielded: No, LED: No, Sheath material: PUR, Halogen: No
2161 | 1906300420 | SAIL-M12GM12G-4-4.2U | Sensor/actuator line, Connecting line, M12 / M12, Number of poles : 4, 4.2 m, Shielded: No, LED: No, Sheath material: PUR, Halogen: No
2162 | 1906300450 | SAIL-M12GM12G-4-4.5U | Sensor/actuator line, Connecting line, M12 / M12, Number of poles : 4, 4.5 m, Shielded: No, LED: No, Sheath material: PUR, Halogen: No
2163 | 1906300470 | SAIL-M12GM12G-4-4.7U | Sensor/actuator line, Connecting line, M12 / M12, Number of poles : 4, 4.7 m, Shielded: No, LED: No, Sheath material: PUR, Halogen: No
2164 | 1906300480 | SAIL-M12GM12G-4-4.8U | Sensor/actuator line, Connecting line, M12 / M12, Number of poles : 4, 4.8 m, Shielded: No, LED: No, Sheath material: PUR, Halogen: No
2165 | 1906300530 | SAIL-M12GM12G-4-5.3U | Sensor/actuator line, Connecting line, M12 / M12, Number of poles : 4, 5.3 m, Shielded: No, LED: No, Sheath material: PUR, Halogen: No
2166 | 1906300540 | SAIL-M12GM12G-4-5.4U | Sensor/actuator line, Connecting line, M12 / M12, Number of poles : 4, 5.4 m, Shielded: No, LED: No, Sheath material: PUR, Halogen: No
2167 | 1906300550 | SAIL-M12GM12G-4-5.5U | Sensor/actuator line, Connecting line, M12 / M12, Number of poles : 4, 5.5 m, Shielded: No, LED: No, Sheath material: PUR, Halogen: No
2168 | 1906300570 | SAIL-M12GM12G-4-5.7U | Sensor/actuator line, Connecting line, M12 / M12, Number of poles : 4, 5.7 m, Shielded: No, LED: No, Sheath material: PUR, Halogen: No
2169 | 1906300610 | SAIL-M12GM12G-4-6.1U | Sensor/actuator line, Connecting line, M12 / M12, Number of poles : 4, 6.1 m, Shielded: No, LED: No, Sheath material: PUR, Halogen: No
2170 | 1906300630 | SAIL-M12GM12G-4-6.3U | Sensor/actuator line, Connecting line, M12 / M12, Number of poles : 4, 6.3 m, Shielded: No, LED: No, Sheath material: PUR, Halogen: No
2171 | 1906300640 | SAIL-M12GM12G-4-6.4U | Sensor/actuator line, Connecting line, M12 / M12, Number of poles : 4, 6.4 m, Shielded: No, LED: No, Sheath material: PUR, Halogen: No
2172 | 1906300650 | SAIL-M12GM12G-4-6.5U | Sensor/actuator line, Connecting line, M12 / M12, Number of poles : 4, 6.5 m, Shielded: No, LED: No, Sheath material: PUR, Halogen: No
2173 | 1906300850 | SAIL-M12GM12G-4-8.5U | Sensor/actuator line, Connecting line, M12 / M12, Number of poles : 4, 8.5 m, Shielded: No, LED: No, Sheath material: PUR, Halogen: No
2174 | 1906300880 | SAIL-M12GM12G-4-8.8U | Sensor/actuator line, Connecting line, M12 / M12, Number of poles : 4, 8.8 m, Shielded: No, LED: No, Sheath material: PUR, Halogen: No
2175 | 1906300920 | SAIL-M12GM12G-4-9.2U | Sensor/actuator line, Connecting line, M12 / M12, Number of poles : 4, 9.2 m, Shielded: No, LED: No, Sheath material: PUR, Halogen: No
2176 | 1906300950 | SAIL-M12GM12G-4-9.5U | Sensor/actuator line, Connecting line, M12 / M12, Number of poles : 4, 9.5 m, Shielded: No, LED: No, Sheath material: PUR, Halogen: No
2177 | 1906300980 | SAIL-M12GM12G-4-9.8U | Sensor/actuator line, Connecting line, M12 / M12, Number of poles : 4, 9.8 m, Shielded: No, LED: No, Sheath material: PUR, Halogen: No
2178 | 1906301010 | SAIL-M12GM12G-4-10.1U | Sensor/actuator line, Connecting line, M12 / M12, Number of poles : 4, 10.1 m, Shielded: No, LED: No, Sheath material: PUR, Halogen: No
2179 | 1906301050 | SAIL-M12GM12G-4-10.5U | Sensor/actuator line, Connecting line, M12 / M12, Number of poles : 4, 10.5 m, Shielded: No, LED: No, Sheath material: PUR, Halogen: No
2180 | 1906301070 | SAIL-M12GM12G-4-10.7U | Sensor/actuator line, Connecting line, M12 / M12, Number of poles : 4, 10.7 m, Shielded: No, LED: No, Sheath material: PUR, Halogen: No
2181 | 1906301170 | SAIL-M12GM12G-4-11.7U | Sensor/actuator line, Connecting line, M12 / M12, Number of poles : 4, 11.7 m, Shielded: No, LED: No, Sheath material: PUR, Halogen: No
2182 | 1906301200 | SAIL-M12GM12G-4-12U | Sensor/actuator line, Connecting line, M12 / M12, Number of poles : 4, 12 m, Shielded: No, LED: No, Sheath material: PUR, Halogen: No
2183 | 1906301230 | SAIL-M12GM12G-4-12.3U | Sensor/actuator line, Connecting line, M12 / M12, Number of poles : 4, 12.3 m, Shielded: No, LED: No, Sheath material: PUR, Halogen: No
2184 | 1906301350 | SAIL-M12GM12G-4-13.5U | Sensor/actuator line, Connecting line, M12 / M12, Number of poles : 4, 13.5 m, Shielded: No, LED: No, Sheath material: PUR, Halogen: No
2185 | 1906301450 | SAIL-M12GM12G-4-14.5U | Sensor/actuator line, Connecting line, M12 / M12, Number of poles : 4, 14.5 m, Shielded: No, LED: No, Sheath material: PUR, Halogen: No
2186 | 1906301600 | SAIL-M12GM12G-4-16U | Sensor/actuator line, Connecting line, M12 / M12, Number of poles : 4, 16 m, Shielded: No, LED: No, Sheath material: PUR, Halogen: No
2187 | 1906301800 | SAIL-M12GM12G-4-18U | Sensor/actuator line, Connecting line, M12 / M12, Number of poles : 4, 18 m, Shielded: No, LED: No, Sheath material: PUR, Halogen: No
2188 | 1935511500 | SAIL-M23GM23G-MM19-15U | Sensor/actuator line, Connecting line, M23 / M23, Number of poles: 19, 15 m, Shielded: No, LED: No, Sheath material: PUR, Halogen: No
2189 | 7789617250 | C300-32B-F-2S-M34-25M | Pre-assembled cable, PAC, Cable LiYCY, 0.34 mm²
2190 | 7789617500 | C300-32B-F-2S-M34-50M | Pre-assembled cable, PAC, Cable LiYCY, 0.34 mm²
2191 | 8941350025 | IE-C6FS8UG0025A40A40-G | System cable, RJ45 IP 20, RJ45 IP 20, Cat.6A / Class EA (ISO/IEC 11801 2010), PUR, 2.5 m
2192 | 8941350035 | IE-C6FS8UG0035A40A40-G | System cable, RJ45 IP 20, RJ45 IP 20, Cat.6A / Class EA (ISO/IEC 11801 2010), PUR, 3.5 m
2193 | 8941350045 | IE-C6FS8UG0045A40A40-G | System cable, RJ45 IP 20, RJ45 IP 20, Cat.6A / Class EA (ISO/IEC 11801 2010), PUR, 4.5 m
2194 | 9456100830 | SAIL-M12G-4-8.3U | Sensor/actuator line, One end without connector, M12, Number of poles : 4, 8.3 m, Shielded: No, LED: No, Sheath material: PUR, Halogen: No
2195 | 9457230015 | SAIL-M12GM12G-3-0.15U | Sensor/actuator line, Connecting line, M12 / M12, Number of poles : 3, 0.15 m, Shielded: No, LED: No, Sheath material: PUR, Halogen: No
2196 | 9457230020 | SAIL-M12GM12G-3-0.2U | Sensor/actuator line, Connecting line, M12 / M12, Number of poles : 3, 0.2 m, Shielded: No, LED: No, Sheath material: PUR, Halogen: No
2197 | 7789702010 | PAC-EMDV-HE20-V2-1M | Pre-assembled cable, PAC, Cable LiYY, 0.25 mm²
2198 | 7789702040 | PAC-EMDV-HE20-V2-4M | Pre-assembled cable, PAC, Cable LiYY, 0.25 mm²
2199 | 7789734050 | PAC-CTLX-UNIS-V1-5M | Pre-assembled cable, PAC, Cable LiYCY, 0.25 mm²
2200 | 7789732050 | PAC-CTLX-UNIS-V0-5M | Pre-assembled cable, PAC, Cable LiYCY, 0.25 mm²
2201 | 1211080300 | IE-C5DD4UG0300MSSA20-E | Dragline cable, PROFINET, M12 D-code ? IP 67 straight socket, RJ45 IP 20, Cat.5 (ISO/IEC 11801) / Cat.5e (TIA T568-B), PUR, 30 m
2202 | 1211080010 | IE-C5DD4UG0010MSSA20-E | Dragline cable, PROFINET, M12 D-code ? IP 67 straight socket, RJ45 IP 20, Cat.5 (ISO/IEC 11801) / Cat.5e (TIA T568-B), PUR, 1 m
2203 | 7789708060 | PAC-MIMQ-HE20-V2-6M | Pre-assembled cable, PAC, Cable LiYY, 0.25 mm²
2204 | 7789192040 | PAC-S300-HE20-V0-4M | Pre-assembled cable, PAC, Cable LiYY, 8.6 ± 1 mm
2205 | 7789606060 | PAC-S300-UNIU-V0-6M | Pre-assembled cable, PAC, Cable LiYY, 0.25 mm²
2206 | 7789124050 | PAC-QTUM-SD15-V0-5M | Pre-assembled cable, PAC, Cable LiYCY, 0.25 mm²
2207 | 7760054131 | ACT20P-VI3-VO3-S | Signal converter/isolator, Input : -10?0?+10 V, Output : -10?0?+10 V
2208 | 7789734015 | PAC-CTLX-UNIS-V1-1M5 | Pre-assembled cable, PAC, Cable LiYCY, 0.25 mm²
2209 | 2745360000 | RJ45C5 R1V 3.2N4G/Y RL | PCB plug-in connector, RJ45 jacks, Cat. 5 , THT/THR solder connection, LED: Yes, green, Number of poles: 8, Reel
2210 | 2748730000 | HDC C HS BM0.08-0.12 AU | Female, 0.08 - 0.12 mm²
2211 | 2748710000 | HDC C HS SM0.08-0.12 AU | Male, 0.08 - 0.12 mm²
2212 | 2748680000 | HDC C COAX 75 F | Female
2213 | 2748670000 | HDC C COAX 50 M | Male, 0.14 - 2.5 mm²
2214 | 2748660000 | HDC C COAX 50 F | Female, 0.14 - 2.5 mm²
2215 | 2748650000 | HDC MBUS HS 8 M | Data use
2216 | 2748630000 | HDC MBUS HD 1 M | Data use
2217 | 2748620000 | HDC MBUS HD 1 F | Data use
2218 | 2748610000 | HDC MBUS HE 1 M | Data use
2219 | 2748590000 | HDC MBUS HD 4 M | Data use
2220 | 2748600000 | HDC MBUS HE 1 F | Data use
2221 | 2748070000 | DEK 5/8 PLUS FSZ 51-60 | Dekafix, Terminal marker, 5 x 8 mm, Pitch in mm (P): 8.00 Weidmueller, white
2222 | 2747980000 | DEK 5/8 PLUS FWZ 21-30 | Dekafix, Terminal marker, 5 x 8 mm, Pitch in mm (P): 8.00 Weidmueller, white
2223 | 2748090000 | DEK 5/8 PLUS FW 51-100 | Dekafix, Terminal marker, 5 x 8 mm, Pitch in mm (P): 8.00 Weidmueller, white
2224 | 2748040000 | DEK 5/8 PLUS FSZ 21-30 | Dekafix, Terminal marker, 5 x 8 mm, Pitch in mm (P): 8.00 Weidmueller, white
2225 | 2748060000 | DEK 5/8 PLUS FSZ 41-50 | Dekafix, Terminal marker, 5 x 8 mm, Pitch in mm (P): 8.00 Weidmueller, white
2226 | 2748050000 | DEK 5/8 PLUS FSZ 31-40 | Dekafix, Terminal marker, 5 x 8 mm, Pitch in mm (P): 8.00 Weidmueller, white
2227 | 2748030000 | DEK 5/8 PLUS FSZ 11-20 | Dekafix, Terminal marker, 5 x 8 mm, Pitch in mm (P): 8.00 Weidmueller, white
2228 | 2747970000 | DEK 5/8 PLUS FWZ 11-20 | Dekafix, Terminal marker, 5 x 8 mm, Pitch in mm (P): 8.00 Weidmueller, white
2229 | 2747990000 | DEK 5/8 PLUS FWZ 31-40 | Dekafix, Terminal marker, 5 x 8 mm, Pitch in mm (P): 8.00 Weidmueller, white
2230 | 2748000000 | DEK 5/8 PLUS FWZ 41-50 | Dekafix, Terminal marker, 5 x 8 mm, Pitch in mm (P): 8.00 Weidmueller, white
2231 | 2748010000 | DEK 5/8 PLUS FWZ 51-60 | Dekafix, Terminal marker, 5 x 8 mm, Pitch in mm (P): 8.00 Weidmueller, white
2232 | 2753000000 | KCMA-18-125-1A-0.5VA-1 | Primary current: 125 A, Secondary current max.: 1 A, Load: 0.5 VA, Tolerance class: 1, detachable current transformer
2233 | 2753010000 | KCMA-18-150-1A-1VA-1 | Primary current: 150 A, Secondary current max.: 1 A, Load: 1 VA, Tolerance class: 1, detachable current transformer
2234 | 2752990000 | KCMA-18-100-1A-0.3VA-1 | Primary current: 100 A, Secondary current max.: 1 A, Load: 0.3 VA, Tolerance class: 1, detachable current transformer
2235 | 2753060000 | KCMA-28-200-1A-0.3VA-1 | Primary current: 200 A, Secondary current max.: 1 A, Load: 0.3 VA, Tolerance class: 1, detachable current transformer
2236 | 2753030000 | KCMA-18-150-5A-1VA-1 | Primary current: 150 A, Secondary current max.: 5 A, Load: 1 VA, Tolerance class: 1
2237 | 2753050000 | KCMA-18-250-5A-1VA-0.5 | Primary current: 250 A, Secondary current max.: 5 A, Load: 1 VA, Tolerance class: 0,5, detachable current transformer
2238 | 2753020000 | KCMA-18-200-1A-1.5VA-1 | Primary current: 200 A, Secondary current max.: 1 A, Load: 1.5 VA, Tolerance class: 1, detachable current transformer
2239 | 2753040000 | KCMA-18-200-5A-1,5VA-1 | Primary current: 200 A, Secondary current max.: 5 A, Load: 1.5 VA, Tolerance class: 1, detachable current transformer
2240 | 2753090000 | KCMA-28-400-1A-2.5VA-1 | Primary current: 400 A, Secondary current max.: 1 A, Load: 2.5 VA, Tolerance class: 1, detachable current transformer
2241 | 2753070000 | KCMA-28-250-1A-1VA-1 | Primary current: 250 A, Secondary current max.: 1 A, Load: 1 VA, Tolerance class: 1, detachable current transformer
2242 | 2753080000 | KCMA-28-300-1A-1.5VA-1 | Primary current: 300 A, Secondary current max.: 1 A, Load: 1.5 VA, Tolerance class: 1, detachable current transformer
2243 | 2753110000 | KCMA-28-250-5A-1VA-1 | Primary current: 250 A, Secondary current max.: 5 A, Load: 1 VA, Tolerance class: 1, detachable current transformer
2244 | 2753100000 | KCMA-28-500-1A-1VA-0.5 | Primary current: 500 A, Secondary current max.: 1 A, Load: 1 VA, Tolerance class: 0,5, detachable current transformer
2245 | 2753130000 | KCMA-28-400-5A-2.5VA-1 | Primary current: 400 A, Secondary current max.: 5 A, Load: 2.5 VA, Tolerance class: 1, detachable current transformer
2246 | 2753140000 | KCMA-28-500-5A-3VA-1 | Primary current: 500 A, Secondary current max.: 5 A, Load: 3 VA, Tolerance class: 1, detachable current transformer
2247 | 2753120000 | KCMA-28-300-5A-1.5VA-1 | Primary current: 300 A, Secondary current max.: 5 A, Load: 1.5 VA, Tolerance class: 1, detachable current transformer
2248 | 2753150000 | KCMA-42-250-1A-2.5VA-1 | Primary current: 250 A, Secondary current max.: 1 A, Load: 2.5 VA, Tolerance class: 1, detachable current transformer
2249 | 2753170000 | KCMA-42-400-1A-2.5VA-0.5 | Primary current: 400 A, Secondary current max.: 1 A, Load: 2.5 VA, Tolerance class: 0,5, detachable current transformer
2250 | 2753160000 | KCMA-42-300-1A-2.5VA-1 | Primary current: 300 A, Secondary current max.: 1 A, Load: 2.5 VA, Tolerance class: 1, detachable current transformer
2251 | 2753180000 | KCMA-42-500-1A-2.5VA-0.5 | Primary current: 500 A, Secondary current max.: 1 A, Load: 2.5 VA, Tolerance class: 0,5, detachable current transformer
2252 | 2753240000 | KCMA-42-400-5A-5VA-1 | Primary current: 400 A, Secondary current max.: 5 A, Load: 5 VA, Tolerance class: 1, detachable current transformer
2253 | 2753230000 | KCMA-42-300-5A-2.5VA-1 | Primary current: 300 A, Secondary current max.: 5 A, Load: 2.5 VA, Tolerance class: 1, detachable current transformer
2254 | 2753190000 | KCMA-42-600-1A-2.5VA-0.5 | Primary current: 600 A, Secondary current max.: 1 A, Load: 2.5 VA, Tolerance class: 0,5, detachable current transformer
2255 | 2753210000 | KCMA-42-800-1A-2.5VA-0.5 | Primary current: 800 A, Secondary current max.: 1 A, Load: 2.5 VA, Tolerance class: 0,5, detachable current transformer
2256 | 2753200000 | KCMA-42-750-1A-2.5VA-0.5 | Primary current: 750 A, Secondary current max.: 1 A, Load: 2.5 VA, Tolerance class: 0,5, detachable current transformer
2257 | 2753220000 | KCMA-42-1000-1A-2.5VA-0.5 | Primary current: 1000 A, Secondary current max.: 1 A, Load: 2.5 VA, Tolerance class: 0,5, detachable current transformer
2258 | 2753260000 | KCMA-42-600-5A-2.5VA-0.5 | Primary current: 600 A, Secondary current max.: 5 A, Load: 2.5 VA, Tolerance class: 0,5, detachable current transformer
2259 | 2753250000 | KCMA-42-500-5A-5VA-1 | Primary current: 500 A, Secondary current max.: 5 A, Load: 5 VA, Tolerance class: 1, detachable current transformer
2260 | 2753270000 | KCMA-42-750-5A-2.5VA-0.5 | Primary current: 750 A, Secondary current max.: 5 A, Load: 2.5 VA, Tolerance class: 0,5, detachable current transformer
2261 | 2753280000 | KCMA-42-800-5A-2.5VA-0.5 | Primary current: 800 A, Secondary current max.: 5 A, Load: 2.5 VA, Tolerance class: 0,5, detachable current transformer
2262 | 2753290000 | KCMA-42-1000-5A-2.5VA-0.5 | Primary current: 1000 A, Secondary current max.: 5 A, Load: 2.5 VA, Tolerance class: 0,5, detachable current transformer
2263 | 2753360000 | KCMA 5-250-5A-1.5VA-1 | Primary current: 250 A, Secondary current max.: 5 A, Load: 1.5 VA, Tolerance class: 1, detachable current transformer
2264 | 2753390000 | KCMA 5-600-5A-2.5VA-0.5 | Primary current: 600 A, Secondary current max.: 5 A, Load: 2.5 VA, Tolerance class: 0,5, detachable current transformer
2265 | 2753410000 | KCMA-8-600-5A-2.5VA-0.5 | Primary current: 600 A, Secondary current max.: 5 A, Load: 2.5 VA, Tolerance class: 0,5, detachable current transformer
2266 | 2753400000 | KCMA 5-1000-5A-5VA-0.5 | Primary current: 1000 A, Secondary current max.: 5 A, Load: 5 VA, Tolerance class: 0,5, detachable current transformer
2267 | 2753420000 | KCMA-8-800-5A-2.5VA-0.5 | Primary current: 800 A, Secondary current max.: 5 A, Load: 2.5 VA, Tolerance class: 0,5, detachable current transformer
2268 | 2753380000 | KCMA 5-500-5A-2.5VA-0.5 | Primary current: 500 A, Secondary current max.: 5 A, Load: 2.5 VA, Tolerance class: 0,5, detachable current transformer
2269 | 2753370000 | KCMA 5-400-5A-1VA-0.5 | Primary current: 400 A, Secondary current max.: 5 A, Load: 1 VA, Tolerance class: 0,5, detachable current transformer
2270 | 2753430000 | KCMA-8-1000-5A-5VA-0.5 | Primary current: 1000 A, Secondary current max.: 5 A, Load: 5 VA, Tolerance class: 0,5, detachable current transformer
2271 | 2753450000 | KCMA-8-1200-5A-5VA-0.5 | Primary current: 1200 A, Secondary current max.: 5 A, Load: 5 VA, Tolerance class: 0,5, detachable current transformer
2272 | 2752980000 | KCMA-18-125-1A-1,5VA-3 | Primary current: 125 A, Secondary current max.: 1 A, Load: 1.5 VA, Tolerance class: 3
2273 | 2755910000 | A2C 95/120 DL BL | Feed-through terminal, 95 mm², 1000 V, 232 A, blue
2274 | 7760054355 | ACT20P-VI1-CO-OLP-P | Signal converter/isolator, Output current loop powered, Input : 0-5 V, Output : 4-20 mA, (loop powered)
2275 | 7760054356 | ACT20P-VI-CO-OLP-P | Signal converter/isolator, Output current loop powered, Input : 0-10 V, Output : 4-20 mA, (loop powered)
2276 | 7760054353 | ACT20P-CI1-CO-OLP-P | Signal converter/isolator, Output current loop powered, Input : 0-20 mA, Output : 4-20 mA, (loop powered)
2277 | 7760054358 | ACT20P-2CI-2CO-ILP-P | Signal converter/isolator, dual channel, Input current loop feed, Input : 2 x 0(4) - 20 mA, (loop powered), Output : 2 x 0(4) - 20 mA
2278 | 2756280000 | RSV1.6 B36 LTGY | PCB plug-in connector, male plug, 5.00 mm, Number of poles: 36, 180°, Crimp connection, Clamping range, max. : 3.31 mm², Box
2279 | 2744040000 | RSV1.6 S24 LTGY | PCB plug-in connector, male plug, 5.00 mm, Number of poles: 24, 180°, Crimp connection, Clamping range, max. : 3.31 mm², Box
2280 | 2744030000 | RSV1.6 B24 LTGY | PCB plug-in connector, male plug, 5.00 mm, Number of poles: 24, 180°, Crimp connection, Clamping range, max. : 3.31 mm², Box
2281 | 7789696010 | PAC-RX3I-RV36-V3-1M | Pre-assembled cable, PAC, Cable LiYY, 0.25 mm²
2282 | 7789135040 | PAC-QTUM-SD25-V3-4M | Pre-assembled cable, PAC, Cable LiYCY, 0.25 mm²
2283 | 7789621030 | PAC-RX3I-SD25-V2-3M | Pre-assembled cable, PAC, Cable LiYCY, 0.25 mm²
2284 | 7789135020 | PAC-QTUM-SD25-V3-2M | Pre-assembled cable, PAC, Cable LiYCY, 0.25 mm²
2285 | 2766290000 | VG M12 EMV-4/15 MS 3-6.5 | VG EMV GEN 4 (EMC cable gland with clamping cage), Cable glands, M 12, 15, OD min. 3 - OD max. 6.5 mm, IP54, IP66, IP67, IP68 - 5 bar (30 min.), IP69K, Brass, nickel-plated
2286 | 2766320000 | VG M25 EMV-4/15 MS 10-18 | VG EMV GEN 4 (EMC cable gland with clamping cage), Cable glands, M 25, 15, OD min. 10 - OD max. 18 mm, IP54, IP66, IP67, IP68 - 5 bar (30 min.), IP69K, Brass, nickel-plated
2287 | 2766310000 | VG M20 EMV-4/15 MS 6-12 | VG EMV GEN 4 (EMC cable gland with clamping cage), Cable glands, M 20, 15, OD min. 6 - OD max. 12 mm, IP54, IP66, IP67, IP68 - 5 bar (30 min.), IP69K, Brass, nickel-plated
2288 | 2766330000 | VG M32 EMV-4/15 MS 16-25 | VG EMV GEN 4 (EMC cable gland with clamping cage), Cable glands, M 32, 15, OD min. 16 - OD max. 25 mm, IP54, IP66, IP67, IP68 - 5 bar (30 min.), IP69K, Brass, nickel-plated
2289 | 2766340000 | VG M40 EMV-4/15 MS 23-32 | VG EMV GEN 4 (EMC cable gland with clamping cage), Cable glands, M 40, 15, OD min. 23 - OD max. 32 mm, IP54, IP66, IP67, IP68 - 5 bar (30 min.), IP69K, Brass, nickel-plated
2290 | 2772780000 | HDC MHX 3 MP | Power module
2291 | 2772830000 | HDC MHX 2 FP | Power module
2292 | 2772800000 | HDC MHX 4 MP | Power module
2293 | 2772790000 | HDC MHX 3 FP | Power module
2294 | 2772810000 | HDC MHX 4 FP | Power module
2295 | 2772820000 | HDC MHX 2 MP | Power module
2296 | 8000057079 | PV 216S0F3CXXV0O3T7P015PFJP | Photovoltaics, Assembled enclosure, Combiner Box, With fuse holder, Surge protection II, Switch disconnector, Current monitoring
2297 | 8000057077 | PV 224S0F3CXXV0O3TXPX15PFJP | Photovoltaics, Assembled enclosure, Combiner Box, With fuse holder, Surge protection II, Switch disconnector
2298 | 8000057078 | PV 216S0F0C15V0O1TXPX15PFWW | Photovoltaics, Assembled enclosure, Combiner Box, With fuse holder, Surge protection II, Switch disconnector
2299 | 8000057080 | PV 216S0F3CXXV0O3TXPX15PFJP | Photovoltaics, Assembled enclosure, Combiner Box, With fuse holder, Surge protection II, Switch disconnector
2300 | 8000057081 | PV 220S0F3CXXV0O3TXPX15PFJP | Photovoltaics, Assembled enclosure, Combiner Box, With fuse holder, Surge protection II, Switch disconnector
2301 | 8000057082 | PV 216S0F0C15V0O3TXPX15PFWW | Photovoltaics, Assembled enclosure, Combiner Box, With fuse holder, Surge protection II, Switch disconnector
2302 | 8000057083 | PV 218S0F0C15V0O3TXPX15PFWW | Photovoltaics, Assembled enclosure, Combiner Box, With fuse holder, Surge protection II, Switch disconnector
2303 | 8000057088 | PV 224S0F1C15V0O3TXPX15PFWW | Photovoltaics, Assembled enclosure, Combiner Box, With fuse holder, Surge protection II, Switch disconnector
2304 | 8000050557 | PV 218S0F0C15V0O3TXPX15PWW | Photovoltaics, Assembled enclosure, Combiner Box, With fuse holder, Surge protection II, Cable gland, for wall mounting, Switch disconnector
2305 | 8000050572 | PV 216S0F0C15V0O1T7P015PWW | Photovoltaics, Assembled enclosure, Combiner Box, With fuse holder, Surge protection II, for wall mounting, Switch disconnector, WM4C, Current monitoring
2306 | 8000057086 | PV 224S0F0C15V0O3TXPX15PFWW | Photovoltaics, Assembled enclosure, Combiner Box, With fuse holder, Surge protection II, Switch disconnector
2307 | 8000050570 | PV 220S0F0C15V0O3TXPX15LJP | Photovoltaics, Assembled enclosure, Combiner Box, With fuse holder, Surge protection II, Cable gland, for wall mounting, Switch disconnector
2308 | 8000050555 | PV 216S0F0C15V0O3T7P015PWW | Photovoltaics, Assembled enclosure, Combiner Box, With fuse holder, Surge protection II, Cable gland, for wall mounting, Switch disconnector, Current monitoring
2309 | 8000050558 | PV 220S0F0C15V0O3TXPX15LWW | Photovoltaics, Assembled enclosure, Combiner Box, With fuse holder, Surge protection II, Cable gland, for wall mounting, Switch disconnector
2310 | 8000050560 | PV 224S0F1C15V0O3T7P015LWW | Photovoltaics, Assembled enclosure, Combiner Box, With fuse holder, Surge protection II, Cable gland, for wall mounting, Switch disconnector, Current monitoring
2311 | 8000050561 | PV 224S0F1C15V0O3TXPX15PWW | Photovoltaics, Assembled enclosure, Combiner Box, With fuse holder, Surge protection II, Cable gland, for wall mounting, Switch disconnector
2312 | 8000050563 | PV 224S0F0C15V0O3TXPX15LWW | Photovoltaics, Assembled enclosure, Combiner Box, With fuse holder, Surge protection II, Cable gland, for wall mounting, Switch disconnector
2313 | 8000050564 | PV 232S0F1C15V0O3T7P015LWW | Photovoltaics, Assembled enclosure, Combiner Box, With fuse holder, Surge protection II, Cable gland, for wall mounting, Switch disconnector, Current monitoring
2314 | 8000050565 | PV 232S0F1C15V0O3TXPX15PWW | Photovoltaics, Assembled enclosure, Combiner Box, With fuse holder, Surge protection II, Cable gland, for wall mounting, Switch disconnector
2315 | 8000050568 | PV 216S0F0C15V0O3TXPX15LJP | Photovoltaics, Assembled enclosure, Combiner Box, With fuse holder, Surge protection II, Cable gland, for wall mounting, Switch disconnector
2316 | 8000050576 | PV 224S0F0C15V0O1TXPX15LWW | Photovoltaics, Assembled enclosure, Combiner Box, With fuse holder, Surge protection II, for wall mounting, Switch disconnector, WM4C
2317 | 8000050566 | PV 216S0F0C15V0O3T7P015PJP | Photovoltaics, Assembled enclosure, Combiner Box, With fuse holder, Surge protection II, Cable gland, for wall mounting, Switch disconnector, Current monitoring
2318 | 8000050569 | PV 220S0F0C15V0O3TXPX15PJP | Photovoltaics, Assembled enclosure, Combiner Box, With fuse holder, Surge protection II, Cable gland, for wall mounting, Switch disconnector
2319 | 8000050571 | PV 224S0F0C15V0O3TXPX15PJP | Photovoltaics, Assembled enclosure, Combiner Box, With fuse holder, Surge protection II, Cable gland, for wall mounting, Switch disconnector
2320 | 8000050574 | PV 232S0F0C15V0O1T7P015LWW | Photovoltaics, Assembled enclosure, Combiner Box, With fuse holder, Surge protection II, for wall mounting, Switch disconnector, WM4C, Current monitoring
2321 | 8000050573 | PV 224S0F0C15V0O1T7P015PWW | Photovoltaics, Assembled enclosure, Combiner Box, With fuse holder, Surge protection II, for wall mounting, Switch disconnector, WM4C, Current monitoring
2322 | 2764970000 | SAIH-SLL-5X0,75-16X0,34-100 | Sensor/actuator line, Number of poles: 21, 100 m, Shielded: No, LED: No, Sheath material: PUR, Halogen: No
2323 | 2764960000 | SAIH-SLL-3X0.75-16X0.34-500 | Sensor/actuator line, Number of poles: 19, 500 m, Shielded: No, LED: No, Sheath material: PUR, Halogen: No
2324 | 2764950000 | SAIH-SLL-3X0.75-16X0.34-100 | Sensor/actuator line, Number of poles: 19, 100 m, Shielded: No, LED: No, Sheath material: PUR, Halogen: No
2325 | 2764920000 | SAIH-PB-2X0.34-PVC-500 | Bus line, Number of poles: 2, 500 m, Shielded: Yes, LED: No, Sheath material: PVC, Halogen: No, Yes
2326 | 2764980000 | SAIH-SLL-5X0,75-16X0,34-500 | Sensor/actuator line, Number of poles: 21, 500 m, Shielded: No, LED: No, Sheath material: PUR, Halogen: No
2327 | 2764940000 | SAIH-SLL-3X0,75-8X0,34-500 | Sensor/actuator line, Number of poles: 11, 500 m, Shielded: No, LED: No, Sheath material: PUR, Halogen: No
2328 | 2764890000 | SAIH-SLL-3X1.0-16X0.5-100 | Sensor/actuator line, Number of poles: 19, 100 m, Shielded: No, LED: No, Sheath material: PUR, Halogen: No
2329 | 2764930000 | SAIH-SLL-3X0,75-8X0,34-100 | Sensor/actuator line, Number of poles: 11, 100 m, Shielded: No, LED: No, Sheath material: PUR, Halogen: No
2330 | 2764910000 | SAIH-PB-2X0.34-PVC-100 | Bus line, Number of poles: 2, 100 m, Shielded: Yes, LED: No, Sheath material: PVC, Halogen: No, Yes
2331 | 2764900000 | SAIH-SLL-3X1.0-16X0.5-500 | Sensor/actuator line, Number of poles: 19, 500 m, Shielded: No, LED: No, Sheath material: PUR, Halogen: No
2332 | 2762870000 | IE-C5CS8UG-500 | Installation cable, Cat.5 (ISO/IEC 11801) / Cat.5e (TIA T568-B), 500 m
2333 | 7789763080 | PAC-ELCO38-F38-F-8M | Pre-assembled cable, PAC, Pre-assembled cable, Cable LiYCY, 0.25 mm²
2334 | 2764770000 | IE-C5IT4UG-100 | Torsion cable, Cat.5 (ISO/IEC 11801) / Cat.5e (TIA T568-B), PUR, 100 m
2335 | 2763430000 | IE-C5AS4VG-500 | Installation cable, PROFINET, Cat.5 (ISO/IEC 11801) / Cat.5e (TIA T568-B), PVC, 500 m
2336 | 2763440000 | IE-C5CS8VG-500 | Installation cable, Cat.5 (ISO/IEC 11801) / Cat.5e (TIA T568-B), PVC, 500 m
2337 | 2763450000 | IE-C5DD4UG-500 | Dragline cable, PROFINET, Cat.5 (ISO/IEC 11801) / Cat.5e (TIA T568-B), PUR, 500 m
2338 | 2763460000 | IE-C5DHAG-500 | System cable, Cat.5 (ISO/IEC 11801) / Cat.5e (TIA T568-B), PVC, 500 m
2339 | 2763470000 | IE-C5DS4VG-500 | System cable, Cat.5 (ISO/IEC 11801) / Cat.5e (TIA T568-B), PVC, 500 mm
2340 | 2763500000 | IE-C5ES8UG-500 | System cable, Cat.5 (ISO/IEC 11801) / Cat.5e (TIA T568-B), PUR, 500 m
2341 | 2763510000 | IE-C5ES8VG-500 | System cable, Cat.5 (ISO/IEC 11801) / Cat.5e (TIA T568-B), PVC, 500 m
2342 | 2763520000 | IE-C5IT4UG-500 | Torsion cable, Cat.5 (ISO/IEC 11801) / Cat.5e (TIA T568-B), PUR, 500 m
2343 | 2763480000 | IE-C5ED8UB-500 | Dragline cable, Cat.5 (ISO/IEC 11801) / Cat.5e (TIA T568-B), PUR, 500 m
2344 | 2763540000 | IE-C7BS8VG-500 | Installation cable, Cat.7 (ISO/IEC 11801), PVC, 500 m
2345 | 2763550000 | IE-C7ES8UG-500 | System cable, Cat.7 (ISO/IEC 11801), PUR, 500 m
2346 | 2763530000 | IE-C7BS8UG-500 | Installation cable, Cat.7 (ISO/IEC 11801), PUR, 500 m
2347 | 2763660000 | IE-C5DHAG-100 | System cable, Cat.5 (ISO/IEC 11801) / Cat.5e (TIA T568-B), PVC, 100 m
2348 | 2762070000 | USB-MIC2.0B S1V 1N1 RL BK | OMNIMATE Data - USB jack, Number of poles: 4, black
2349 | 2763640000 | IE-FPOD2UG-500 | Dragline cable, 980 µm, PUR
2350 | 2784180000 | HDC-C-HE-BM0.3FE | Heavy-duty connectors, Crimp contact, Female, Conductor cross-section, max.: 0.3
2351 | 2784190000 | HDC-C-HE-SM0.3FE | Heavy-duty connectors, Crimp contact, Male, Conductor cross-section, max.: 0.3
2352 | 2784140000 | HDC-C-HE-SM0.3KO | Heavy-duty connectors, Crimp contact, Male, Conductor cross-section, max.: 0.3
2353 | 2784130000 | HDC-C-HE-BM0.3KO | Heavy-duty connectors, Crimp contact, Female, Conductor cross-section, max.: 0.3
2354 | 2789950000 | BLT 5.08HC/19/180F SN BK BX PRT | PCB plug-in connector, female plug, 5.08 mm, Number of poles: 19, 180°, TOP connection, Clamping range, max. : 2.5 mm², Box
2355 | 2790390000 | MPS 5/02 S TN B B D | PCB plug-in connector, female plug, Pitch in mm (P): 5.00 mm, Number of poles: 2, Box
2356 | 2790400000 | MPS 5/03 S TN B B D | PCB plug-in connector, female plug, Pitch in mm (P): 5.00 mm, Number of poles: 3, Box
2357 | 2790420000 | MPS 5/05 S TN B B D | PCB plug-in connector, female plug, Pitch in mm (P): 5.00 mm, Number of poles: 5, Box
2358 | 2790430000 | MPS 5/06 S TN B B D | PCB plug-in connector, female plug, Pitch in mm (P): 5.00 mm, Number of poles: 6, Box
2359 | 2790450000 | MPS 5/03 S F2 TN B B D | PCB plug-in connector, female plug, Pitch in mm (P): 5.00 mm, Number of poles: 3, Box
2360 | 2790460000 | MPS 5/04 S F2 TN B B D | PCB plug-in connector, female plug, Pitch in mm (P): 5.00 mm, Number of poles: 4, Box
2361 | 2790470000 | MPS 5/05 S F3 TN B B D | PCB plug-in connector, female plug, Pitch in mm (P): 5.00 mm, Number of poles: 5, Box
2362 | 2790480000 | MPS 5/06 S F3 TN B B D | PCB plug-in connector, female plug, Pitch in mm (P): 5.00 mm, Number of poles: 6, Box
2363 | 2750100000 | SD EL 0,6X3,5X100 PICO | Screwdriver, Blade width (B): 3.5 mm, Blade length: 100 mm, Blade thickness (A): 0.6 mm
2364 | 2749990000 | SDIZ 0.8X4.0X100 | Screwdriver
2365 | 2749980000 | SDIZ 0.6X3.5X100 | Screwdriver
2366 | 2749890000 | SDIK PH1 X 80 | Screwdriver, Blade length: 80 mm
2367 | 2749900000 | SDIK PH2 X 100 | Screwdriver, Blade length: 100 mm
2368 | 2749930000 | SDIK PZ2 X 100 | Screwdriver, Blade length: 100 mm
2369 | 2749920000 | SDIK PZ1 X 80 | Screwdriver, Blade length: 80 mm
2370 | 2749880000 | SDIK PH0 X 60 | Screwdriver, Blade length: 60 mm
2371 | 2750020000 | SDIR 1 X 80 | Mounting tool, Blade length: 80 mm
2372 | 2750030000 | SDIR 2 X 100 | Mounting tool, Blade length: 100 mm
2373 | 2749670000 | SDIK SLIM PZ1 X 80 | Mounting tool, Blade length: 80 mm
2374 | 2749770000 | SDI SET S2.0-5.5 | Mounting tool
2375 | 2749840000 | SDIS 1.0X4.5X175 | Screwdriver, Blade width (B): 4.5 mm, Blade length: 175 mm, Blade thickness (A): 1 mm
2376 | 2749690000 | SDIPM SLIM PZ2 X 100 | Mounting tool, Blade length: 100 mm
2377 | 2749630000 | SDIS SLIM 1.0X5.5X125 | Mounting tool, Blade width (B): 5.5 mm, Blade length: 125 mm, Blade thickness (A): 1 mm
2378 | 2749640000 | SDIS SLIM 1.2X6.5X150 | Mounting tool, Blade width (B): 6.5 mm, Blade length: 150 mm, Blade thickness (A): 1.2 mm
2379 | 2749440000 | SDK PZ1 X 80 | Screwdriver, Blade length: 80 mm
2380 | 2749400000 | SDK PH0 X 60 | Screwdriver, Blade length: 60 mm
2381 | 2749410000 | SDK PH1 X 80 | Screwdriver, Blade length: 80 mm
2382 | 2749360000 | SDS 0.8X4.0X100 | Screwdriver, Blade width (B): 4 mm, Blade length: 100 mm, Blade thickness (A): 0.8 mm
2383 | 2749370000 | SDS 0.8X4.5X125 | Screwdriver, Blade width (B): 4.5 mm, Blade length: 125 mm, Blade thickness (A): 0.8 mm
2384 | 2749450000 | SDK PZ2 X 100 | Screwdriver, Blade length: 100 mm
2385 | 2749560000 | SD TO 0,6X3,0 | Screwdriver, Blade width (B): 3 mm, Blade length: 70 mm, Blade thickness (A): 0.6 mm
2386 | 2749430000 | SDK PH3 X 150 | Screwdriver, Blade length: 150 mm
2387 | 2749260000 | SDS 0.4X2.0X60 | Screwdriver, Blade width (B): 2 mm, Blade length: 60 mm, Blade thickness (A): 0.4 mm
2388 | 2749580000 | SDI SET SLIM S3.5-6.5/PH1/2 | Mounting tool
2389 | 2749350000 | SDS 0.6X3.5X200 | Screwdriver, Blade width (B): 3.5 mm, Blade length: 200 mm, Blade thickness (A): 0.6 mm
2390 | 2749220000 | SD SET S2.0-5.5 | Screwdriver set
2391 | 2748110000 | BIT-BOX 11 | Mounting tool
2392 | 2789910000 | DURA ECO LA-BAT 24V 7AH | UPS control unit
2393 | 2748200000 | UBH 1/4 E6,3 | Mounting tool
2394 | 2749100000 | BIT E6.3Z 0.6X3.5X70 | Screwdriver insert, Blade width (B): 3.5 mm, Blade length: 70 mm, Blade thickness (A): 0.6 mm
2395 | 2749020000 | BIT E6,3 T40 X 70 | Screwdriver insert
2396 | 2749110000 | UBH SWH 1/4 EC 6.3 | Mounting tool
2397 | 2749060000 | BIT E6.3 0.6X4.5X110 | Screwdriver insert, Blade width (B): 4.5 mm, Blade length: 110 mm, Blade thickness (A): 0.6 mm
2398 | 2749050000 | BIT E6.3 0.6X3.5X110 | Screwdriver insert, Blade width (B): 3.5 mm, Blade length: 110 mm, Blade thickness (A): 0.6 mm
2399 | 2749090000 | BIT E6.3 1.2X6.5X110 | Screwdriver insert, Blade width (B): 6.5 mm, Blade length: 110 mm, Blade thickness (A): 1.2 mm
2400 | 2749080000 | BIT E6.3 1.0X5.5X110 | Screwdriver insert, Blade width (B): 5.5 mm, Blade length: 110 mm, Blade thickness (A): 1 mm
2401 | 2749070000 | BIT E6.3 0.8X4.0X110 | Screwdriver insert, Blade width (B): 4 mm, Blade length: 110 mm, Blade thickness (A): 0.8 mm
2402 | 2749040000 | BIT E6.3 0.5X3.0X110 | Screwdriver insert, Blade width (B): 3 mm, Blade length: 110 mm, Blade thickness (A): 0.5 mm
2403 | 2748970000 | BIT E6,3 PZ2X70 | Screwdriver insert, Blade length: 70 mm, Blade size, crosshead: 2
2404 | 2748960000 | BIT E6,3 PZ1X70 | Screwdriver insert, Blade length: 70 mm, Blade size, crosshead: 1
2405 | 2749010000 | BIT E6,3 T20 X 70 | Screwdriver insert
2406 | 2748980000 | BIT E6,3 PH1X70 | Screwdriver insert, Blade length: 70 mm, Blade size, crosshead: 1
2407 | 2749000000 | BIT E6,3 T15 X 70 | Screwdriver insert
2408 | 2748990000 | BIT E6,3 PH2X70 | Screwdriver insert, Blade length: 70 mm, Blade size, crosshead: 2
2409 | 2749910000 | SDIK PH3 X 150 | Screwdriver, Blade length: 150 mm
2410 | 2749390000 | SDS 1.2X6.5X150 | Screwdriver, Blade width (B): 6.5 mm, Blade length: 150 mm, Blade thickness (A): 1.2 mm
2411 | 7760054360 | ACT20P-VM-AO-P | Analogue signal converter, Input: AC/DC voltage, Output: 4 - 20 mA
2412 | 2783280000 | FUSE 10X38 20A 1000 VDC GPV | Photovoltaics, Fuse, Fuse cartridge, 1000 V, 10x38, gPV, 20 A
2413 | 2783250000 | FUSE 10X38 15A 1000 VDC GPV | Photovoltaics, Fuse, Fuse cartridge, 1000 V, 10x38, gPV, 15 A
2414 | 2783260000 | FUSE 10X38 16A 1000 VDC GPV | Photovoltaics, Fuse, Fuse cartridge, 1000 V, 10x38, gPV, 16 A
2415 | 2783240000 | FUSE 10X38 12A 1000 VDC GPV | Photovoltaics, Fuse, Fuse cartridge, 1000 V, 10x38, gPV, 12 A
2416 | 2783230000 | FUSE 10X38 10A 1000 VDC GPV | Photovoltaics, Fuse, Fuse cartridge, 1000 V, 10x38, gPV, 10 A
2417 | 2783190000 | FUSE 10X38 4A 1000 VDC GPV | Photovoltaics, Fuse, Fuse cartridge, 1000 V, 10x38, gPV, 4 A
2418 | 2783220000 | FUSE 10X38 8A 1000 VDC GPV | Photovoltaics, Fuse, Fuse cartridge, 1000 V, 10x38, gPV, 8 A
2419 | 2783200000 | FUSE 10X38 5A 1000 VDC GPV | Photovoltaics, Fuse, Fuse cartridge, 1000 V, 10x38, gPV, 5 A
2420 | 2783210000 | FUSE 10X38 6A 1000 VDC GPV | Photovoltaics, Fuse, Fuse cartridge, 1000 V, 10x38, gPV, 6 A
2421 | 2783170000 | FUSE 10X38 2A 1000 VDC GPV | Photovoltaics, Fuse, Fuse cartridge, 1000 V, 10x38, gPV, 2 A
2422 | 2783160000 | FUSE 10X38 1A 1000 VDC GPV | Photovoltaics, Fuse, Fuse cartridge, 1000 V, 10x38, gPV, 1 A
2423 | 2783180000 | FUSE 10X38 3A 1000 VDC GPV | Photovoltaics, Fuse, Fuse cartridge, 1000 V, 10x38, gPV, 3 A
2424 | 2782950000 | HDC GRIP PANEL 4 COM | Heavy-duty connectors, Accessories, Grip panel
2425 | 2759090000 | FSKIT 24VDC 4NO2NC FG LD AGSNO AU | SAFESERIES, Relay module with positively driven contacts 2 NC and 4 NO contacts forcibily guided (EN 61810-3 type A) AgSnO gold-plated, Rated control voltage: 24 V DC, Continuous current: 6 A, Screw connection, Test button available: No
2426 | 2759080000 | FSKIT 24VDC 2NO2NC FG LD AGSNO AU | SAFESERIES, Relay module with positively driven contacts 2 NC and 2 NO contacts forcibily guided (EN 61810-3 type A) AgSnO gold-plated, Rated control voltage: 24 V DC, Continuous current: 6 A, Screw connection, Test button available: No
2427 | 2759070000 | FSKIT 24VDC 3NO1NC FG LD AGSNO AU | SAFESERIES, Relay module with positively driven contacts 1 NC and 3 NO contacts forcibily guided (EN 61810-3 type A) AgSnO gold-plated, Rated control voltage: 24 V DC, Continuous current: 6 A, Screw connection, Test button available: No
2428 | 2759100000 | FSKIT 24VDC 3NO3NC FG LD AGSNO AU | SAFESERIES, Relay module with positively driven contacts 3 NC and 3 NO contacts forcibily guided (EN 61810-3 type A) AgSnO gold-plated, Rated control voltage: 24 V DC, Continuous current: 6 A, Screw connection, Test button available: No
2429 | 2765160000 | DRL273024L | D-SERIES DRL, Relay, Number of contacts: 2, CO contact AgSnO, Rated control voltage: 24 V DC, Continuous current: 10 A, Flat blade connections (4.8 mm x 0.5 mm), Test button available: No
2430 | 2765270000 | DRL573024L | D-SERIES DRL, Relay, Number of contacts: 4, CO contact AgSnO, Rated control voltage: 24 V DC, Continuous current: 10 A, Flat blade connections (4.8 mm x 0.5 mm), Test button available: No
2431 | 7789683060 | PAC-MIMQ-HE20-V1-6M | Pre-assembled cable, PAC, Cable LiYY, 0.25 mm²
2432 | 1021710140 | SAIL-M12GM12G-3-1.4T | Sensor/actuator line, Connecting line, M12 / M12, Number of poles : 3, 1.4 m, Shielded: No, LED: No, Sheath material: PUR, Halogen: No
2433 | 1021710160 | SAIL-M12GM12G-3-1.6T | Sensor/actuator line, Connecting line, M12 / M12, Number of poles : 3, 1.6 m, Shielded: No, LED: No, Sheath material: PUR, Halogen: No
2434 | 1021710830 | SAIL-M12GM12G-3-8.3T | Sensor/actuator line, Connecting line, M12 / M12, Number of poles : 3, 8.3 m, Shielded: No, LED: No, Sheath material: PUR, Halogen: No
2435 | 1021771500 | SAIL-M12G-4-15T | Sensor/actuator line, One end without connector, M12, Number of poles : 4, 15 m, Shielded: No, LED: No, Sheath material: PUR, Halogen: No
2436 | 1021772000 | SAIL-M12G-4-20T | Sensor/actuator line, One end without connector, M12, Number of poles : 4, 20 m, Shielded: No, LED: No, Sheath material: PUR, Halogen: No
2437 | 1025950025 | IE-C5DD4UG0025MCSMCS-E | Dragline cable, PROFINET, M12 D-code ? IP 67 straight pin, M12 D-code ? IP 67 straight pin, Cat.5 (ISO/IEC 11801) / Cat.5e (TIA T568-B), PUR, 2.5 m
2438 | 1025950060 | IE-C5DD4UG0060MCSMCS-E | Dragline cable, PROFINET, M12 D-code ? IP 67 straight pin, M12 D-code ? IP 67 straight pin, Cat.5 (ISO/IEC 11801) / Cat.5e (TIA T568-B), PUR, 6 m
2439 | 1025950090 | IE-C5DD4UG0090MCSMCS-E | Dragline cable, PROFINET, M12 D-code ? IP 67 straight pin, M12 D-code ? IP 67 straight pin, Cat.5 (ISO/IEC 11801) / Cat.5e (TIA T568-B), PUR, 9 m
2440 | 1057840100 | SAIL-M12GM12G-4B-1.0U | Sensor/actuator line, Connecting line, M12 / M12, Number of poles : 4, 1 m, Shielded: No, LED: No, Sheath material: PUR, Halogen: No
2441 | 1058500040 | SAIL-M12GM12G-4S0.4U | Sensor/actuator line, Connecting line, M12 / M12, Number of poles : 4, 0.4 m, Shielded: Yes, LED: No, Sheath material: PUR, Halogen: No
2442 | 1058500140 | SAIL-M12GM12G-4S1.4U | Sensor/actuator line, Connecting line, M12 / M12, Number of poles : 4, 1.4 m, Shielded: Yes, LED: No, Sheath material: PUR, Halogen: No
2443 | 1058500360 | SAIL-M12GM12G-4S3.6U | Sensor/actuator line, Connecting line, M12 / M12, Number of poles : 4, 3.6 m, Shielded: Yes, LED: No, Sheath material: PUR, Halogen: No
2444 | 1058500450 | SAIL-M12GM12G-4S4.5U | Sensor/actuator line, Connecting line, M12 / M12, Number of poles : 4, 4.5 m, Shielded: Yes, LED: No, Sheath material: PUR, Halogen: No
2445 | 1058500550 | SAIL-M12GM12G-4S5.5U | Sensor/actuator line, Connecting line, M12 / M12, Number of poles : 4, 5.5 m, Shielded: Yes, LED: No, Sheath material: PUR, Halogen: No
2446 | 1058500720 | SAIL-M12GM12G-4S7.2U | Sensor/actuator line, Connecting line, M12 / M12, Number of poles : 4, 7.2 m, Shielded: Yes, LED: No, Sheath material: PUR, Halogen: No
2447 | 1058500800 | SAIL-M12GM12G-4S8.0U | Sensor/actuator line, Connecting line, M12 / M12, Number of poles : 4, 8 m, Shielded: Yes, LED: No, Sheath material: PUR, Halogen: No
2448 | 1058500820 | SAIL-M12GM12G-4S8.2U | Sensor/actuator line, Connecting line, M12 / M12, Number of poles : 4, 8.2 m, Shielded: Yes, LED: No, Sheath material: PUR, Halogen: No
2449 | 1058510060 | SAIL-M12GM12G-5S0.6U | Sensor/actuator line, Connecting line, M12 / M12, Number of poles : 5, 0.6 m, Shielded: Yes, LED: No, Sheath material: PUR, Halogen: No
2450 | 1058513000 | SAIL-M12GM12G-5S30U | Sensor/actuator line, Connecting line, M12 / M12, Number of poles : 5, 30 m, Shielded: Yes, LED: No, Sheath material: PUR, Halogen: No
2451 | 1061900400 | SAIL-M12BW-4B-4.0U | Sensor/actuator line, One end without connector, M12, Number of poles : 4, 4 m, Shielded: No, LED: No, Sheath material: PUR, Halogen: No
2452 | 1062181500 | SAIL-M12BW-CD-15B | Bus line, One end without connector, M12, Number of poles: 5, 15 m, Shielded: Yes, LED: No, Sheath material: PVC, Halogen: Yes
2453 | 1062182000 | SAIL-M12BW-CD-20B | Bus line, One end without connector, M12, Number of poles: 5, 20 m, Shielded: Yes, LED: No, Sheath material: PVC, Halogen: Yes
2454 | 1201210300 | SAIL-M8GRJ45-4S3.0UIE | Bus line, Number of poles: 4, pin, straight, RJ45, Shielded: Yes, Sheath material: PUR, Halogen: None, No
2455 | 1217042000 | SAIL-M12GM12SG-CD-20A | Bus line, Connecting line, M12 / M12, Number of poles: 5, 20 m, Shielded: Yes, LED: No, Sheath material: PUR, Halogen: No
2456 | 1234750030 | IE-C5DS4UG0030MBSA20-E | System cable, M12 D-code ? flange, RJ45 IP 20, 3 m
2457 | 1244130025 | IE-C5DS4UG0025MBSMCS-E | System cable, M12 D-code ? flange, M12 D-code ? pin straight, 2.5 m
2458 | 1244130031 | IE-C5DS4UG0031MBSMCS-E | System cable, M12 D-code ? flange, M12 D-code ? pin straight, 3.1 m
2459 | 1244130041 | IE-C5DS4UG0041MBSMCS-E | System cable, M12 D-code ? flange, M12 D-code ? pin straight, 4.1 m
2460 | 1244130047 | IE-C5DS4UG0047MBSMCS-E | System cable, M12 D-code ? flange, M12 D-code ? pin straight, 4.7 m
2461 | 1244130060 | IE-C5DS4UG0060MBSMCS-E | System cable, M12 D-code ? flange, M12 D-code ? pin straight, 6 m
2462 | 1244130070 | IE-C5DS4UG0070MBSMCS-E | System cable, M12 D-code ? flange, M12 D-code ? pin straight, 7 m
2463 | 1279463000 | SAIL-M12GM12G-8S30U | Sensor/actuator line, Connecting line, M12 / M12, Number of poles : 8, 30 m, Shielded: Yes, LED: No, Sheath material: PUR, Halogen: No
2464 | 1405060060 | PAC-UNIV-FJ20-1:1-6M | Pre-assembled cable, PAC
2465 | 1405060080 | PAC-UNIV-FJ20-1:1-8M | Pre-assembled cable, PAC
2466 | 1405060100 | PAC-UNIV-FJ20-1:1-10M | Pre-assembled cable, PAC
2467 | 1434230000 | UR20-EM-1394390000-SP | Replacement part, ,
2468 | 1463650003 | IE-C6EL8UG0003XCSXXX-E | System cable, Open, M12 X-type IP 67 straight male, Cat.6A / Class EA (ISO/IEC 11801 2010), PUR, 0.3 m
2469 | 1463650060 | IE-C6EL8UG0060XCSXXX-E | System cable, Open, M12 X-type IP 67 straight male, Cat.6A / Class EA (ISO/IEC 11801 2010), PUR, 6 m
2470 | 1466230010 | PAC-S1500-UNIU-V0-1M | Pre-assembled cable, PAC, Cable LiYY, 0.25 mm²
2471 | 1489180010 | PAC-RCKW-HE20-V2-1M | Cable LiYY, 0.25 mm²
2472 | 1489210010 | PAC-RCKW-HE20-V4-1M | Cable LiYY, 0.25 mm²
2473 | 1489320010 | PAC-RCKW-HE20-V5-1M | Cable LiYY, 0.25 mm²
2474 | 1506210000 | ACT20P-2CI-2CO-12P-S | Signal converter/isolator, HART®, Input : 2 x 0(4) - 20 mA, Output : 0(4)-20 mA, Voltage supply also via CH20M rail bus
2475 | 1507700000 | SAISM-5/8S-M12 5P A-ZF | Plugs prefabricated to customer spec., M12, pin, straight
2476 | 2539380000 | THM ET 55/55 WS | Conductor and cable markers, 55 x 55 mm, white
2477 | 2539390000 | THM ET TA 58/55 WS | Conductor and cable markers, 58 x 55 mm, white
2478 | 2539400000 | THM ET DIA 55 WS | Conductor and cable markers, white
2479 | 2540860000 | ENERGY METER 610-PB-24 | Supply voltage : 24 V
2480 | 2540870000 | ENERGY METER 610-PB-230 | Supply voltage : 230 V
2481 | 2540880000 | ENERGY METER 525-24 | Supply voltage : 24 V
2482 | 2540890000 | ENERGY METER 525-230 | Supply voltage : 230 V
2483 | 2540900000 | ENERGY METER 750-24 | Supply voltage : 24 V
2484 | 2540910000 | ENERGY METER 750-230 | Supply voltage : 230 V
2485 | 2544050000 | HDC 64D TSBU 1M40G EMC | HDC enclosures, Size: 8, Protection degree: IP65 (in plugged condition), Cable entry from side, Plug housing, Side-locking clamp on lower side, high, Size of cable entries: M 40
2486 | 2544660000 | UR20-4AI-UI-DIF-32-DIAG | Remote I/O module, IP20, 4-channel, Analog signals, Input, Current/Voltage, 16 Bit
2487 | 2545540000 | DG M16 PT6 | FieldPower®, Field Power® sealing insert, IP65
2488 | 2545550000 | DG M20 PT6 | FieldPower®, Field Power® sealing insert, IP65
2489 | 2548900000 | HDC MHP 200 MC | Power module
2490 | 2549260000 | HDC MHP 200 FC | Power module
2491 | 2555170400 | SAIL-M12GM12G-12S4.0U | Sensor/actuator line, M12, Number of poles : 12, 4 m, Shielded: Yes, LED: No, Sheath material: PUR, Halogen: No
2492 | 2555340000 | HDC IP68 SCREW SET | Heavy-duty connectors, Accessories, Set of fixings
2493 | 2556010000 | CMA-CTM-7-64-1A-0.5VA-1 | Primary current: 64 A, Secondary current max.: 1 A, Load: 0.5 VA, Tolerance class: 1, closed current transformer
2494 | 2556030000 | CMA-CTM-7-50-1A-0.4VA-1 | Primary current: 50 A, Secondary current max.: 1 A, Load: 0.4 VA, Tolerance class: 1, closed current transformer
2495 | 2556580000 | SAIL-M12G-USB-1.0U | Bus line, Connecting line, M12, Number of poles: 4, 1 m, pin, straight, Shielded: Yes, LED: No, Sheath material: PUR, Halogen: No
2496 | 2558310000 | ESG 6/15 SDI MC SDR | ESG, Device markers x 15 mm, PA 66, Colour: To customer specification
2497 | 2558360000 | ESG 8/20 K MC NE WS | ESG, Device markers x 20 mm, PA 66, Colour: white
2498 | 2562730000 | WSI 6 | W-Series, Fuse terminal, Rated cross-section: 6 mm²
2499 | 2562740000 | WSI 6/LD 10-36V LLC | W-Series, Fuse terminal, Rated cross-section: 6 mm², Screw connection
2500 | 2562750000 | WSI 6/LD 30-70V LLC | W-Series, Fuse terminal, Rated cross-section: 6 mm², Screw connection
2501 | 2562760000 | WSI 6/LD 60-150V LLC | W-Series, Fuse terminal, Rated cross-section: 6 mm², Screw connection
2502 | 2563810005 | IE-C6FP8LO0005M40M40-O | Patch cable, RJ45 IP 20, RJ45 IP 20, Cat.6A / Class EA (ISO/IEC 11801 2010), LSZH, 0.5 m
2503 | 2563810010 | IE-C6FP8LO0010M40M40-O | Patch cable, RJ45 IP 20, RJ45 IP 20, Cat.6A / Class EA (ISO/IEC 11801 2010), LSZH, 1 m
2504 | 2563810015 | IE-C6FP8LO0015M40M40-O | Patch cable, RJ45 IP 20, RJ45 IP 20, Cat.6A / Class EA (ISO/IEC 11801 2010), LSZH, 1.5 m
2505 | 2563810020 | IE-C6FP8LO0020M40M40-O | Patch cable, RJ45 IP 20, RJ45 IP 20, Cat.6A / Class EA (ISO/IEC 11801 2010), LSZH, 2 m
2506 | 2563810030 | IE-C6FP8LO0030M40M40-O | Patch cable, RJ45 IP 20, RJ45 IP 20, Cat.6A / Class EA (ISO/IEC 11801 2010), LSZH, 3 m
2507 | 2563810050 | IE-C6FP8LO0050M40M40-O | Patch cable, RJ45 IP 20, RJ45 IP 20, Cat.6A / Class EA (ISO/IEC 11801 2010), LSZH, 5 m
2508 | 2563810150 | IE-C6FP8LO0150M40M40-O | Patch cable, RJ45 IP 20, RJ45 IP 20, Cat.6A / Class EA (ISO/IEC 11801 2010), LSZH, 15 m
2509 | 2563810300 | IE-C6FP8LO0300M40M40-O | Patch cable, RJ45 IP 20, RJ45 IP 20, Cat.6A / Class EA (ISO/IEC 11801 2010), LSZH, 30 m
2510 | 2564950000 | IE-PS-SCRJ1-POF-QA | FO plug reconnectable, Plug SCRJ, POF, IP20
2511 | 2568980000 | PRO TOP1 120W 24V 5A F | Power supply, switch-mode power supply unit, 24 V
2512 | 2581250000 | A2T 2.5 SNAPMARK | Feed-through terminal, PUSH IN, 2.5 mm², 800 V, 24 A, dark beige
2513 | 2581730005 | IE-USB-3.0-A-A-0.5M | USB cable, USB A 3.0, USB A 3.0, PVC, 0.5 m
2514 | 9457230025 | SAIL-M12GM12G-3-0.25U | Sensor/actuator line, Connecting line, M12 / M12, Number of poles : 3, 0.25 m, Shielded: No, LED: No, Sheath material: PUR, Halogen: No
2515 | 9457230035 | SAIL-M12GM12G-3-0.35U | Sensor/actuator line, Connecting line, M12 / M12, Number of poles : 3, 0.35 m, Shielded: No, LED: No, Sheath material: PUR, Halogen: No
2516 | 9457230050 | SAIL-M12GM12G-3-0.50U | Sensor/actuator line, Connecting line, M12 / M12, Number of poles : 3, 0.5 m, Shielded: No, LED: No, Sheath material: PUR, Halogen: No
2517 | 9457230075 | SAIL-M12GM12G-3-0.75U | Sensor/actuator line, Connecting line, M12 / M12, Number of poles : 3, 0.75 m, Shielded: No, LED: No, Sheath material: PUR, Halogen: No
2518 | 9457230180 | SAIL-M12GM12G-3-1.8U | Sensor/actuator line, Connecting line, M12 / M12, Number of poles : 3, 1.8 m, Shielded: No, LED: No, Sheath material: PUR, Halogen: No
2519 | 9457230320 | SAIL-M12GM12G-3-3.2U | Sensor/actuator line, Connecting line, M12 / M12, Number of poles : 3, 3.2 m, Shielded: No, LED: No, Sheath material: PUR, Halogen: No
2520 | 9457230330 | SAIL-M12GM12G-3-3.3U | Sensor/actuator line, Connecting line, M12 / M12, Number of poles : 3, 3.3 m, Shielded: No, LED: No, Sheath material: PUR, Halogen: No
2521 | 9457230360 | SAIL-M12GM12G-3-3.6U | Sensor/actuator line, Connecting line, M12 / M12, Number of poles : 3, 3.6 m, Shielded: No, LED: No, Sheath material: PUR, Halogen: No
2522 | 9457230370 | SAIL-M12GM12G-3-3.7U | Sensor/actuator line, Connecting line, M12 / M12, Number of poles : 3, 3.7 m, Shielded: No, LED: No, Sheath material: PUR, Halogen: No
2523 | 9457230410 | SAIL-M12GM12G-3-4.1U | Sensor/actuator line, Connecting line, M12 / M12, Number of poles : 3, 4.1 m, Shielded: No, LED: No, Sheath material: PUR, Halogen: No
2524 | 9457230420 | SAIL-M12GM12G-3-4.2U | Sensor/actuator line, Connecting line, M12 / M12, Number of poles : 3, 4.2 m, Shielded: No, LED: No, Sheath material: PUR, Halogen: No
2525 | 9457230430 | SAIL-M12GM12G-3-4.3U | Sensor/actuator line, Connecting line, M12 / M12, Number of poles : 3, 4.3 m, Shielded: No, LED: No, Sheath material: PUR, Halogen: No
2526 | 9457230460 | SAIL-M12GM12G-3-4.6U | Sensor/actuator line, Connecting line, M12 / M12, Number of poles : 3, 4.6 m, Shielded: No, LED: No, Sheath material: PUR, Halogen: No
2527 | 9457230470 | SAIL-M12GM12G-3-4.7U | Sensor/actuator line, Connecting line, M12 / M12, Number of poles : 3, 4.7 m, Shielded: No, LED: No, Sheath material: PUR, Halogen: No
2528 | 9457230480 | SAIL-M12GM12G-3-4.8U | Sensor/actuator line, Connecting line, M12 / M12, Number of poles : 3, 4.8 m, Shielded: No, LED: No, Sheath material: PUR, Halogen: No
2529 | 9457230490 | SAIL-M12GM12G-3-4.9U | Sensor/actuator line, Connecting line, M12 / M12, Number of poles : 3, 4.9 m, Shielded: No, LED: No, Sheath material: PUR, Halogen: No
2530 | 9457230520 | SAIL-M12GM12G-3-5.2U | Sensor/actuator line, Connecting line, M12 / M12, Number of poles : 3, 5.2 m, Shielded: No, LED: No, Sheath material: PUR, Halogen: No
2531 | 9457230530 | SAIL-M12GM12G-3-5.3U | Sensor/actuator line, Connecting line, M12 / M12, Number of poles : 3, 5.3 m, Shielded: No, LED: No, Sheath material: PUR, Halogen: No
2532 | 9457230540 | SAIL-M12GM12G-3-5.4U | Sensor/actuator line, Connecting line, M12 / M12, Number of poles : 3, 5.4 m, Shielded: No, LED: No, Sheath material: PUR, Halogen: No
2533 | 9457230560 | SAIL-M12GM12G-3-5.6U | Sensor/actuator line, Connecting line, M12 / M12, Number of poles : 3, 5.6 m, Shielded: No, LED: No, Sheath material: PUR, Halogen: No
2534 | 9457230570 | SAIL-M12GM12G-3-5.7U | Sensor/actuator line, Connecting line, M12 / M12, Number of poles : 3, 5.7 m, Shielded: No, LED: No, Sheath material: PUR, Halogen: No
2535 | 9457230580 | SAIL-M12GM12G-3-5.8U | Sensor/actuator line, Connecting line, M12 / M12, Number of poles : 3, 5.8 m, Shielded: No, LED: No, Sheath material: PUR, Halogen: No
2536 | 9457230590 | SAIL-M12GM12G-3-5.9U | Sensor/actuator line, Connecting line, M12 / M12, Number of poles : 3, 5.9 m, Shielded: No, LED: No, Sheath material: PUR, Halogen: No
2537 | 9457230610 | SAIL-M12GM12G-3-6.1U | Sensor/actuator line, Connecting line, M12 / M12, Number of poles : 3, 6.1 m, Shielded: No, LED: No, Sheath material: PUR, Halogen: No
2538 | 9457230620 | SAIL-M12GM12G-3-6.2U | Sensor/actuator line, Connecting line, M12 / M12, Number of poles : 3, 6.2 m, Shielded: No, LED: No, Sheath material: PUR, Halogen: No
2539 | 9457230630 | SAIL-M12GM12G-3-6.3U | Sensor/actuator line, Connecting line, M12 / M12, Number of poles : 3, 6.3 m, Shielded: No, LED: No, Sheath material: PUR, Halogen: No
2540 | 9457230640 | SAIL-M12GM12G-3-6.4U | Sensor/actuator line, Connecting line, M12 / M12, Number of poles : 3, 6.4 m, Shielded: No, LED: No, Sheath material: PUR, Halogen: No
2541 | 9457230650 | SAIL-M12GM12G-3-6.5U | Sensor/actuator line, Connecting line, M12 / M12, Number of poles : 3, 6.5 m, Shielded: No, LED: No, Sheath material: PUR, Halogen: No
2542 | 9457230670 | SAIL-M12GM12G-3-6.7U | Sensor/actuator line, Connecting line, M12 / M12, Number of poles : 3, 6.7 m, Shielded: No, LED: No, Sheath material: PUR, Halogen: No
2543 | 9457230680 | SAIL-M12GM12G-3-6.8U | Sensor/actuator line, Connecting line, M12 / M12, Number of poles : 3, 6.8 m, Shielded: No, LED: No, Sheath material: PUR, Halogen: No
2544 | 9457230690 | SAIL-M12GM12G-3-6.9U | Sensor/actuator line, Connecting line, M12 / M12, Number of poles : 3, 6.9 m, Shielded: No, LED: No, Sheath material: PUR, Halogen: No
2545 | 9457230710 | SAIL-M12GM12G-3-7.1U | Sensor/actuator line, Connecting line, M12 / M12, Number of poles : 3, 7.1 m, Shielded: No, LED: No, Sheath material: PUR, Halogen: No
2546 | 9457230730 | SAIL-M12GM12G-3-7.3U | Sensor/actuator line, Connecting line, M12 / M12, Number of poles : 3, 7.3 m, Shielded: No, LED: No, Sheath material: PUR, Halogen: No
2547 | 9457230740 | SAIL-M12GM12G-3-7.4U | Sensor/actuator line, Connecting line, M12 / M12, Number of poles : 3, 7.4 m, Shielded: No, LED: No, Sheath material: PUR, Halogen: No
2548 | 9457230770 | SAIL-M12GM12G-3-7.7U | Sensor/actuator line, Connecting line, M12 / M12, Number of poles : 3, 7.7 m, Shielded: No, LED: No, Sheath material: PUR, Halogen: No
2549 | 9457230790 | SAIL-M12GM12G-3-7.9U | Sensor/actuator line, Connecting line, M12 / M12, Number of poles : 3, 7.9 m, Shielded: No, LED: No, Sheath material: PUR, Halogen: No
2550 | 9457230820 | SAIL-M12GM12G-3-8.2U | Sensor/actuator line, Connecting line, M12 / M12, Number of poles : 3, 8.2 m, Shielded: No, LED: No, Sheath material: PUR, Halogen: No
2551 | 9457230840 | SAIL-M12GM12G-3-8.4U | Sensor/actuator line, Connecting line, M12 / M12, Number of poles : 3, 8.4 m, Shielded: No, LED: No, Sheath material: PUR, Halogen: No
2552 | 9457230850 | SAIL-M12GM12G-3-8.5U | Sensor/actuator line, Connecting line, M12 / M12, Number of poles : 3, 8.5 m, Shielded: No, LED: No, Sheath material: PUR, Halogen: No
2553 | 9457230860 | SAIL-M12GM12G-3-8.6U | Sensor/actuator line, Connecting line, M12 / M12, Number of poles : 3, 8.6 m, Shielded: No, LED: No, Sheath material: PUR, Halogen: No
2554 | 9457230870 | SAIL-M12GM12G-3-8.7U | Sensor/actuator line, Connecting line, M12 / M12, Number of poles : 3, 8.7 m, Shielded: No, LED: No, Sheath material: PUR, Halogen: No
2555 | 9457230890 | SAIL-M12GM12G-3-8.9U | Sensor/actuator line, Connecting line, M12 / M12, Number of poles : 3, 8.9 m, Shielded: No, LED: No, Sheath material: PUR, Halogen: No
2556 | 9457230900 | SAIL-M12GM12G-3-9.0U | Sensor/actuator line, Connecting line, M12 / M12, Number of poles : 3, 9 m, Shielded: No, LED: No, Sheath material: PUR, Halogen: No
2557 | 9457230920 | SAIL-M12GM12G-3-9.2U | Sensor/actuator line, Connecting line, M12 / M12, Number of poles : 3, 9.2 m, Shielded: No, LED: No, Sheath material: PUR, Halogen: No
2558 | 9457230950 | SAIL-M12GM12G-3-9.5U | Sensor/actuator line, Connecting line, M12 / M12, Number of poles : 3, 9.5 m, Shielded: No, LED: No, Sheath material: PUR, Halogen: No
2559 | 9457230960 | SAIL-M12GM12G-3-9.6U | Sensor/actuator line, Connecting line, M12 / M12, Number of poles : 3, 9.6 m, Shielded: No, LED: No, Sheath material: PUR, Halogen: No
2560 | 9457230970 | SAIL-M12GM12G-3-9.7U | Sensor/actuator line, Connecting line, M12 / M12, Number of poles : 3, 9.7 m, Shielded: No, LED: No, Sheath material: PUR, Halogen: No
2561 | 9457231010 | SAIL-M12GM12G-3-10.1U | Sensor/actuator line, Connecting line, M12 / M12, Number of poles : 3, 10.1 m, Shielded: No, LED: No, Sheath material: PUR, Halogen: No
2562 | 9457231020 | SAIL-M12GM12G-3-10.2U | Sensor/actuator line, Connecting line, M12 / M12, Number of poles : 3, 10.2 m, Shielded: No, LED: No, Sheath material: PUR, Halogen: No
2563 | 9457231040 | SAIL-M12GM12G-3-10.4U | Sensor/actuator line, Connecting line, M12 / M12, Number of poles : 3, 10.4 m, Shielded: No, LED: No, Sheath material: PUR, Halogen: No
2564 | 9457231070 | SAIL-M12GM12G-3-10.7U | Sensor/actuator line, Connecting line, M12 / M12, Number of poles : 3, 10.7 m, Shielded: No, LED: No, Sheath material: PUR, Halogen: No
2565 | 9457231120 | SAIL-M12GM12G-3-11.2U | Sensor/actuator line, Connecting line, M12 / M12, Number of poles : 3, 11.2 m, Shielded: No, LED: No, Sheath material: PUR, Halogen: No
2566 | 9457231140 | SAIL-M12GM12G-3-11.4U | Sensor/actuator line, Connecting line, M12 / M12, Number of poles : 3, 11.4 m, Shielded: No, LED: No, Sheath material: PUR, Halogen: No
2567 | 9457231150 | SAIL-M12GM12G-3-11.5U | Sensor/actuator line, Connecting line, M12 / M12, Number of poles : 3, 11.5 m, Shielded: No, LED: No, Sheath material: PUR, Halogen: No
2568 | 9457231170 | SAIL-M12GM12G-3-11.7U | Sensor/actuator line, Connecting line, M12 / M12, Number of poles : 3, 11.7 m, Shielded: No, LED: No, Sheath material: PUR, Halogen: No
2569 | 9457231220 | SAIL-M12GM12G-3-12.2U | Sensor/actuator line, Connecting line, M12 / M12, Number of poles : 3, 12.2 m, Shielded: No, LED: No, Sheath material: PUR, Halogen: No
2570 | 9457231230 | SAIL-M12GM12G-3-12.3U | Sensor/actuator line, Connecting line, M12 / M12, Number of poles : 3, 12.3 m, Shielded: No, LED: No, Sheath material: PUR, Halogen: No
2571 | 9457231240 | SAIL-M12GM12G-3-12.4U | Sensor/actuator line, Connecting line, M12 / M12, Number of poles : 3, 12.4 m, Shielded: No, LED: No, Sheath material: PUR, Halogen: No
2572 | 9457231300 | SAIL-M12GM12G-3-13U | Sensor/actuator line, Connecting line, M12 / M12, Number of poles : 3, 13 m, Shielded: No, LED: No, Sheath material: PUR, Halogen: No
2573 | 9457231350 | SAIL-M12GM12G-3-13.5U | Sensor/actuator line, Connecting line, M12 / M12, Number of poles : 3, 13.5 m, Shielded: No, LED: No, Sheath material: PUR, Halogen: No
2574 | 9457231450 | SAIL-M12GM12G-3-14.5U | Sensor/actuator line, Connecting line, M12 / M12, Number of poles : 3, 14.5 m, Shielded: No, LED: No, Sheath material: PUR, Halogen: No
2575 | 9457340330 | SAIL-M12GM12G-5-3.3U | Sensor/actuator line, Connecting line, M12 / M12, Number of poles : 5, 3.3 m, Shielded: No, LED: No, Sheath material: PUR, Halogen: No
2576 | 9457340340 | SAIL-M12GM12G-5-3.4U | Sensor/actuator line, Connecting line, M12 / M12, Number of poles : 5, 3.4 m, Shielded: No, LED: No, Sheath material: PUR, Halogen: No
2577 | 9457340460 | SAIL-M12GM12G-5-4.6U | Sensor/actuator line, Connecting line, M12 / M12, Number of poles : 5, 4.6 m, Shielded: No, LED: No, Sheath material: PUR, Halogen: No
2578 | 9457340520 | SAIL-M12GM12G-5-5.2U | Sensor/actuator line, Connecting line, M12 / M12, Number of poles : 5, 5.2 m, Shielded: No, LED: No, Sheath material: PUR, Halogen: No
2579 | 9457340620 | SAIL-M12GM12G-5-6.2U | Sensor/actuator line, Connecting line, M12 / M12, Number of poles : 5, 6.2 m, Shielded: No, LED: No, Sheath material: PUR, Halogen: No
2580 | 9457340650 | SAIL-M12GM12G-5-6.5U | Sensor/actuator line, Connecting line, M12 / M12, Number of poles : 5, 6.5 m, Shielded: No, LED: No, Sheath material: PUR, Halogen: No
2581 | 9457340800 | SAIL-M12GM12G-5-8.0U | Sensor/actuator line, Connecting line, M12 / M12, Number of poles : 5, 8 m, Shielded: No, LED: No, Sheath material: PUR, Halogen: No
2582 | 9457340900 | SAIL-M12GM12G-5-9.0U | Sensor/actuator line, Connecting line, M12 / M12, Number of poles : 5, 9 m, Shielded: No, LED: No, Sheath material: PUR, Halogen: No
2583 | 9457340920 | SAIL-M12GM12G-5-9.2U | Sensor/actuator line, Connecting line, M12 / M12, Number of poles : 5, 9.2 m, Shielded: No, LED: No, Sheath material: PUR, Halogen: No
2584 | 9457390160 | SAIL-M12GM12W-3-1.6U | Sensor/actuator line, Connecting line, M12 / M12, Number of poles : 3, 1.6 m, Shielded: No, LED: No, Sheath material: PUR, Halogen: No
2585 | 9457390340 | SAIL-M12GM12W-3-3.4U | Sensor/actuator line, Connecting line, M12 / M12, Number of poles : 3, 3.4 m, Shielded: No, LED: No, Sheath material: PUR, Halogen: No
2586 | 9457390480 | SAIL-M12GM12W-3-4.8U | Sensor/actuator line, Connecting line, M12 / M12, Number of poles : 3, 4.8 m, Shielded: No, LED: No, Sheath material: PUR, Halogen: No
2587 | 9457390510 | SAIL-M12GM12W-3-5.1U | Sensor/actuator line, Connecting line, M12 / M12, Number of poles : 3, 5.1 m, Shielded: No, LED: No, Sheath material: PUR, Halogen: No
2588 | 9457390560 | SAIL-M12GM12W-3-5.6U | Sensor/actuator line, Connecting line, M12 / M12, Number of poles : 3, 5.6 m, Shielded: No, LED: No, Sheath material: PUR, Halogen: No
2589 | 9457390660 | SAIL-M12GM12W-3-6.6U | Sensor/actuator line, Connecting line, M12 / M12, Number of poles : 3, 6.6 m, Shielded: No, LED: No, Sheath material: PUR, Halogen: No
2590 | 9457390680 | SAIL-M12GM12W-3-6.8U | Sensor/actuator line, Connecting line, M12 / M12, Number of poles : 3, 6.8 m, Shielded: No, LED: No, Sheath material: PUR, Halogen: No
2591 | 9457390710 | SAIL-M12GM12W-3-7.1U | Sensor/actuator line, Connecting line, M12 / M12, Number of poles : 3, 7.1 m, Shielded: No, LED: No, Sheath material: PUR, Halogen: No
2592 | 9457390720 | SAIL-M12GM12W-3-7.2U | Sensor/actuator line, Connecting line, M12 / M12, Number of poles : 3, 7.2 m, Shielded: No, LED: No, Sheath material: PUR, Halogen: No
2593 | 9457390770 | SAIL-M12GM12W-3-7.7U | Sensor/actuator line, Connecting line, M12 / M12, Number of poles : 3, 7.7 m, Shielded: No, LED: No, Sheath material: PUR, Halogen: No
2594 | 9457390780 | SAIL-M12GM12W-3-7.8U | Sensor/actuator line, Connecting line, M12 / M12, Number of poles : 3, 7.8 m, Shielded: No, LED: No, Sheath material: PUR, Halogen: No
2595 | 9457390860 | SAIL-M12GM12W-3-8.6U | Sensor/actuator line, Connecting line, M12 / M12, Number of poles : 3, 8.6 m, Shielded: No, LED: No, Sheath material: PUR, Halogen: No
2596 | 9457390870 | SAIL-M12GM12W-3-8.7U | Sensor/actuator line, Connecting line, M12 / M12, Number of poles : 3, 8.7 m, Shielded: No, LED: No, Sheath material: PUR, Halogen: No
2597 | 9457390880 | SAIL-M12GM12W-3-8.8U | Sensor/actuator line, Connecting line, M12 / M12, Number of poles : 3, 8.8 m, Shielded: No, LED: No, Sheath material: PUR, Halogen: No
2598 | 9457390930 | SAIL-M12GM12W-3-9.3U | Sensor/actuator line, Connecting line, M12 / M12, Number of poles : 3, 9.3 m, Shielded: No, LED: No, Sheath material: PUR, Halogen: No
2599 | 9457390940 | SAIL-M12GM12W-3-9.4U | Sensor/actuator line, Connecting line, M12 / M12, Number of poles : 3, 9.4 m, Shielded: No, LED: No, Sheath material: PUR, Halogen: No
2600 | 9457391020 | SAIL-M12GM12W-3-10.2U | Sensor/actuator line, Connecting line, M12 / M12, Number of poles : 3, 10.2 m, Shielded: No, LED: No, Sheath material: PUR, Halogen: No
2601 | 9457391050 | SAIL-M12GM12W-3-10.5U | Sensor/actuator line, Connecting line, M12 / M12, Number of poles : 3, 10.5 m, Shielded: No, LED: No, Sheath material: PUR, Halogen: No
2602 | 9457391060 | SAIL-M12GM12W-3-10.6U | Sensor/actuator line, Connecting line, M12 / M12, Number of poles : 3, 10.6 m, Shielded: No, LED: No, Sheath material: PUR, Halogen: No
2603 | 9457391150 | SAIL-M12GM12W-3-11.5U | Sensor/actuator line, Connecting line, M12 / M12, Number of poles : 3, 11.5 m, Shielded: No, LED: No, Sheath material: PUR, Halogen: No
2604 | 9457391160 | SAIL-M12GM12W-3-11.6U | Sensor/actuator line, Connecting line, M12 / M12, Number of poles : 3, 11.6 m, Shielded: No, LED: No, Sheath material: PUR, Halogen: No
2605 | 9457391200 | SAIL-M12GM12W-3-12U | Sensor/actuator line, Connecting line, M12 / M12, Number of poles : 3, 12 m, Shielded: No, LED: No, Sheath material: PUR, Halogen: No
2606 | 9457391300 | SAIL-M12GM12W-3-13U | Sensor/actuator line, Connecting line, M12 / M12, Number of poles : 3, 13 m, Shielded: No, LED: No, Sheath material: PUR, Halogen: No
2607 | 9457460030 | SAIL-M8BW-3L0.3U | Sensor/actuator line, One end without connector, M8, Number of poles : 3, 0.3 m, Shielded: No, LED: Yes, Sheath material: PUR, Halogen: No
2608 | 9457711500 | SAIL-VSA-15U | Valve plug, One end without connector - valve plug
2609 | 9457712500 | SAIL-VSA-25U | Valve plug, One end without connector - valve plug
2610 | 9457730400 | SAIL-M12BG-4-4.0U | Sensor/actuator line, One end without connector, M12, Number of poles : 4, 4 m, Shielded: No, LED: No, Sheath material: PUR, Halogen: No
2611 | 9457731250 | SAIL-M12BG-4-12.5U | Sensor/actuator line, One end without connector, M12, Number of poles : 4, 12.5 m, Shielded: No, LED: No, Sheath material: PUR, Halogen: No
2612 | 9457733500 | SAIL-M12BG-4-35U | Sensor/actuator line, One end without connector, M12, Number of poles : 4, 35 m, Shielded: No, LED: No, Sheath material: PUR, Halogen: No
2613 | 9457770040 | SAIL-M12GM8G-3-0.4U | Sensor/actuator line, Connecting line, Number of poles : 3, 0.4 m, Shielded: No, LED: No, Sheath material: PUR, Halogen: No
2614 | 9457770080 | SAIL-M12GM8G-3-0.8U | Sensor/actuator line, Connecting line, Number of poles : 3, 0.8 m, Shielded: No, LED: No, Sheath material: PUR, Halogen: No
2615 | 9457770190 | SAIL-M12GM8G-3-1.9U | Sensor/actuator line, Connecting line, Number of poles : 3, 1.9 m, Shielded: No, LED: No, Sheath material: PUR, Halogen: No
2616 | 9457770360 | SAIL-M12GM8G-3-3.6U | Sensor/actuator line, Connecting line, Number of poles : 3, 3.6 m, Shielded: No, LED: No, Sheath material: PUR, Halogen: No
2617 | 9457770460 | SAIL-M12GM8G-3-4.6U | Sensor/actuator line, Connecting line, Number of poles : 3, 4.6 m, Shielded: No, LED: No, Sheath material: PUR, Halogen: No
2618 | 9457770520 | SAIL-M12GM8G-3-5.2U | Sensor/actuator line, Connecting line, Number of poles : 3, 5.2 m, Shielded: No, LED: No, Sheath material: PUR, Halogen: No
2619 | 9457770640 | SAIL-M12GM8G-3-6.4U | Sensor/actuator line, Connecting line, Number of poles : 3, 6.4 m, Shielded: No, LED: No, Sheath material: PUR, Halogen: No
2620 | 9457770740 | SAIL-M12GM8G-3-7.4U | Sensor/actuator line, Connecting line, Number of poles : 3, 7.4 m, Shielded: No, LED: No, Sheath material: PUR, Halogen: No
2621 | 9457810160 | SAIL-M12G-3-1.6U | Sensor/actuator line, One end without connector, M12, Number of poles : 3, 1.6 m, Shielded: No, LED: No, Sheath material: PUR, Halogen: No
2622 | 9457810180 | SAIL-M12G-3-1.8U | Sensor/actuator line, One end without connector, M12, Number of poles : 3, 1.8 m, Shielded: No, LED: No, Sheath material: PUR, Halogen: No
2623 | 9457810260 | SAIL-M12G-3-2.6U | Sensor/actuator line, One end without connector, M12, Number of poles : 3, 2.6 m, Shielded: No, LED: No, Sheath material: PUR, Halogen: No
2624 | 9457810350 | SAIL-M12G-3-3.5U | Sensor/actuator line, One end without connector, M12, Number of poles : 3, 3.5 m, Shielded: No, LED: No, Sheath material: PUR, Halogen: No
2625 | 9457810400 | SAIL-M12G-3-4.0U | Sensor/actuator line, One end without connector, M12, Number of poles : 3, 4 m, Shielded: No, LED: No, Sheath material: PUR, Halogen: No
2626 | 9457810420 | SAIL-M12G-3-4.2U | Sensor/actuator line, One end without connector, M12, Number of poles : 3, 4.2 m, Shielded: No, LED: No, Sheath material: PUR, Halogen: No
2627 | 9457810470 | SAIL-M12G-3-4.7U | Sensor/actuator line, One end without connector, M12, Number of poles : 3, 4.7 m, Shielded: No, LED: No, Sheath material: PUR, Halogen: No
2628 | 9457810550 | SAIL-M12G-3-5.5U | Sensor/actuator line, One end without connector, M12, Number of poles : 3, 5.5 m, pin, straight, Shielded: No, LED: No, Sheath material: PUR, Halogen: No
2629 | 9457810580 | SAIL-M12G-3-5.8U | Sensor/actuator line, One end without connector, M12, Number of poles : 3, 5.8 m, pin, straight, Shielded: No, LED: No, Sheath material: PUR, Halogen: No
2630 | 9457810600 | SAIL-M12G-3-6.0U | Sensor/actuator line, One end without connector, M12, Number of poles : 3, 6 m, pin, straight, Shielded: No, LED: No, Sheath material: PUR, Halogen: No
2631 | 9457810630 | SAIL-M12G-3-6.3U | Sensor/actuator line, One end without connector, M12, Number of poles : 3, 6.3 m, pin, straight, Shielded: No, LED: No, Sheath material: PUR, Halogen: No
2632 | 9457810650 | SAIL-M12G-3-6.5U | Sensor/actuator line, One end without connector, M12, Number of poles : 3, 6.5 m, pin, straight, Shielded: No, LED: No, Sheath material: PUR, Halogen: No
2633 | 9457810750 | SAIL-M12G-3-7.5U | Sensor/actuator line, One end without connector, M12, Number of poles : 3, 7.5 m, pin, straight, Shielded: No, LED: No, Sheath material: PUR, Halogen: No
2634 | 9457810800 | SAIL-M12G-3-8.0U | Sensor/actuator line, One end without connector, M12, Number of poles : 3, 8 m, pin, straight, Shielded: No, LED: No, Sheath material: PUR, Halogen: No
2635 | 9457810850 | SAIL-M12G-3-8.5U | Sensor/actuator line, One end without connector, M12, Number of poles : 3, 8.5 m, pin, straight, Shielded: No, LED: No, Sheath material: PUR, Halogen: No
2636 | 9457820600 | SAIL-M12BG-3-6.0U | Sensor/actuator line, One end without connector, M12, Number of poles : 3, 6 m, Shielded: No, LED: No, Sheath material: PUR, Halogen: No
2637 | 9457820900 | SAIL-M12BG-3-9.0U | Sensor/actuator line, One end without connector, M12, Number of poles : 3, 9 m, Shielded: No, LED: No, Sheath material: PUR, Halogen: No
2638 | 9457850050 | SAIL-M8BG-4-0.5U | Sensor/actuator line, One end without connector, M8, Number of poles : 4, 0.5 m, Shielded: No, LED: No, Sheath material: PUR, Halogen: No
2639 | 9457850550 | SAIL-M8BG-4-5.5U | Sensor/actuator line, One end without connector, M8, Number of poles : 4, 5.5 m, Shielded: No, LED: No, Sheath material: PUR, Halogen: No
2640 | 9457850710 | SAIL-M8BG-4-7.1U | Sensor/actuator line, One end without connector, M8, Number of poles : 4, 7.1 m, Shielded: No, LED: No, Sheath material: PUR, Halogen: No
2641 | 9457850930 | SAIL-M8BG-4-9.3U | Sensor/actuator line, One end without connector, M8, Number of poles : 4, 9.3 m, Shielded: No, LED: No, Sheath material: PUR, Halogen: No
2642 | 9457854000 | SAIL-M8BG-4-40U | Sensor/actuator line, One end without connector, M8, Number of poles : 4, 40 m, Shielded: No, LED: No, Sheath material: PUR, Halogen: No
2643 | 9457910250 | SAIL-M12BG-5-2.5U | Sensor/actuator line, One end without connector, M12, Number of poles : 5, 2.5 m, Shielded: No, LED: No, Sheath material: PUR, Halogen: No
2644 | 9457910400 | SAIL-M12BG-5-4.0U | Sensor/actuator line, One end without connector, M12, Number of poles : 5, 4 m, Shielded: No, LED: No, Sheath material: PUR, Halogen: No
2645 | 9457910950 | SAIL-M12BG-5-9.5U | Sensor/actuator line, One end without connector, M12, Number of poles : 5, 9.5 m, Shielded: No, LED: No, Sheath material: PUR, Halogen: No
2646 | 9457911200 | SAIL-M12BG-5-12U | Sensor/actuator line, One end without connector, M12, Number of poles : 5, 12 m, Shielded: No, LED: No, Sheath material: PUR, Halogen: No
2647 | 9457915000 | SAIL-M12BG-5-50U | Sensor/actuator line, One end without connector, M12, Number of poles : 5, 50 m, Shielded: No, LED: No, Sheath material: PUR, Halogen: No
2648 | 9457980130 | SAIL-M12GM8W-3-1.3U | Sensor/actuator line, Connecting line, Number of poles : 3, 1.3 m, Shielded: No, LED: No, Sheath material: PUR, Halogen: No
2649 | 9457980280 | SAIL-M12GM8W-3-2.8U | Sensor/actuator line, Connecting line, Number of poles : 3, 2.8 m, Shielded: No, LED: No, Sheath material: PUR, Halogen: No
2650 | 9457980310 | SAIL-M12GM8W-3-3.1U | Sensor/actuator line, Connecting line, Number of poles : 3, 3.1 m, Shielded: No, LED: No, Sheath material: PUR, Halogen: No
2651 | 9457980400 | SAIL-M12GM8W-3-4.0U | Sensor/actuator line, Connecting line, Number of poles : 3, 4 m, Shielded: No, LED: No, Sheath material: PUR, Halogen: No
2652 | 9457980410 | SAIL-M12GM8W-3-4.1U | Sensor/actuator line, Connecting line, Number of poles : 3, 4.1 m, Shielded: No, LED: No, Sheath material: PUR, Halogen: No
2653 | 9457980440 | SAIL-M12GM8W-3-4.4U | Sensor/actuator line, Connecting line, Number of poles : 3, 4.4 m, Shielded: No, LED: No, Sheath material: PUR, Halogen: No
2654 | 9457980460 | SAIL-M12GM8W-3-4.6U | Sensor/actuator line, Connecting line, Number of poles : 3, 4.6 m, Shielded: No, LED: No, Sheath material: PUR, Halogen: No
2655 | 9457980520 | SAIL-M12GM8W-3-5.2U | Sensor/actuator line, Connecting line, Number of poles : 3, 5.2 m, Shielded: No, LED: No, Sheath material: PUR, Halogen: No
2656 | 9457980530 | SAIL-M12GM8W-3-5.3U | Sensor/actuator line, Connecting line, Number of poles : 3, 5.3 m, Shielded: No, LED: No, Sheath material: PUR, Halogen: No
2657 | 9457980560 | SAIL-M12GM8W-3-5.6U | Sensor/actuator line, Connecting line, Number of poles : 3, 5.6 m, Shielded: No, LED: No, Sheath material: PUR, Halogen: No
2658 | 9457980610 | SAIL-M12GM8W-3-6.1U | Sensor/actuator line, Connecting line, Number of poles : 3, 6.1 m, Shielded: No, LED: No, Sheath material: PUR, Halogen: No
2659 | 9457980620 | SAIL-M12GM8W-3-6.2U | Sensor/actuator line, Connecting line, Number of poles : 3, 6.2 m, Shielded: No, LED: No, Sheath material: PUR, Halogen: No
2660 | 9457980630 | SAIL-M12GM8W-3-6.3U | Sensor/actuator line, Connecting line, Number of poles : 3, 6.3 m, Shielded: No, LED: No, Sheath material: PUR, Halogen: No
2661 | 9457980660 | SAIL-M12GM8W-3-6.6U | Sensor/actuator line, Connecting line, Number of poles : 3, 6.6 m, Shielded: No, LED: No, Sheath material: PUR, Halogen: No
2662 | 9457980680 | SAIL-M12GM8W-3-6.8U | Sensor/actuator line, Connecting line, Number of poles : 3, 6.8 m, Shielded: No, LED: No, Sheath material: PUR, Halogen: No
2663 | 9457980710 | SAIL-M12GM8W-3-7.1U | Sensor/actuator line, Connecting line, Number of poles : 3, 7.1 m, Shielded: No, LED: No, Sheath material: PUR, Halogen: No
2664 | 9457980720 | SAIL-M12GM8W-3-7.2U | Sensor/actuator line, Connecting line, Number of poles : 3, 7.2 m, Shielded: No, LED: No, Sheath material: PUR, Halogen: No
2665 | 9457980740 | SAIL-M12GM8W-3-7.4U | Sensor/actuator line, Connecting line, Number of poles : 3, 7.4 m, Shielded: No, LED: No, Sheath material: PUR, Halogen: No
2666 | 9457980760 | SAIL-M12GM8W-3-7.6U | Sensor/actuator line, Connecting line, Number of poles : 3, 7.6 m, Shielded: No, LED: No, Sheath material: PUR, Halogen: No
2667 | 9457980800 | SAIL-M12GM8W-3-8.0U | Sensor/actuator line, Connecting line, Number of poles : 3, 8 m, Shielded: No, LED: No, Sheath material: PUR, Halogen: No
2668 | 9457980820 | SAIL-M12GM8W-3-8.2U | Sensor/actuator line, Connecting line, Number of poles : 3, 8.2 m, Shielded: No, LED: No, Sheath material: PUR, Halogen: No
2669 | 9457980840 | SAIL-M12GM8W-3-8.4U | Sensor/actuator line, Connecting line, Number of poles : 3, 8.4 m, Shielded: No, LED: No, Sheath material: PUR, Halogen: No
2670 | 9457980850 | SAIL-M12GM8W-3-8.5U | Sensor/actuator line, Connecting line, Number of poles : 3, 8.5 m, Shielded: No, LED: No, Sheath material: PUR, Halogen: No
2671 | 9457980860 | SAIL-M12GM8W-3-8.6U | Sensor/actuator line, Connecting line, Number of poles : 3, 8.6 m, Shielded: No, LED: No, Sheath material: PUR, Halogen: No
2672 | 9457980900 | SAIL-M12GM8W-3-9.0U | Sensor/actuator line, Connecting line, Number of poles : 3, 9 m, Shielded: No, LED: No, Sheath material: PUR, Halogen: No
2673 | 9457980920 | SAIL-M12GM8W-3-9.2U | Sensor/actuator line, Connecting line, Number of poles : 3, 9.2 m, Shielded: No, LED: No, Sheath material: PUR, Halogen: No
2674 | 9457980950 | SAIL-M12GM8W-3-9.5U | Sensor/actuator line, Connecting line, Number of poles : 3, 9.5 m, Shielded: No, LED: No, Sheath material: PUR, Halogen: No
2675 | 9457981020 | SAIL-M12GM8W-3-10.2U | Sensor/actuator line, Connecting line, Number of poles : 3, 10.2 m, Shielded: No, LED: No, Sheath material: PUR, Halogen: No
2676 | 9457981100 | SAIL-M12GM8W-3-11.0U | Sensor/actuator line, Connecting line, Number of poles : 3, 11 m, Shielded: No, LED: No, Sheath material: PUR, Halogen: No
2677 | 9457981200 | SAIL-M12GM8W-3-12.0U | Sensor/actuator line, Connecting line, Number of poles : 3, 12 m, Shielded: No, LED: No, Sheath material: PUR, Halogen: No
2678 | 9457981220 | SAIL-M12GM8W-3-12.2U | Sensor/actuator line, Connecting line, Number of poles : 3, 12.2 m, Shielded: No, LED: No, Sheath material: PUR, Halogen: No
2679 | 9457981300 | SAIL-M12GM8W-3-13U | Sensor/actuator line, Connecting line, Number of poles : 3, 13 m, Shielded: No, LED: No, Sheath material: PUR, Halogen: No
2680 | 2576060000 | DRMKITP230VAC 4CO LD/PB | D-SERIES DRM, Relay module, Number of contacts: 4, CO contact AgNi flash gold-plated, Rated control voltage: 230 V AC, Continuous current: 5 A, PUSH IN, Test button available: Yes
2681 | 2562040000 | WFS 4 100-250V BL | W-Series, Fuse terminal, Rated cross-section: 4 mm², Screw connection
2682 | 2562000000 | WFS 4 BL | W-Series, Fuse terminal, Rated cross-section: 4 mm², Screw connection
2683 | 2562010000 | WFS 4 10-36V BL | W-Series, Fuse terminal, Rated cross-section: 4 mm², Screw connection
2684 | 2562020000 | WFS 4 30-70V BL | W-Series, Fuse terminal, Rated cross-section: 4 mm², Screw connection
2685 | 2562030000 | WFS 4 60-150V BL | W-Series, Fuse terminal, Rated cross-section: 4 mm², Screw connection
2686 | 2544040000 | HDC 40D TOBU 1M40G EMC | HDC enclosures, Size: 6, Protection degree: IP65 (in plugged condition), Cable entry from top, Plug housing, Side-locking clamp on lower side, high, Size of cable entries: M 40
2687 | 2543980000 | HDC 24D TSLU 1M32G EMC | HDC enclosures, Size: 4, Protection degree: IP65 (in plugged condition), Cable entry from side, Plug housing, End-locking clamp, lower side, high, Size of cable entries: M 32
2688 | 2543970000 | HDC 16D TOLU 1M32G EMC | HDC enclosures, Size: 3, Protection degree: IP65 (in plugged condition), Cable entry from top, Plug housing, End-locking clamp, lower side, high, Size of cable entries: M 32
2689 | 2544000000 | HDC 24D TOLU 1M32G EMC | HDC enclosures, Size: 4, Protection degree: IP65 (in plugged condition), Cable entry from top, Plug housing, End-locking clamp, lower side, high, Size of cable entries: M 32
2690 | 1010850005 | IE-C5DB4RE0005MCSMCS-E | System cable, M12 D-code ? IP 67 straight pin, M12 D-code ? IP 67 straight pin, Cat.5 (ISO/IEC 11801) / Cat.5e (TIA T568-B), Radox GKW S, 0.5 m
2691 | 1059750025 | IE-C5DD4UG0025MCAXXX-X | Dragline cable, PROFINET, M12 D-code ? IP 67 angled pin, Open, Cat.5 (ISO/IEC 11801) / Cat.5e (TIA T568-B), PUR, 2.5 m
2692 | 1059750075 | IE-C5DD4UG0075MCAXXX-X | Dragline cable, PROFINET, M12 D-code ? IP 67 angled pin, Open, Cat.5 (ISO/IEC 11801) / Cat.5e (TIA T568-B), PUR, 7.5 m
2693 | 2556410000 | TCC 6.4/51 RD | TERMSERIES, Cross-connector
2694 | 2556400000 | TCC 6.4/10 RD | TERMSERIES, Cross-connector
2695 | 2556480000 | TCC 6.4/10 BK | TERMSERIES, Cross-connector
2696 | 2556470000 | TCC 6.4/2 BK | TERMSERIES, Cross-connector
2697 | 2539970000 | A2T 4 | Double-tier terminal, PUSH IN, 4 mm², 800 V, 32 A, dark beige
2698 | 2560740000 | HDC 16B SBU 1M25G N | HDC enclosures, Size: 6, Protection degree: IP65 (in plugged condition), Base housing, Side-locking clamp on lower side, Standard, Size of cable entries: M 25
2699 | 2657180000 | THM WO VIN 25.4/57.2 WS | THM, Conductor and cable markers, 6 - 12 mm, 25.4 x 57.2 mm, white
2700 | 2540630000 | APG 4 R GN | Plug, 4 mm², 690 V, 32 A, green
2701 | 2540050000 | APGTB 4 FT 2C/1 | Feed-through terminal, PUSH IN, 4 mm², 800 V, 32 A, dark beige
2702 | 2540580000 | APG 4 MI | Plug, 4 mm², 690 V, 32 A, dark beige
2703 | 2540360000 | APG 4 L | Plug, 4 mm², 690 V, 32 A, dark beige
2704 | 2540800000 | MCV APG 4 | A-series, End plate
2705 | 2681790000 | PM 5.00/05/90 3.5SN BK BX | Printed circuit board terminals, 5.00 mm, Number of poles: 5, Clamping range, max. : 2.5 mm²
2706 | 2662630000 | CD 100X40 4/6 BL | 100 mm x 40 mm, 4.00 mm x 6.00 mm, 2000 mm
2707 | 2662470000 | CD 40X80 4/6 BL | 40 mm x 80 mm, 4.00 mm x 6.00 mm, 2000 mm
2708 | 1234750002 | IE-C5DS4UG0002MBSA20-E | System cable, M12 D-code ? flange, RJ45 IP 20, 0.2 m
2709 | 1025950170 | IE-C5DD4UG0170MCSMCS-E | Dragline cable, PROFINET, M12 D-code ? IP 67 straight pin, M12 D-code ? IP 67 straight pin, Cat.5 (ISO/IEC 11801) / Cat.5e (TIA T568-B), PUR, 17 m
2710 | 1025940075 | IE-C5DD4UG0075MCSXXX-X | Dragline cable, PROFINET
2711 | 2664810000 | SAISC-D-18/28-4/9CG | Plugs prefabricated to customer spec., M12, pin, straight
2712 | 2682130000 | IE-SW-EL05-5TX | Network switch, unmanaged, Fast Ethernet, Number of ports: 5x RJ45, IP30, -40 °C...75 °C
2713 | 2681540000 | SAIBP-M-4A-4/8-M12 | Sockets prefabricated to customer spec., M12, Female socket, straight
2714 | 2681680000 | SAISP-M-4D-4/8-M12 | Plugs prefabricated to customer spec., M12, pin, straight
2715 | 2681520000 | SAISP-M-4A-4/8-M12 | Plugs prefabricated to customer spec., M12, pin, straight
2716 | 2681480000 | SAISP-4A-4/8-M12 | Plugs prefabricated to customer spec., M12, pin, straight
2717 | 2682150000 | IE-SW-EL16-16TX | Network switch, unmanaged, Fast Ethernet, Number of ports: 16x RJ45, IP30, -40 °C...75 °C
2718 | 1059330200 | IE-C5DD4UG0200MSSMCS-E | Dragline cable, PROFINET, M12 D-code ? IP 67 straight socket, M12 D-code ? IP 67 straight pin, Cat.5 (ISO/IEC 11801) / Cat.5e (TIA T568-B), PUR, 20 m
2719 | 2731380000 | TS 35X7.5/1.0 2M/CU/BK | , Copper, untreated
2720 | 2737620000 | PVN1M6I4SXFXV1O1TXPX10 | Photovoltaics, Combiner Box, 1000 V, 6 MPPT?s, 2 Inputs / 1 Output per MPPT, Surge protection I / II, WM4C
2721 | 2738750000 | LSF-SMT 5.08/03/90 3.5SN BK TU SO | Printed circuit board terminals, 5.08 mm, Number of poles: 3, 90°, Solder pin length (l): 3.5 mm, black, PUSH IN with actuator, Clamping range, max. : 1.5 mm², Tube
2722 | 2730840000 | VPU AC I 0 275/25 LCF 2PE | Spare arrester, Leakage-current-free, Surge protection, UP(L/N-PE) ? 1.7 kV
2723 | 2730850000 | VPU AC I 0 N-PE 305/100 S | Spare arrester, Leakage-current-free, Surge protection, TT nur für N-PE, UP(L/N-PE) ? 1.5 kV
2724 | 2733790000 | VPU AC I 0 N-PE 305/100 2PE | Spare arrester, Leakage-current-free, Surge protection, TT nur für N-PE, UP(L/N-PE) ? 1.7 kV
2725 | 1490220000 | UR20-EM-1315180000-SP | Replacement part
2726 | 1059750300 | IE-C5DD4UG0300MCAXXX-X | Dragline cable, PROFINET, M12 D-code ? IP 67 angled pin, Open, Cat.5 (ISO/IEC 11801) / Cat.5e (TIA T568-B), PUR, 30 m
2727 | 1059750500 | IE-C5DD4UG0500MCAXXX-X | Dragline cable, PROFINET, M12 D-code ? IP 67 angled pin, Open, Cat.5 (ISO/IEC 11801) / Cat.5e (TIA T568-B), PUR, 50 m
2728 | 1059750800 | IE-C5DD4UG0800MCAXXX-X | Dragline cable, PROFINET, M12 D-code ? IP 67 angled pin, Open, Cat.5 (ISO/IEC 11801) / Cat.5e (TIA T568-B), PUR, 80 m
2729 | 1059750400 | IE-C5DD4UG0400MCAXXX-X | Dragline cable, PROFINET, M12 D-code ? IP 67 angled pin, Open, Cat.5 (ISO/IEC 11801) / Cat.5e (TIA T568-B), PUR, 40 m
2730 | 1059750700 | IE-C5DD4UG0700MCAXXX-X | Dragline cable, PROFINET, M12 D-code ? IP 67 angled pin, Open, Cat.5 (ISO/IEC 11801) / Cat.5e (TIA T568-B), PUR, 70 m
2731 | 2675180000 | A2T 4 FT-PE DL | Double-tier terminal, PUSH IN, 4 mm², 800 V, 32 A
2732 | 2675160000 | A2T 4 DL | Double-tier terminal, PUSH IN, 4 mm², 800 V, 32 A
2733 | 2675140000 | A2T 2.5 VL DL | Feed-through terminal, PUSH IN, 2.5 mm², 800 V
2734 | 2674970000 | A3C 10 DL | Feed-through terminal, PUSH IN, 10 mm², 1000 V
2735 | 2674980000 | A3C 10 DL BL | Feed-through terminal, PUSH IN, 10 mm², 1000 V
2736 | 2674830000 | A3C 4 PE DL | PE terminal, PUSH IN, 4 mm², Green/yellow
2737 | 2675050000 | A3C 16 PE DL | PE terminal, PUSH IN, 16 mm², Green/yellow
2738 | 2675100000 | A2T 1.5 PE DL | Double-tier terminal, PUSH IN, 1.5 mm², Green/yellow
2739 | 2674990000 | A3C 10 PE DL | PE terminal, PUSH IN, 10 mm², Green/yellow
2740 | 2675170000 | A2T 4 DL BL | Double-tier terminal, PUSH IN, 4 mm², 800 V, 32 A
2741 | 2675190000 | A2T 4 VL DL | Double-tier terminal, PUSH IN, 4 mm², 800 V, 32 A
2742 | 2675240000 | ADT 4 2C DL | Test-disconnect terminal, PUSH IN, 4 mm², 500 V, 20 A
2743 | 2675200000 | A2T 4 PE DL | Double-tier terminal, PUSH IN, 4 mm², Green/yellow
2744 | 2675130000 | A2T 2.5 FT-PE DL | Feed-through terminal, PUSH IN, 2.5 mm², 800 V
2745 | 2675030000 | A3C 16 DL | Feed-through terminal, PUSH IN, 16 mm², 1000 V
2746 | 2675560000 | AAP14 10 LO-LO DL | Supply terminal, PUSH IN, 500 V
2747 | 2675540000 | AAP13 6 LO-LO DL | Supply terminal, PUSH IN, 6 mm², 250 V
2748 | 2675430000 | AAP12 10 LO DL OR | Supply terminal, PUSH IN, 10 mm², 800 V
2749 | 2675420000 | AAP12 10 LO DL RD | Supply terminal, PUSH IN, 10 mm², 800 V
2750 | 2675460000 | AAP12 2.5 LI DL RD | Modular distribution terminals, PUSH IN, 800 V
2751 | 2675370000 | AAP11 1.5 LI DL BL/OR | Modular distribution terminals, PUSH IN, 500 V
2752 | 2675610000 | AIO22 1.5 SI-PE DL | Initiator/actuator terminal, PUSH IN, 1.5 mm², 250 V, 13.5 A, dark beige
2753 | 2675480000 | AAP12 2.5 LI DL BL/OR | Modular distribution terminals, PUSH IN, 800 V
2754 | 2675450000 | AAP12 10 LO DL BL/OR | Supply terminal, PUSH IN, 10 mm², 800 V
2755 | 2675440000 | AAP12 10 LO DL BL | Supply terminal, PUSH IN, 10 mm², 800 V
2756 | 2675770000 | APGTB 1.5 2T 4C/2 DL | Feed-through terminal, PUSH IN, 1.5 mm², 500 V, 17.5 A, dark beige
2757 | 2675670000 | AIO23 1.5 2SI DL OR | Initiator/actuator terminal, PUSH IN, 1.5 mm², 250 V, 13.5 A, orange
2758 | 2675800000 | APGTB 1.5 2T PE 4C/2 DL | PE terminal, PUSH IN, 1.5 mm², 17.5 A, Green/yellow
2759 | 2675650000 | AIO21 1.5 SO-PE DL OR | Initiator/actuator terminal, PUSH IN, 1.5 mm², 250 V, 13.5 A, orange
2760 | 2675630000 | AIO21 1.5 SI DL OR | Initiator/actuator terminal, PUSH IN, 1.5 mm², 250 V, 13.5 A, orange
2761 | 2675660000 | AIO22 1.5 SI-PE DL OR | Initiator/actuator terminal, PUSH IN, 1.5 mm², 250 V, 13.5 A, orange
2762 | 2675740000 | APGTB 1.5 FT 4C/2 DL | Feed-through terminal, PUSH IN, 1.5 mm², 500 V
2763 | 2675950000 | APGTB 2.5 2T VL 4C/2 DL | Feed-through terminal, PUSH IN, 2.5 mm², 800 V, 24 A, dark beige
2764 | 2674810000 | A3C 4 DL | Feed-through terminal, PUSH IN, 4 mm², 800 V, 32 A
2765 | 2675840000 | APGTB 2.5 PE 2C/1 DL | PE terminal, PUSH IN, 2.5 mm²
2766 | 2675820000 | APGTB 2.5 FT 2C/1 DL | Feed-through terminal, PUSH IN, 2.5 mm², 800 V
2767 | 2675890000 | APGTB 2.5 FT 4C/2 DL BL | Feed-through terminal, PUSH IN, 2.5 mm², 800 V
2768 | 2675910000 | APGTB 2.5 2T 4C/2 DL | Feed-through terminal, PUSH IN, 2.5 mm², 800 V, 24 A, dark beige
2769 | 2675920000 | APGTB 2.5 2T 4C/2 DL BL | Feed-through terminal, PUSH IN, 2.5 mm², 800 V, 24 A, blue
2770 | 2675930000 | APGTB 2.5 2T FT-PE 4C/2 DL | Feed-through terminal, PUSH IN, 2.5 mm², 800 V, 24 A, dark beige
2771 | 2675850000 | APGTB 2.5 FT 3C/1 DL | Feed-through terminal, PUSH IN, 2.5 mm², 800 V
2772 | 2675900000 | APGTB 2.5 PE 4C/2 DL | PE terminal, PUSH IN, 2.5 mm²
2773 | 2675830000 | APGTB 2.5 FT 2C/1 DL BL | Feed-through terminal, PUSH IN, 2.5 mm², 800 V
2774 | 2676080000 | APGTB 4 2T PE 4C/2 DL | PE terminal, PUSH IN, 4 mm²
2775 | 2676070000 | APGTB 4 2T FT-PE 4C/2 DL | Feed-through terminal, PUSH IN, 4 mm², 800 V, 32 A, dark beige
2776 | 2675990000 | APGTB 4 FT 3C/1 DL | Feed-through terminal, PUSH IN, 4 mm², 800 V
2777 | 2675870000 | APGTB 2.5 PE 3C/1 DL | PE terminal, PUSH IN, 2.5 mm²
2778 | 2675860000 | APGTB 2.5 FT 3C/1 DL BL | Feed-through terminal, PUSH IN, 2.5 mm², 800 V
2779 | 2675880000 | APGTB 2.5 FT 4C/2 DL | Feed-through terminal, PUSH IN, 2.5 mm², 800 V
2780 | 2675980000 | APGTB 4 PE 2C/1 DL | PE terminal, PUSH IN, 4 mm²
2781 | 2675970000 | APGTB 4 FT 2C/1 DL BL | Feed-through terminal, PUSH IN, 4 mm², 800 V
2782 | 2676050000 | APGTB 4 2T 4C/2 DL | Feed-through terminal, PUSH IN, 4 mm², 800 V, 32 A, dark beige
2783 | 2676000000 | APGTB 4 FT 3C/1 DL BL | Feed-through terminal, PUSH IN, 4 mm², 800 V
2784 | 2676090000 | APGTB 4 2T VL 4C/2 DL | Feed-through terminal, PUSH IN, 4 mm², 800 V, 32 A, dark beige
2785 | 2676060000 | APGTB 4 2T 4C/2 DL BL | Feed-through terminal, PUSH IN, 4 mm², 800 V, 32 A, blue
2786 | 2676010000 | APGTB 4 PE 3C/1 DL | PE terminal, PUSH IN, 4 mm²
2787 | 2676040000 | APGTB 4 PE 4C/2 DL | PE terminal, PUSH IN, 4 mm²
2788 | 2676030000 | APGTB 4 FT 4C/2 DL BL | Feed-through terminal, PUSH IN, 4 mm², 800 V
2789 | 2755900000 | A2C 50/70 DL BL | Feed-through terminal, 50 mm², 1000 V, 150 A, blue
2790 | 2755890000 | A2C 35 DL BL | 35 mm², 1000 V, 125 A, blue
2791 | 2675960000 | APGTB 4 FT 2C/1 DL | Feed-through terminal, PUSH IN, 4 mm², 800 V
2792 | 2675640000 | AIO21 1.5 SO DL OR | Initiator/actuator terminal, PUSH IN, 1.5 mm², 250 V, 13.5 A, orange
2793 | 2730750000 | VPU AC II US 4 R 400/50 | Surge voltage arrester, Low voltage, Surge protection, with remote contact, TN-C-S, TN-S
2794 | 2676020000 | APGTB 4 FT 4C/2 DL | Feed-through terminal, PUSH IN, 4 mm², 800 V
2795 | 2759190000 | BLDF 5.08/03/180 SN OR BX SO | PCB plug-in connector, female plug, 5.08 mm, Number of poles: 3, 180°, PUSH IN with actuator, Tension-clamp connection, Clamping range, max. : 3.31 mm², Box
2796 | 2562590000 | WSI 4 | W-Series, Fuse terminal, Rated cross-section: 4 mm², Screw connection
2797 | 2564350000 | WSI 4/LD 10-36V AC/DC | W-Series, Fuse terminal, Rated cross-section: 4 mm², Screw connection
2798 | 1373910300 | PAC-C300-36-F-34-30M | Pre-assembled cable, PAC, Cable LiYCY, 0.34 mm²
2799 | 2764130000 | VPUM2I2SXFXV2O1TXPX10 | Combiner Box, 2 MPPT's, 1 Input / 1 Output per MPPT, Surge protection II, WM4C, 1000 V
2800 | 2732640030 | IE-CSPD5UD0030LSSVAP-X | System cable, M12 L-code ? IP 67 straight socket, PushPull Power, PUR, 3 m
2801 | 2732640100 | IE-CSPD5UD0100LSSVAP-X | System cable, M12 L-code ? IP 67 straight socket, PushPull Power, PUR, 10 m
2802 | 2732640050 | IE-CSPD5UD0050LSSVAP-X | System cable, M12 L-code ? IP 67 straight socket, PushPull Power, PUR, 5 m
2803 | 2732640015 | IE-CSPD5UD0015LSSVAP-X | System cable, M12 L-code ? IP 67 straight socket, PushPull Power, PUR, 1.5 m
2804 | 1044470350 | IE-C5DD4UG0350MCSA20-E | Dragline cable, PROFINET, M12 D-code ? IP 67 straight pin, RJ45 IP 20, Cat.5 (ISO/IEC 11801) / Cat.5e (TIA T568-B), PUR, 35 m
2805 | 2766950000 | SLF 5.08/03/180B SN OR BX SO | PCB plug-in connector, male plug, 5.08 mm, Number of poles: 3, 180°, PUSH IN with actuator, Tension-clamp connection, Box
2806 | 2766910000 | BLF 5.08HC/03/90 SN OR BX SO | PCB plug-in connector, female plug, 5.08 mm, Number of poles: 3, 90°, PUSH IN with actuator, Tension-clamp connection, Clamping range, max. : 3.31 mm², Box
2807 | 2766920000 | BLF 5.08HC/03/180 SN OR BX SO | PCB plug-in connector, female plug, 5.08 mm, Number of poles: 3, 180°, PUSH IN with actuator, Tension-clamp connection, Clamping range, max. : 3.31 mm², Box
2808 | 2766930000 | SLF 5.08/03/180B SN OR BX SO | PCB plug-in connector, male plug, 5.08 mm, Number of poles: 3, 180°, PUSH IN with actuator, Tension-clamp connection, Box
2809 | 2682440000 | IE-INJ-EL02-2GTPOE | PoE Injector, Gigabit Ethernet, Number of ports: 2x RJ45 10/100/1000BaseT(X), 2x RJ45 10/100/1000 BaseT(X) PoE+, IP30, -40 °C...75 °C
2810 | 2682290000 | IE-SW-AL08M-6TX-2GT | Network switch, managed, Fast/Gigabit Ethernet, Number of ports: 6x RJ45 10/100BaseT(X), 2x RJ45 10/100/1000BaseT(X), IP30, -40 °C...75 °C
2811 | 2682260000 | IE-SW-AL06LM-4TX-2SC | Network switch, managed, Fast Ethernet, Number of ports: 4 x RJ45, 2 * SC Multi-mode, IP30, -40 °C...75 °C
2812 | 2682270000 | IE-SW-AL06LM-4TX-2SCS | Network switch, managed, Fast Ethernet, Number of ports: 4 x RJ45, 2 * SC Single-mode, IP30, -40 °C...75 °C
2813 | 2578040000 | KRN-M16/-400 | cable lug, terminal end,400 mm²
2814 | 2732600000 | WDK 2.5V ZQV OR | Feed-through terminal, Double-tier terminal, 2.5 mm², 400 V, 24 A, orange
2815 | 2578060000 | ES APG80 WM 400 | 400mm², WM crimp
2816 | 2764180000 | VPUM2I2SXFXV2O1TXPX15 | Combiner Box, 2 MPPT's, 1 Input / 1 Output per MPPT, Surge protection II, WM4C, 1500 V
2817 | 2764110000 | VPUM1I1SXFXV2O1TXPX10 | Combiner Box, 1 MPPT, 1 Input / 1 Output per MPPT, Surge protection II, WM4C, 1000 V
2818 | 2764140000 | VPUM1I1SXFXV1O1TXPX10 | Combiner Box, 1 MPPT, 1 Input / 1 Output per MPPT, Surge protection I / II, WM4C, 1000 V
2819 | 2764150000 | VPUM2I2SXFXV1O1TXPX10 | Combiner Box, 2 MPPT's, 1 Input / 1 Output per MPPT, Surge protection I / II, WM4C, 1000 V
2820 | 2764160000 | VPUM1I1SXFXV2O1TXPX15 | Combiner Box, 1 MPPT, 1 Input / 1 Output per MPPT, Surge protection II, WM4C, 1500 V
2821 | 2682310000 | IE-SW-AL16M-16TX | Network switch, managed, Fast Ethernet, Number of ports: 16x RJ45, IP30, -40 °C...75 °C
2822 | 2763490000 | IE-C5ED8UG-500 | Dragline cable, Cat.5 (ISO/IEC 11801) / Cat.5e (TIA T568-B), PUR, 500 m
2823 | 2737480000 | PVN1M1I6S0F3V1O1TXPX10 | Photovoltaics, Combiner Box, 1000 V, 1 MPPT, 6 Inputs / 6 Outputs per MPPT, With fuse holder, Surge protection I / II, Switch disconnector, WM4C
2824 | 2737500000 | PVN1M1I6S0F3V0O1TXPX10 | Photovoltaics, Combiner Box, 1000 V, 1 MPPT, 6 Inputs / 6 Outputs per MPPT, With fuse holder, Surge protection II, Switch disconnector, WM4C
2825 | 2737530000 | PVN1M1I6S0F3V1O0TXPX10 | Photovoltaics, Combiner Box, 1000 V, 1 MPPT, 6 Inputs / 6 Outputs per MPPT, With fuse holder, Surge protection I / II, Switch disconnector, Cable gland
2826 | 2737630000 | PVN1M6I4SXFXV1O0TXPX10 | Photovoltaics, Combiner Box, 1000 V, 6 MPPT?s, 2 Inputs / 1 Output per MPPT, Surge protection I / II, Cable gland
2827 | 2737590000 | PVN1M2I4SXFXV1O0TXPX10 | Photovoltaics, Combiner Box, 1000 V, 2 MPPT's, 2 Inputs / 1 Output per MPPT, Surge protection I / II, Cable gland
2828 | 2737610000 | PVN1M4I4SXFXV1O0TXPX10 | Photovoltaics, Combiner Box, 1000 V, 4 MPPT?s, 2 Inputs / 1 Output per MPPT, Surge protection I / II, Cable gland
2829 | 2737550000 | PVN1M1I6S0F3V0O0TXPX10 | Photovoltaics, Combiner Box, 1000 V, 1 MPPT, 6 Inputs / 6 Outputs per MPPT, With fuse holder, Surge protection II, Switch disconnector, Cable gland
2830 | 2737440000 | PVN1M1I6SXF3V1O1TXPX10 | Photovoltaics, Combiner Box, 1000 V, 1 MPPT, 6 Inputs / 6 Outputs per MPPT, With fuse holder, Surge protection I / II, WM4C
2831 | 2737490000 | PVN1M1I6SXF3V0O1TXPX10 | Photovoltaics, Combiner Box, 1000 V, 1 MPPT, 6 Inputs / 6 Outputs per MPPT, With fuse holder, Surge protection II, WM4C
2832 | 1010850250 | IE-C5DB4RE0250MCSMCS-E | System cable, M12 D-code ? IP 67 straight pin, M12 D-code ? IP 67 straight pin, Cat.5 (ISO/IEC 11801) / Cat.5e (TIA T568-B), Radox GKW S
2833 | 2784210000 | HDC-C-HE-SM0.5FE | Heavy-duty connectors, Crimp contact, Male, Conductor cross-section, max.: 0.5
2834 | 2784200000 | HDC-C-HE-BM0.5FE | Heavy-duty connectors, Crimp contact, Female, Conductor cross-section, max.: 0.5
2835 | 2784170000 | HDC-C-HE-SM0.5KO | Heavy-duty connectors, Crimp contact, Male, Conductor cross-section, max.: 0.5
2836 | 2784160000 | HDC-C-HE-BM0.5KO | Heavy-duty connectors, Crimp contact, Female, Conductor cross-section, max.: 0.5
2837 | 2737540000 | PVN1M1I6SXF3V0O0TXPX10 | Photovoltaics, Combiner Box, 1000 V, 1 MPPT, 6 Inputs / 6 Outputs per MPPT, With fuse holder, Surge protection II, Cable gland
2838 | 2737520000 | PVN1M1I6SXF3V1O0TXPX10 | Photovoltaics, Combiner Box, 1000 V, 1 MPPT, 6 Inputs / 6 Outputs per MPPT, With fuse holder, Surge protection I / II, Cable gland
2839 | 1010840010 | IE-C5DB4RE0010MCSXXX-X | System cable, M12 D-code ? IP 67 straight pin, Cat.5 (ISO/IEC 11801) / Cat.5e (TIA T568-B), Polyolefine
2840 | 2737750000 | CC-DT 85/54 K MC NE BL | ClipCard, Device markers, 54 x 85 mm, blue
2841 | 2737720000 | CC-DT 30/60 MC NE BL | ClipCard, Device markers, 30 x 60 mm, blue
2842 | 2737760000 | CC-DT-H 30/60 BL | ClipCard, Accessories, 30 x 60 mm, blue
2843 | 2737770000 | CC-DT-H 85/54 BL | ClipCard, Accessories, 90 x 58 mm, blue
2844 | 2737740000 | CC-DT 85/54 MC NE BL | ClipCard, Device markers, 54 x 85 mm, blue
2845 | 2737790000 | SM-DT 27/27 K MC NE BL | SwitchMark, Device markers, 27 x 27 mm, blue
2846 | 2737800000 | SM-DT-H 27/27 BL | SwitchMark, Accessories, 59 x 27 mm, blue
2847 | 2740050000 | WTTB 6 LTGY | Test-disconnect terminal, Screw connection, 6 mm², 500 V, 30 A, Light Grey
2848 | 2740060000 | WTTB 6 BK | Test-disconnect terminal, Screw connection, 6 mm², 500 V, 30 A, black
2849 | 2740010000 | ATTB 6 BL | Test-disconnect terminal, PUSH IN, 6 mm², 500 V, 30 A, blue
2850 | 2740030000 | ATTB 6 BK | Test-disconnect terminal, PUSH IN, 6 mm², 500 V, 30 A, black
2851 | 2740020000 | ATTB 6 LTGY | Test-disconnect terminal, PUSH IN, 6 mm², 500 V, 30 A, Light Grey
2852 | 2568970000 | PRO TOP1 72W 24V 3A F | Power supply, switch-mode power supply unit, 24 V
2853 | 1073020030 | SAIL-M8WM8G-3-0.3U | Sensor/actuator line, Connecting line, Number of poles : 3, 0.3 m, Shielded: No, LED: No, Sheath material: PUR, Halogen: No
2854 | 1077750030 | SAIL-M12G-4-0.3UGE | Sensor/actuator line, One end without connector, Number of poles : 4, 0.3 m, Shielded: No, LED: No, Sheath material: PUR, Halogen: No
2855 | 1092920030 | SAIL-M12BG-4-0.3UGE | Sensor/actuator line, One end without connector, Number of poles : 4, 0.3 m, Shielded: No, LED: No, Sheath material: PUR, Halogen: No
2856 | 1093190030 | SAIL-M8BG-3-0.3UGE | Sensor/actuator line, One end without connector, Number of poles : 3, 0.3 m, Shielded: No, LED: No, Sheath material: PUR, Halogen: No
2857 | 1093220030 | SAIL-M8BW-3-0.3UGE | Sensor/actuator line, One end without connector, Number of poles : 3, 0.3 m, Shielded: No, LED: No, Sheath material: PUR, Halogen: No
2858 | 1251590025 | IE-C6FP8LG0025M40M40-G | Patch cable, RJ45 IP 20, RJ45 IP 20, Cat.6A / Class EA (ISO/IEC 11801 2010), LSZH, 2.5 m
2859 | 1251590300 | IE-C6FP8LG0300M40M40-G | Patch cable, RJ45 IP 20, RJ45 IP 20, Cat.6A / Class EA (ISO/IEC 11801 2010), LSZH, 30 m
2860 | 1251590500 | IE-C6FP8LG0500M40M40-G | Patch cable, RJ45 IP 20, RJ45 IP 20, Cat.6A / Class EA (ISO/IEC 11801 2010), LSZH, 50 m
2861 | 1275470200 | SAIL-M12BW-8S2.0U | Sensor/actuator line, One end without connector, M12, Number of poles : 8, 2 m, Shielded: Yes, LED: No, Sheath material: PUR, Halogen: No
2862 | 1346730000 | UR20-EM-1315250000-SP | Replacement part, ,
2863 | 1347270000 | UR20-EM-1315680000-SP | Replacement part, ,
2864 | 1349650040 | PAC-UNIV-HE16-HE16-4M | Pre-assembled cable, PAC
2865 | 1349680020 | PAC-UNIV-HE26-HE26-2M | Pre-assembled cable, PAC
2866 | 1349680070 | PAC-UNIV-HE26-HE26-7M | Pre-assembled cable, PAC
2867 | 1349700070 | PAC-UNIV-HE40-HE40-7M | Pre-assembled cable, PAC
2868 | 1349720040 | PAC-UNIV-HE50-HE50-4M | Pre-assembled cable, PAC
2869 | 1350250010 | PAC-CMLX-UNIU-V0-1M | Cable LiYY, 0.25 mm²
2870 | 1431530015 | PAC-S7300-HE20-V18-1M5 | Pre-assembled cable, PAC, Cable LiYY, 8.6 ± 1 mm
2871 | 1431530030 | PAC-S7300-HE20-V18-3M | Pre-assembled cable, PAC, Cable LiYY, 8.6 ± 1 mm
2872 | 1431530040 | PAC-S7300-HE20-V18-4M | Pre-assembled cable, PAC, Cable LiYY, 8.6 ± 1 mm
2873 | 1431530050 | PAC-S7300-HE20-V18-5M | Pre-assembled cable, PAC, Cable LiYY, 8.6 ± 1 mm
2874 | 1535470030 | SAIL-M8WM8G-4-0.3U | Sensor/actuator line, Connecting line, Number of poles : 4, 0.3 m, Shielded: No, LED: No, Sheath material: PUR, Halogen: No
2875 | 1535470300 | SAIL-M8WM8G-4-3.0U | Sensor/actuator line, Connecting line, Number of poles : 4, 3 m, Shielded: No, LED: No, Sheath material: PUR, Halogen: No
2876 | 1550230050 | SAIL-M8GM8G-3L0.5U | Sensor/actuator line, Connecting line, Number of poles : 3, 0.5 m, Shielded: No, LED: Yes, Sheath material: PUR, Halogen: No
2877 | 1550230060 | SAIL-M8GM8G-3L0.6U | Sensor/actuator line, Connecting line, Number of poles : 3, 0.6 m, Shielded: No, LED: Yes, Sheath material: PUR, Halogen: No
2878 | 1550230100 | SAIL-M8GM8G-3L1.0U | Sensor/actuator line, Connecting line, Number of poles : 3, 1 m, Shielded: No, LED: Yes, Sheath material: PUR, Halogen: No
2879 | 1550230200 | SAIL-M8GM8G-3L2.0U | Sensor/actuator line, Connecting line, Number of poles : 3, 2 m, Shielded: No, LED: Yes, Sheath material: PUR, Halogen: No
2880 | 1815670630 | SAIL-M12WM12W-3-6.3U | Sensor/actuator line, Connecting line, M12 / M12, Number of poles : 3, 6.3 m, Shielded: No, LED: No, Sheath material: PUR, Halogen: No
2881 | 1815670750 | SAIL-M12WM12W-3-7.5U | Sensor/actuator line, Connecting line, M12 / M12, Number of poles : 3, 7.5 m, Shielded: No, LED: No, Sheath material: PUR, Halogen: No
2882 | 1857550030 | SAIL-M8W-3-0.3U | Sensor/actuator line, One end without connector, M8, Number of poles : 3, 0.3 m, Shielded: No, LED: No, Sheath material: PUR, Halogen: No
2883 | 1880470070 | SAIL-M8GM8G-4-0.7U | Sensor/actuator line, Connecting line, Number of poles : 4, 0.7 m, Shielded: No, LED: No, Sheath material: PUR, Halogen: No
2884 | 1880470180 | SAIL-M8GM8G-4-1.8U | Sensor/actuator line, Connecting line, Number of poles : 4, 1.8 m, Shielded: No, LED: No, Sheath material: PUR, Halogen: No
2885 | 1880470230 | SAIL-M8GM8G-4-2.3U | Sensor/actuator line, Connecting line, Number of poles : 4, 2.3 m, Shielded: No, LED: No, Sheath material: PUR, Halogen: No
2886 | 1880470370 | SAIL-M8GM8G-4-3.7U | Sensor/actuator line, Connecting line, Number of poles : 4, 3.7 m, Shielded: No, LED: No, Sheath material: PUR, Halogen: No
2887 | 1906270030 | SAIL-M8G-4-0.3U | Sensor/actuator line, One end without connector, M8, Number of poles : 4, 0.3 m, Shielded: No, LED: No, Sheath material: PUR, Halogen: No
2888 | 1925511500 | SAIL-M12W-3-15V | Sensor/actuator line, One end without connector, M12, Number of poles : 3, 15 m, Shielded: No, LED: No, Sheath material: PVC, Halogen: Yes
2889 | 1925580600 | SAIL-M12BG-4-6.0V | Sensor/actuator line, One end without connector, M12, Number of poles : 4, 6 m, Shielded: No, LED: No, Sheath material: PVC, Halogen: Yes
2890 | 1925590600 | SAIL-M12BG-5-6.0V | Sensor/actuator line, One end without connector, M12, Number of poles : 5, 6 m, Shielded: No, LED: No, Sheath material: PVC, Halogen: Yes
2891 | 1927150010 | SAIL-M8GM8G-3-0.1V | Sensor/actuator line, Connecting line, Number of poles : 3, 0.1 m, Shielded: No, LED: No, Sheath material: PVC, Halogen: Yes
2892 | 1927150040 | SAIL-M8GM8G-3-0.4V | Sensor/actuator line, Connecting line, Number of poles : 3, 0.4 m, Shielded: No, LED: No, Sheath material: PVC, Halogen: Yes
2893 | 1927250050 | SAIL-M8G-4-0.5V | Sensor/actuator line, One end without connector, M8, Number of poles : 4, 0.5 m, Shielded: No, LED: No, Sheath material: PVC, Halogen: Yes
2894 | 1927252000 | SAIL-M8G-4-20V | Sensor/actuator line, One end without connector, M8, Number of poles : 4, 20 m, Shielded: No, LED: No, Sheath material: PVC, Halogen: Yes
2895 | 1927342000 | SAIL-M8BW-4-20V | Sensor/actuator line, One end without connector, M8, Number of poles : 4, 20 m, Shielded: No, LED: No, Sheath material: PVC, Halogen: Yes
2896 | 1938200050 | SAIL-M12GM8G-4-0.5V | Sensor/actuator line, Connecting line, Number of poles : 4, 0.5 m, Shielded: No, LED: No, Sheath material: PVC, Halogen: Yes
2897 | 1964690030 | SAIL-M12BG-CD-0.3A | Bus line, One end without connector, M12, Number of poles: 5, 0.3 m, Shielded: Yes, LED: No, Sheath material: PUR, Halogen: No
2898 | 1964690700 | SAIL-M12BG-CD-7.0A | Bus line, One end without connector, M12, Number of poles: 5, 7 m, Shielded: Yes, LED: No, Sheath material: PUR, Halogen: No
2899 | 1964710070 | SAIL-M12GM12G-CD-0.7A | Bus line, Connecting line, M12 / M12, Number of poles: 4, 0.7 m, Shielded: Yes, LED: No, Sheath material: PUR, Halogen: No
2900 | 1964710750 | SAIL-M12GM12G-CD-7.5A | Bus line, Connecting line, M12 / M12, Number of poles: 5, 7.5 m, Shielded: Yes, LED: No, Sheath material: PUR, Halogen: No
2901 | 1964711200 | SAIL-M12GM12G-CD-12A | Bus line, Connecting line, M12 / M12, Number of poles: 5, 12 m, Shielded: Yes, LED: No, Sheath material: PUR, Halogen: No
2902 | 1968590700 | SAIL-M12BG-3-7.0T | Sensor/actuator line, One end without connector, M12, Number of poles : 3, 7 m, Shielded: No, LED: No, Sheath material: PUR, Halogen: No
2903 | 1968590830 | SAIL-M12BG-3-8.3T | Sensor/actuator line, One end without connector, M12, Number of poles : 3, 8.3 m, Shielded: No, LED: No, Sheath material: PUR, Halogen: No
2904 | 1985910000 | USB2.0A T1V 2.5N4 TY BK | OMNIMATE Data - USB jack, USB jacks, 480 Mbps, THT solder connection, 180°, Pitch in mm (P): 2.00 mm, Number of poles: 4, PBT, black, Tray (manual assembly)
2905 | 2003350000 | IE-FC-IP-PWB/1D9 | FrontCom, Insert plate, unshielded, 1x Power, 1x Signal
2906 | 2023790000 | KTB GP 553520 CD S4 PE | Klippon TB (Terminal Box), flange plate, Height: 494 mm, Width: 167 mm, Depth: 3 mm, Gland plates: left, right, Material: Stainless steel 1.4404, electropolished, silver
2907 | 2050101000 | SAIL-M12GM12W-S3-10P | Power cable, Connecting line, Number of poles : 3 (2 + PE), 10 m, pin, straight - socket, 90°, Shielded: No, LED: No, Sheath material: PUR, Halogen: No
2908 | 2448920000 | WS-A 12/8 MM WS | WS, Terminal marker, 12 x 8.1 mm, Weidmueller, white
2909 | 2449680000 | ZP 4/1AN ZA O.RA BL | Z-series, Plug-in connector, Direct mounting
2910 | 2455991000 | SAIL-M12BGM12G-CD-10A | Bus line, Connecting line, M12 / M12, Number of poles: 5, 10 m, Shielded: Yes, LED: No, Sheath material: PUR, Halogen: No
2911 | 2466990000 | PRO TOP1 240W 24V 10A EX | Power supply, switch-mode power supply unit, 24 V
2912 | 2467020000 | PRO TOP1 120W 12V 10A EX | Power supply, switch-mode power supply unit, 12 V
2913 | 2467040000 | PRO TOP1 480W 48V 10A EX | Power supply, switch-mode power supply unit, 48 V
2914 | 2470690000 | KEBI QL 302015 S2B0 | Klippon EBi QL (Essential Box industrial - Quarter Lock), Empty enclosure, stainless steel enclosure, Height: 300 mm, Width: 200 mm, Depth: 150 mm, Material: Stainless steel 1.4301 (304), Brushed, silver
2915 | 2470700000 | KEBI QL 303015 S2B0 | Klippon EBi QL (Essential Box industrial - Quarter Lock), Empty enclosure, stainless steel enclosure, Height: 300 mm, Width: 300 mm, Depth: 150 mm, Material: Stainless steel 1.4301 (304), Brushed, silver
2916 | 2470730000 | KEBI QL 403022 S2B0 | Klippon EBi QL (Essential Box industrial - Quarter Lock), Empty enclosure, stainless steel enclosure, Height: 400 mm, Width: 300 mm, Depth: 220 mm, Material: Stainless steel 1.4301 (304), Brushed, silver
2917 | 2470740000 | KEBI QL 404022 S2B0 | Klippon EBi QL (Essential Box industrial - Quarter Lock), Empty enclosure, stainless steel enclosure, Height: 400 mm, Width: 400 mm, Depth: 220 mm, Material: Stainless steel 1.4301 (304), Brushed, silver
2918 | 2470750000 | KEBI QL 504022 S2B0 | Klippon EBi QL (Essential Box industrial - Quarter Lock), Empty enclosure, stainless steel enclosure, Height: 500 mm, Width: 400 mm, Depth: 220 mm, Material: Stainless steel 1.4301 (304), Brushed, silver
2919 | 2470760000 | KEBI QL 505022 S2B0 | Klippon EBi QL (Essential Box industrial - Quarter Lock), Empty enclosure, stainless steel enclosure, Height: 500 mm, Width: 500 mm, Depth: 220 mm, Material: Stainless steel 1.4301 (304), Brushed, silver
2920 | 2470770000 | KEBI QL 604022 S2B0 | Klippon EBi QL (Essential Box industrial - Quarter Lock), Empty enclosure, stainless steel enclosure, Height: 600 mm, Width: 400 mm, Depth: 220 mm, Material: Stainless steel 1.4301 (304), Brushed, silver
2921 | 2470780000 | KEBI QL 606022 S2B0 | Klippon EBi QL (Essential Box industrial - Quarter Lock), Empty enclosure, stainless steel enclosure, Height: 600 mm, Width: 600 mm, Depth: 220 mm, Material: Stainless steel 1.4301 (304), Brushed, silver
2922 | 2470790000 | KEBI QL 806022 S2B0 | Klippon EBi QL (Essential Box industrial - Quarter Lock), Empty enclosure, stainless steel enclosure, Height: 800 mm, Width: 600 mm, Depth: 220 mm, Material: Stainless steel 1.4301 (304), Brushed, silver
2923 | 2470800000 | KEBI QL 302015 S2B1 | Klippon EBi QL (Essential Box industrial - Quarter Lock), Empty enclosure, stainless steel enclosure, Height: 300 mm, Width: 200 mm, Depth: 150 mm, Gland plates: Bottom, Material: Stainless steel 1.4301 (304), Brushed, silver
2924 | 2470830000 | KEBI QL 403015 S2B1 | Klippon EBi QL (Essential Box industrial - Quarter Lock), Empty enclosure, stainless steel enclosure, Height: 400 mm, Width: 300 mm, Depth: 150 mm, Gland plates: Bottom, Material: Stainless steel 1.4301 (304), Brushed, silver
2925 | 2470840000 | KEBI QL 403022 S2B1 | Klippon EBi QL (Essential Box industrial - Quarter Lock), Empty enclosure, stainless steel enclosure, Height: 400 mm, Width: 300 mm, Depth: 220 mm, Gland plates: Bottom, Material: Stainless steel 1.4301 (304), Brushed, silver
2926 | 2470850000 | KEBI QL 404022 S2B1 | Klippon EBi QL (Essential Box industrial - Quarter Lock), Empty enclosure, stainless steel enclosure, Height: 400 mm, Width: 400 mm, Depth: 220 mm, Gland plates: Bottom, Material: Stainless steel 1.4301 (304), Brushed, silver
2927 | 2470870000 | KEBI QL 505022 S2B1 | Klippon EBi QL (Essential Box industrial - Quarter Lock), Empty enclosure, stainless steel enclosure, Height: 500 mm, Width: 500 mm, Depth: 220 mm, Gland plates: Bottom, Material: Stainless steel 1.4301 (304), Brushed, silver
2928 | 2470890000 | KEBI QL 606022 S2B1 | Klippon EBi QL (Essential Box industrial - Quarter Lock), Empty enclosure, stainless steel enclosure, Height: 600 mm, Width: 600 mm, Depth: 220 mm, Gland plates: Bottom, Material: Stainless steel 1.4301 (304), Brushed, silver
2929 | 2482170000 | APGTB 1.5 FT 2C/1 BL | Feed-through terminal, PUSH IN, 1.5 mm², 500 V, 17.5 A, blue
2930 | 2482190000 | APGTB 1.5 FT 3C/1 BL | Feed-through terminal, PUSH IN, 1.5 mm², 500 V, 17.5 A, blue
2931 | 2482200000 | APGTB 1.5 FT 4C/2 | Feed-through terminal, PUSH IN, 1.5 mm², 500 V, 17.5 A, dark beige
2932 | 2482210000 | APGTB 1.5 FT 4C/2 BL | Feed-through terminal, PUSH IN, 1.5 mm², 500 V, 17.5 A, blue
2933 | 2482240000 | APGTB 1.5 PE 4C/2 | PE terminal, PUSH IN, 1.5 mm², 500 V, Green/yellow
2934 | 2482260000 | APG 1.5 L BL | Plug, 1.5 mm², 500, 17.5 A, blue
2935 | 2482290000 | APG 1.5 MI BL | Plug, 1.5 mm², 500, 17.5 A, blue
2936 | 2482300000 | APG 1.5 MI GN | Plug, 1.5 mm², 500, 17.5 A, green
2937 | 2482320000 | APG 1.5 R BL | Plug, 1.5 mm², 500, 17.5 A, blue
2938 | 2482350000 | APG 1.5/2 | Plug, 1.5 mm², 500, 17.5 A, dark beige
2939 | 2482390000 | APG 1.5/6 | Plug, 1.5 mm², 500, 17.5 A, dark beige
2940 | 2482400000 | APG 1.5/7 | Plug, 1.5 mm², 500, 17.5 A, dark beige
2941 | 2482410000 | APG 1.5/8 | Plug, 1.5 mm², 500, 17.5 A, dark beige
2942 | 2482420000 | APG 1.5/9 | Plug, 1.5 mm², 500, 17.5 A, dark beige
2943 | 2482430000 | APG 1.5/10 | Plug, 1.5 mm², 500, 17.5 A, dark beige
2944 | 2482440000 | APG 1.5/5-3BG-BL-GN | Plug, 1.5 mm², 500, 17.5 A, dark beige, blue, green
2945 | 2482450000 | APG 1.5/4-3BG-GN | Plug, 1.5 mm², 500, 17.5 A, dark beige, green
2946 | 2485590015 | IE-C6EL8UG0015XCAXCA-E | System cable, M12 X-type IP67 male, angled, M12 X-type IP67 male, angled, Cat.6A / Class EA (ISO/IEC 11801 2010), PUR, 1.5 m
2947 | 2485860000 | APGTB 1.5 2T FT-PE 4C/2 | Feed-through terminal, PUSH IN, 1.5 mm², 500 V, 17.5 A, dark beige
2948 | 2485920000 | APGTB 1.5 2T VL 4C/2 | Feed-through terminal, PUSH IN, 1.5 mm², 500 V, 17.5 A, dark beige
2949 | 2500860000 | ENERGY METER 520-24 | Supply voltage : 24 V
2950 | 2500870000 | ENERGY METER 700-PN-24 | Supply voltage : 24 V
2951 | 2500880000 | ENERGY METER 520-230 | Supply voltage : 230 V
2952 | 2514820000 | HDC MHP200 F 25 | Female, silver, 25 mm²
2953 | 2514830000 | HDC MHP200 F 35 | Female, silver, 35 mm²
2954 | 2514850000 | HDC MHP200 F 70 | Female, silver, 70 mm²
2955 | 2514860000 | HDC MHP200 M 25 | Pin, silver, 25 mm²
2956 | 2514870000 | HDC MHP200 M 35 | Pin, silver, 35 mm²
2957 | 2514880000 | HDC MHP200 M 50 | Pin, silver, 50 mm²
2958 | 2514890000 | HDC MHP200 M 70 | Pin, silver, 70 mm²
2959 | 2521770000 | WPD 305 3X35/6X25+9X16 3XBL | W-Series, Distribution block, Rated cross-section: Screw connection, Terminal rail / mounting plate
2960 | 2531300000 | A2T 2.5 3C FT-PE | Feed-through terminal, PUSH IN, 2.5 mm², 800 V, 22 A, dark beige
2961 | 2531510000 | A2T 2.5 3C BL | Feed-through terminal, PUSH IN, 2.5 mm², 800 V, 22 A, blue
2962 | 2531530000 | A2T 2.5 3C VL BL | Feed-through terminal, PUSH IN, 2.5 mm², 800 V, 22 A, blue
2963 | 2532700000 | AEP 2T 2.5 3C BL | A-series, End plate
2964 | 2535090000 | HDC HE 16 MQT BL | HDC insert, Male, 500 V, 16 A, Number of poles: 16, SNAP IN, Size: 6
2965 | 2535130000 | HDC HE 16 FQT BL | HDC insert, Female, 500 V, 16 A, Number of poles: 16, SNAP IN, Size: 6
2966 | 2535970000 | IE-SR-2GT-LTE/4G-EU-M | Security/NAT/VPN/U-link Router, with integrated multi-band modem (4G/3G/2G), EU-model, Gigabit Ethernet, 2 * RJ45 10/100/1000BaseT(X), DNV-GL, IP20, -20 °C...70 °C
2967 | 2536650000 | IE-WLT-BL-AP-CL-EU | Wireless Access Point/Client, IEEE 802.11 a/b/g/n, EU-Model, IP30, -40 °C...75 °C
2968 | 2536660000 | IE-WL-BL-AP-CL-US | Wireless Access Point/Client, IEEE 802.11 a/b/g/n, US-Model, IP30, 0 °C...60 °C
2969 | 2536670000 | IE-WLT-BL-AP-CL-US | Wireless Access Point/Client, IEEE 802.11 a/b/g/n, US-Model, IP30, -40 °C...75 °C
2970 | 2536690000 | IE-WLT-VL-AP-BR-CL-EU | Wireless Access Point/Bridge/Client, IEEE 802.11 a/b/g/n, EU-Model, IP30, -40 °C...75 °C
2971 | 2536700000 | IE-WL-VL-AP-BR-CL-US | Wireless Access Point/Bridge/Client, IEEE 802.11 a/b/g/n, US-Model, IP30, -25 °C...60 °C
2972 | 2536710000 | IE-WLT-VL-AP-BR-CL-US | Wireless Access Point/Bridge/Client, IEEE 802.11 a/b/g/n, US-Model, IP30, -40 °C...75 °C
2973 | 7789765060 | PAC-ELCO 56-F56-F-6M | Pre-assembled cable, PAC, Pre-assembled cable, Cable LiYCY, 0.25 mm²
2974 | 7789768040 | PAC-CJ1W-HE20-V8-4M | Pre-assembled cable, PAC, Cable LiYY, 0.25 mm²
2975 | 7789806040 | PAC-UNIV-HE20-FD1-4M | Pre-assembled cable, PAC, Cable LiYY, 0.25 mm²
2976 | 7789806100 | PAC-UNIV-HE20-FD1-10M | Pre-assembled cable, PAC, Cable LiYY, 0.25 mm²
2977 | 7789880100 | PAC-C300-3232-25-10 | Pre-assembled cable, PAC, Cable LiYCY, 0.25 mm²
2978 | 7789880150 | PAC-C300-3232-25-15 | Pre-assembled cable, PAC, Cable LiYCY, 0.25 mm²
2979 | 9456100900 | SAIL-M12G-4-9.0U | Sensor/actuator line, One end without connector, M12, Number of poles : 4, 9 m, Shielded: No, LED: No, Sheath material: PUR, Halogen: No
2980 | 9456101050 | SAIL-M12G-4-10.5U | Sensor/actuator line, One end without connector, M12, Number of poles : 4, 10.5 m, Shielded: No, LED: No, Sheath material: PUR, Halogen: No
2981 | 9456101100 | SAIL-M12G-4-11U | Sensor/actuator line, One end without connector, M12, Number of poles : 4, 11 m, Shielded: No, LED: No, Sheath material: PUR, Halogen: No
2982 | 9456380030 | SAIL-M12BW-4-2L0.3U | Sensor/actuator line, One end without connector, M12, Number of poles : 4, 0.3 m, Shielded: No, LED: Yes, Sheath material: PUR, Halogen: No
2983 | 9456660320 | SAIL-M12GM8G-4-3.2U | Sensor/actuator line, Connecting line, Number of poles : 4, 3.2 m, Shielded: No, LED: No, Sheath material: PUR, Halogen: No
2984 | 9456660330 | SAIL-M12GM8G-4-3.3U | Sensor/actuator line, Connecting line, Number of poles : 4, 3.3 m, Shielded: No, LED: No, Sheath material: PUR, Halogen: No
2985 | 9456660940 | SAIL-M12GM8G-4-9.4U | Sensor/actuator line, Connecting line, Number of poles : 4, 9.4 m, Shielded: No, LED: No, Sheath material: PUR, Halogen: No
2986 | 9456661150 | SAIL-M12GM8G-4-11.5U | Sensor/actuator line, Connecting line, Number of poles : 4, 11.5 m, Shielded: No, LED: No, Sheath material: PUR, Halogen: No
2987 | 9457230130 | SAIL-M12GM12G-3-1.3U | Sensor/actuator line, Connecting line, M12 / M12, Number of poles : 3, 1.3 m, Shielded: No, LED: No, Sheath material: PUR, Halogen: No
2988 | 9457340480 | SAIL-M12GM12G-5-4.8U | Sensor/actuator line, Connecting line, M12 / M12, Number of poles : 5, 4.8 m, Shielded: No, LED: No, Sheath material: PUR, Halogen: No
2989 | 2622420000 | SFX-DT 10/60 S MC SDR | Conductor and cable markers, 7 - 40 mm, 60 x 10 mm, blue
2990 | 2622440000 | SFX-DT 9/24 MC SDR | Conductor and cable markers, 7 - 40 mm, 24 x 15 mm, blue
2991 | 2615370000 | BLZP 5.08HC/04/270F SN GY BX | PCB plug-in connector, female plug, 5.08 mm, Number of poles: 4, 270°, Clamping yoke connection, Clamping range, max. : 4 mm², Box
2992 | 2615500000 | BLZP 5.08HC/05/270F SN GY BX | PCB plug-in connector, female plug, 5.08 mm, Number of poles: 5, 270°, Clamping yoke connection, Clamping range, max. : 4 mm², Box
2993 | 2623930000 | FB 16-50 | WPAK, Potential equalisation block, Rated cross-section: Screw connection, Direct mounting
2994 | 2512830000 | UR67-MP-78-16DIO-12-60M | Automation Products - u-remote IP67, Sensor-actuator active distributor, PROFINET V2.3, EtherNet/IP, EtherCAT, Multiprotocol
2995 | 2602140000 | P BAG XL SET 4 | Tools, Accessories
2996 | 2602160000 | P BAG XL SET 6 | Tools, Accessories
2997 | 2602280000 | PRO CASE ELEC | Tool case with contents
2998 | 2602290000 | TOP CASE CAB | Tool case with contents
2999 | 2602250000 | PRO CASE CAB | Tool case with contents
3000 | 2619940000 | ESG 6/15 MM WS | ESG, Device markers, 6 x 15 mm, white
3001 | 2621460000 | SFX-VT 9/24 MM GE | SlimFix, Conductor and cable markers, 7 - , 26 x 15 mm, yellow
3002 | 2621520000 | THM WO 24/69 WS | THM, Conductor and cable markers, 5 - 16 mm, 24 x 69 mm, white
3003 | 2621510000 | THM WO 25/37 WS | THM, Conductor and cable markers, 4.8 - 7 mm, 25 x 37 mm, white
3004 | 2621450000 | SFX-VT 11/60 MM WS | SlimFix, Conductor and cable markers, 7 - , 60 x 13 mm, white
3005 | 7789158020 | PAC-CTLX-SD25-V6-2M | Pre-assembled cable, PAC, Cable LiYCY, 0.25 mm²
3006 | 2619830000 | WS 8/8 MM BP WS | WS, Terminal marker, 8 x 8 mm, Weidmueller, white
3007 | 2619790000 | DEK 5/8 MM BP WS | Dekafix, Terminal marker, 5 x 8 mm, Weidmueller, white
3008 | 2619760000 | DEK 5/3.5 MM BP WS | Dekafix, Terminal marker, 5 x 3.5 mm, Weidmueller, white
3009 | 2619840000 | WS 12/3.5 MM BP WS | WS, Terminal marker, 12 x 3.5 mm, Weidmueller, white
3010 | 2635580000 | AAM 10 YE FLASH | Terminal marker, 14 x 10 mm, yellow
3011 | 2591420000 | VPU AC I 4 300/12.5 | Surge voltage arrester, Low voltage, Surge protection, TN-C-S, TN-S
3012 | 2591460000 | VPU AC I 3+1 300/12.5 | Surge voltage arrester, Low voltage, Surge protection, TN-C-S, TN-S, TT, IT with N, IT without N
3013 | 2591060000 | VPU AC II 1+1 300/50 | Surge voltage arrester, Low voltage, Surge protection, Single-phase, TN, TN-S, IT with N, IT without N
3014 | 2591450000 | VPU AC I 3 R 300/12.5 | Surge voltage arrester, Low voltage, Surge protection, with remote contact, TN-C (U0? 230/400 V)
3015 | 2636920000 | VPU AC I 3+1 R 300/12.5 LCF | Surge voltage arrester, Low voltage, Surge protection, with remote contact, TN-C-S, TN-S, TT, IT with N, IT without N
3016 | 2621310000 | CC-FO 15/60 MM WS | ClipCard, Device markers, 15 x 60 mm, white
3017 | 2621330000 | CC-FO 15/60 MM SI | ClipCard, Device markers, 15 x 60 mm, silver
3018 | 2621240000 | SM-FO 27/12.5 MM SI | SwitchMark, Device markers, 12.5 x 27 mm, silver
3019 | 2621390000 | CC-FO 15/27 MM SI | ClipCard, Device markers, 15 x 27 mm, grey
3020 | 2621260000 | CC-FO 85/54 MM GE | ClipCard, Device markers, 54 x 85 mm, yellow
3021 | 2620980000 | ESG-FO 6/15 MM WS | ESG, Device markers, 6 x 15 mm, white
3022 | 2621370000 | CC-FO 15/27 MM WS | ClipCard, Device markers, 15 x 27 mm, white
3023 | 2619930000 | WS 12/6.5 MM WS | WS, Terminal marker, 12 x 6.5 mm, Weidmueller, white
3024 | 2621190000 | SM-FO 36/18-30 MM WS | SwitchMark, Device markers, 56 x 36 mm, white
3025 | 2566960000 | UR20-4AI-UI-ISO-16-DIAG | Remote I/O module, IP20, 4-channel, Analog signals, Input, Current/Voltage, 16 Bit
3026 | 2639560000 | TRS T 24VDC 1CO M3 | TERMSERIES, Multifunction timing relay, Number of contacts: 1, CO contact, AgSnO, Rated control voltage: 24 V DC ±20 %, Continuous current: 6 A, Screw connection
3027 | 2636070000 | HDC MHE 4X MP | Signal module
3028 | 2669630000 | IE-FC-SFM-KNOB-4X | FrontCom, Single frame, Metal cover, Control knob locking, NEMA 4X
3029 | 1347200000 | UR20-EM-1315620000-SP | Replacement part, ,
3030 | 2716700000 | HDC 06B TOS 1M25 WMP | HDC enclosures, Size: 3, Protection degree: IP66 (in plugged condition), IP67 plugged, Cable entry from top, Screw, , Size of cable entries: M 25
3031 | 2716730000 | HDC 16B TOS 1M40 WMP | HDC enclosures, Size: 6, Protection degree: IP66 (in plugged condition), IP67 plugged, Cable entry from top, Screw, , Size of cable entries: M 40
3032 | 2716720000 | HDC 10B TOS 1M32 WMP | HDC enclosures, Size: 4, Protection degree: IP66 (in plugged condition), IP67 plugged, Cable entry from top, Screw, , Size of cable entries: M 32
3033 | 2716740000 | HDC 24B TOS 1M40 WMP | HDC enclosures, Size: 8, Protection degree: IP66 (in plugged condition), IP67 plugged, Cable entry from top, Screw, , Size of cable entries: M 40
3034 | 2716750000 | HDC 06B TSS 1M25 WMP | HDC enclosures, Size: 3, Protection degree: IP66 (in plugged condition), IP67 plugged, Cable entry from side, Screw, , Size of cable entries: M 25
3035 | 2716760000 | HDC 10B TSS 1M32 WMP | HDC enclosures, Size: 4, Protection degree: IP66 (in plugged condition), IP67 plugged, Cable entry from side, Screw, , Size of cable entries: M 32
3036 | 2716770000 | HDC 16B TSS 1M40 WMP | HDC enclosures, Size: 6, Protection degree: IP66 (in plugged condition), IP67 plugged, Cable entry from side, Screw, , Size of cable entries: M 40
3037 | 2726820000 | VPU AC II US 0 N-PE 240/65 | Spare arrester, Surge protection, TT nur für N-PE
3038 | 2726780000 | VPU AC I 4 275/25 LCF S | Surge voltage arrester, Low voltage, without telecomm. contact, Leakage-current-free, Surge protection, TN-C-S, TN-S
3039 | 2726750000 | VPU AC I 3 R 275/25 LCF S | Surge voltage arrester, Low voltage, Surge protection, Leakage-current-free, with remote contact, TN-C
3040 | 2726770000 | VPU AC I 3+1 R 275/25 LCF S 2PE | Surge voltage arrester, Low voltage, Surge protection, Leakage-current-free, with remote contact, TN-C-S, TN-S, TT, IT with N, IT without N
3041 | 2726740000 | VPU AC I 3 275/25 LCF S | Surge voltage arrester, Low voltage, without telecomm. contact, Leakage-current-free, Surge protection, TN-C
3042 | 2730860000 | VPU AC I 0 275/25 LCF S | Spare arrester, Leakage-current-free, Surge protection, UP(L/N-PE) ? 1.5 kV
3043 | 1346640000 | UR20-EM-1315170000-SP | Replacement part
3044 | 1347380000 | UR20-EM-1334710000-SP | Replacement part, ,
3045 | 2467110000 | PRO TOP3 480W 24V 20A CO | Power supply, switch-mode power supply unit, 24 V
3046 | 2467090000 | PRO TOP3 240W 24V 10A CO | Power supply, switch-mode power supply unit, 24 V
3047 | 2467070000 | PRO TOP3 120W 24V 5A CO | Power supply, switch-mode power supply unit, 24 V
3048 | 2467130000 | PRO TOP3 960W 24V 40A CO | Power supply, switch-mode power supply unit, 24 V
3049 | 2467140000 | PRO TOP3 960W 36V 26,6A CO | Power supply, switch-mode power supply unit, 36 V
3050 | 2467180000 | PRO TOP3 960W 48V 20A CO | Power supply, switch-mode power supply unit, 48 V
3051 | 2467160000 | PRO TOP3 480W 48V 10A CO | Power supply, switch-mode power supply unit, 48 V
3052 | 2748720000 | HDC C HS BM0.2-0.5 AU | Female, 0.2 - 0.5 mm²
3053 | 2748700000 | HDC C HS SM0.2-0.5 AU | Male, 0.2 - 0.5 mm²
3054 | 2748550000 | HDC MCOAX 4 FC | Module
3055 | 2748540000 | HDC MCOAX 4 MC | Module
3056 | 2748520000 | HDC MGBIT 8 MC | Data module
3057 | 2748530000 | HDC MGBIT 8 FC | Data module
3058 | 2748490000 | HDC MHD 17 FC | Signal module
3059 | 2748480000 | HDC MHD 17 MC | Signal module
3060 | 2748460000 | HDC MHD 12 MP | Signal module
3061 | 2748470000 | HDC MHD 12 FP | Signal module
3062 | 2748450000 | HDC MHE 8 FP | Signal module
3063 | 2748430000 | HDC MHE 6 FP | Signal module
3064 | 2748340000 | HDC MHX 2 MC | Power module
3065 | 2748330000 | HDC MHX 2 FAS | Power module
3066 | 2748310000 | HDC MHP 70 FAS | Power module
3067 | 2748320000 | HDC MHX 2 MAS | Power module
3068 | 2748300000 | HDC MHP 70 MAS | Power module
3069 | 2748280000 | HDC MHP 100 MAS | Power module
3070 | 2748290000 | HDC MHP 100 FAS | Power module
3071 | 2748270000 | HDC MHP 200 PE FAS | Power module
3072 | 2748240000 | HDC MHP 200 MAS | Power module
3073 | 2748260000 | HDC MHP 200 PE MAS | Power module
3074 | 2706430000 | TRP 24VUC 2CO FG | TERMSERIES, Relay module with positively driven contacts, Number of contacts: 2, CO contacts forcibily guided (EN 61810-3 type B) AgNi, Rated control voltage: 24 V UC ±10 %, Continuous current: 6 A, PUSH IN, Test button available: No
3075 | 2747390000 | FFH9 S1/40V F1 B RL | PCB plug-in connector, female header, SMD solder connection, Pitch in mm (P): 1.27 mm, Number of poles: 40, 180°, Tape
3076 | 2747490000 | FFH S1/50H F1 B RL | PCB plug-in connector, female header, SMD solder connection, Pitch in mm (P): 1.27 mm, Number of poles: 50, 90°, Tape
3077 | 2747450000 | FFH S1/20H F1 B RL | PCB plug-in connector, female header, SMD solder connection, Pitch in mm (P): 1.27 mm, Number of poles: 20, 90°, Tape
3078 | 2747410000 | FFH9 S1/68V F1 B RL | PCB plug-in connector, female header, SMD solder connection, Pitch in mm (P): 1.27 mm, Number of poles: 68, 180°, Tape
3079 | 2747430000 | FFH S1/12H F1 B RL | PCB plug-in connector, female header, SMD solder connection, Pitch in mm (P): 1.27 mm, Number of poles: 12, 90°, Tape
3080 | 2747470000 | FFH S1/32H F1 B RL | PCB plug-in connector, female header, SMD solder connection, Pitch in mm (P): 1.27 mm, Number of poles: 32, 90°, Tape
3081 | 2747480000 | FFH S1/40H F1 B RL | PCB plug-in connector, female header, SMD solder connection, Pitch in mm (P): 1.27 mm, Number of poles: 40, 90°, Tape
3082 | 2747440000 | FFH S1/16H F1 B RL | PCB plug-in connector, female header, SMD solder connection, Pitch in mm (P): 1.27 mm, Number of poles: 16, 90°, Tape
3083 | 2747460000 | FFH S1/26H F1 B RL | PCB plug-in connector, female header, SMD solder connection, Pitch in mm (P): 1.27 mm, Number of poles: 26, 90°, Tape
3084 | 2747420000 | FFH9 S1/80V F1 B RL | PCB plug-in connector, female header, SMD solder connection, Pitch in mm (P): 1.27 mm, Number of poles: 80, 180°, Tape
3085 | 2747310000 | FFH6 S1/50V F1 B RL | PCB plug-in connector, female header, SMD solder connection, Pitch in mm (P): 1.27 mm, Number of poles: 50, 180°, Tape
3086 | 2747300000 | FFH6 S1/40V F1 B RL | PCB plug-in connector, female header, SMD solder connection, Pitch in mm (P): 1.27 mm, Number of poles: 40, 180°, Tape
3087 | 2747400000 | FFH9 S1/50V F1 B RL | PCB plug-in connector, female header, SMD solder connection, Pitch in mm (P): 1.27 mm, Number of poles: 50, 180°, Tape
3088 | 2747280000 | FFH6 S1/26V F1 B RL | PCB plug-in connector, female header, SMD solder connection, Pitch in mm (P): 1.27 mm, Number of poles: 26, 180°, Tape
3089 | 2747350000 | FFH9 S1/16V F1 B RL | PCB plug-in connector, female header, SMD solder connection, Pitch in mm (P): 1.27 mm, Number of poles: 16, 180°, Tape
3090 | 2747340000 | FFH9 S1/12V F1 B RL | PCB plug-in connector, female header, SMD solder connection, Pitch in mm (P): 1.27 mm, Number of poles: 12, 180°, Tape
3091 | 2747370000 | FFH9 S1/26V F1 B RL | PCB plug-in connector, female header, SMD solder connection, Pitch in mm (P): 1.27 mm, Number of poles: 26, 180°, Tape
3092 | 2747320000 | FFH6 S1/68V F1 B RL | PCB plug-in connector, female header, SMD solder connection, Pitch in mm (P): 1.27 mm, Number of poles: 68, 180°, Tape
3093 | 2747360000 | FFH9 S1/20V F1 B RL | PCB plug-in connector, female header, SMD solder connection, Pitch in mm (P): 1.27 mm, Number of poles: 20, 180°, Tape
3094 | 2747380000 | FFH9 S1/32V F1 B RL | PCB plug-in connector, female header, SMD solder connection, Pitch in mm (P): 1.27 mm, Number of poles: 32, 180°, Tape
3095 | 2747230000 | FMH S1/68H F1 B RL | PCB plug-in connector, male header, SMD solder connection, Pitch in mm (P): 1.27 mm, Number of poles: 68, 90°, Tape
3096 | 2747330000 | FFH6 S1/80V F1 B RL | PCB plug-in connector, female header, SMD solder connection, Pitch in mm (P): 1.27 mm, Number of poles: 80, 180°, Tape
3097 | 2747290000 | FFH6 S1/32V F1 B RL | PCB plug-in connector, female header, SMD solder connection, Pitch in mm (P): 1.27 mm, Number of poles: 32, 180°, Tape
3098 | 2747260000 | FFH6 S1/16V F1 B RL | PCB plug-in connector, female header, SMD solder connection, Pitch in mm (P): 1.27 mm, Number of poles: 16, 180°, Tape
3099 | 2747190000 | FMH S1/26H F1 B RL | PCB plug-in connector, male header, SMD solder connection, Pitch in mm (P): 1.27 mm, Number of poles: 26, 90°, Tape
3100 | 2747200000 | FMH S1/32H F1 B RL | PCB plug-in connector, male header, SMD solder connection, Pitch in mm (P): 1.27 mm, Number of poles: 32, 90°, Tape
3101 | 2747240000 | FMH S1/80H F1 B RL | PCB plug-in connector, male header, SMD solder connection, Pitch in mm (P): 1.27 mm, Number of poles: 80, 90°, Tape
3102 | 2747250000 | FFH6 S1/12V F1 B RL | PCB plug-in connector, female header, SMD solder connection, Pitch in mm (P): 1.27 mm, Number of poles: 12, 180°, Tape
3103 | 2747210000 | FMH S1/40H F1 B RL | PCB plug-in connector, male header, SMD solder connection, Pitch in mm (P): 1.27 mm, Number of poles: 40, 90°, Tape
3104 | 2747270000 | FFH6 S1/20V F1 B RL | PCB plug-in connector, female header, SMD solder connection, Pitch in mm (P): 1.27 mm, Number of poles: 20, 180°, Tape
3105 | 2747220000 | FMH S1/50H F1 B RL | PCB plug-in connector, male header, SMD solder connection, Pitch in mm (P): 1.27 mm, Number of poles: 50, 90°, Tape
3106 | 2747180000 | FMH S1/20H F1 B RL | PCB plug-in connector, male header, SMD solder connection, Pitch in mm (P): 1.27 mm, Number of poles: 20, 90°, Tape
3107 | 2747160000 | FMH S1/12H F1 B RL | PCB plug-in connector, male header, SMD solder connection, Pitch in mm (P): 1.27 mm, Number of poles: 12, 90°, Tape
3108 | 2747170000 | FMH S1/16H F1 B RL | PCB plug-in connector, male header, SMD solder connection, Pitch in mm (P): 1.27 mm, Number of poles: 16, 90°, Tape
3109 | 2757430000 | A3T 2.5 FT-FT-PE DL | 2.5 mm², 24 A, dark beige
3110 | 1537750000 | ACT20P-CI-VO-P-S | Signal converter/isolator, Input : 0(4)-20 mA, Output : 0-10 V, Voltage supply also via CH20M rail bus
3111 | 7760054354 | ACT20P-CI2-CO-OLP-P | Signal converter/isolator, Output current loop powered, Input : 4-20 mA, Output : 4-20 mA, (loop powered)
3112 | 7760054357 | ACT20P-CI-CO-ILP-P | Signal converter/isolator, Input current loop feed, Input : 0(4)-20 mA, (loop powered), Output : 0(4)-20 mA
3113 | 2736500000 | VPU AC II US 0 240/50 Y | Spare arrester, Surge protection, UP(L/N-PE) ? 1.5 kV
3114 | 2736480000 | VPU AC II US 2 R 240/50 Y | Surge voltage arrester, Low voltage, Surge protection, with remote contact, Single-phase
3115 | 2736490000 | VPU AC II US 4 R 240/50 Y | Surge voltage arrester, Low voltage, Surge protection, with remote contact, TN-C-S, TN-S
3116 | 2736470000 | VPU AC II US 1 R 240/50 Y | Surge voltage arrester, Low voltage, Surge protection, with remote contact, Single-phase
3117 | 2736350000 | VPU AC II US 1+1 R 240/50 | Surge voltage arrester, Low voltage, Surge protection, with remote contact, Single-phase, TT, TN, IT with N
3118 | 2736360000 | VPU AC II US 3+1 240/50 | Surge voltage arrester, Low voltage, Surge protection, TN-C-S, TN-S, TT, IT with N
3119 | 2736410000 | VPU AC II US 4 R 240/50 | Surge voltage arrester, Low voltage, Surge protection, with remote contact, TN-C-S, TN-S
3120 | 2736400000 | VPU AC II US 4 240/50 | Surge voltage arrester, Low voltage, Surge protection, TN-C-S, TN-S
3121 | 2736430000 | VPU AC II US 2 R 600/35 | Surge voltage arrester, Low voltage, Surge protection, with remote contact, Single-phase
3122 | 2736340000 | VPU AC II US 1+1 240/50 | Surge voltage arrester, Low voltage, Surge protection, Single-phase, TT, TN, IT with N
3123 | 2736450000 | VPU AC II US 3 R 240/50 Y | Surge voltage arrester, Low voltage, Surge protection, with remote contact, TN-C
3124 | 2736390000 | VPU AC II US 3+1 R 240/50 | Surge voltage arrester, Low voltage, Surge protection, with remote contact, TN-C-S, TT, IT with N, TN-S
3125 | 2736420000 | VPU AC II US 1 R 600/35 | Surge voltage arrester, Low voltage, Surge protection, with remote contact, Single-phase
3126 | 2736460000 | VPU AC II US 1+1 R 240/50 Y | Surge voltage arrester, Low voltage, Surge protection, with remote contact, Single-phase, TT, TN, IT with N
3127 | 2736440000 | VPU AC II US 3+1 R 240/50 Y | Surge voltage arrester, Low voltage, Surge protection, with remote contact, TN-C-S, TN-S, TT, IT with N
3128 | 2736210000 | VPU AC II US 1 60/50 | Surge voltage arrester, Low voltage, Surge protection, Single-phase
3129 | 2730740000 | VPU AC II US 4 400/50 | Surge voltage arrester, Low voltage, Surge protection, TN-S, TN-C-S
3130 | 2730730000 | VPU AC II US 3 R 400/50 | Surge voltage arrester, Low voltage, Surge protection, with remote contact, TN-C
3131 | 2730710000 | VPU AC II US 1 R 400/50 | Surge voltage arrester, Low voltage, Surge protection, with remote contact, Single-phase
3132 | 2730760000 | VPU AC II US 0 600/35 | Spare arrester, Surge protection, UP(L/N-PE) ? 3,4 kV
3133 | 2730780000 | VPU AC II US 3 R 600/35 | Surge voltage arrester, Low voltage, Surge protection, with remote contact, TN-C
3134 | 2730720000 | VPU AC II US 3 400/50 | Surge voltage arrester, Low voltage, Surge protection, TN-C
3135 | 2730800000 | VPU AC II US 1 N-PE 240/65 | Surge voltage arrester, Low voltage, Surge protection, TT nur für N-PE, UP(L/N-PE) ? 1.5 kV
3136 | 2730650000 | VPU AC II US 1+1 277/50 | Surge voltage arrester, Low voltage, Surge protection, Single-phase, TT, TN, IT with N
3137 | 2730620000 | VPU AC II US 4 R 277/50 | Surge voltage arrester, Low voltage, Surge protection, with remote contact, TN-C-S, TN-S
3138 | 2730590000 | VPU AC II US 3 277/50 | Surge voltage arrester, Low voltage, Surge protection, TN-C
3139 | 2730700000 | VPU AC II US 1 400/50 | Surge voltage arrester, Low voltage, Surge protection, Single-phase
3140 | 2730690000 | VPU AC II US 0 400/50 | Spare arrester, Surge protection, UP(L/N-PE) ? 2.3 kV
3141 | 2730660000 | VPU AC II US 1+1 R 277/50 | Surge voltage arrester, Low voltage, Surge protection, with remote contact, Single-phase, TT, TN, IT with N
3142 | 2730550000 | VPU AC II US 3 R 240/50 | Surge voltage arrester, Low voltage, Surge protection, with remote contact, TN-C
3143 | 2730560000 | VPU AC II US 0 277/50 | Spare arrester, Surge protection, UP(L/N-PE) ? 1.75 kV
3144 | 2730570000 | VPU AC II US 1 277/50 | Surge voltage arrester, Low voltage, Surge protection, Single-phase
3145 | 2730600000 | VPU AC II US 3 R 277/50 | Surge voltage arrester, Low voltage, Surge protection, with remote contact, TN-C
3146 | 2730670000 | VPU AC II US 3+1 277/50 | Surge voltage arrester, Low voltage, Surge protection, TN-C-S, TN-S, TT, IT with N
3147 | 2730580000 | VPU AC II US 1 R 277/50 | Surge voltage arrester, Low voltage, Surge protection, with remote contact, Single-phase
3148 | 2730630000 | VPU AC II US 2 277/50 | Surge voltage arrester, Low voltage, Surge protection, Single-phase
3149 | 2730790000 | VPU AC II US 2 R 60/50 | Surge voltage arrester, Low voltage, Surge protection, with remote contact, Single-phase
3150 | 2730610000 | VPU AC II US 4 277/50 | Surge voltage arrester, Low voltage, Surge protection, TN-C-S, TN-S
3151 | 2730510000 | VPU AC II US 3 120/50 | Surge voltage arrester, Low voltage, Surge protection, TN-C
3152 | 2730530000 | VPU AC II US 0 240/50 | Spare arrester, Surge protection, UP(L/N-PE) ? 1.5 kV
3153 | 2730490000 | VPU AC II US 4 120/50 | Surge voltage arrester, Low voltage, Surge protection, with remote contact, TN-C-S, TN-S
3154 | 2730520000 | VPU AC II US 3 R 120/50 | Surge voltage arrester, Low voltage, Surge protection, with remote contact, TN-C
3155 | 2730540000 | VPU AC II US 3 240/50 | Surge voltage arrester, Low voltage, Surge protection, TN-C
3156 | 2730680000 | VPU AC II US 3+1 R 277/50 | Surge voltage arrester, Low voltage, Surge protection, with remote contact, TN-C-S, TN-S, TT, IT with N
3157 | 2730470000 | VPU AC II US 2 120/50 | Surge voltage arrester, Low voltage, Surge protection, Single-phase
3158 | 2730480000 | VPU AC II US 2 R 120/50 | Surge voltage arrester, Low voltage, Surge protection, with remote contact, Single-phase
3159 | 2730440000 | VPU AC II US 0 120/50 | Spare arrester, Surge protection, UP(L/N-PE) ? 1.25 kV
3160 | 2730450000 | VPU AC II US 1 120/50 | Surge voltage arrester, Low voltage, Surge protection, Single-phase
3161 | 2730460000 | VPU AC II US 1 R 120/50 | Surge voltage arrester, Low voltage, Surge protection, with remote contact, Single-phase
3162 | 2730500000 | VPU AC II US 4 R 120/50 | Surge voltage arrester, Low voltage, Surge protection, with remote contact, TN-C-S, TN-S
3163 | 2730640000 | VPU AC II US 2 R 277/50 | Surge voltage arrester, Low voltage, Surge protection, with remote contact, Single-phase
3164 | 7789285100 | PAC-S400-SD25-V0-10M | Pre-assembled cable, PAC, Cable LiYCY, 0.25 mm²
3165 | 7789135030 | PAC-QTUM-SD25-V3-3M | Pre-assembled cable, PAC, Cable LiYCY, 0.25 mm²
3166 | 2742060000 | A2C 35 DL | 35 mm², 1000 V, 125 A, dark beige
3167 | 2742110000 | A2C 50/70 PE DL | 50 mm², Green/yellow
3168 | 2742100000 | A2C 50/70 FE DL | Feed-through terminal, 50 mm², 1000 V, 150 A, black, yellow
3169 | 2742090000 | A2C 50/70 DL | Feed-through terminal, 50 mm², 1000 V, 150 A, dark beige
3170 | 2682600000 | IE-CS-MBGW-2TX-1COM | Serial/Ethernet converter and Modbus TCP/RTU gateway, Number of ports: 2x RJ45 10/100BASE-T(X), 1x DB9 male for RS-232/422/485, IP30, -40 °C...70 °C
3171 | 2682610000 | IE-EBR-MODULE-RS232-ALM | Configuration backup and restore module, IP40, -10 °C...60 °C
3172 | 2682370000 | IE-SW-AL24M-16GT-8GESFP | Network switch, managed, Gigabit Ethernet, Number of ports: 16x RJ45, 8x 100/1000BaseSFP Slot, IP30, -40 °C...75 °C
3173 | 2682330000 | IE-SW-AL18M-16TX-2GC | Network switch, managed, Fast/Gigabit Ethernet, Number of ports: 16x RJ45 10/100BaseT(X), 2x combo-ports (10/100/1000BaseT(X) or 100/1000BaseSFP), IP30, -40 °C...75 °C
3174 | 2682360000 | IE-SW-AL14M-12GT-2GESFP | Network switch, managed, Gigabit Ethernet, Number of ports: 12x RJ45, 2 * Slots 100/1000BaseSFP, IP30, -40 °C...75 °C
3175 | 2682320000 | IE-SW-AL24M-24TX | Network switch, managed, Fast Ethernet, Number of ports: 24x RJ45, IP30, -40 °C...75 °C
3176 | 2755980000 | VPUM2I2SXFXV1O0TXPX10 | Combiner Box, 2 MPPT's, 1 Input / 1 Output per MPPT, Surge protection I / II, Cable gland, PUSH IN connection, 1000 V
3177 | 2756000000 | VPUM2I2SXFXV2O0TXPX15 | Combiner Box, 2 MPPT's, 1 Input / 1 Output per MPPT, Surge protection II, Cable gland, PUSH IN connection, 1500 V
3178 | 2755990000 | VPUM1I1SXFXV2O0TXPX15 | Combiner Box, 1 MPPT, 1 Input / 1 Output per MPPT, Surge protection II, Cable gland, PUSH IN connection, 1500 V
3179 | 2755960000 | VPUM2I2SXFXV2O0TXPX10 | Combiner Box, 2 MPPT's, 1 Input / 1 Output per MPPT, Surge protection II, Cable gland, PUSH IN connection, 1000 V
3180 | 2755970000 | VPUM1I1SXFXV1O0TXPX10 | Combiner Box, 1 MPPT, 1 Input / 1 Output per MPPT, Surge protection I / II, Cable gland, PUSH IN connection, 1000 V
3181 | 2755950000 | VPUM1I1SXFXV2O0TXPX10 | Combiner Box, 1 MPPT, 1 Input / 1 Output per MPPT, Surge protection II, Cable gland, PUSH IN connection, 1000 V
3182 | 2467290000 | PRO TOPDC 24V/24V 5A EX | DC/DC converter, 31.2 V, 24 V
3183 | 2467300000 | PRO TOPDC 24V/24V 10A EX | DC/DC converter, 31.2 V, 24 V
3184 | 2467310000 | PRO TOPDC 24V/24V 20A EX | DC/DC converter, 31.2 V, 24 V
3185 | 1347420000 | UR20-EM-1334740000-SP | Replacement part, ,
3186 | 1347330000 | UR20-EM-1315730000-SP | Replacement part
3187 | 1347130000 | UR20-EM-1315550000-SP | Replacement part, ,
3188 | 1347120000 | UR20-EM-1315540000-SP | Replacement part, ,
3189 | 1347190000 | UR20-EM-1315610000-SP | Replacement part, ,
3190 | 2710100000 | WTTB 6 PE | PE terminal, Screw connection, 6 mm², 500 V, Green/yellow
3191 | 2710170000 | EP TTB 6 | A-series, End plate
3192 | 2739630000 | IE-SR-4TX-LTE/4G-USEMEA | Security/NAT/VPN/U-link Router, with integrated multi-band modem (4G/3G), US/EMEA-model, Fast Ethernet, 4x RJ45 10/100BaseT(X), IP30, -30 °C...70 °C
3193 | 2749850000 | SDIS 1.0X5.5X125 | Screwdriver, Blade width (B): 5.5 mm, Blade length: 125 mm, Blade thickness (A): 1 mm
3194 | 2749860000 | SDIS 1.2X6.5X150 | Screwdriver, Blade width (B): 6.5 mm, Blade length: 150 mm, Blade thickness (A): 1.2 mm
3195 | 2749820000 | SDIS 0.8X4.0X100 | Screwdriver, Blade width (B): 4 mm, Blade length: 100 mm, Blade thickness (A): 0.8 mm
3196 | 2749830000 | SDIS 1.0X4.5X125 | Screwdriver, Blade width (B): 4.5 mm, Blade length: 125 mm, Blade thickness (A): 1 mm
3197 | 2749760000 | SDI SET S2.5-5.5/PZ1/2 | Mounting tool
3198 | 2749750000 | SDI SET S2.5-5.5/PH1/2 | Mounting tool
3199 | 2749590000 | SDI SET SLIM S3.5-6.5/PZ1/2 | Mounting tool
3200 | 2749330000 | SDS 0.5X3.0X80 | Screwdriver, Blade width (B): 3 mm, Blade length: 80 mm, Blade thickness (A): 0.5 mm
3201 | 2749320000 | SDS 0.4X2.5X75 | Screwdriver, Blade width (B): 2.5 mm, Blade length: 75 mm, Blade thickness (A): 0.4 mm
3202 | 2749200000 | SD SET S2.5-5.5/PH1/2 | Screwdriver set
3203 | 1347500000 | UR20-EM-1334810000-SP | Replacement part, ,
3204 | 1347470000 | UR20-EM-1334780000-SP | Replacement part, ,
3205 | 1347480000 | UR20-EM-1334790000-SP | Replacement part, ,
3206 | 7760054118 | ACT20P-CI1-CO-OLP-S | Signal converter/isolator, Output current loop powered, Input : 0-20 mA, Output : 4-20 mA, (loop powered)
3207 | 2774950000 | VPU AC I 2 R 275/25 LCF MB | Surge voltage arrester, Low voltage, Surge protection, Leakage-current-free, with remote contact, Single-phase, TN, TN-C
3208 | 2775000000 | VPU AC I 1+1 R 275/25 LCF MB | Surge voltage arrester, Low voltage, Surge protection, Leakage-current-free, with remote contact, Single-phase, TN, TT, IT with N, IT without N
3209 | 2774990000 | VPU AC I 4 R 275/25 LCF MB | Surge voltage arrester, Low voltage, Surge protection, Leakage-current-free, with remote contact, TN, TN-S
3210 | 2774960000 | VPU AC I 3 R 275/25 LCF MB | Surge voltage arrester, Low voltage, Surge protection, Leakage-current-free, with remote contact, TN, TN-C
3211 | 2774940000 | VPU AC I 1 R 275/25 LCF MB | Surge voltage arrester, Low voltage, Surge protection, Leakage-current-free, with remote contact, Single-phase, TN
3212 | 2748900000 | BIT E6,3 0,4X2,5X70 | Screwdriver insert, Blade width (B): 2.5 mm, Blade length: 70 mm, Blade thickness (A): 0.4 mm
3213 | 2466980000 | PRO TOP1 120W 24V 5A EX | Power supply, switch-mode power supply unit, 24 V
3214 | 2467000000 | PRO TOP1 480W 24V 20A EX | Power supply, switch-mode power supply unit, 24 V
3215 | 2467010000 | PRO TOP1 960W 24V 40A EX | Power supply, switch-mode power supply unit, 24 V
3216 | 1021730060 | SAIL-M12GM12G-4-0.6T | Sensor/actuator line, Connecting line, M12 / M12, Number of poles : 4, 0.6 m, Shielded: No, LED: No, Sheath material: PUR, Halogen: No
3217 | 1021730100 | SAIL-M12GM12G-4-1.0T | Sensor/actuator line, Connecting line, M12 / M12, Number of poles : 4, 1 m, Shielded: No, LED: No, Sheath material: PUR, Halogen: No
3218 | 1021730400 | SAIL-M12GM12G-4-4.0T | Sensor/actuator line, Connecting line, M12 / M12, Number of poles : 4, 4 m, Shielded: No, LED: No, Sheath material: PUR, Halogen: No
3219 | 1021730700 | SAIL-M12GM12G-4-7.0T | Sensor/actuator line, Connecting line, M12 / M12, Number of poles : 4, 0.7 m, Shielded: No, LED: No, Sheath material: PUR, Halogen: No
3220 | 1059330020 | IE-C5DD4UG0020MSSMCS-E | Dragline cable, PROFINET, M12 D-code ? IP 67 straight socket, M12 D-code ? IP 67 straight pin, Cat.5 (ISO/IEC 11801) / Cat.5e (TIA T568-B), PUR, 2 m
3221 | 1059480200 | SAIL-M12GM12W-4S2.0U | Sensor/actuator line, Connecting line, M12 / M12, Number of poles : 4, 2 m, Shielded: Yes, LED: No, Sheath material: PUR, Halogen: No
3222 | 1059480250 | SAIL-M12GM12W-4S2.5U | Sensor/actuator line, Connecting line, M12 / M12, Number of poles : 4, 2.5 m, Shielded: Yes, LED: No, Sheath material: PUR, Halogen: No
3223 | 1059480400 | SAIL-M12GM12W-4S4.0U | Sensor/actuator line, Connecting line, M12 / M12, Number of poles : 4, 4 m, Shielded: Yes, LED: No, Sheath material: PUR, Halogen: No
3224 | 1059544000 | SAIL-M12GM12W-5S40U | Sensor/actuator line, Connecting line, M12 / M12, Number of poles : 5, 40 m, Shielded: Yes, LED: No, Sheath material: PUR, Halogen: No
3225 | 1059730200 | SAIL-M12WM12W-4S2.0U | Sensor/actuator line, Connecting line, M12 / M12, Number of poles : 4, 2 m, Shielded: Yes, LED: No, Sheath material: PUR, Halogen: No
3226 | 1059750150 | IE-C5DD4UG0150MCAXXX-X | Dragline cable, PROFINET, M12 D-code ? IP 67 angled pin, Open, Cat.5 (ISO/IEC 11801) / Cat.5e (TIA T568-B), PUR, 15 m
3227 | 1059750250 | IE-C5DD4UG0250MCAXXX-X | Dragline cable, PROFINET, M12 D-code ? IP 67 angled pin, Open, Cat.5 (ISO/IEC 11801) / Cat.5e (TIA T568-B), PUR, 25 m
3228 | 1059770250 | IE-C5DD4UG0250MCSMCA-E | Dragline cable, PROFINET, M12 D-code ? IP 67 straight pin, M12 D-code ? IP 67 angled pin, Cat.5 (ISO/IEC 11801) / Cat.5e (TIA T568-B), PUR, 25 m
3229 | 1059890020 | IE-C5DD4UG0020MCAMCA-E | Dragline cable, PROFINET, M12 D-code ? IP 67 angled pin, M12 D-code ? IP 67 angled pin, Cat.5 (ISO/IEC 11801) / Cat.5e (TIA T568-B), PUR, 2 m
3230 | 1059890200 | IE-C5DD4UG0200MCAMCA-E | Dragline cable, PROFINET, M12 D-code ? IP 67 angled pin, M12 D-code ? IP 67 angled pin, Cat.5 (ISO/IEC 11801) / Cat.5e (TIA T568-B), PUR, 20 m
3231 | 1059890250 | IE-C5DD4UG0250MCAMCA-E | Dragline cable, PROFINET, M12 D-code ? IP 67 angled pin, M12 D-code ? IP 67 angled pin, Cat.5 (ISO/IEC 11801) / Cat.5e (TIA T568-B), PUR, 25 m
3232 | 1060120800 | SAIL-M12BG-CD-8.0B | Bus line, One end without connector, M12, Number of poles: 5, 8 m, Shielded: Yes, LED: No, Sheath material: PVC, Halogen: Yes
3233 | 1061881500 | SAIL-M12BG-5B-15U | Sensor/actuator line, One end without connector, M12, Number of poles : 5, 15 m, Shielded: No, LED: No, Sheath material: PUR, Halogen: No
3234 | 1061901500 | SAIL-M12BW-4B-15U | Sensor/actuator line, One end without connector, M12, Number of poles : 4, 15 m, Shielded: No, LED: No, Sheath material: PUR, Halogen: No
3235 | 1061990030 | SAIL-M12GM12W-CD-0.3A | Bus line, Connecting line, M12 / M12, Number of poles: 5, 0.3 m, pin, straight - socket, 90°, Shielded: Yes, LED: No, Sheath material: PUR, Halogen: No
3236 | 1062150050 | SAIL-M12WM12W-CD-0.5A | Bus line, Connecting line, M12 / M12, Number of poles: 5, 0.5 m, Shielded: Yes, LED: No, Sheath material: PUR, Halogen: No
3237 | 1062150250 | SAIL-M12WM12W-CD-2.5A | Bus line, Connecting line, M12 / M12, Number of poles: 5, 2.5 m, Shielded: Yes, LED: No, Sheath material: PUR, Halogen: No
3238 | 1062150350 | SAIL-M12WM12W-CD-3.5A | Bus line, Connecting line, M12 / M12, Number of poles: 5, 3.5 m, Shielded: Yes, LED: No, Sheath material: PUR, Halogen: No
3239 | 1062150400 | SAIL-M12WM12W-CD-4.0A | Bus line, Connecting line, M12 / M12, Number of poles: 5, 4 m, Shielded: Yes, LED: No, Sheath material: PUR, Halogen: No
3240 | 1062150450 | SAIL-M12WM12W-CD-4.5A | Bus line, Connecting line, M12 / M12, Number of poles: 5, 4.5 m, Shielded: Yes, LED: No, Sheath material: PUR, Halogen: No
3241 | 1062150550 | SAIL-M12WM12W-CD-5.5A | Bus line, Connecting line, M12 / M12, Number of poles: 5, 5.5 m, Shielded: Yes, LED: No, Sheath material: PUR, Halogen: No
3242 | 1062150600 | SAIL-M12WM12W-CD-6.0A | Bus line, Connecting line, M12 / M12, Number of poles: 5, 6 m, Shielded: Yes, LED: No, Sheath material: PUR, Halogen: No
3243 | 1062150650 | SAIL-M12WM12W-CD-6.5A | Bus line, Connecting line, M12 / M12, Number of poles: 5, 6.5 m, Shielded: Yes, LED: No, Sheath material: PUR, Halogen: No
3244 | 1062150700 | SAIL-M12WM12W-CD-7.0A | Bus line, Connecting line, M12 / M12, Number of poles: 5, 7 m, Shielded: Yes, LED: No, Sheath material: PUR, Halogen: No
3245 | 1071990400 | SAIL-M12WM12G-4-4.0U | Sensor/actuator line, Connecting line, M12 / M12, Number of poles : 4, 4 m, Shielded: No, LED: No, Sheath material: PUR, Halogen: No
3246 | 1139680000 | HDC 40D TOLU 1M40G | HDC enclosures, Size: 6, Protection degree: IP65, IP65 (in plugged condition), Cable entry from top, Plug housing, End-locking clamp, lower side, high, Size of cable entries: M 40
3247 | 1171890150 | SAIL-ZW-M12BG-3-1.5V | Sensor/actuator line, Connecting line, M12 / M12, Number of poles : 3, 1.5 m, Twin cabling, pin, straight, 2x socket, straight, Shielded: No, LED: No, Sheath material: PVC, Halogen: Yes
3248 | 1171891000 | SAIL-ZW-M12BG-3-10V | Sensor/actuator line, Connecting line, M12 / M12, Number of poles : 3, 10 m, Twin cabling, pin, straight, 2x socket, straight, Shielded: No, LED: No, Sheath material: PVC, Halogen: Yes
3249 | 1251580003 | IE-C6FP8LY0003M40M40-Y | Patch cable, RJ45 IP 20, RJ45 IP 20, Cat.6A / Class EA (ISO/IEC 11801 2010), LSZH, 0.3 m
3250 | 1279410060 | SAIL-M12G-8-0.6U | Sensor/actuator line, One end without connector, Number of poles : 8, 0.6 m, Shielded: No, LED: No, Sheath material: PUR, Halogen: No
3251 | 1279443000 | SAIL-M12GM12G-8-30U | Sensor/actuator line, Connecting line, Number of poles : 8, 30 m, Shielded: No, LED: No, Sheath material: PUR, Halogen: No
3252 | 1329110020 | PAC-S1200-HE20-V0-2M | Pre-assembled cable, PAC, Cable LiYY, 0.25 mm²
3253 | 1329140010 | PAC-S1200-RV24-V0-1M | Pre-assembled cable, PAC, Cable LiYY, 0.25 mm²
3254 | 1329150020 | PAC-S1200-HE20-V2-2M | Pre-assembled cable, PAC, Cable LiYY, 0.25 mm²
3255 | 1329150030 | PAC-S1200-HE20-V2-3M | Pre-assembled cable, PAC, Cable LiYY, 0.25 mm²
3256 | 1329170020 | PAC-S1200-HE20-V3-2M | Pre-assembled cable, PAC, Cable LiYY, 0.25 mm²
3257 | 1329170030 | PAC-S1200-HE20-V3-3M | Pre-assembled cable, PAC, Cable LiYY, 0.25 mm²
3258 | 1329200010 | PAC-S1200-HE20-V5-1M | Pre-assembled cable, PAC, Cable LiYY, 0.25 mm²
3259 | 1329290020 | PAC-S1200-SD15-V2-2M | Pre-assembled cable, PAC, Cable LiYCY, 0.25 mm²
3260 | 1345040015 | PAC-S300-SD37-V5-1M5 | Pre-assembled cable, PAC, Cable LiYCY, 0.25 mm²
3261 | 1346410000 | UR20-PK-1315240000-SP | Replacement part
3262 | 1346430000 | UR20-PK-1315180000-SP | Replacement part, ,
3263 | 1346440000 | UR20-PK-1315170000-SP | Replacement part, ,
3264 | 1346450000 | UR20-PK-1334770000-SP | Replacement part
3265 | 1346460000 | UR20-PK-1334710000-SP | Replacement part, ,
3266 | 1346470000 | UR20-PK-1334800000-SP | Replacement part, ,
3267 | 1346490000 | UR20-PK-1334790000-SP | Replacement part, ,
3268 | 1346500000 | UR20-PK-1315550000-SP | Replacement part, ,
3269 | 1349370150 | C300-36B-F-2S-M25-15M | Pre-assembled cable, PAC, Cable LiYCY, 0.25 mm²
3270 | 1349670050 | PAC-UNIV-HE20-HE20-5M | Pre-assembled cable, PAC
3271 | 1349790040 | PAC-UNIV-HE20-F-4M | Pre-assembled cable, PAC
3272 | 1349790080 | PAC-UNIV-HE20-F-8M | Pre-assembled cable, PAC
3273 | 1349790100 | PAC-UNIV-HE20-F-10M | Pre-assembled cable, PAC
3274 | 1349900020 | PAC-UNIV-HE50-F-2M | Pre-assembled cable, PAC
3275 | 1349900100 | PAC-UNIV-HE50-F-10M | Pre-assembled cable, PAC
3276 | 1405060030 | PAC-UNIV-FJ20-1:1-3M | Pre-assembled cable, PAC
3277 | 1405060050 | PAC-UNIV-FJ20-1:1-5M | Pre-assembled cable, PAC
3278 | 1431530010 | PAC-S7300-HE20-V18-1M | Pre-assembled cable, PAC, Cable LiYY, 8.6 ± 1 mm
3279 | 1466370150 | SAIL-ZW-M8BW-3L1.5V | Sensor/actuator line, One end without connector, M12 / M8, Number of poles : 3, 1.5 m, Twin cabling, Shielded: No, LED: Yes, Sheath material: PVC, Halogen: Yes
3280 | 1466370500 | SAIL-ZW-M8BW-3L5.0V | Sensor/actuator line, One end without connector, M12 / M8, Number of poles : 3, 5 m, Twin cabling, Shielded: No, LED: Yes, Sheath material: PVC, Halogen: Yes
3281 | 1466371000 | SAIL-ZW-M8BW-3L10V | Sensor/actuator line, One end without connector, M12 / M8, Number of poles : 3, 10 m, Twin cabling, Shielded: No, LED: Yes, Sheath material: PVC, Halogen: Yes
3282 | 1469080000 | WQV 50N/5/3/1 | W-Series, Cross-connector, For the terminals, Number of poles: 3
3283 | 1469090000 | WQV 95N/120N/5/3/1 | W-Series, Cross-connector, For the terminals, Number of poles: 3
3284 | 1471490000 | SAIE-7/8-S-5-0.2U-M20 | Built-in plugs, 7/8", M 20, Number of poles: 5, 0.2 m
3285 | 1471510000 | SAIE-7/8-B-3-0.2U-M20 | Built-in plugs, 7/8", M 20, Number of poles: 3, 0.2 m
3286 | 1471520000 | SAIE-7/8-B-4-0.2U-M20 | Built-in plugs, 7/8", M 20, Number of poles: 4, 0.2 m
3287 | 1473470000 | HDC HP ABGH COVER | HDC enclosures, Cover
3288 | 1481140000 | SAIBW-4/9(KV) | Sockets prefabricated to customer spec., M12, Socket, angled
3289 | 1481150000 | SAISW-4/9(KV) | Plugs prefabricated to customer spec., M12, pin, 90°
3290 | 1481690150 | C300-16B-160B-2S-M25-15 | Pre-assembled cable, PAC, Cable LiYCY, 0.25 mm²
3291 | 1483880000 | SAIE-M23-L-VW-VA | Sensor/Actuator plug-in connector, Built-in plugs, Empty enclosure
3292 | 1483940000 | UR20-PK-1315270000-SP | Replacement part
3293 | 1483950000 | UR20-PK-1315670000-SP | Replacement part
3294 | 1483960000 | UR20-PK-1315220000-SP | Replacement part
3295 | 1483970000 | UR20-PK-1315230000-SP | Replacement part
3296 | 1483980000 | UR20-PK-1394420000-SP | Replacement part
3297 | 1484000000 | UR20-PK-1315540000-SP | Replacement part
3298 | 1484010000 | UR20-PK-1315600000-SP | Replacement part
3299 | 1484020000 | UR20-PK-1315620000-SP | Replacement part
3300 | 1484030000 | UR20-PK-1394390000-SP | Replacement part
3301 | 1484040000 | UR20-PK-1315700000-SP | Replacement part
3302 | 1484050000 | UR20-PK-1315710000-SP | Replacement part
3303 | 1484080000 | UR20-PK-1334780000-SP | Replacement part
3304 | 1484090000 | UR20-PK-1334810000-SP | Replacement part
3305 | 1484100000 | UR20-PK-1335040000-SP | Replacement part
3306 | 1484110000 | UR20-PK-1460140000-SP | Replacement part
3307 | 1484120000 | UR20-PK-1334880000-SP | Replacement part
3308 | 1484130000 | UR20-PK-1334930000-SP | Replacement part
3309 | 1484440000 | UR20-PK-1334910000-SP | Replacement part
3310 | 1489190010 | PAC-RCKW-HE20-V3-1M | Cable LiYY, 0.25 mm²
3311 | 1524720000 | SAI-Y-4/3 M8-M8 | Y connector, M8 / M8
3312 | 1525530000 | VG 16 HQ K68 2X7 SW | Heavy-duty connectors, Accessories, Cable glands, Polycarbonate
3313 | 1528370000 | HDC HEEE 40 MC | HDC insert, Pin, Male, 500 V, 16 A, Number of poles: 40, Crimp connection, Size: 6
3314 | 1528380000 | HDC HEEE 40 FC | HDC insert, Female, 500 V, 16 A, Number of poles: 40, Crimp connection, Size: 6
3315 | 1531930000 | CMA-3151-250-AO-24DC-05 | Primary current: 250 A, Output : 0(4)-20 mA, 0(2)-10 V, Load: 1 VA
3316 | 1532050000 | CMA-3151-500-AO-24DC-05 | Primary current: 500 A, Output : 0(4)-20 mA, 0(2)-10 V, Load: 1 VA
3317 | 1534280000 | POK MOPL 0808 MINI | Klippon POK (polyester empty enclosure), Mounting plate, Height: 68 mm, Width: 34 mm, Depth: 1.5 mm, Material: Sheet steel, galvanized, galvanized, silver
3318 | 1534290000 | POK MOPL 0811 MINI | Klippon POK (polyester empty enclosure), Mounting plate, Height: 98 mm, Width: 34 mm, Depth: 1.5 mm, Material: Sheet steel, galvanized, galvanized, silver
3319 | 1534310000 | POK MOPL 0816 MINI | Klippon POK (polyester empty enclosure), Mounting plate, Height: 148 mm, Width: 34 mm, Depth: 1.5 mm, Material: Sheet steel, galvanized, galvanized, silver
3320 | 1534320000 | POK MOPL 0819 MINI | Klippon POK (polyester empty enclosure), Mounting plate, Height: 178 mm, Width: 34 mm, Depth: 1.5 mm, Material: Sheet steel, galvanized, galvanized, silver
3321 | 1534340000 | POK MOPL 1212 MINI | Klippon POK (polyester empty enclosure), Mounting plate, Height: 77 mm, Width: 109 mm, Depth: 1.5 mm, Material: Sheet steel, galvanized, galvanized, silver
3322 | 1534350000 | POK MOPL 1222 MINI | Klippon POK (polyester empty enclosure), Mounting plate, Height: 77 mm, Width: 207 mm, Depth: 1.5 mm, Material: Sheet steel, galvanized, galvanized, silver
3323 | 1534360000 | POK MOPL 1616 MINI | Klippon POK (polyester empty enclosure), Mounting plate, Height: 113 mm, Width: 142.5 mm, Depth: 1.5 mm, Material: Sheet steel, galvanized, galvanized, silver
3324 | 1534380000 | POK MOPL 1636 MINI | Klippon POK (polyester empty enclosure), Mounting plate, Height: 113 mm, Width: 342 mm, Depth: 1.5 mm, Material: Sheet steel, galvanized, galvanized, silver
3325 | 1534390000 | POK MOPL 1656 MINI | Klippon POK (polyester empty enclosure), Mounting plate, Height: 113 mm, Width: 545 mm, Depth: 1.5 mm, Material: Sheet steel, galvanized, galvanized, silver
3326 | 1534430000 | POK MOPL 2560 MINI | Klippon POK (polyester empty enclosure), Mounting plate, Height: 203 mm, Width: 583 mm, Depth: 1.5 mm, Material: Sheet steel, galvanized, galvanized, silver
3327 | 1540010000 | ACT20P-CI-VO-S | Signal converter/isolator, Input : 0(4)-20 mA, Output : 0-10 V
3328 | 1541070150 | SAIL-M23GM23G-GM-19-1.5U | Sensor/actuator line, Connecting line, M23 / M23, Number of poles: 19, 1.5 m, pin, straight - socket, straight, Shielded: No, LED: No, Sheath material: PUR, Halogen: No
3329 | 1543490000 | SAI-WDF 8P M12 M16 | Panel feed-through, Number of poles: 8, Coding: A, M12, 30 V
3330 | 1550620000 | SAI-Y-3/3 M8-M8 U | Y connector, M8 / M8
3331 | 1824570320 | SAIL-M8GM8G-3-3.2U | Sensor/actuator line, Connecting line, Number of poles : 3, 3.2 m, Shielded: No, LED: No, Sheath material: PUR, Halogen: No
3332 | 1824570520 | SAIL-M8GM8G-3-5.2U | Sensor/actuator line, Connecting line, Number of poles : 3, 5.2 m, Shielded: No, LED: No, Sheath material: PUR, Halogen: No
3333 | 1824570570 | SAIL-M8GM8G-3-5.7U | Sensor/actuator line, Connecting line, Number of poles : 3, 5.7 m, Shielded: No, LED: No, Sheath material: PUR, Halogen: No
3334 | 1964300250 | SAIL-ZW-M8BW-3-2.5U | Sensor/actuator line, One end without connector, M8, Number of poles : 3, 2.5 m, Twin cabling, pin, straight, 2x socket, angled, Shielded: No, LED: No, Sheath material: PUR, Halogen: No
3335 | 1964690800 | SAIL-M12BG-CD-8.0A | Bus line, One end without connector, M12, Number of poles: 5, 8 m, Shielded: Yes, LED: No, Sheath material: PUR, Halogen: No
3336 | 1964703000 | SAIL-M12G-CD-30A | Bus line, One end without connector, M12, Number of poles: 5, 30 m, Shielded: Yes, LED: No, Sheath material: PUR, Halogen: No
3337 | 1964710025 | SAIL-M12GM12G-CD-0.25A | Bus line, Connecting line, M12 / M12, Number of poles: 5, 0.25 m, Shielded: Yes, LED: No, Sheath material: PUR, Halogen: No
3338 | 1964710050 | SAIL-M12GM12G-CD-0.5A | Bus line, Connecting line, M12 / M12, Number of poles: 5, 0.5 m, pin, straight - socket, straight, Shielded: Yes, LED: No, Sheath material: PUR, Halogen: No
3339 | 1964710230 | SAIL-M12GM12G-CD-2.3A | Bus line, Connecting line, M12 / M12, Number of poles: 5, 2.3 m, pin, straight - socket, straight, Shielded: Yes, LED: No, Sheath material: PUR, Halogen: No
3340 | 1964710250 | SAIL-M12GM12G-CD-2.5A | Bus line, Connecting line, M12 / M12, Number of poles: 5, 2.5 m, Shielded: Yes, LED: No, Sheath material: PUR, Halogen: No
3341 | 1964712000 | SAIL-M12GM12G-CD-20A | Bus line, Connecting line, M12 / M12, Number of poles: 5, 20 m, Shielded: Yes, LED: No, Sheath material: PUR, Halogen: No
3342 | 1968582500 | SAIL-M12BG-4-25T | Sensor/actuator line, One end without connector, M12, Number of poles : 4, 25 m, Shielded: No, LED: No, Sheath material: PUR, Halogen: No
3343 | 1987920000 | HDC HP 550 SSM SET | HDC insert, Number of poles: 3, Size: 8
3344 | 1987950000 | HDC HP 550 SSF SET | HDC insert, Number of poles: 3, Size: 8
3345 | 1989050000 | RCL424110T | TERMSERIES, Relay, Number of contacts: 2, CO contact AgNi, Rated control voltage: 110 V DC, Continuous current: 8 A, Plug-in connection, Test button available: No
3346 | 2007790000 | DEK 5/3.5 PLUS MC SDR | Dekafix, Terminal marker, 5 x 3.5 mm, Pitch in mm (P): 3.50 Weidmueller, To customer specification
3347 | 2049950300 | SAIL-M12BG-S3-3.0PK16 | Power cable, One end without connector, M12, Number of poles : 3 (2 + PE), 3 m, Female socket, straight, Shielded: No, LED: No, Sheath material: PUR, Halogen: No
3348 | 2049950500 | SAIL-M12BG-S3-5.0PK16 | Power cable, One end without connector, M12, Number of poles : 3 (2 + PE), 5 m, Female socket, straight, Shielded: No, LED: No, Sheath material: PUR, Halogen: No
3349 | 2049951000 | SAIL-M12BG-S3-10PK16 | Power cable, One end without connector, M12, Number of poles : 3 (2 + PE), 10 m, Female socket, straight, Shielded: No, LED: No, Sheath material: PUR, Halogen: No
3350 | 2437400000 | KCMA-44-1000-5A-5VA-1 | Primary current: 1000 A, Secondary current max.: 5 A, Load: 5 VA, Tolerance class: 1, detachable current transformer
3351 | 2443151200 | SAIL-M8WM8W-4S12U | Sensor/actuator line, M8, Number of poles : 4, 12 m, Shielded: Yes, LED: No, Sheath material: PUR, Halogen: No
3352 | 2443152200 | SAIL-M8WM8W-4S22U | Sensor/actuator line, M8, Number of poles : 4, 22 m, Shielded: Yes, LED: No, Sheath material: PUR, Halogen: No
3353 | 2450440100 | HDC XX6A01 MFSM12X-0100 | Data use
3354 | 2450440300 | HDC XX6A01 MFSM12X-0300 | Data use
3355 | 2450440500 | HDC XX6A01 MFSM12X-0500 | Data use
3356 | 2450440700 | HDC XX6A01 MFSM12X-0700 | Data use
3357 | 2450441000 | HDC XX6A01 MFSM12X-1000 | Data use
3358 | 2450442000 | HDC XX6A01 MFSM12X-2000 | Data use
3359 | 2450444000 | HDC XX6A01 MFSM12X-4000 | Data use
3360 | 2450447000 | HDC XX6A01 MFSM12X-7000 | Data use
3361 | 2450450050 | HDC XX5E01 MFSM12D-0050 | Data use
3362 | 2450450100 | HDC XX5E01 MFSM12D-0100 | Data use
3363 | 2450450150 | HDC XX5E01 MFSM12D-0150 | Data use
3364 | 2450450300 | HDC XX5E01 MFSM12D-0300 | Data use
3365 | 2450450400 | HDC XX5E01 MFSM12D-0400 | Data use
3366 | 2450450600 | HDC XX5E01 MFSM12D-0600 | Data use
3367 | 2450450800 | HDC XX5E01 MFSM12D-0800 | Data use
3368 | 2450451500 | HDC XX5E01 MFSM12D-1500 | Data use
3369 | 2450452000 | HDC XX5E01 MFSM12D-2000 | Data use
3370 | 2450457000 | HDC XX5E01 MFSM12D-7000 | Data use
3371 | 2451220000 | SAIB-VSA-3P/24/9/SD | Valve plug-in connector, Socket, angled
3372 | 2453540400 | HDC XX6A01 MFSXXXX-0400 | Data use
3373 | 2453540600 | HDC XX6A01 MFSXXXX-0600 | Data use
3374 | 2453540700 | HDC XX6A01 MFSXXXX-0700 | Data use
3375 | 2453541800 | HDC XX6A01 MFSXXXX-1800 | Data use
3376 | 2453544000 | HDC XX6A01 MFSXXXX-4000 | Data use
3377 | 2453550600 | HDC XX5E01 MFSXXXX-0600 | Data use
3378 | 2453551800 | HDC XX5E01 MFSXXXX-1800 | Data use
3379 | 2453820000 | HPG 60 | 6mm², 300mm², Hexagonal crimp, WM crimp, Indent crimp, Trapezoidal crimp, Oval crimping
3380 | 2456540000 | UR20-4AI-RTD-HP-DIAG | Remote I/O module, IP20, Analog signals, Temperature, RTD
3381 | 2461730000 | BKP-16DO-SDV541-V0-S | 2 x AKB (50P)
3382 | 2463540000 | TNST OR | Accessories, Disconnect plug
3383 | 2464200006 | IE-C6GB8RB0006XCSXCS-E | System cable, M12 X-type IP 67 straight male, M12 X-type IP 67 straight male, Cat.6A / Class EA (ISO/IEC 11801 2010), Radox EM 104, 0.6 m
3384 | 2464200015 | IE-C6GB8RB0015XCSXCS-E | System cable, M12 X-type IP 67 straight male, M12 X-type IP 67 straight male, Cat.6A / Class EA (ISO/IEC 11801 2010), Radox EM 104, 1.5 m
3385 | 2464200030 | IE-C6GB8RB0030XCSXCS-E | System cable, M12 X-type IP 67 straight male, M12 X-type IP 67 straight male, Cat.6A / Class EA (ISO/IEC 11801 2010), Radox EM 104, 3 m
3386 | 2464200050 | IE-C6GB8RB0050XCSXCS-E | System cable, M12 X-type IP 67 straight male, M12 X-type IP 67 straight male, Cat.6A / Class EA (ISO/IEC 11801 2010), Radox EM 104, 5 m
3387 | 2464200060 | IE-C6GB8RB0060XCSXCS-E | System cable, M12 X-type IP 67 straight male, M12 X-type IP 67 straight male, Cat.6A / Class EA (ISO/IEC 11801 2010), Radox EM 104, 6 m
3388 | 2464200070 | IE-C6GB8RB0070XCSXCS-E | System cable, M12 X-type IP 67 straight male, M12 X-type IP 67 straight male, Cat.6A / Class EA (ISO/IEC 11801 2010), Radox EM 104, 7 m
3389 | 2464200100 | IE-C6GB8RB0100XCSXCS-E | System cable, M12 X-type IP 67 straight male, M12 X-type IP 67 straight male, Cat.6A / Class EA (ISO/IEC 11801 2010), Radox EM 104, 10 m
3390 | 2464200190 | IE-C6GB8RB0190XCSXCS-E | System cable, M12 X-type IP 67 straight male, M12 X-type IP 67 straight male, Cat.6A / Class EA (ISO/IEC 11801 2010), Radox EM 104, 19 m
3391 | 2464200210 | IE-C6GB8RB0210XCSXCS-E | System cable, M12 X-type IP 67 straight male, M12 X-type IP 67 straight male, Cat.6A / Class EA (ISO/IEC 11801 2010), Radox EM 104, 21 m
3392 | 2464200230 | IE-C6GB8RB0230XCSXCS-E | System cable, M12 X-type IP 67 straight male, M12 X-type IP 67 straight male, Cat.6A / Class EA (ISO/IEC 11801 2010), Radox EM 104, 23 m
3393 | 2464200250 | IE-C6GB8RB0250XCSXCS-E | System cable, M12 X-type IP 67 straight male, M12 X-type IP 67 straight male, Cat.6A / Class EA (ISO/IEC 11801 2010), Radox EM 104, 25 m
3394 | 2464200300 | IE-C6GB8RB0300XCSXCS-E | System cable, M12 X-type IP 67 straight male, M12 X-type IP 67 straight male, Cat.6A / Class EA (ISO/IEC 11801 2010), Radox EM 104, 30 m
3395 | 2467050000 | PRO TOP1 960W 48V 20A CO | Power supply, switch-mode power supply unit, 48 V
3396 | 2470720000 | KEBI QL 403015 S2B0 | Klippon EBi QL (Essential Box industrial - Quarter Lock), Empty enclosure, stainless steel enclosure, Height: 400 mm, Width: 300 mm, Depth: 150 mm, Material: Stainless steel 1.4301 (304), Brushed, silver
3397 | 2471430000 | A2T 1.5 BL | Double-tier terminal, PUSH IN, 1.5 mm², 500 V, 16 A, blue
3398 | 2473930000 | KLIPPON QL KEY | Klippon EBi (Essential Box industrial), Key, Miscellaneous, Material: Plastic
3399 | 2486090000 | PRO RM 10 | Redundancy module, 24 V DC
3400 | 2486100000 | PRO RM 20 | Redundancy module, 24 V DC
3401 | 2486110000 | PRO RM 40 | Redundancy module, 24 V DC
3402 | 2494000000 | A2C 16 | Feed-through terminal, PUSH IN, 16 mm², 1000 V, 76 A, dark beige
3403 | 2494020000 | A3C 16 PE | PE terminal, PUSH IN, 16 mm², 1000 V, white
3404 | 2494080000 | A3C 16 BL | Feed-through terminal, PUSH IN, 16 mm², 1000 V, 76 A, blue
3405 | 2495690000 | ACT20P-UI-2RCO-AC-P | Limit value monitoring, universal, Input: temperature, R, U, I, Relay output, 24?230 V AC/DC power supply, 24 V (@ 4-20 mA loop)
3406 | 2495700000 | ACT20P-AI-AO-AC-P | Signal converter/isolator, 90?264 V AC power supply, Input : I/U universal, Output : I/U universal
3407 | 2500980000 | SCS 24VDC P1SIL3DS I | SAFESERIES, Safety relay,24 V DC (16...36 V DC), , Max. switching current, internal fuse : 5 A, SIL 3, EN 61508:2010
3408 | 2502520000 | TRANSCLINIC 16I+ 1K5 H | Photovoltaics
3409 | 2503560200 | SAIL-M8WM8G-3-2.0V | Sensor/actuator line, Connecting line, Number of poles : 3, 2 m, Shielded: No, LED: No, Sheath material: PVC, Halogen: Yes
3410 | 2503560335 | SAIL-M8WM8G-3-3.35V | Sensor/actuator line, Connecting line, Number of poles : 3, 3.35 m, Shielded: No, LED: No, Sheath material: PVC, Halogen: Yes
3411 | 2503560450 | SAIL-M8WM8G-3-4.5V | Sensor/actuator line, Connecting line, Number of poles : 3, 4.5 m, Shielded: No, LED: No, Sheath material: PVC, Halogen: Yes
3412 | 2515410000 | WDK 2.5N V SW | Double-tier terminal, Screw connection, 2.5 mm², 800 V, 24 A, black
3413 | 2518620000 | ELS 7/40 MM WS | ELS, Insert markers, 40 x 6.3 mm, white
3414 | 2519220000 | MF-W 5/5 MINI MM WS | Terminal marker, 5 x 5 mm, white
3415 | 2519240000 | MF-W 9/5 F MM WS | Terminal marker, 9 x 5 mm, white
3416 | 2530180000 | VPU PV II 3 R 1000 | Surge voltage arrester, Low voltage, with remote contact
3417 | 2530550000 | VPU PV II 3 1000 | Surge voltage arrester, Low voltage
3418 | 2530570000 | VPU PV I+II 0 1500 | Surge voltage arrester, Low voltage, Accessories, Spare arrester
3419 | 2530580000 | VPU PV I+II 3 1500 | Surge voltage arrester, Low voltage
3420 | 2530590000 | VPU PV I+II 3 R 1500 | Surge voltage arrester, Low voltage, with remote contact
3421 | 2530610000 | VPU PV I+II 3 1000 | Surge voltage arrester, Low voltage
3422 | 2530630000 | VPU PV II 0 1500 | Surge voltage arrester, Low voltage, Accessories, Spare arrester
3423 | 2530640000 | VPU PV II 3 1500 | Surge voltage arrester, Low voltage
3424 | 2530650000 | VPU PV II 3 R 1500 | Surge voltage arrester, Low voltage, with remote contact
3425 | 2530660000 | VPU PV II 0 1000 | Surge voltage arrester, Low voltage, Accessories, Spare arrester
3426 | 2530890000 | SAIE-M12BL-5S-F12TL-M16 | Built-in plugs, M12, M 16, Number of poles: 5, Frontpanel mounting
3427 | 2531060000 | IE-FCI-PWB-ISR | FrontCom, Insert Power large, Type H, Socket connector, ISR
3428 | 2534330000 | VPU PV I+II 0M 1500 | Surge voltage arrester, Low voltage, Accessories, Spare arrester
3429 | 2535100000 | HDC HE 24 MQT BL | HDC insert, Pin, 500 V, 16 A, Number of poles: 24, SNAP IN, Size: 8
3430 | 2535120000 | HDC HE 10 FQT BL | HDC insert, Female, 500 V, 16 A, Number of poles: 10, SNAP IN, Size: 4
3431 | 2535140000 | HDC HE 24 FQT BL | HDC insert, Female, 500 V, 16 A, Number of poles: 24, SNAP IN, Size: 8
3432 | 2535780000 | IE-SR-2GT-LTE/4G-US | Security/NAT/VPN/U-link Router, with integrated multi-band modem (4G/3G/2G), US-model, Gigabit Ethernet, 2x RJ45 10/100/1000BaseT(X), IP20, -20 °C...70 °C
3433 | 2536600000 | IE-WL-BL-AP-CL-EU | Wireless Access Point/Client, IEEE 802.11 a/b/g/n, EU-Model, IP30, 0 °C...60 °C
3434 | 2555830000 | UV66-ADV-7-CAP-W | web-compatible touch panel, Display size 7", MultiTouch, Capacitive, Front protection IP66
3435 | 2555840000 | UV66-ADV-10-CAP-W | web-compatible touch panel, Display size 10.1", MultiTouch, Capacitive, Front protection IP66
3436 | 2555850000 | UV66-ADV-15-CAP-W | web-compatible touch panel, Display size 15.6", MultiTouch, Capacitive, Front protection IP66
3437 | 2556510000 | ESG-F 9/20 MC NE WS | ESG, Device markers x 20 mm, PA 66, Colour: white
3438 | 2556880000 | FF 65 54/230V BK | Filter fan, IP54, black
3439 | 2556890000 | FF 65 55/230V GY | Filter fan, IP55, grey
3440 | 2556900000 | FF 65 55/230V BK | Filter fan, IP55, black
3441 | 2556910000 | FF 66 54/230V GY | Filter fan, IP54, grey
3442 | 2556920000 | FF 66 54/230V BK | Filter fan, IP54, black
3443 | 2556930000 | FF 66 55/230V GY | Filter fan, IP55, grey
3444 | 2556940000 | FF 66 55/230V BK | Filter fan, IP55, black
3445 | 2556950000 | FF 67 54/230V GY | Filter fan, IP54, grey
3446 | 2556960000 | FF 67 54/230V BK | Filter fan, IP54, black
3447 | 2556970000 | FF 67 55/230V GY | Filter fan, IP55, grey
3448 | 2556980000 | FF 67 55/230V BK | Filter fan, IP55, black
3449 | 2557000000 | FF-SL 65 55/230V GY | Filter fan, IP55, grey
3450 | 2557010000 | FF-SL 65 55/230V BK | Filter fan, IP55, black
3451 | 2557030000 | FF-SL 67 55/230V GY | Filter fan, IP55, grey
3452 | 2557040000 | FF-SL 67 55/230V BK | Filter fan, IP55, black
3453 | 2557080000 | EF 10 54 BK | Exhaust filter, IP54, black
3454 | 2557090000 | EF 20 54 GY | Exhaust filter, IP54, grey
3455 | 2557100000 | EF 20 54 BK | Exhaust filter, IP54, black
3456 | 2557110000 | EF 20 55 GY | Exhaust filter, IP55, grey
3457 | 2557120000 | EF 20 55 BK | Exhaust filter, IP55, black
3458 | 2557140000 | EF 30 54 BK | Exhaust filter, IP54, black
3459 | 2557150000 | EF 30 55 GY | Exhaust filter, IP55, grey
3460 | 2557160000 | EF 30 55 BK | Exhaust filter, IP55, black
3461 | 2557170000 | EF 40 54 GY | Exhaust filter, IP54, grey
3462 | 2557190000 | EF 40 55 GY | Exhaust filter, IP55, grey
3463 | 2557200000 | EF 40 55 BK | Exhaust filter, IP55, black
3464 | 2557210000 | EF 60 54 GY | Exhaust filter, IP54, grey
3465 | 2557220000 | EF 60 54 BK | Exhaust filter, IP54, black
3466 | 2557230000 | EF 60 55 GY | Exhaust filter, IP55, grey
3467 | 2557240000 | EF 60 55 BK | Exhaust filter, IP55, black
3468 | 2557250000 | FF-EMC 11 54/230V GY | Filter fan, IP54, grey
3469 | 2557260000 | FF-EMC 11 54/230V BK | Filter fan, IP54, black
3470 | 2557280000 | FF-EMC 22 54/230V BK | Filter fan, IP54, black
3471 | 2557290000 | FF-EMC 22 55/230V GY | Filter fan, IP55, grey
3472 | 2557300000 | FF-EMC 22 55/230V BK | Filter fan, IP55, black
3473 | 2557310000 | FF-EMC 32 54/230V GY | Filter fan, IP54, grey
3474 | 2557320000 | FF-EMC 32 54/230V BK | Filter fan, IP54, black
3475 | 2557330000 | FF-EMC 32 55/230V GY | Filter fan, IP55, grey
3476 | 2557340000 | FF-EMC 32 55/230V BK | Filter fan, IP55, black
3477 | 2557350000 | FF-EMC 42 54/230V GY | Filter fan, IP54, grey
3478 | 2557360000 | FF-EMC 42 54/230V BK | Filter fan, IP54, black
3479 | 2557370000 | FF-EMC 42 55/230V GY | Filter fan, IP55, grey
3480 | 2557380000 | FF-EMC 42 55/230V BK | Filter fan, IP55, black
3481 | 2557390000 | FF-EMC 43 54/230V GY | Filter fan, IP54, grey
3482 | 2557400000 | FF-EMC 43 54/230V BK | Filter fan, IP54, black
3483 | 2557410000 | FF-EMC 43 55/230V GY | Filter fan, IP55, grey
3484 | 2557420000 | FF-EMC 43 55/230V BK | Filter fan, IP55, black
3485 | 2557430000 | FF-EMC 65 54/230V GY | Filter fan, IP54, grey
3486 | 2557440000 | FF-EMC 65 54/230V BK | Filter fan, IP54, black
3487 | 2557450000 | FF-EMC 65 55/230V GY | Filter fan, IP55, grey
3488 | 2557460000 | FF-EMC 65 55/230V BK | Filter fan, IP55, black
3489 | 2557470000 | FF-EMC 66 54/230V GY | Filter fan, IP54, grey
3490 | 2557480000 | FF-EMC 66 54/230V BK | Filter fan, IP54, black
3491 | 2557490000 | FF-EMC 66 55/230V GY | Filter fan, IP55, grey
3492 | 2557500000 | FF-EMC 66 55/230V BK | Filter fan, IP55, black
3493 | 2557510000 | FF-EMC 67 54/230V GY | Filter fan, IP54, grey
3494 | 2557520000 | FF-EMC 67 54/230V BK | Filter fan, IP54, black
3495 | 2557530000 | FF-EMC 67 55/230V GY | Filter fan, IP55, grey
3496 | 2557540000 | FF-EMC 67 55/230V BK | Filter fan, IP55, black
3497 | 2557550000 | EF-EMC 10 54 GY | Exhaust filter, IP54, grey
3498 | 2557560000 | EF-EMC 10 54 BK | Exhaust filter, IP54, black
3499 | 2557570000 | EF-EMC 20 54 GY | Exhaust filter, IP54, grey
3500 | 2557580000 | EF-EMC 20 54 BK | Exhaust filter, IP54, black
3501 | 2557590000 | EF-EMC 20 55 GY | Exhaust filter, IP55, grey
3502 | 2557600000 | EF-EMC 20 55 BK | Exhaust filter, IP55, black
3503 | 2557610000 | EF-EMC 30 54 GY | Exhaust filter, IP54, grey
3504 | 2557620000 | EF-EMC 30 54 BK | Exhaust filter, IP54, black
3505 | 2557630000 | EF-EMC 30 55 GY | Exhaust filter, IP55, grey
3506 | 2557640000 | EF-EMC 30 55 BK | Exhaust filter, IP55, black
3507 | 2557650000 | EF-EMC 40 54 GY | Exhaust filter, IP54, grey
3508 | 2557660000 | EF-EMC 40 54 BK | Exhaust filter, IP54, black
3509 | 2557670000 | EF-EMC 40 55 GY | Exhaust filter, IP55, grey
3510 | 2557680000 | EF-EMC 40 55 BK | Exhaust filter, IP55, black
3511 | 2557690000 | EF-EMC 60 54 GY | Exhaust filter, IP54, grey
3512 | 2557700000 | EF-EMC 60 54 BK | Exhaust filter, IP54, black
3513 | 2557710000 | EF-EMC 60 55 GY | Exhaust filter, IP55, grey
3514 | 2557720000 | EF-EMC 60 55 BK | Exhaust filter, IP55, black
3515 | 2558120000 | FH-TH 500W 230V BK | Heating panel fan, IP20, black
3516 | 2558130000 | FH-TH 650W 230V BK | Heating panel fan, IP20, black
3517 | 2558140000 | FH-TH 800W 230V BK | Heating panel fan, IP20, black
3518 | 2558330000 | ESG 9/26 SCM-I MC NE WS | ESG, Device markers x 26 mm, PA 66, Colour: white
3519 | 2582520000 | AAP21 4 DT BL/OR | Test-disconnect terminal, PUSH IN, 4 mm², 250 V, 20 A, blue
3520 | 7760054120 | ACT20P-VI1-CO-OLP-S | Signal converter/isolator, Output current loop powered, Input : 0-5 V, Output : 4-20 mA, (loop powered)
3521 | 7760056354 | SDI 2CO PCB | , Relay socket, Number of contacts: 2, CO contact
3522 | 7760056364 | SDI 1CO P | D-SERIES DRI, Relay socket, Number of contacts: 1, CO contact, Continuous current: 12 A, PUSH IN
3523 | 7760056365 | SDI 2CO P | D-SERIES DRI, Relay socket, Number of contacts: 2, CO contact, Continuous current: 8 A, PUSH IN
3524 | 7760056389 | SDI CLIP P | D-SERIES DRI, Retaining clip
3525 | 7760056390 | SDI CLIP HM | D-SERIES DRI, Retaining clip
3526 | 7789066090 | PAC-GF30-HE20-V0-9M | Pre-assembled cable, PAC, Cable LiYY, 0.25 mm²
3527 | 7789106035 | PAC-UNIV-RV36-F-3M5 | Pre-assembled cable, PAC, Cable LiYY, 0.25 mm²
3528 | 7789134025 | PAC-QTUM-SD25-V2-2M5 | Pre-assembled cable, PAC, Cable LiYCY, 0.25 mm²
3529 | 7789771015 | PAC-CJ1W-HE20-V9-1M5 | Pre-assembled cable, PAC, Cable LiYY, 0.25 mm²
3530 | 7789772050 | PAC-CJ1W-HE20-V10-5M | Pre-assembled cable, PAC, Cable LiYY, 0.25 mm²
3531 | 7789790020 | PAC-FJ40-F-2M | Pre-assembled cable, PAC, Cable LiYY, 0.25 mm²
3532 | 7789794010 | PAC-CJ1W-HE20-V12-1M | Pre-assembled cable, PAC, Cable LiYY, 0.25 mm²
3533 | 7789794050 | PAC-CJ1W-HE20-V12-5M | Pre-assembled cable, PAC, Cable LiYY, 0.25 mm²
3534 | 7789831020 | PAC-CMLX-HE20-V7-2M | Pre-assembled cable, PAC, Cable LiYY, 0.25 mm²
3535 | 9456100750 | SAIL-M12G-4-7.5U | Sensor/actuator line, One end without connector, M12, Number of poles : 4, 7.5 m, Shielded: No, LED: No, Sheath material: PUR, Halogen: No
3536 | 9456143000 | SAIL-M12BG-5S30U | Sensor/actuator line, One end without connector, M12, Number of poles : 5, 30 m, Shielded: Yes, LED: No, Sheath material: PUR, Halogen: No
3537 | 9456146000 | SAIL-M12BG-5S60U | Sensor/actuator line, One end without connector, M12, Number of poles : 5, 60 m, Shielded: Yes, LED: No, Sheath material: PUR, Halogen: No
3538 | 9457311200 | SAIL-M12GM12W-4-12U | Sensor/actuator line, Connecting line, M12 / M12, Number of poles : 4, 12 m, pin, straight - socket, 90°, Shielded: No, LED: No, Sheath material: PUR, Halogen: No
3539 | 9457320750 | SAIL-M12BW-3-7.5U | Sensor/actuator line, One end without connector, M12, Number of poles : 3, 10 m, Socket, angled, Shielded: No, LED: No, Sheath material: PUR, Halogen: No
3540 | 9457323500 | SAIL-M12BW-3-35U | Sensor/actuator line, One end without connector, M12, Number of poles : 3, 35 m, Socket, angled, Shielded: No, LED: No, Sheath material: PUR, Halogen: No
3541 | 9457324000 | SAIL-M12BW-3-40U | Sensor/actuator line, One end without connector, M12, Number of poles : 3, 40 m, Socket, angled, Shielded: No, LED: No, Sheath material: PUR, Halogen: No
3542 | 9457325000 | SAIL-M12BW-3-50U | Sensor/actuator line, One end without connector, M12, Number of poles : 3, 50 m, Socket, angled, Shielded: No, LED: No, Sheath material: PUR, Halogen: No
3543 | 9457340750 | SAIL-M12GM12G-5-7.5U | Sensor/actuator line, Connecting line, M12 / M12, Number of poles : 5, 7.5 m, pin, straight - socket, straight, Shielded: No, LED: No, Sheath material: PUR, Halogen: No
3544 | 9457340860 | SAIL-M12GM12G-5-8.6U | Sensor/actuator line, Connecting line, M12 / M12, Number of poles : 5, 8.6 m, Shielded: No, LED: No, Sheath material: PUR, Halogen: No
3545 | 9457616000 | SAIL-M12G-5-60U | Sensor/actuator line, One end without connector, M12, Number of poles : 5, 60 m, pin, straight, Shielded: No, LED: No, Sheath material: PUR, Halogen: No
3546 | 9457617000 | SAIL-M12G-5-70U | Sensor/actuator line, One end without connector, M12, Number of poles : 5, 70 m, pin, straight, Shielded: No, LED: No, Sheath material: PUR, Halogen: No
3547 | 9457749999 | SAIL-M12BW-4-100U | Sensor/actuator line, One end without connector, M12, Number of poles : 4, 100 m, Shielded: No, LED: No, Sheath material: PUR, Halogen: No
3548 | 2576210000 | DRIKITP 24VDC 1CO LD/PB | D-SERIES DRI, Relay module, Number of contacts: 1, CO contact AgSnO, Rated control voltage: 24 V DC, Continuous current: 10 A, PUSH IN, Test button available: Yes
3549 | 2576200000 | DRIKITP 24VDC 2CO LD | D-SERIES DRI, Relay module, Number of contacts: 2, CO contact AgSnO, Rated control voltage: 24 V DC, Continuous current: 5 A, PUSH IN, Test button available: No
3550 | 2576190000 | DRIKITP 24VDC 2CO LD/PB | D-SERIES DRI, Relay module, Number of contacts: 2, CO contact AgSnO, Rated control voltage: 24 V DC, Continuous current: 5 A, PUSH IN, Test button available: Yes
3551 | 2576170000 | DRIKITP115VAC 2CO LD/PB | D-SERIES DRI, Relay module, Number of contacts: 2, CO contact AgSnO, Rated control voltage: 115 V AC, Continuous current: 5 A, PUSH IN, Test button available: Yes
3552 | 2576140000 | DRMKITP 24VDC 4CO LD/PB | D-SERIES DRM, Relay module, Number of contacts: 4, CO contact AgNi flash gold-plated, Rated control voltage: 24 V DC, Continuous current: 5 A, PUSH IN, Test button available: Yes
3553 | 1334990000 | UC20-WL2000-IOT | Controller, IP20, IoT Controller, u-control 2000 web, Web-based, integrated engineering tool: u-create web for IIoT applications
3554 | 1025940020 | IE-C5DD4UG0020MCSXXX-X | Dragline cable, PROFINET, M12 D-code ? IP 67 straight pin, Open, Cat.5 (ISO/IEC 11801) / Cat.5e (TIA T568-B), PUR, 2 m
3555 | 2542310000 | HDC 10B ABU EMC | HDC enclosures, Size: 4, Protection degree: IP65 (in plugged condition), Bulkhead housing, Side-locking clamp on lower side, Side-locking clamp replaceable
3556 | 2542320000 | HDC 16B ABU EMC | HDC enclosures, Size: 6, Protection degree: IP65 (in plugged condition), Bulkhead housing, Side-locking clamp on lower side, Side-locking clamp replaceable
3557 | 2544020000 | HDC 24D TOBU 1M32G EMC | HDC enclosures, Size: 4, Protection degree: IP65 (in plugged condition), Cable entry from top, Plug housing, Side-locking clamp on lower side, high, Size of cable entries: M 32
3558 | 2542230000 | HDC 06B ALU EMC | HDC enclosures, Size: 3, Protection degree: IP65 (in plugged condition), Bulkhead housing, End-locking clamp, lower side, End-locking clamp replaceable
3559 | 2602130000 | P BAG XL SET 3 | Tools, Accessories
3560 | 2602110000 | P BAG XL SET 1 | Tools, Accessories
3561 | 2602170000 | P BAG XL SET 7 | Tools, Accessories
3562 | 2619780000 | DEK 5/6 MM BP WS | Dekafix, Terminal marker, 5 x 6 mm, Weidmueller, white
3563 | 2619770000 | DEK 5/5 MM BP WS | Dekafix, Terminal marker, 5 x 5 mm, Weidmueller, white
3564 | 2619850000 | WS 12/5 MM BP WS | WS, Terminal marker, 12 x 5 mm, Weidmueller, white
3565 | 2556450000 | TCC 6.4/51 BL | TERMSERIES, Cross-connector
3566 | 2556430000 | TCC 6.4/2 BL | TERMSERIES, Cross-connector
3567 | 2556360000 | TCC 6.4/10 OR | TERMSERIES, Cross-connector
3568 | 2540000000 | AEP 2T 4 | A-series, End plate
3569 | 2539980000 | A2T 4 FT-PE | Double-tier terminal, PUSH IN, 4 mm², 800 V, 32 A, dark beige
3570 | 2570240000 | AEB 35 SCL/1 V0 DL | A-series, End bracket
3571 | 7789617050 | C300-32B-F-2S-M34-5M | Pre-assembled cable, PAC, Cable LiYCY, 0.34 mm²
3572 | 2635590000 | AAM 16 YE FLASH | Terminal marker, 14 x 12 mm, yellow
3573 | 2635570000 | AAM 6 YE FLASH | Terminal marker, 13 x 8.1 mm, Pitch in mm (P): 8.00 yellow
3574 | 2635550000 | AAM 2.5 YE FLASH | Terminal marker, 8 x 5.1 mm, Pitch in mm (P): 5.00 yellow
3575 | 2591700000 | VPU AC II 3 R 150/50 | Surge voltage arrester, Low voltage, Surge protection, with remote contact, TN-C
3576 | 2591660000 | VPU AC II 1 R 150/50 | Surge voltage arrester, Low voltage, Surge protection, with remote contact, Single-phase
3577 | 2591260000 | VPU AC II 3 R 480/50 | Surge voltage arrester, Low voltage, Surge protection, with remote contact, TN-C
3578 | 2591270000 | VPU AC II 4 480/50 | Surge voltage arrester, Low voltage, Surge protection, TN-C-S, TN-S
3579 | 2591030000 | VPU AC II 1 R 300/50 | Surge voltage arrester, Low voltage, Surge protection, with remote contact, Single-phase
3580 | 2591160000 | VPU AC II 3 300/50 | Surge voltage arrester, Low voltage, Surge protection, TN-C
3581 | 2591150000 | VPU AC II 4 R 300/50 | Surge voltage arrester, Low voltage, Surge protection, with remote contact, TN-C-S, TN-S
3582 | 2591050000 | VPU AC II 2 R 300/50 | Surge voltage arrester, Low voltage, Surge protection, with remote contact, Single-phase, TN
3583 | 2591320000 | VPU AC II 3 R 750/35 | Surge voltage arrester, Low voltage, Surge protection, with remote contact, TN-C
3584 | 2591010000 | VPU AC II 0 300/50 | Spare arrester, Surge protection, UP(L/N-PE) ? 1.5 kV
3585 | 2591190000 | VPU AC II 0 N-PE 305/65 | Spare arrester, Surge protection, TT nur für N-PE
3586 | 2591130000 | VPU AC II 4 R 350/50 | Surge voltage arrester, Low voltage, Surge protection, with remote contact, TN-C-S, TN-S
3587 | 2637060000 | VPU AC II 3+1 R 350/50 | Surge voltage arrester, Low voltage, Surge protection, with remote contact, TN-C-S, TN-S, TT, IT with N, IT without N
3588 | 2621120000 | SM-FO 27/18 MM SI | SwitchMark, Device markers, 18 x 27 mm, silver
3589 | 2621250000 | CC-FO 85/54 MM WS | ClipCard, Device markers, 54 x 85 mm, white
3590 | 2621220000 | SM-FO 27/12.5 MM WS | SwitchMark, Device markers, 12.5 x 27 mm, white
3591 | 2621340000 | CC-FO 15/45 MM WS | ClipCard, Device markers, 15 x 45 mm, white
3592 | 2599440000 | THM MULTIMARK PLUS | Marking systems, Thermotransfer printer, Thermotransfer, 300 DPI, MultiMark, Shrink-fit sleeves, Label reel
3593 | 2621280000 | CC-FO 30/60 MM WS | ClipCard, Device markers, 30 x 60 mm, white
3594 | 2621300000 | CC-FO 30/60 MM SI | ClipCard, Device markers, 30 x 60 mm, silver
3595 | 2621290000 | CC-FO 30/60 MM GE | ClipCard, Device markers, 30 x 60 mm, yellow
3596 | 2638920000 | UC20-SL2000-OLAC-EC | Controller, IP20, u-control 2000 studio, OpenLinux Automation Controller with EtherCAT interface
3597 | 2624980000 | TGD ELM-6 | Electronic load monitoring
3598 | 2625000000 | TGD FIM-C | Supply module
3599 | 2603850000 | WBBD 16 BL | W-Series, Distribution block, Rated cross-section: 16 mm², Screw connection, Wemid, Terminal rail / mounting plate
3600 | 2682120000 | PM 5.00/06/90 3.5SN BK BX | Printed circuit board terminals, 5.00 mm, Number of poles: 6, Clamping range, max. : 2.5 mm²
3601 | 2639340000 | VPU AC II 1+1 R 300/50 Y | Surge voltage arrester, Low voltage, Surge protection, with remote contact, Single-phase, TN, TN-S, TT, IT with N, IT without N
3602 | 2639320000 | VPU AC II 3+1 R 300/50 Y | Surge voltage arrester, Low voltage, Surge protection, with remote contact, TN-C-S, TN-S, TT, IT with N, IT without N
3603 | 2592210000 | HDC MRJ45 ABP MI | RJ45 module, Plug insert, RJ45 tool-free, TIA-568A, EIA/TIA T568 B, PROFINET
3604 | 2592030000 | HDC MRJ45 GC F | RJ45 module, RJ45 Gender Changer
3605 | 2697270000 | TFIS 12-240VUC 2NO SD | TFI-SERIES, Star-Delta Timer, Number of contacts: 2, NO contact, AgNi, Rated control voltage: 12...240 V UC -10 % / +10 %, Continuous current: 3 A, Screw connection
3606 | 2697260000 | TFIS 12-240VUC 1CO CG | TFI-SERIES, Clock generator, Number of contacts: 1, CO contact, AgNi, Rated control voltage: 12...240 V UC -10 % / +10 %, Continuous current: 8 A, Screw connection
3607 | 2697290000 | TFIS 24-240VUC 1CO OFFC | TFI-SERIES, Off-delay timing relay, with separate control input, Number of contacts: 1, CO contact, AgNi, Rated control voltage: 24...240 V UC -15 % / +10 %, Continuous current: 8 A, Screw connection
3608 | 2697250000 | TFIS 12-240VUC 1CO M7C | TFI-SERIES, Multifunction timing relay, with separate control input, Number of contacts: 1, CO contact, AgNi, Rated control voltage: 12...240 V UC -10 % / +10 %, Continuous current: 8 A, Screw connection
3609 | 2697280000 | TFIS 24-240VUC 1CO ON | TFI-SERIES, On-delay timing relay, Number of contacts: 1, CO contact, AgNi, Rated control voltage: 24...240 V UC -15 % / +10 %, Continuous current: 8 A, Screw connection
3610 | 2676340000 | UV20-B-IPC-1000.01 | Industrial PC, IP20
3611 | 2665820000 | UV20-B-IPC-3031.01 | Industrial PC, IP20
3612 | 2676670000 | UV66-ADV-12-IPM-10 | Industrial Monitor, Display size 12.1", MultiTouch, Capacitive touch, Front protection IP66
3613 | 2676690000 | UV66-ADV-18-IPM-10 | Industrial Monitor, Display size 18.5", MultiTouch, Capacitive touch, Front protection IP66
3614 | 2676700000 | UV66-ADV-21-IPM-10 | Industrial Monitor, Display size 21.5", MultiTouch, Capacitive touch, Front protection IP66
3615 | 2676680000 | UV66-ADV-15-IPM-10 | Industrial Monitor, Display size 15.6", MultiTouch, Capacitive touch, Front protection IP66
3616 | 2636180000 | HDC MHE 5 MP | Signal module
3617 | 2636190000 | HDC MHE 5 FP | Signal module
3618 | 2701550020 | IE-C6FP8LV0020M40M40-V | Patch cable, RJ45 IP 20, RJ45 IP 20, Cat.6A / Class EA (ISO/IEC 11801 2010), LSZH, 2 m
3619 | 2701550010 | IE-C6FP8LV0010M40M40-V | Patch cable, RJ45 IP 20, RJ45 IP 20, Cat.6A / Class EA (ISO/IEC 11801 2010), LSZH, 1 m
3620 | 2701550030 | IE-C6FP8LV0030M40M40-V | Patch cable, RJ45 IP 20, RJ45 IP 20, Cat.6A / Class EA (ISO/IEC 11801 2010), LSZH, 3 m
3621 | 2701550015 | IE-C6FP8LV0015M40M40-V | Patch cable, RJ45 IP 20, RJ45 IP 20, Cat.6A / Class EA (ISO/IEC 11801 2010), LSZH, 1.5 m
3622 | 2716000000 | TS 35X7.5 2M/CRN 316L | , Stainless steel 1.4404 (316L), untreated
3623 | 2618400000 | TRP 24VDC 2CO | TERMSERIES, Relay module, Number of contacts: 2, CO contact AgNi, Rated control voltage: 24 V DC ±20 %, Continuous current: 8 A, PUSH IN, Test button available: No
3624 | 2618220000 | TRP 24VUC 1CO | TERMSERIES, Relay module, Number of contacts: 1, CO contact AgNi, Rated control voltage: 24 V UC ±10 %, Continuous current: 6 A, PUSH IN, Test button available: No
3625 | 2618200000 | TRP 230VAC RC 1CO | TERMSERIES, Relay module, Number of contacts: 1, CO contact AgNi, Rated control voltage: 230 V AC ±10 %, Continuous current: 6 A, PUSH IN, Test button available: No
3626 | 2618720000 | TOP 24VDC 24VDC2A | TERMSERIES, Solid-state relay, 1 NO contact (MOS-FET), Rated control voltage: 24 V DC ±20 % , Rated switching voltage: 3...33 V DC, Continuous current: 2 A, PUSH IN
3627 | 2617880000 | TRP 24VUC 1CO AGSNO | TERMSERIES, Relay module, Number of contacts: 1, CO contact AgSnO, Rated control voltage: 24 V UC ±10 %, Continuous current: 6 A, PUSH IN, Test button available: No
3628 | 2618440000 | TRP 230VUC 2CO | TERMSERIES, Relay module, Number of contacts: 2, CO contact AgNi, Rated control voltage: 230 V UC ±5 %, Continuous current: 8 A, PUSH IN, Test button available: No
3629 | 2635980000 | HDC MHE 4 MP | Signal module
3630 | 2712060000 | SM-FO 22/22 MM WS | SwitchMark, Device markers, 22 x 22 mm, white
3631 | 2703390000 | IE-PS-RJ45-FH-180-A-1.6-CG | RJ45 plug with piercing contacts, straight, Cable gland, Cat.6A / Class EA (ISO/IEC 11801 2010), EIA/TIA T568 A
3632 | 2682140000 | IE-SW-EL08-8TX | Network switch, unmanaged, Fast Ethernet, Number of ports: 8x RJ45, IP30, -40 °C...75 °C
3633 | 2639730000 | TRP T 24VDC 1CO M3 | TERMSERIES, Multifunction timing relay, Number of contacts: 1, CO contact, AgSnO, Rated control voltage: 24 V DC ±20 %, Continuous current: 6 A, PUSH IN
3634 | 2682190000 | IE-SW-EL24-24TX | Network switch, unmanaged, Fast Ethernet, Number of ports: 24x RJ45, IP30, -40 °C...75 °C
3635 | 2682400000 | IE-SW-EL08-8GTPOE | Network switch, unmanaged PoE, Gigabit Ethernet, Number of ports: 8x RJ45 10/100/1000 BaseT(X) PoE+, IP30, -40 °C...75 °C
3636 | 2716780000 | HDC 24B TSS 1M40 WMP | HDC enclosures, Size: 8, Protection degree: IP66 (in plugged condition), IP67 plugged, Cable entry from side, Screw, , Size of cable entries: M 40
3637 | 2716800000 | HDC AF SET WM | HDC enclosures, Size: , Protection degree:
3638 | 2740900000 | CA 100 DUO | Automatic stripper and crimper
3639 | 2748690000 | HDC C COAX 75 M | Male
3640 | 2748580000 | HDC MBUS HD 4 F | Data use
3641 | 2748570000 | HDC MEMC 2 FC | Data module
3642 | 2748560000 | HDC MEMC 2 MC | Data module
3643 | 2748420000 | HDC MHE 6 MP | Signal module
3644 | 2748410000 | HDC MHE 5L FP | Signal module
3645 | 2748400000 | HDC MHE 5L MP | Signal module
3646 | 2748390000 | HDC MHE 2 HV FC | High voltage module
3647 | 2748360000 | HDC MHX 3/4 MC | Power module
3648 | 2748370000 | HDC MHX 3/4 FC | Power module
3649 | 2748380000 | HDC MHE 2 HV MC | High voltage module
3650 | 2748350000 | HDC MHX 2 FC | Power module
3651 | 2748250000 | HDC MHP 200 FAS | Power module
3652 | 2736520000 | VPU AC II US 0 N-PE 240 Y | Spare arrester, Surge protection, TT nur für N-PE
3653 | 2748100000 | DEK 5/8 PLUS FS 1-50 | Dekafix, Terminal marker, 5 x 8 mm, Pitch in mm (P): 8.00 Weidmueller, white
3654 | 2748020000 | DEK 5/8 PLUS FSZ 1-10 | Dekafix, Terminal marker, 5 x 8 mm, Pitch in mm (P): 8.00 Weidmueller, white
3655 | 2747960000 | DEK 5/8 PLUS FWZ 1-10 | Dekafix, Terminal marker, 5 x 8 mm, Pitch in mm (P): 8.00 Weidmueller, white
3656 | 2748080000 | DEK 5/8 PLUS FW 1-50 | Dekafix, Terminal marker, 5 x 8 mm, Pitch in mm (P): 8.00 Weidmueller, white
3657 | 2706290000 | TRS 24VUC 2CO FG | TERMSERIES, Relay module with positively driven contacts, Number of contacts: 2, CO contacts forcibily guided (EN 61810-3 type B) AgNi, Rated control voltage: 24 V UC ±10 %, Continuous current: 6 A, Screw connection, Test button available: No
3658 | 2674900000 | A3C 6 DL | Feed-through terminal, PUSH IN, 6 mm², 800 V, 41 A
3659 | 2747580000 | FFP D1/50H S1 B TY | PCB plug-in connector, female plug, Pitch in mm (P): 1.27 mm, Number of poles: 50, Tray (manual assembly)
3660 | 2747590000 | FFP D1/68H S1 B TY | PCB plug-in connector, female plug, Pitch in mm (P): 1.27 mm, Number of poles: 68, Tray (manual assembly)
3661 | 2747600000 | FFP D1/80H S1 B TY | PCB plug-in connector, female plug, Pitch in mm (P): 1.27 mm, Number of poles: 80, Tray (manual assembly)
3662 | 2747550000 | FFP D1/26H S1 B TY | PCB plug-in connector, female plug, Pitch in mm (P): 1.27 mm, Number of poles: 26, Tray (manual assembly)
3663 | 2747570000 | FFP D1/40H S1 B TY | PCB plug-in connector, female plug, Pitch in mm (P): 1.27 mm, Number of poles: 40, Tray (manual assembly)
3664 | 2747500000 | FFH S1/68H F1 B RL | PCB plug-in connector, female header, SMD solder connection, Pitch in mm (P): 1.27 mm, Number of poles: 68, 90°, Tape
3665 | 2747560000 | FFP D1/32H S1 B RL | PCB plug-in connector, female plug, Pitch in mm (P): 1.27 mm, Number of poles: 32, Tray (manual assembly)
3666 | 2747510000 | FFH S1/80H F1 B RL | PCB plug-in connector, female header, SMD solder connection, Pitch in mm (P): 1.27 mm, Number of poles: 80, 90°, Tape
3667 | 2747530000 | FFP D1/16H S1 B TY | PCB plug-in connector, female plug, Pitch in mm (P): 1.27 mm, Number of poles: 16, Tray (manual assembly)
3668 | 2747520000 | FFP D1/12H S1 B TY | PCB plug-in connector, female plug, Pitch in mm (P): 1.27 mm, Number of poles: 12, Tray (manual assembly)
3669 | 2747540000 | FFP D1/20H S1 B TY | PCB plug-in connector, female plug, Pitch in mm (P): 1.27 mm, Number of poles: 20, Tray (manual assembly)
3670 | 2747140000 | FMH3 S1/68V F1 B RL | PCB plug-in connector, male header, SMD solder connection, Pitch in mm (P): 1.27 mm, Number of poles: 68, 180°, Tape
3671 | 2747110000 | FMH3 S1/32V F1 B RL | PCB plug-in connector, male header, SMD solder connection, Pitch in mm (P): 1.27 mm, Number of poles: 32, 180°, Tape
3672 | 2747040000 | FMH1 S1/50V F1 B RL | PCB plug-in connector, male header, SMD solder connection, Pitch in mm (P): 1.27 mm, Number of poles: 50, 180°, Tape
3673 | 2747090000 | FMH3 S1/20V F1 B RL | PCB plug-in connector, male header, SMD solder connection, Pitch in mm (P): 1.27 mm, Number of poles: 20, 180°, Tape
3674 | 2747120000 | FMH3 S1/40V F1 B RL | PCB plug-in connector, male header, SMD solder connection, Pitch in mm (P): 1.27 mm, Number of poles: 40, 180°, Tape
3675 | 2747060000 | FMH1 S1/80V F1 B RL | PCB plug-in connector, male header, SMD solder connection, Pitch in mm (P): 1.27 mm, Number of poles: 80, 180°, Tape
3676 | 2747050000 | FMH1 S1/68V F1 B RL | PCB plug-in connector, male header, SMD solder connection, Pitch in mm (P): 1.27 mm, Number of poles: 68, 180°, Tape
3677 | 2747100000 | FMH3 S1/26V F1 B RL | PCB plug-in connector, male header, SMD solder connection, Pitch in mm (P): 1.27 mm, Number of poles: 26, 180°, Tape
3678 | 2747150000 | FMH3 S1/80V F1 B RL | PCB plug-in connector, male header, SMD solder connection, Pitch in mm (P): 1.27 mm, Number of poles: 80, 180°, Tape
3679 | 2747130000 | FMH3 S1/50V F1 B RL | PCB plug-in connector, male header, SMD solder connection, Pitch in mm (P): 1.27 mm, Number of poles: 50, 180°, Tape
3680 | 2747080000 | FMH3 S1/16V F1 B RL | PCB plug-in connector, male header, SMD solder connection, Pitch in mm (P): 1.27 mm, Number of poles: 16, 180°, Tape
3681 | 2747070000 | FMH3 S1/12V F1 B RL | PCB plug-in connector, male header, SMD solder connection, Pitch in mm (P): 1.27 mm, Number of poles: 12, 180°, Tape
3682 | 2747020000 | FMH1 S1/32V F1 B RL | PCB plug-in connector, male header, SMD solder connection, Pitch in mm (P): 1.27 mm, Number of poles: 32, 180°, Tape
3683 | 2746980000 | FMH1 S1/12V F1 B RL | PCB plug-in connector, male header, SMD solder connection, Pitch in mm (P): 1.27 mm, Number of poles: 12, 180°, Tape
3684 | 2747010000 | FMH1 S1/26V F1 B RL | PCB plug-in connector, male header, SMD solder connection, Pitch in mm (P): 1.27 mm, Number of poles: 26, 180°, Tape
3685 | 2747030000 | FMH1 S1/40V F1 B RL | PCB plug-in connector, male header, SMD solder connection, Pitch in mm (P): 1.27 mm, Number of poles: 40, 180°, Tape
3686 | 2746990000 | FMH1 S1/16V F1 B RL | PCB plug-in connector, male header, SMD solder connection, Pitch in mm (P): 1.27 mm, Number of poles: 16, 180°, Tape
3687 | 2747000000 | FMH1 S1/20V F1 B RL | PCB plug-in connector, male header, SMD solder connection, Pitch in mm (P): 1.27 mm, Number of poles: 20, 180°, Tape
3688 | 2751270000 | IE-SR-4TX | Security/NAT/VPN/U-link Router, Fast Ethernet, 4x RJ45 10/100BaseT(X), IP30, -30 °C...70 °C
3689 | 2736310000 | VPU AC II US 1 R 240/50 | Surge voltage arrester, Low voltage, Surge protection, with remote contact, Single-phase
3690 | 2736330000 | VPU AC II US 2 R 240/50 | Surge voltage arrester, Low voltage, Surge protection, with remote contact, Single-phase
3691 | 2736320000 | VPU AC II US 2 240/50 | Surge voltage arrester, Low voltage, Surge protection, Single-phase
3692 | 2736280000 | VPU AC II US 2 60/50 | Surge voltage arrester, Low voltage, Surge protection, Single-phase
3693 | 2736270000 | VPU AC II US 1 R 60/50 | Surge voltage arrester, Low voltage, Surge protection, with remote contact, Single-phase
3694 | 2736300000 | VPU AC II US 1 240/50 | Surge voltage arrester, Low voltage, Surge protection, Single-phase, UP(L/N-PE) ? 1.5 kV
3695 | 2735510000 | A3T 2.5 VL DL | 2.5 mm², 24 A, dark beige
3696 | 1349840050 | PAC-UNIV-HE34-F-5M | Pre-assembled cable, PAC
3697 | 7789041070 | PAC-CTLX-HE20-V2-7M | Pre-assembled cable, PAC, Cable LiYY, 0.25 mm²
3698 | 7789059025 | PAC-CTLX-HE20-V6-2M5 | Pre-assembled cable, PAC, Cable LiYY, 0.25 mm²
3699 | 7789617030 | C300-32B-F-2S-M34-3M | Pre-assembled cable, PAC, Cable LiYCY, 0.34 mm²
3700 | 7789657020 | PAC-ABS8-SD25-V0-2M | Pre-assembled cable, PAC, Cable LiYCY, 0.25 mm²
3701 | 7789056050 | PAC-CTLX-RV24-V1-5M | Pre-assembled cable, PAC, Cable LiYY, 0.25 mm²
3702 | 2740420000 | IE-SW-AL10M-8TX-2GC | Network switch, managed, Fast/Gigabit Ethernet, Number of ports: 8x RJ45 10/100BaseT(X), 2x combo-ports (10/100/1000BaseT(X) or 100/1000BaseSFP), IP30, -40 °C...75 °C
3703 | 8000050567 | PV 216S0F0C15V0O3TXPX15PJP | Photovoltaics, Assembled enclosure, Combiner Box, With fuse holder, Surge protection II, Cable gland, for wall mounting, Switch disconnector
3704 | 8000050575 | PV 216S0F0C15V0O1TXPX15PWW | Photovoltaics, Assembled enclosure, Combiner Box, With fuse holder, Surge protection II, for wall mounting, Switch disconnector, WM4C
3705 | 2763560000 | IE-C7ES8VG-500 | System cable, Cat.7 (ISO/IEC 11801), PVC, 500 m
3706 | 2737580000 | PVN1M2I4SXFXV1O1TXPX10 | Photovoltaics, Combiner Box, 1000 V, 2 MPPT's, 2 Inputs / 1 Output per MPPT, Surge protection I / II, WM4C
3707 | 2707220000 | D-SUB F6.3 T25VB 3.2B4 TY BK | OMNIMATE Data - D-SUB connector, female header, D-SUB connectors male/fimale, Thread-bolt UNC 4-40, THT solder connection, Pitch in mm (P): 2.77 mm, Number of poles: 25, ? 50 µ" Ni / 100 µ" Sn , 500, PBT glass fibre reinforced UL 94 V-0, PBT GF, black, Tray
3708 | 2749870000 | SDIS 1.2X8.0X175 | Screwdriver, Blade width (B): 8 mm, Blade length: 175 mm, Blade thickness (A): 1.6 mm
3709 | 2749780000 | SDIS 0.4X2.0X60 | Screwdriver, Blade width (B): 2 mm, Blade length: 60 mm, Blade thickness (A): 0.4 mm
3710 | 2749810000 | SDIS 0.6X3.5X100 | Screwdriver, Blade width (B): 3.5 mm, Blade length: 100 mm, Blade thickness (A): 0.6 mm
3711 | 2749800000 | SDIS 0.5X3.0X100 | Screwdriver, Blade width (B): 3 mm, Blade length: 100 mm, Blade thickness (A): 0.5 mm
3712 | 2749620000 | SDIS SLIM 0.8X4.0X100 | Mounting tool, Blade width (B): 4 mm, Blade length: 100 mm, Blade thickness (A): 0.8 mm
3713 | 2749610000 | SDIS SLIM 0.6X3.5X100 | Mounting tool, Blade width (B): 3.5 mm, Blade length: 100 mm, Blade thickness (A): 0.6 mm
3714 | 2749790000 | SDIS 0.4X2.5X75 | Screwdriver, Blade width (B): 2.5 mm, Blade length: 75 mm, Blade thickness (A): 0.4 mm
3715 | 2749380000 | SDS 1.0X5.5X150 | Screwdriver, Blade width (B): 5.5 mm, Blade length: 150 mm, Blade thickness (A): 1 mm
3716 | 2749340000 | SDS 0.6X3.5X100 | Screwdriver, Blade width (B): 3.5 mm, Blade length: 100 mm, Blade thickness (A): 0.6 mm
3717 | 2719200000 | SFM 3/24 2.5-3.3 MM GE | SlimFix, Conductor and cable markers, 2.5 - 3.3 mm, 24 x 5.4 mm, yellow
3718 | 2719160000 | SFM 3/18 2.5-3.3 MM WS | SlimFix, Conductor and cable markers, 2.5 - 3.3 mm, 18 x 5.4 mm, white
3719 | 2719170000 | SFM 3/24 2.5-3.3 MM WS | SlimFix, Conductor and cable markers, 2.5 - 3.3 mm, 24 x 5.4 mm, white
3720 | 2719150000 | SFM 3/12 2.5-3.3 MM WS | SlimFix, Conductor and cable markers, 2.5 - 3.3 mm, 12 x 5.4 mm, white
3721 | 2719180000 | SFM 3/12 2.5-3.3 MM GE | SlimFix, Conductor and cable markers, 2.5 - 3.3 mm, 12 x 5.4 mm, yellow
3722 | 2719190000 | SFM 3/18 2.5-3.3 MM GE | SlimFix, Conductor and cable markers, 2.5 - 3.3 mm, 18 x 5.4 mm, yellow
3723 | 2710150000 | CS TTB | A-series, End bracket
3724 | 2467170000 | PRO TOP3 960W 48V 20A | Power supply, switch-mode power supply unit, 48 V
3725 | 1025950700 | IE-C5DD4UG0700MCSMCS-E | Dragline cable, PROFINET, M12 D-code ? IP 67 straight pin, M12 D-code ? IP 67 straight pin, Cat.5 (ISO/IEC 11801) / Cat.5e (TIA T568-B), PUR, 70 m
3726 | 1025950900 | IE-C5DD4UG0900MCSMCS-E | Dragline cable, PROFINET, M12 D-code ? IP 67 straight pin, M12 D-code ? IP 67 straight pin, Cat.5 (ISO/IEC 11801) / Cat.5e (TIA T568-B), PUR, 90 m
3727 | 1059330150 | IE-C5DD4UG0150MSSMCS-E | Dragline cable, PROFINET, M12 D-code ? IP 67 straight socket, M12 D-code ? IP 67 straight pin, Cat.5 (ISO/IEC 11801) / Cat.5e (TIA T568-B), PUR, 15 m
3728 | 1059330250 | IE-C5DD4UG0250MSSMCS-E | Dragline cable, PROFINET, M12 D-code ? IP 67 straight socket, M12 D-code ? IP 67 straight pin, Cat.5 (ISO/IEC 11801) / Cat.5e (TIA T568-B), PUR, 25 m
3729 | 1062150750 | SAIL-M12WM12W-CD-7.5A | Bus line, Connecting line, M12 / M12, Number of poles: 5, 7.5 m, Shielded: Yes, LED: No, Sheath material: PUR, Halogen: No
3730 | 1062150800 | SAIL-M12WM12W-CD-8.0A | Bus line, Connecting line, M12 / M12, Number of poles: 5, 8 m, Shielded: Yes, LED: No, Sheath material: PUR, Halogen: No
3731 | 1062151200 | SAIL-M12WM12W-CD-12A | Bus line, Connecting line, M12 / M12, Number of poles: 5, 12 m, Shielded: Yes, LED: No, Sheath material: PUR, Halogen: No
3732 | 1062152200 | SAIL-M12WM12W-CD-22A | Bus line, Connecting line, M12 / M12, Number of poles: 5, 22 m, Shielded: Yes, LED: No, Sheath material: PUR, Halogen: No
3733 | 1062153000 | SAIL-M12WM12W-CD-30A | Bus line, Connecting line, M12 / M12, Number of poles: 4, 30 m, Shielded: Yes, LED: No, Sheath material: PUR, Halogen: No
3734 | 1062190100 | SAIL-M12GM12W-CD-1.0B | Bus line, Connecting line, M12 / M12, Number of poles: 5, 1 m, Shielded: Yes, LED: No, Sheath material: PVC, Halogen: Yes
3735 | 1062190200 | SAIL-M12GM12W-CD-2.0B | Bus line, Connecting line, M12 / M12, Number of poles: 5, 2 m, Shielded: Yes, LED: No, Sheath material: PVC, Halogen: Yes
3736 | 1062330050 | SAIL-M12WM12W-PB-0.5D | Bus line, Connecting line, M12 / M12, Number of poles: 2, 0.5 m, Shielded: Yes, LED: No, Sheath material: PUR, Halogen: No
3737 | 1108851500 | SAIP-M12GM12G-5-15U | Sensor/actuator line, Connecting line, M12 / M12, Number of poles : 5, Shielded: No, LED: No, Sheath material: PUR, Halogen: No
3738 | 1166000003 | IE-C5ES8UG0003M40M40-G | System cable, RJ45 IP 20, RJ45 IP 20, Cat.5 (ISO/IEC 11801), PUR, 0.3 m
3739 | 1173030450 | IE-C5DD4UG0450A20A20-E | Dragline cable, PROFINET, RJ45 IP 20, RJ45 IP 20, Cat.5 (ISO/IEC 11801) / Cat.5e (TIA T568-B), PUR, 45 m
3740 | 1201210050 | SAIL-M8GRJ45-4S0.5UIE | Bus line, Number of poles: 4, pin, straight, RJ45, Shielded: Yes, Sheath material: PUR, Halogen: None, No
3741 | 1251580300 | IE-C6FP8LY0300M40M40-Y | Patch cable, RJ45 IP 20, RJ45 IP 20, Cat.6A / Class EA (ISO/IEC 11801 2010), LSZH, 30 m
3742 | 1269740010 | IE-C5DB4WE0010MCSXXX-E | System cable, M12 D-code ? IP 67 straight pin, Cat.5 (ISO/IEC 11801), Radox GKW S, 1 m
3743 | 1273430200 | IE-FPOZ2EE0020MSJ0SJ0-X | Connecting line, PROFINET, SCRJ IP 20, SCRJ IP 20, 980 µm, 20 m
3744 | 1279431500 | SAIL-M12G-8S15U | Sensor/actuator line, One end without connector, M12, Number of poles : 8, 15 m, Shielded: Yes, LED: No, Sheath material: PUR, Halogen: No
3745 | 1279432000 | SAIL-M12G-8S20U | Sensor/actuator line, One end without connector, M12, Number of poles : 8, 20 m, Shielded: Yes, LED: No, Sheath material: PUR, Halogen: No
3746 | 1279433000 | SAIL-M12G-8S30U | Sensor/actuator line, One end without connector, M12, Number of poles : 8, 30 m, Shielded: Yes, LED: No, Sheath material: PUR, Halogen: No
3747 | 1279434000 | SAIL-M12G-8S40U | Sensor/actuator line, One end without connector, M12, Number of poles : 8, 40 m, Shielded: Yes, LED: No, Sheath material: PUR, Halogen: No
3748 | 1279440020 | SAIL-M12GM12G-8-0.2U | Sensor/actuator line, Connecting line, Number of poles : 8, 0.2 m, Shielded: No, LED: No, Sheath material: PUR, Halogen: No
3749 | 1279440100 | SAIL-M12GM12G-8-1.0U | Sensor/actuator line, Connecting line, Number of poles : 8, 1 m, Shielded: No, LED: No, Sheath material: PUR, Halogen: No
3750 | 1329240010 | PAC-S1200-HE20-V7-1M | Pre-assembled cable, PAC, Cable LiYY, 0.25 mm²
3751 | 1346520000 | UR20-PK-1315570000-SP | Replacement part
3752 | 1346540000 | UR20-PK-1315590000-SP | Replacement part
3753 | 1346550000 | UR20-PK-1315610000-SP | Replacement part, ,
3754 | 1346680000 | UR20-EM-1315200000-SP | Replacement part
3755 | 1349790025 | PAC-UNIV-HE20-F-2M5 | Pre-assembled cable, PAC
3756 | 1417920000 | SAI-M23-SK-F-FS | Protected component assemblies, Protective cap
3757 | 1421710040 | IE-C5DB4WE0040A20A20-E | System cable, RJ45 IP 20, RJ45 IP 20, Cat.5 (ISO/IEC 11801), Radox GKW S, 4 m
3758 | 1475700000 | HDC HP550 ABGH BG | HDC enclosures, 1500 V, Screw connection
3759 | 1479130000 | HDC HP SUKA 1P 550A | HDC enclosures
3760 | 1488230000 | HDC HP550 MTA 3P SET | HDC enclosures, Number of poles: 3
3761 | 1488280000 | HDC HP550 MTA 4P SET | HDC enclosures, Number of poles: 4
3762 | 1506850000 | HDC HP550 KIT 3M185 | HDC kits, 1500 V, 550 A, Number of poles: 3, Crimp connection
3763 | 1506860000 | HDC HP550 KIT 4M120 | RockStar® HDC kits-Heavy-duty connectors, Plug-in connector, HighPower, 1500 V, 550 A, diecast aluminium, Plug housing
3764 | 1506870005 | IE-C6ES8UG0005A20A20-E | System cable, RJ45 IP 20, RJ45 IP 20, Cat.6A / Class EA (ISO/IEC 11801 2010), PUR, 0.5 m
3765 | 1506870015 | IE-C6ES8UG0015A20A20-E | System cable, RJ45 IP 20, RJ45 IP 20, Cat.6A / Class EA (ISO/IEC 11801 2010), PUR, 1.5 m
3766 | 1506870020 | IE-C6ES8UG0020A20A20-E | System cable, RJ45 IP 20, RJ45 IP 20, Cat.6A / Class EA (ISO/IEC 11801 2010), PUR, 2 m
3767 | 1506870030 | IE-C6ES8UG0030A20A20-E | System cable, RJ45 IP 20, RJ45 IP 20, Cat.6A / Class EA (ISO/IEC 11801 2010), PUR, 3 m
3768 | 1506870040 | IE-C6ES8UG0040A20A20-E | System cable, RJ45 IP 20, RJ45 IP 20, Cat.6A / Class EA (ISO/IEC 11801 2010), PUR, 4 m
3769 | 1506870050 | IE-C6ES8UG0050A20A20-E | System cable, RJ45 IP 20, RJ45 IP 20, Cat.6A / Class EA (ISO/IEC 11801 2010), PUR, 5 m
3770 | 1506870060 | IE-C6ES8UG0060A20A20-E | System cable, RJ45 IP 20, RJ45 IP 20, Cat.6A / Class EA (ISO/IEC 11801 2010), PUR, 6 m
3771 | 1506880000 | IE-CT-TB | Continuity tester for data cables
3772 | 1508190000 | SAISW-5/8S-M12 5P A-ZF | Plugs prefabricated to customer spec., M12, pin, 90°
3773 | 1510280000 | ACT20P-CMT-60-RC-P | Current-measuring transducer, Limit value monitoring, Input : 0?40/50/60 A, Relay output
3774 | 1511890010 | PAC-CMLX-4X10-V0-1M | Pre-assembled cable, PAC, Cable LiYY, 5.4 ± 1 mm
3775 | 1511890015 | PAC-CMLX-4X10-V0-1M5 | Pre-assembled cable, PAC, Cable LiYY, 5.4 ± 1 mm
3776 | 1511920010 | PAC-CMLX-4X10-V2-1M | Pre-assembled cable, PAC, Cable LiYY, 5.4 ± 1 mm
3777 | 1511920015 | PAC-CMLX-4X10-V2-1M5 | Pre-assembled cable, PAC, Cable LiYY, 5.4 ± 1 mm
3778 | 1512010010 | PAC-CTLX-4X10-V0-1M | Pre-assembled cable, PAC, Cable LiYY, 5.4 ± 1 mm
3779 | 1512010015 | PAC-CTLX-4X10-V0-1M5 | Pre-assembled cable, PAC, Cable LiYY, 5.4 ± 1 mm
3780 | 1512020010 | PAC-CTLX-4X10-V1-1M | Pre-assembled cable, PAC, Cable LiYY, 5.4 ± 1 mm
3781 | 1512020025 | PAC-CTLX-4X10-V1-2M5 | Pre-assembled cable, PAC, Cable LiYY, 5.4 ± 1 mm
3782 | 1512190060 | PAC-YOKO-4X10-V0-6M | Pre-assembled cable, PAC, Cable LiYY, 5.4 ± 1 mm
3783 | 1512220010 | PAC-YOKO-4X10-V2-1M | Pre-assembled cable, PAC, Cable LiYY, 5.4 ± 1 mm
3784 | 1512220060 | PAC-YOKO-4X10-V2-6M | Pre-assembled cable, PAC, Cable LiYY, 5.4 ± 1 mm
3785 | 1512270010 | PAC-YOKO-HE20-V2-1M | Pre-assembled cable, PAC, Cable LiYY, 0.25 mm²
3786 | 1512470020 | PAC-PREM-2X10-V1-2M | Pre-assembled cable, PAC, Cable LiYY, 5.4 ± 1 mm
3787 | 1512470060 | PAC-PREM-2X10-V1-6M | Pre-assembled cable, PAC, Cable LiYY, 5.4 ± 1 mm
3788 | 1512530010 | PAC-S1500-2X10-V0-1M | Pre-assembled cable, PAC, Cable LiYY, 5.4 ± 1 mm
3789 | 1512530020 | PAC-S1500-2X10-V0-2M | Pre-assembled cable, PAC, Cable LiYY, 5.4 ± 1 mm
3790 | 1512590040 | PAC-S1500-4X10-V0-4M | Pre-assembled cable, PAC, Cable LiYY, 5.4 ± 1 mm
3791 | 1512620010 | PAC-S300-2X10-V0-1M | Pre-assembled cable, PAC, Cable LiYY, 5.4 ± 1 mm
3792 | 1512620015 | PAC-S300-2X10-V0-1M5 | Pre-assembled cable, PAC, Cable LiYY, 5.4 ± 1 mm
3793 | 1512640015 | PAC-S300-4X10-V0-1M5 | Pre-assembled cable, PAC, Cable LiYY, 5.4 ± 1 mm
3794 | 1512680010 | PAC-S300-4X10-V2-1M | Pre-assembled cable, PAC, Cable LiYY, 5.4 ± 1 mm
3795 | 1512680080 | PAC-S300-4X10-V2-8M | Pre-assembled cable, PAC, Cable LiYY, 5.4 ± 1 mm
3796 | 1513040000 | SAIE-M12B-4-1.0U-M16 | Built-in plugs, M12, Female socket, straight, M 16, Number of poles: 4, 1 m, Front mounting
3797 | 1522100002 | IE-C5DS4VG0002A60A60-E | System cable, RJ45 IP 20, RJ45 IP 20, Cat.5 (ISO/IEC 11801) / Cat.5e (TIA T568-B), PVC, 0.2 m
3798 | 1522100070 | IE-C5DS4VG0070A60A60-E | System cable, RJ45 IP 20, RJ45 IP 20, Cat.5 (ISO/IEC 11801) / Cat.5e (TIA T568-B), PVC, 7 m
3799 | 1522100250 | IE-C5DS4VG0250A60A60-E | System cable, RJ45 IP 20, RJ45 IP 20, Cat.5 (ISO/IEC 11801) / Cat.5e (TIA T568-B), PVC, 25 m
3800 | 1522100350 | IE-C5DS4VG0350A60A60-E | System cable, RJ45 IP 20, RJ45 IP 20, Cat.5 (ISO/IEC 11801) / Cat.5e (TIA T568-B), PVC, 35 m
3801 | 1522100400 | IE-C5DS4VG0400A60A60-E | System cable, RJ45 IP 20, RJ45 IP 20, Cat.5 (ISO/IEC 11801) / Cat.5e (TIA T568-B), PVC, 40 m
3802 | 1522100450 | IE-C5DS4VG0450A60A60-E | System cable, RJ45 IP 20, RJ45 IP 20, Cat.5 (ISO/IEC 11801) / Cat.5e (TIA T568-B), PVC, 45 m
3803 | 1522100500 | IE-C5DS4VG0500A60A60-E | System cable, RJ45 IP 20, RJ45 IP 20, Cat.5 (ISO/IEC 11801) / Cat.5e (TIA T568-B), PVC, 50 m
3804 | 1522100550 | IE-C5DS4VG0550A60A60-E | System cable, RJ45 IP 20, RJ45 IP 20, Cat.5 (ISO/IEC 11801) / Cat.5e (TIA T568-B), PVC, 55 m
3805 | 1522100600 | IE-C5DS4VG0600A60A60-E | System cable, RJ45 IP 20, RJ45 IP 20, Cat.5 (ISO/IEC 11801) / Cat.5e (TIA T568-B), PVC, 60 m
3806 | 1522100650 | IE-C5DS4VG0650A60A60-E | System cable, RJ45 IP 20, RJ45 IP 20, Cat.5 (ISO/IEC 11801) / Cat.5e (TIA T568-B), PVC, 65 m
3807 | 1522100700 | IE-C5DS4VG0700A60A60-E | System cable, RJ45 IP 20, RJ45 IP 20, Cat.5 (ISO/IEC 11801) / Cat.5e (TIA T568-B), PVC, 70 m
3808 | 1522100750 | IE-C5DS4VG0750A60A60-E | System cable, RJ45 IP 20, RJ45 IP 20, Cat.5 (ISO/IEC 11801) / Cat.5e (TIA T568-B), PVC, 75 m
3809 | 1522100800 | IE-C5DS4VG0800A60A60-E | System cable, RJ45 IP 20, RJ45 IP 20, Cat.5 (ISO/IEC 11801) / Cat.5e (TIA T568-B), PVC, 80 m
3810 | 1522100900 | IE-C5DS4VG0900A60A60-E | System cable, RJ45 IP 20, RJ45 IP 20, Cat.5 (ISO/IEC 11801) / Cat.5e (TIA T568-B), PVC, 90 m
3811 | 1522101000 | IE-C5DS4VG1000A60A60-E | System cable, RJ45 IP 20, RJ45 IP 20, Cat.5 (ISO/IEC 11801) / Cat.5e (TIA T568-B), PVC, 100 m
3812 | 1534330000 | POK MOPL 0823 MINI | Klippon POK (polyester empty enclosure), Mounting plate, Height: 219 mm, Width: 34 mm, Depth: 1.5 mm, Material: Sheet steel, galvanized, galvanized, silver
3813 | 1534370000 | POK MOPL 1626 MINI | Klippon POK (polyester empty enclosure), Mounting plate, Height: 113 mm, Width: 243.5 mm, Depth: 1.5 mm, Material: Sheet steel, galvanized, galvanized, silver
3814 | 1534970000 | SAIE-7/8B-5-2.0U-H | Built-in plugs, 7/8", 7/8", Number of poles: 5, 2 m
3815 | 1535420000 | HDC HP550 ABGH 1P | HDC enclosures, 1500 V, 550 A, Number of poles: 1
3816 | 1548810000 | SAIS-M16-12/9 | Plugs prefabricated to customer spec., M16, pin, straight
3817 | 1548820000 | SAIS-M16-16/9 | Plugs prefabricated to customer spec., M16, pin, straight
3818 | 1548830000 | SAIB-M16-12/9 | Sockets prefabricated to customer spec., M16, Female socket, straight
3819 | 1548840000 | SAIB-M16-16/9 | Sockets prefabricated to customer spec., M16, Female socket, straight
3820 | 1548850000 | SAISW-M16-12/9 | Plugs prefabricated to customer spec., M16, pin, 90°
3821 | 1548860000 | SAIBW-M16-12/9 | Sockets prefabricated to customer spec., M16, Socket, angled
3822 | 1555270000 | CAN SUB-D M12 TERM | SUB-D
3823 | 1555290000 | CAN SUB-D M12 180 TERM | SUB-D
3824 | 1555300000 | CAN SUB-D SK | SUB-D
3825 | 1555330300 | SAIL-M8G-8-3.0U | Sensor/actuator line, One end without connector, M8, Number of poles : 8, 3 m, pin, straight, Shielded: No, LED: No, Sheath material: PUR, Halogen: No
3826 | 1555331000 | SAIL-M8G-8-10U | Sensor/actuator line, One end without connector, M8, Number of poles : 8, 10 m, pin, straight, Shielded: No, LED: No, Sheath material: PUR, Halogen: No
3827 | 1555340300 | SAIL-M8W-8-3.0U | Sensor/actuator line, One end without connector, M8, Number of poles : 8, 3 m, pin, 90°, Shielded: No, LED: No, Sheath material: PUR, Halogen: No
3828 | 1555340500 | SAIL-M8W-8-5.0U | Sensor/actuator line, One end without connector, M8, Number of poles : 8, 5 m, pin, 90°, Shielded: No, LED: No, Sheath material: PUR, Halogen: No
3829 | 1555341000 | SAIL-M8W-8-10U | Sensor/actuator line, One end without connector, M8, Number of poles : 8, 10 m, pin, 90°, Shielded: No, LED: No, Sheath material: PUR, Halogen: No
3830 | 1555370150 | SAIL-M8BG-8-1.5U | Sensor/actuator line, One end without connector, M8, Number of poles : 8, 1.5 m, Female socket, straight, Shielded: No, LED: No, Sheath material: PUR, Halogen: No
3831 | 1555370300 | SAIL-M8BG-8-3.0U | Sensor/actuator line, One end without connector, M8, Number of poles : 8, 3 m, Female socket, straight, Shielded: No, LED: No, Sheath material: PUR, Halogen: No
3832 | 1555370500 | SAIL-M8BG-8-5.0U | Sensor/actuator line, One end without connector, M8, Number of poles : 8, 5 m, Female socket, straight, Shielded: No, LED: No, Sheath material: PUR, Halogen: No
3833 | 1555380300 | SAIL-M8BW-8-3.0U | Sensor/actuator line, One end without connector, M8, Number of poles : 8, 3 m, Socket, angled, Shielded: No, LED: No, Sheath material: PUR, Halogen: No
3834 | 1555380500 | SAIL-M8BW-8-5.0U | Sensor/actuator line, One end without connector, M8, Number of poles : 8, 5 m, Socket, angled, Shielded: No, LED: No, Sheath material: PUR, Halogen: No
3835 | 1555381000 | SAIL-M8BW-8-10U | Sensor/actuator line, One end without connector, M8, Number of poles : 8, 10 m, Socket, angled, Shielded: No, LED: No, Sheath material: PUR, Halogen: No
3836 | 1559800000 | UR20-PK-1315400000-SP | Replacement part
3837 | 1808975000 | SAIL-M12BW-4S50U | Sensor/actuator line, One end without connector, M12, Number of poles : 4, 50 m, Shielded: Yes, LED: No, Sheath material: PUR, Halogen: No
3838 | 1812550250 | SAIL-ZW-M12BG-2/4-2.5U | Sensor/actuator line, Connecting line, M12 / M12, Number of poles : 3, 2.5 m, Twin cabling, pin, straight, 2x socket, straight, Shielded: No, LED: No, Sheath material: PUR, Halogen: No
3839 | 1815702000 | SAIL-VSA-20U-220V-OB | Valve plug, One end without connector - valve plug
3840 | 1818144000 | SAIB-M23-19P-AN-40M | Sensor/actuator line, One end without connector, M23, Number of poles: 19, 40 m, Socket, angled, Shielded: No, LED: No, Sheath material: PUR, Halogen: No
3841 | 1818188000 | SAIB-M23-19P-ST-80M | Sensor/actuator line, One end without connector, M23, Number of poles: 19, 80 m, Female socket, straight, Shielded: No, LED: No, Sheath material: PUR, Halogen: No
3842 | 1818189000 | SAIB-M23-19P-ST-90M | Sensor/actuator line, One end without connector, M23, Number of poles: 19, 90 m, Female socket, straight, Shielded: No, LED: No, Sheath material: PUR, Halogen: No
3843 | 1824570080 | SAIL-M8GM8G-3-0.8U | Sensor/actuator line, Connecting line, M8 / M8, Number of poles : 3, 0.8 m, pin, straight - socket, straight, Shielded: No, LED: No, Sheath material: PUR, Halogen: No
3844 | 1824570900 | SAIL-M8GM8G-3-9.0U | Sensor/actuator line, Connecting line, M8 / M8, Number of poles : 3, 9 m, pin, straight - socket, straight, Shielded: No, LED: No, Sheath material: PUR, Halogen: No
3845 | 1824571500 | SAIL-M8GM8G-3-15U | Sensor/actuator line, Connecting line, M8 / M8, Number of poles : 3, 15 m, pin, straight - socket, straight, Shielded: No, LED: No, Sheath material: PUR, Halogen: No
3846 | 1845121500 | SAIL-VSA-15U(0.5) | Valve plug, One end without connector - valve plug
3847 | 1845122000 | SAIL-VSA-20U(0.5) | Valve plug, One end without connector - valve plug
3848 | 1857670050 | SAIL-M8WM8W-3-0.5U | Sensor/actuator line, Connecting line, Number of poles : 3, 0.5 m, Shielded: No, LED: No, Sheath material: PUR, Halogen: No
3849 | 1857670100 | SAIL-M8WM8W-3-1.0U | Sensor/actuator line, Connecting line, Number of poles : 3, 1 m, Shielded: No, LED: No, Sheath material: PUR, Halogen: No
3850 | 1857671200 | SAIL-M8WM8W-3-12U | Sensor/actuator line, Connecting line, Number of poles : 3, 12 m, Shielded: No, LED: No, Sheath material: PUR, Halogen: No
3851 | 1857672200 | SAIL-M8WM8W-3-22U | Sensor/actuator line, Connecting line, Number of poles : 3, 22 m, Shielded: No, LED: No, Sheath material: PUR, Halogen: No
3852 | 1857680030 | SAIL-M8WM8W-4-0.3U | Sensor/actuator line, Connecting line, M8, Number of poles : 4, 0.3 m, pin, 90° - socket 90°, Shielded: No, LED: No, Sheath material: PUR, Halogen: No
3853 | 1867412000 | SAIL-M12BG-3S20U | Sensor/actuator line, One end without connector, M12, Number of poles : 3, 20 m, Female socket, straight, Shielded: Yes, LED: No, Sheath material: PUR, Halogen: No
3854 | 1873303000 | SAIL-M12G-PB-30D | Bus line, One end without connector, M12, Number of poles: 2, 30 m, Shielded: Yes, LED: No, Sheath material: PUR, Halogen: No
3855 | 1873310750 | SAIL-M12GM12G-PB-7.5D | Bus line, Connecting line, M12 / M12, Number of poles: 2, 7.5 m, Shielded: Yes, LED: No, Sheath material: PUR, Halogen: No
3856 | 1873320400 | SAIL-M12BG-PB-4.0D | Bus line, One end without connector, M12, Number of poles: 2, 4 m, Shielded: Yes, LED: No, Sheath material: PUR, Halogen: No
3857 | 1879713000 | SAIL-M12BG-12-30U | Sensor/actuator line, One end without connector, M12, Number of poles : 12, 30 m, Female socket, straight, Shielded: No, LED: No, Sheath material: PUR, Halogen: No
3858 | 1880470020 | SAIL-M8GM8G-4-0.2U | Sensor/actuator line, Connecting line, M8, Number of poles : 4, 0.2 m, pin, straight - socket, straight, Shielded: No, LED: No, Sheath material: PUR, Halogen: No
3859 | 1880471300 | SAIL-M8GM8G-4-13U | Sensor/actuator line, Connecting line, M8, Number of poles : 4, 13 m, pin, straight - socket, straight, Shielded: No, LED: No, Sheath material: PUR, Halogen: No
3860 | 1880472000 | SAIL-M8GM8G-4-20U | Sensor/actuator line, Connecting line, M8, Number of poles : 4, 20 m, pin, straight - socket, straight, Shielded: No, LED: No, Sheath material: PUR, Halogen: No
3861 | 1883463000 | SAIL-M12BW-8-30U | Sensor/actuator line, One end without connector, Number of poles : 8, 30 m, Shielded: No, LED: No, Sheath material: PUR, Halogen: No
3862 | 1883464000 | SAIL-M12BW-8-40U | Sensor/actuator line, One end without connector, Number of poles : 8, 40 m, Shielded: No, LED: No, Sheath material: PUR, Halogen: No
3863 | 1883465000 | SAIL-M12BW-8-50U | Sensor/actuator line, One end without connector, Number of poles : 8, 50 m, Shielded: No, LED: No, Sheath material: PUR, Halogen: No
3864 | 1890520250 | SAIL-M12BG-8S2.5U | Sensor/actuator line, One end without connector, M12, Number of poles : 8, 2.5 m, Female socket, straight, Shielded: Yes, LED: No, Sheath material: PUR, Halogen: No
3865 | 1890523000 | SAIL-M12BG-8S30U | Sensor/actuator line, One end without connector, M12, Number of poles : 8, 30 m, Female socket, straight, Shielded: Yes, LED: No, Sheath material: PUR, Halogen: No
3866 | 1890525000 | SAIL-M12BG-8S50U | Sensor/actuator line, One end without connector, M12, Number of poles : 8, 50 m, Shielded: Yes, LED: No, Sheath material: PUR, Halogen: No
3867 | 1906262000 | SAIL-M12W-4-20U | Sensor/actuator line, One end without connector, M12, Number of poles : 4, 20 m, pin, 90°, Shielded: No, LED: No, Sheath material: PUR, Halogen: No
3868 | 1906300700 | SAIL-M12GM12G-4-7.0U | Sensor/actuator line, Connecting line, M12 / M12, Number of poles : 4, 7 m, pin, straight - socket, straight, Shielded: No, LED: No, Sheath material: PUR, Halogen: No
3869 | 1906303000 | SAIL-M12GM12G-4-30U | Sensor/actuator line, Connecting line, M12 / M12, Number of poles : 4, 30 m, pin, straight - socket, straight, Shielded: No, LED: No, Sheath material: PUR, Halogen: No
3870 | 1906304000 | SAIL-M12GM12G-4-40U | Sensor/actuator line, Connecting line, M12 / M12, Number of poles : 4, 40 m, pin, straight - socket, straight, Shielded: No, LED: No, Sheath material: PUR, Halogen: No
3871 | 1906410030 | SAIL-M12GM12W-4-2L0.3U | Sensor/actuator line, Connecting line, M12 / M12, Number of poles : 4, 0.3 m, Shielded: No, LED: Yes, Sheath material: PUR, Halogen: No
3872 | 1906410100 | SAIL-M12GM12W-4-2L1.0U | Sensor/actuator line, Connecting line, M12 / M12, Number of poles : 4, 1 m, pin, straight - socket, 90°, Shielded: No, LED: Yes, Sheath material: PUR, Halogen: No
3873 | 1906482000 | SAIL-M12G-4S20U | Sensor/actuator line, One end without connector, M12, Number of poles : 4, 20 m, pin, straight, Shielded: Yes, LED: No, Sheath material: PUR, Halogen: No
3874 | 1906545000 | SAIL-M12BW-5S50U | Sensor/actuator line, One end without connector, M12, Number of poles : 5, 50 m, Socket, angled, Shielded: Yes, LED: No, Sheath material: PUR, Halogen: No
3875 | 1925300200 | SAIL-M12GM12G-3-2.0V | Sensor/actuator line, Connecting line, M12 / M12, Number of poles : 3, 2 m, pin, straight - socket, straight, Shielded: No, LED: No, Sheath material: PVC, Halogen: Yes
3876 | 1925300600 | SAIL-M12GM12G-3-6.0V | Sensor/actuator line, Connecting line, M12 / M12, Number of poles : 3, 6 m, pin, straight - socket, straight, Shielded: No, LED: No, Sheath material: PVC, Halogen: Yes
3877 | 1925300800 | SAIL-M12GM12G-3-8.0V | Sensor/actuator line, Connecting line, M12 / M12, Number of poles : 3, 8 m, pin, straight - socket, straight, Shielded: No, LED: No, Sheath material: PVC, Halogen: Yes
3878 | 1925310030 | SAIL-M12GM12G-4-0.3V | Sensor/actuator line, Connecting line, M12 / M12, Number of poles : 4, 0.3 m, pin, straight - socket, straight, Shielded: No, LED: No, Sheath material: PVC, Halogen: Yes
3879 | 1925320060 | SAIL-M12GM12G-5-0.6V | Sensor/actuator line, Connecting line, M12 / M12, Number of poles : 5, 0.6 m, pin, straight - socket, straight, Shielded: No, LED: No, Sheath material: PVC, Halogen: Yes
3880 | 1925340400 | SAIL-M12GM12W-3-4.0V | Sensor/actuator line, Connecting line, M12 / M12, Number of poles : 3, 4 m, pin, straight - socket, 90°, Shielded: No, LED: No, Sheath material: PVC, Halogen: Yes
3881 | 1925340600 | SAIL-M12GM12W-3-6.0V | Sensor/actuator line, Connecting line, M12 / M12, Number of poles : 3, 6 m, pin, straight - socket, 90°, Shielded: No, LED: No, Sheath material: PVC, Halogen: Yes
3882 | 1925340800 | SAIL-M12GM12W-3-8.0V | Sensor/actuator line, Connecting line, M12 / M12, Number of poles : 3, 8 m, pin, straight - socket, 90°, Shielded: No, LED: No, Sheath material: PVC, Halogen: Yes
3883 | 1925390050 | SAIL-M12WM12W-4-0.5V | Sensor/actuator line, Connecting line, M12 / M12, Number of poles : 4, 0.5 m, pin, 90° - socket 90°, Shielded: No, LED: No, Sheath material: PVC, Halogen: Yes
3884 | 1925440400 | SAIL-M12G-4-4.0V | Sensor/actuator line, One end without connector, M12, Number of poles : 4, 4 m, pin, straight, Shielded: No, LED: No, Sheath material: PVC, Halogen: Yes
3885 | 1925443500 | SAIL-M12G-4-35V | Sensor/actuator line, One end without connector, M12, Number of poles : 4, 35 m, pin, straight, Shielded: No, LED: No, Sheath material: PVC, Halogen: Yes
3886 | 1925445000 | SAIL-M12G-4-50V | Sensor/actuator line, One end without connector, M12, Number of poles : 4, 50 m, pin, straight, Shielded: No, LED: No, Sheath material: PVC, Halogen: Yes
3887 | 1925450200 | SAIL-M12G-5-2.0V | Sensor/actuator line, One end without connector, M12, Number of poles : 5, 2 m, pin, straight, Shielded: No, LED: No, Sheath material: PVC, Halogen: Yes
3888 | 1925453000 | SAIL-M12G-5-30V | Sensor/actuator line, One end without connector, M12, Number of poles : 5, 30 m, pin, straight, Shielded: No, LED: No, Sheath material: PVC, Halogen: Yes
3889 | 1925472000 | SAIL-M12BW-4-2L20V | Sensor/actuator line, One end without connector, M12, Number of poles : 4, 20 m, Shielded: No, LED: Yes, Sheath material: PVC, Halogen: Yes
3890 | 1925584000 | SAIL-M12BG-4-40V | Sensor/actuator line, One end without connector, M12, Number of poles : 4, 40 m, Shielded: No, LED: No, Sheath material: PVC, Halogen: Yes
3891 | 1925585000 | SAIL-M12BG-4-50V | Sensor/actuator line, One end without connector, M12, Number of poles : 4, 50 m, Shielded: No, LED: No, Sheath material: PVC, Halogen: Yes
3892 | 1925594000 | SAIL-M12BG-5-40V | Sensor/actuator line, One end without connector, M12, Number of poles : 5, 40 m, Female socket, straight, Shielded: No, LED: No, Sheath material: PVC, Halogen: Yes
3893 | 1925640060 | SAIL-M12BW-4-0.6V | Sensor/actuator line, One end without connector, M12, Number of poles : 4, 0.6 m, Socket, angled, Shielded: No, LED: No, Sheath material: PVC, Halogen: Yes
3894 | 1925642500 | SAIL-M12BW-4-25V | Sensor/actuator line, One end without connector, M12, Number of poles : 4, 25 m, Socket, angled, Shielded: No, LED: No, Sheath material: PVC, Halogen: Yes
3895 | 1926690040 | SAIL-M12G-5S0.4U | Sensor/actuator line, One end without connector, M12, Number of poles : 5, 0.4 m, Shielded: Yes, LED: No, Sheath material: PUR, Halogen: No
3896 | 1926690700 | SAIL-M12G-5S7.0U | Sensor/actuator line, One end without connector, M12, Number of poles : 5, 7 m, Shielded: Yes, LED: No, Sheath material: PUR, Halogen: No
3897 | 1927150030 | SAIL-M8GM8G-3-0.3V | Sensor/actuator line, Connecting line, Number of poles : 3, 0.3 m, Shielded: No, LED: No, Sheath material: PVC, Halogen: Yes
3898 | 1927160100 | SAIL-M8GM8G-4-1.0V | Sensor/actuator line, Connecting line, M8, Number of poles : 4, 1 m, pin, straight - socket, straight, Shielded: No, LED: No, Sheath material: PVC, Halogen: Yes
3899 | 1927160650 | SAIL-M8GM8G-4-6.5V | Sensor/actuator line, Connecting line, M8, Number of poles : 4, 6.5 m, pin, straight - socket, straight, Shielded: No, LED: No, Sheath material: PVC, Halogen: Yes
3900 | 1927230035 | SAIL-M8G-3-0.35V | Sensor/actuator line, One end without connector, M12 / M8, Number of poles : 3, 0.35 m, Shielded: No, LED: No, Sheath material: PVC, Halogen: Yes
3901 | 1927241700 | SAIL-M8BG-3-17V | Sensor/actuator line, One end without connector, M12 / M8, Number of poles : 3, 17 m, Female socket, straight, Shielded: No, LED: No, Sheath material: PVC, Halogen: Yes
3902 | 1927263000 | SAIL-M8BG-4-30V | Sensor/actuator line, One end without connector, M8, Number of poles : 4, 30 m, Female socket, straight, Shielded: No, LED: No, Sheath material: PVC, Halogen: Yes
3903 | 1927323000 | SAIL-M8BW-3-30V | Sensor/actuator line, One end without connector, M12 / M8, Number of poles : 4, 30 m, Shielded: No, LED: No, Sheath material: PVC, Halogen: Yes
3904 | 1927351500 | SAIL-M8BW-3L15V | Sensor/actuator line, One end without connector, M12 / M8, Number of poles : 3, 15 m, Shielded: No, LED: Yes, Sheath material: PVC, Halogen: Yes
3905 | 1927352000 | SAIL-M8BW-3L20V | Sensor/actuator line, One end without connector, M12 / M8, Number of poles : 3, 20 m, Shielded: No, LED: Yes, Sheath material: PVC, Halogen: Yes
3906 | 1927355000 | SAIL-M8BW-3L50V | Sensor/actuator line, One end without connector, M12 / M8, Number of poles : 3, 50 m, Socket, angled, Shielded: No, LED: Yes, Sheath material: PVC, Halogen: Yes
3907 | 1927361500 | SAIL-M8BW-4L15V | Sensor/actuator line, One end without connector, M8, Number of poles : 4, 15 m, Shielded: No, LED: Yes, Sheath material: PVC, Halogen: Yes
3908 | 1937950250 | SAIL-M8GM12G-3-2.5U | Sensor/actuator line, Connecting line, M12 / M8, Number of poles : 3, 2.5 m, pin, straight - socket, straight, Shielded: No, LED: No, Sheath material: PUR, Halogen: No
3909 | 1937950450 | SAIL-M8GM12G-3-4.5U | Sensor/actuator line, Connecting line, M12 / M8, Number of poles : 3, 4.5 m, pin, straight - socket, straight, Shielded: No, LED: No, Sheath material: PUR, Halogen: No
3910 | 1937950650 | SAIL-M8GM12G-3-6.5U | Sensor/actuator line, Connecting line, M12 / M8, Number of poles : 3, 6.5 m, pin, straight - socket, straight, Shielded: No, LED: No, Sheath material: PUR, Halogen: No
3911 | 1937980030 | SAIL-M8GM12G-4-0.3U | Sensor/actuator line, Connecting line, M12 / M8, Number of poles : 4, 0.3 m, pin, straight - socket, straight, Shielded: No, LED: No, Sheath material: PUR, Halogen: No
3912 | 1937980100 | SAIL-M8GM12G-4-1.0U | Sensor/actuator line, Connecting line, M12 / M8, Number of poles : 4, 1 m, pin, straight - socket, straight, Shielded: No, LED: No, Sheath material: PUR, Halogen: No
3913 | 1938230250 | SAIL-M8GM12G-3-2.5V | Sensor/actuator line, Connecting line, M12 / M8, Number of poles : 3, 2.5 m, pin, straight - socket, straight, Shielded: No, LED: No, Sheath material: PVC, Halogen: Yes
3914 | 1963942000 | SAIL-M12BW-4-3L20U | Sensor/actuator line, One end without connector, M12, Number of poles : 4, 20 m, Socket, angled, Shielded: No, LED: Yes, Sheath material: PUR, Halogen: No
3915 | 1985400000 | SAIE-M8B-4-2.5U-FP-M8 | Built-in plugs, M8 thread, Female socket, straight, M 8, Number of poles: 4, 2.5 m
3916 | 1985860000 | SAIE-M12S-8-2.5U-M16 | Built-in plugs, M12, pin, straight, M 16, Number of poles: 3, 2.5 m, Front mounting
3917 | 2018050000 | SAIEND CAN-M12B 5P A-COD | Protected component assemblies, SAI Active, Accessories, Sensor/Actuator plug-in connector
3918 | 2020870000 | SAIE-M8B-3-1.5U-FP-M8 | Built-in plugs, M8 thread, Female socket, straight, M 8, Number of poles: 3, 1.5 m
3919 | 2124860000 | SAI-M23-SK-VA-IG-FS | Protected component assemblies, Protective cap
3920 | 2125220000 | SAI-M23-SK-VA-AG | Protected component assemblies, Protective cap
3921 | 2125950000 | SAI-M23-SK-VA-AG-FS | Protected component assemblies, Protective cap
3922 | 2152650500 | SAIL-VSA-5.0U-OB-0.75 | Valve plug, One end without connector - valve plug
3923 | 2433950000 | TRANSCLINIC 16I+ 1K5 L | Photovoltaics
3924 | 2434700000 | SAIE-M12B-5B-0.5U-M16 | Built-in plugs, M12, Female socket, straight, M 16, Number of poles: 5, Front mounting
3925 | 2435140000 | VG M16 EMV-4 MS 5-10 | VG EMV GEN 4 (EMC cable gland with clamping cage), Cable glands, M 16, 6, OD min. 5 - OD max. 10 mm, IP54, IP66, IP67, IP68 - 5 bar (30 min.), IP69K, Brass, nickel-plated
3926 | 2435160000 | VG M20 EMV-4 MS 8-14 | VG EMV GEN 4 (EMC cable gland with clamping cage), Cable glands, M 20, 8, OD min. 7.5 - OD max. 14 mm, IP54, IP66, IP67, IP68 - 5 bar (30 min.), IP69K, Brass, nickel-plated
3927 | 2448930000 | WS-A 8/8 MM WS | WS, Terminal marker, 8 x 8.1 mm, Weidmueller, white
3928 | 2450440050 | HDC XX6A01 MFSM12X-0050 | Data use
3929 | 2450440150 | HDC XX6A01 MFSM12X-0150 | Data use
3930 | 2450440400 | HDC XX6A01 MFSM12X-0400 | Data use
3931 | 2450440600 | HDC XX6A01 MFSM12X-0600 | Data use
3932 | 2450440800 | HDC XX6A01 MFSM12X-0800 | Data use
3933 | 2450441500 | HDC XX6A01 MFSM12X-1500 | Data use
3934 | 2450441800 | HDC XX6A01 MFSM12X-1800 | Data use
3935 | 2450450500 | HDC XX5E01 MFSM12D-0500 | Data use
3936 | 2450450700 | HDC XX5E01 MFSM12D-0700 | Data use
3937 | 2450451000 | HDC XX5E01 MFSM12D-1000 | Data use
3938 | 2450451800 | HDC XX5E01 MFSM12D-1800 | Data use
3939 | 2450454000 | HDC XX5E01 MFSM12D-4000 | Data use
3940 | 2453540800 | HDC XX6A01 MFSXXXX-0800 | Data use
3941 | 2453541000 | HDC XX6A01 MFSXXXX-1000 | Data use
3942 | 2453541500 | HDC XX6A01 MFSXXXX-1500 | Data use
3943 | 2453542000 | HDC XX6A01 MFSXXXX-2000 | Data use
3944 | 2453547000 | HDC XX6A01 MFSXXXX-7000 | Data use
3945 | 2453550400 | HDC XX5E01 MFSXXXX-0400 | Data use
3946 | 2453550700 | HDC XX5E01 MFSXXXX-0700 | Data use
3947 | 2453550800 | HDC XX5E01 MFSXXXX-0800 | Data use
3948 | 2453551000 | HDC XX5E01 MFSXXXX-1000 | Data use
3949 | 2453551500 | HDC XX5E01 MFSXXXX-1500 | Data use
3950 | 2455040150 | SAIL-M8G-5-1.5U | Sensor/actuator line, M8, Number of poles : 5, 1.5 m, pin, straight, Shielded: No, LED: No, Sheath material: PUR, Halogen: No
3951 | 2455040300 | SAIL-M8G-5-3.0U | Sensor/actuator line, M8, Number of poles : 5, 3 m, pin, straight, Shielded: No, LED: No, Sheath material: PUR, Halogen: No
3952 | 2455040500 | SAIL-M8G-5-5.0U | Sensor/actuator line, M8, Number of poles : 5, 5 m, pin, straight, Shielded: No, LED: No, Sheath material: PUR, Halogen: No
3953 | 2455041000 | SAIL-M8G-5-10U | Sensor/actuator line, M8, Number of poles : 5, 10 m, pin, straight, Shielded: No, LED: No, Sheath material: PUR, Halogen: No
3954 | 2455130015 | IE-C6EL8UG0015XCAXXX-E | System cable, Open, M12 X-type IP67 male, angled, Cat.6A / Class EA (ISO/IEC 11801 2010), PUR, 1.5 m
3955 | 2455130030 | IE-C6EL8UG0030XCAXXX-E | System cable, Open, M12 X-type IP67 male, angled, Cat.6A / Class EA (ISO/IEC 11801 2010), PUR, 3 m
3956 | 2455130050 | IE-C6EL8UG0050XCAXXX-E | System cable, Open, M12 X-type IP67 male, angled, Cat.6A / Class EA (ISO/IEC 11801 2010), PUR, 5 m
3957 | 2455130100 | IE-C6EL8UG0100XCAXXX-E | System cable, Open, M12 X-type IP67 male, angled, Cat.6A / Class EA (ISO/IEC 11801 2010), PUR, 10 m
3958 | 2455150150 | SAIL-M12BG-K-1.5P | Power cable, One end without connector, M12, Number of poles : 5 (4 + PE), 1.5 m, Female socket, straight, Shielded: No, LED: No, Sheath material: PUR, Halogen: No
3959 | 2455150300 | SAIL-M12BG-K-3.0P | Power cable, One end without connector, M12, Number of poles : 5 (4 + PE), 3 m, Female socket, straight, Shielded: No, LED: No, Sheath material: PUR, Halogen: No
3960 | 2455150500 | SAIL-M12BG-K-5.0P | Power cable, One end without connector, M12, Number of poles : 5 (4 + PE), 5 m, Female socket, straight, Shielded: No, LED: No, Sheath material: PUR, Halogen: No
3961 | 2455151000 | SAIL-M12BG-K-10P | Power cable, One end without connector, M12, Number of poles : 5 (4 + PE), 10 m, Female socket, straight, Shielded: No, LED: No, Sheath material: PUR, Halogen: No
3962 | 2455190150 | SAIL-M12BW-K-1.5P | Power cable, One end without connector, M12, Number of poles : 5 (4 + PE), 1.5 m, Socket, angled, Shielded: No, LED: No, Sheath material: PUR, Halogen: No
3963 | 2455190300 | SAIL-M12BW-K-3.0P | Power cable, One end without connector, M12, Number of poles : 5 (4 + PE), 3 m, Socket, angled, Shielded: No, LED: No, Sheath material: PUR, Halogen: No
3964 | 2455190500 | SAIL-M12BW-K-5.0P | Power cable, One end without connector, M12, Number of poles : 5 (4 + PE), 5 m, Socket, angled, Shielded: No, LED: No, Sheath material: PUR, Halogen: No
3965 | 2455191000 | SAIL-M12BW-K-10P | Power cable, One end without connector, M12, Number of poles : 5 (4 + PE), 10 m, Socket, angled, Shielded: No, LED: No, Sheath material: PUR, Halogen: No
3966 | 2455210150 | SAIL-M12G-K-1.5P | Power cable, One end without connector, M12, Number of poles : 5 (4 + PE), 1.5 m, pin, straight, Shielded: No, LED: No, Sheath material: PUR, Halogen: No
3967 | 2455210300 | SAIL-M12G-K-3.0P | Power cable, One end without connector, M12, Number of poles : 5 (4 + PE), 3 m, pin, straight, Shielded: No, LED: No, Sheath material: PUR, Halogen: No
3968 | 2455210500 | SAIL-M12G-K-5.0P | Power cable, One end without connector, M12, Number of poles : 5 (4 + PE), 5 m, pin, straight, Shielded: No, LED: No, Sheath material: PUR, Halogen: No
3969 | 2455230150 | SAIL-M12W-K-1.5P | Power cable, One end without connector, M12, Number of poles : 5 (4 + PE), 1.5 m, pin, 90°, Shielded: No, LED: No, Sheath material: PUR, Halogen: No
3970 | 2455230300 | SAIL-M12W-K-3.0P | Power cable, One end without connector, M12, Number of poles : 5 (4 + PE), 3 m, pin, 90°, Shielded: No, LED: No, Sheath material: PUR, Halogen: No
3971 | 2455230500 | SAIL-M12W-K-5.0P | Power cable, One end without connector, M12, Number of poles : 5 (4 + PE), 5 m, pin, 90°, Shielded: No, LED: No, Sheath material: PUR, Halogen: No
3972 | 2455231000 | SAIL-M12W-K-10P | Power cable, One end without connector, M12, Number of poles : 5 (4 + PE), 10 m, pin, 90°, Shielded: No, LED: No, Sheath material: PUR, Halogen: No
3973 | 2455250150 | SAIL-M12GM12G-K-1.5P | Power cable, Connecting line, M12 / M12, Number of poles : 5 (4 + PE), 1.5 m, pin, straight - socket, straight, Shielded: No, LED: No, Sheath material: PUR, Halogen: No
3974 | 2455250300 | SAIL-M12GM12G-K-3.0P | Power cable, Connecting line, M12 / M12, Number of poles : 5 (4 + PE), 3 m, pin, straight - socket, straight, Shielded: No, LED: No, Sheath material: PUR, Halogen: No
3975 | 2455250500 | SAIL-M12GM12G-K-5.0P | Power cable, Connecting line, M12 / M12, Number of poles : 5 (4 + PE), 5 m, pin, straight - socket, straight, Shielded: No, LED: No, Sheath material: PUR, Halogen: No
3976 | 2455251000 | SAIL-M12GM12G-K-10P | Power cable, Connecting line, M12 / M12, Number of poles : 5 (4 + PE), 10 m, pin, straight - socket, straight, Shielded: No, LED: No, Sheath material: PUR, Halogen: No
3977 | 2455260030 | SAIL-M12GM12G-L-0.3PGR | Sensor/actuator line, Connecting line, M12 / M12, Number of poles : 5, 0.3 m, pin, straight - socket, straight, Shielded: No, LED: No, Sheath material: PUR, Halogen: No
3978 | 2455270150 | SAIL-M12GM12W-K-1.5P | Power cable, Connecting line, M12 / M12, Number of poles : 5 (4 + PE), 1.5 m, pin, straight - socket, 90°, Shielded: No, LED: No, Sheath material: PUR, Halogen: No
3979 | 2455270300 | SAIL-M12GM12W-K-3.0P | Power cable, Connecting line, M12 / M12, Number of poles : 5 (4 + PE), 3 m, pin, straight - socket, 90°, Shielded: No, LED: No, Sheath material: PUR, Halogen: No
3980 | 2455270500 | SAIL-M12GM12W-K-5.0P | Power cable, Connecting line, M12 / M12, Number of poles : 5 (4 + PE), 5 m, pin, straight - socket, 90°, Shielded: No, LED: No, Sheath material: PUR, Halogen: No
3981 | 2455271000 | SAIL-M12GM12W-K-10P | Power cable, Connecting line, M12 / M12, Number of poles : 5 (4 + PE), 10 m, pin, straight - socket, 90°, Shielded: No, LED: No, Sheath material: PUR, Halogen: No
3982 | 2455290150 | SAIL-M12WM12W-K-1.5P | Power cable, Connecting line, M12 / M12, Number of poles : 5 (4 + PE), 1.5 m, pin, 90° - socket 90°, Shielded: No, LED: No, Sheath material: PUR, Halogen: No
3983 | 2455290300 | SAIL-M12WM12W-K-3.0P | Power cable, Connecting line, M12 / M12, Number of poles : 5 (4 + PE), 3 m, pin, 90° - socket 90°, Shielded: No, LED: No, Sheath material: PUR, Halogen: No
3984 | 2455290500 | SAIL-M12WM12W-K-5.0P | Power cable, Connecting line, M12 / M12, Number of poles : 5 (4 + PE), 5 m, pin, 90° - socket 90°, Shielded: No, LED: No, Sheath material: PUR, Halogen: No
3985 | 2455291000 | SAIL-M12WM12W-K-10P | Power cable, Connecting line, M12 / M12, Number of poles : 5 (4 + PE), 10 m, pin, 90° - socket 90°, Shielded: No, LED: No, Sheath material: PUR, Halogen: No
3986 | 2455310150 | SAIL-M12WM12G-K-1.5P | Power cable, Connecting line, M12 / M12, Number of poles : 5 (4 + PE), 1.5 m, pin, angled - bush straight, Shielded: No, LED: No, Sheath material: PUR, Halogen: No
3987 | 2455310300 | SAIL-M12WM12G-K-3.0P | Power cable, Connecting line, M12 / M12, Number of poles : 5 (4 + PE), 3 m, pin, angled - bush straight, Shielded: No, LED: No, Sheath material: PUR, Halogen: No
3988 | 2455310500 | SAIL-M12WM12G-K-5.0P | Power cable, Connecting line, M12 / M12, Number of poles : 5 (4 + PE), 5 m, pin, angled - bush straight, Shielded: No, LED: No, Sheath material: PUR, Halogen: No
3989 | 2455311000 | SAIL-M12WM12G-K-10P | Power cable, Connecting line, M12 / M12, Number of poles : 5 (4 + PE), 10 m, pin, angled - bush straight, Shielded: No, LED: No, Sheath material: PUR, Halogen: No
3990 | 2455990030 | SAIL-M12BGM12G-CD-0.3A | Bus line, Connecting line, M12 / M12, Number of poles: 5, 0.3 m, Shielded: Yes, LED: No, Sheath material: PUR, Halogen: No
3991 | 2455990050 | SAIL-M12BGM12G-CD-0.5A | Bus line, Connecting line, M12 / M12, Number of poles: 5, 0.5 m, Shielded: Yes, LED: No, Sheath material: PUR, Halogen: No
3992 | 2455990100 | SAIL-M12BGM12G-CD-1.0A | Bus line, Connecting line, M12 / M12, Number of poles: 5, 1 m, Shielded: Yes, LED: No, Sheath material: PUR, Halogen: No
3993 | 2455990250 | SAIL-M12BGM12G-CD-2.5A | Bus line, Connecting line, M12 / M12, Number of poles: 5, 2.5 m, Shielded: Yes, LED: No, Sheath material: PUR, Halogen: No
3994 | 2455990500 | SAIL-M12BGM12G-CD-5.0A | Bus line, Connecting line, M12 / M12, Number of poles: 5, 5 m, Shielded: Yes, LED: No, Sheath material: PUR, Halogen: No
3995 | 2457240000 | UR20-8DI-ISO-2W | Remote I/O module, IP20, Digital signals, Input, 8-channel
3996 | 2458910050 | IE-C5DS4VG0050A60XXX-E | System cable, RJ45 IP 20, Open, Cat.5 (ISO/IEC 11801) / Cat.5e (TIA T568-B), PVC, 5 m
3997 | 2458910075 | IE-C5DS4VG0075A60XXX-E | System cable, RJ45 IP 20, Open, Cat.5 (ISO/IEC 11801) / Cat.5e (TIA T568-B), PVC, 7.5 m
3998 | 2458910150 | IE-C5DS4VG0150A60XXX-E | System cable, RJ45 IP 20, Open, Cat.5 (ISO/IEC 11801) / Cat.5e (TIA T568-B), PVC, 15 m
3999 | 2460640000 | IE-FC-SET-IPDED003-KY-M | FrontCom, Set
4000 | 2492380000 | WMF 2.5 DI SW | W-Series, Test-disconnect terminal, Rated cross-section: 2.5 mm², Screw connection
4001 | 2503570150 | SAIL-M12WM12G-5-1.5V | Sensor/actuator line, Connecting line, M12 / M12, Number of poles : 5, 1.5 m, Shielded: No, LED: No, Sheath material: PVC, Halogen: Yes
4002 | 2503570300 | SAIL-M12WM12G-5-3.0V | Sensor/actuator line, Connecting line, M12 / M12, Number of poles : 5, 3 m, Shielded: No, LED: No, Sheath material: PVC, Halogen: Yes
4003 | 2503570500 | SAIL-M12WM12G-5-5.0V | Sensor/actuator line, Connecting line, M12 / M12, Number of poles : 5, 5 m, Shielded: No, LED: No, Sheath material: PVC, Halogen: Yes
4004 | 2503571000 | SAIL-M12WM12G-5-10V | Sensor/actuator line, Connecting line, M12 / M12, Number of poles : 5, 10 m, Shielded: No, LED: No, Sheath material: PVC, Halogen: Yes
4005 | 2503571500 | SAIL-M12WM12G-5-15V | Sensor/actuator line, Connecting line, M12 / M12, Number of poles : 5, 15 m, Shielded: No, LED: No, Sheath material: PVC, Halogen: Yes
4006 | 2530620000 | VPU PV I+II 3 R 1000 | Surge voltage arrester, Low voltage, with remote contact
4007 | 2530770000 | SAIE-M12SL-0.3VFM16-1.5 | Built-in plugs, M12, pin, straight, Number of poles: 5, 0.3 m, Front mounting
4008 | 2530780000 | SAIE-M12BL-0.3VFM16-1.5 | Built-in plugs, M12, Female socket, straight, Number of poles: 5, 0.3 m, Front mounting
4009 | 2530790000 | SAIE-M12SL-0.3VFM16-2.5 | Built-in plugs, M12, pin, straight, Number of poles: 5, 0.3 m, Front mounting
4010 | 2530800000 | SAIE-M12BL-0.3VFM16-2.5 | Built-in plugs, M12, Female socket, straight, Number of poles: 5, 0.3 m, Front mounting
4011 | 2530880000 | SAIE-M12SL-5S-F12TL-M16 | Built-in plugs, M12, M 16, Number of poles: 5, Frontpanel mounting
4012 | 2530910000 | SAIE-M12BL-5S-H11TL-M16 | Built-in plugs, M12, M 16, Number of poles: 5, Backpanel mouting
4013 | 2531290000 | A2T 2.5 3C | Feed-through terminal, PUSH IN, 2.5 mm², 800 V, 22 A, dark beige
4014 | 2531310000 | A2T 2.5 3C VL | Feed-through terminal, PUSH IN, 2.5 mm², 800 V, 22 A, dark beige
4015 | 2532690000 | AEP 2T 2.5 3C | A-series, End plate
4016 | 2535930000 | IE-SR-2GT-LTE/4G-EU | Security/NAT/VPN/U-link Router, with integrated multi-band modem (4G/3G/2G), EU-model, Gigabit Ethernet, 2x RJ45 10/100/1000BaseT(X), IP20, -20 °C...70 °C
4017 | 2535940000 | IE-SR-6GT-LAN | Security/NAT/VPN/U-link Router, Gigabit Ethernet, 6 * RJ45 10/100/1000BaseT(X), IP20, -20 °C...70 °C
4018 | 2535950000 | IE-SR-6GT-LTE/4G-US | Security/NAT/VPN/U-link Router, with integrated multi-band modem (4G/3G/2G), US-model, Gigabit Ethernet, 6 * RJ45 10/100/1000BaseT(X), IP20, -20 °C...70 °C
4019 | 2535960000 | IE-SR-6GT-LTE/4G-EU | Security/NAT/VPN/U-link Router, with integrated multi-band modem (4G/3G/2G), EU-model, Gigabit Ethernet, 6 * RJ45 10/100/1000BaseT(X), IP20, -20 °C...70 °C
4020 | 2535980000 | IE-SR-2GT-LAN-M | Security/NAT/VPN/U-link Router, Gigabit Ethernet, 2 * RJ45 10/100/1000BaseT(X), DNV-GL, IP20, -20 °C...70 °C
4021 | 2540830000 | ENERGY METER D370-CBM | Supply voltage :
4022 | 2540850000 | ENERGY METER 610-230 | Supply voltage : 230 V
4023 | 2540920000 | ENERGY METER 610-24 | Supply voltage : 24 V
4024 | 2544060000 | HDC 64D TOBU 1M40G EMC | HDC enclosures, Size: 8, Protection degree: IP65 (in plugged condition), Cable entry from top, Plug housing, Side-locking clamp on lower side, high, Size of cable entries: M 40
4025 | 2548060000 | IE-FC-IP-PWB | FrontCom, Insert plate, unshielded, 1x Power
4026 | 2548180000 | P BAG | Tools, Accessories
4027 | 2555650000 | WDK 2.5/D/7 | W-Series, Component terminal, Rated cross-section: 2.5 mm², Screw connection
4028 | 2556590000 | FF 11 54/230V BK | Filter fan, IP54, black
4029 | 2556620000 | FF 22 54/230V GY | Filter fan, IP54, grey
4030 | 2556630000 | FF 22 54/230V BK | Filter fan, IP54, black
4031 | 2556640000 | FF 22 55/230V GY | Filter fan, IP55, grey
4032 | 2556650000 | FF 22 55/230V BK | Filter fan, IP55, black
4033 | 2556680000 | FF 32 54/230V GY | Filter fan, IP54, grey
4034 | 2556690000 | FF 32 54/230V BK | Filter fan, IP54, black
4035 | 2556710000 | FF 32 55/230V BK | Filter fan, IP55, black
4036 | 2556850000 | FF 43 55/230V BK | Filter fan, IP55, black
4037 | 2556870000 | FF 65 54/230V GY | Filter fan, IP54, grey
4038 | 2557730000 | RFF 605 54/230V GY | Filter fan, IP54, grey
4039 | 2557740000 | RFF 605 33/230V GY | Filter fan, IP33, grey
4040 | 2557750000 | RFF-FIMT 605X 54 | Filter mat, IP54, white
4041 | 2557770000 | RFF 607 54/230V GY | Filter fan, IP54, grey
4042 | 2557780000 | RFF 607 33/230V GY | Filter fan, IP33, grey
4043 | 2557810000 | RFF 610 54/230V GY | Filter fan, IP54, grey
4044 | 2557820000 | RFF 610 33/230V GY | Filter fan, IP33, grey
4045 | 2557840000 | REF 600 54 GY | Exhaust filter, IP54, grey
4046 | 2557850000 | REF 600 33 GY | Exhaust filter, IP33, grey
4047 | 2557860000 | RH-CBCO 10W 110-250V BK | Radiant heating panel, 110 V, 250 V, IP54, black
4048 | 2557870000 | RH-CBCO 20W 110-250V BK | Radiant heating panel, 110 V, 250 V, IP54, black
4049 | 2557880000 | RH-CBCO 30W 110-250V BK | Radiant heating panel, 110 V, 250 V, IP54, black
4050 | 2557900000 | RH-CBCO 45W 110-250V | Radiant heating panel, 110 V, 250 V, IP44, silver
4051 | 2557910000 | RH-TCO 30W 110-250V | Radiant heating panel, 110 V, 250 V, IP20, silver
4052 | 2557920000 | RH-TCO 45W 110-250V | Radiant heating panel, 110 V, 250 V, IP20, silver
4053 | 2557930000 | RH-CBCO 75W 110-250V | Radiant heating panel, 110 V, 250 V, IP44, silver
4054 | 2557940000 | RH-CBCO 100W 110-250V | Radiant heating panel, 110 V, 250 V, IP44, silver
4055 | 2557950000 | RH-CBCO 150W 110-250V | Radiant heating panel, 110 V, 250 V, IP44, silver
4056 | 2557960000 | RH-TCO 75W 110-250V | Radiant heating panel, 110 V, 250 V, IP20, silver
4057 | 2557970000 | RH-TCO 100W 110-250V | Radiant heating panel, 110 V, 250 V, IP20, silver
4058 | 2557980000 | RH-TCO 150W 110-250V | Radiant heating panel, 110 V, 250 V, IP20, silver
4059 | 2558000000 | FH-TCO 400W 230V | Heating panel fan, IP20, silver
4060 | 2558010000 | FH-TCO 200W 230V BK | Heating panel fan, IP20, black
4061 | 2558020000 | FH-TCO 300W 230V BK | Heating panel fan, IP20, black
4062 | 2558030000 | FH-TCO 400W 230V BK | Heating panel fan, IP20, black
4063 | 2558040000 | FH-TCO 500W 230V BK | Heating panel fan, IP20, black
4064 | 2558050000 | FH-TCO 650W 230V BK | Heating panel fan, IP20, black
4065 | 2558060000 | FH-TCO 800W 230V BK | Heating panel fan, IP20, black
4066 | 2558070000 | FH-TCO 1000W 230V BK | Heating panel fan, IP20, black
4067 | 2558080000 | FH-TCO 1200W 230V BK | Heating panel fan, IP20, black
4068 | 2558090000 | FH-TH 200W 230V BK | Heating panel fan, IP20, black
4069 | 2558100000 | FH-TH 300W 230V BK | Heating panel fan, IP20, black
4070 | 2558110000 | FH-TH 400W 230V BK | Heating panel fan, IP20, black
4071 | 2558160000 | FH-TH 1200W 230V BK | Heating panel fan, IP20, black
4072 | 2558170000 | THSW 1K -20°+40°C CO | Temperature switch, grey white
4073 | 2558180000 | THSW 3K -20°+40°C CO | Temperature switch, grey white
4074 | 2558190000 | THSW 1K 0°+60°C CO | Temperature switch, grey white
4075 | 2558200000 | THSW 3K 0°+60°C CO | Temperature switch, grey white
4076 | 2558250000 | THSW 0°+60°C NO/NC | Temperature switch, grey white
4077 | 2579430000 | P BAG SET 4 | Tools, Accessories
4078 | 2579440000 | P BAG SET 5 | Tools, Accessories
4079 | 2579450000 | P BAG SET 6 | Tools, Accessories
4080 | 2579460000 | P BAG SET 7 | Tools, Accessories
4081 | 2579470000 | P BAG SET 8 | Tools, Accessories
4082 | 2579480000 | P BAG SET 9 | Tools, Accessories
4083 | 7760054124 | ACT20P-2CI-2CO-ILP-S | Signal converter/isolator, dual channel, Input current loop feed, Input : 2 x 0(4) - 20 mA, (loop powered), Output : 2 x 0(4) - 20 mA
4084 | 7760056353 | SDI 1CO PCB | , Relay socket, Number of contacts: 1, CO contact
4085 | 7760056367 | SCM CLIP P | D-SERIES DRM, Retaining clip
4086 | 7760056368 | SDI CLIP LM | D-SERIES DRI, Retaining clip
4087 | 7789028020 | PAC-CMLX-SD25-V0-2M | Pre-assembled cable, PAC, Cable LiYCY, 0.25 mm²
4088 | 7789030060 | PAC-CTLX-RV36-V0-6M | Pre-assembled cable, PAC, Cable LiYY, 0.25 mm²
4089 | 7789044020 | PAC-CMLX-SD25-V1-2M | Pre-assembled cable, PAC, Cable LiYCY, 0.25 mm²
4090 | 7789650050 | PAC-CJ1W-HE20-V5-5M | Pre-assembled cable, PAC, Cable LiYY, 0.25 mm²
4091 | 7789765100 | PAC-ELCO 56-F56-F-10M | Pre-assembled cable, PAC, Pre-assembled cable, Cable LiYCY, 0.25 mm²
4092 | 7789767020 | PAC-CJ1W-HE20-V7-2M | Pre-assembled cable, PAC, Cable LiYY, 0.25 mm²
4093 | 7789778030 | PAC-S300-HE40-V0-3M | Pre-assembled cable, PAC, Cable LiYY, 8.6 ± 1 mm
4094 | 7789800030 | PAC-S300-SD25-V5-3M | Pre-assembled cable, PAC, Cable LiYCY, 0.25 mm²
4095 | 7789801100 | PAC-S300-HE20-S-V0-10M | Pre-assembled cable, PAC, Cable LiYCY, 8.6 ± 1 mm
4096 | 7789806025 | PAC-UNIV-HE20-FD1-2M5 | Pre-assembled cable, PAC, Cable LiYY, 0.25 mm²
4097 | 7789808025 | PAC-UNIV-HE40-FD1-2M5 | Pre-assembled cable, PAC, Cable LiYY, 0.25 mm²
4098 | 9457232000 | SAIL-M12GM12G-3-20U | Sensor/actuator line, Connecting line, M12 / M12, Number of poles : 3, 20 m, Shielded: No, LED: No, Sheath material: PUR, Halogen: No
4099 | 9457270070 | SAIL-M12GM12W-5-0.7U | Sensor/actuator line, Connecting line, M12 / M12, Number of poles : 5, 0.7 m, Shielded: No, LED: No, Sheath material: PUR, Halogen: No
4100 | 9457272000 | SAIL-M12GM12W-5-20U | Sensor/actuator line, Connecting line, M12 / M12, Number of poles : 5, 20 m, pin, straight - socket, 90°, Shielded: No, LED: No, Sheath material: PUR, Halogen: No
4101 | 9457343000 | SAIL-M12GM12G-5-30U | Sensor/actuator line, Connecting line, M12 / M12, Number of poles : 5, 30 m, pin, straight - socket, straight, Shielded: No, LED: No, Sheath material: PUR, Halogen: No
4102 | 9457343500 | SAIL-M12GM12G-5-35U | Sensor/actuator line, Connecting line, M12 / M12, Number of poles : 3, 35 m, pin, straight - socket, straight, Shielded: No, LED: No, Sheath material: PUR, Halogen: No
4103 | 9457382000 | SAIL-M8BW-3-20U | Sensor/actuator line, One end without connector, M8, Number of poles : 3, 20 m, Socket, angled, Shielded: No, LED: No, Sheath material: PUR, Halogen: No
4104 | 9457383000 | SAIL-M8BW-3-30U | Sensor/actuator line, One end without connector, M8, Number of poles : 3, 30 m, Socket, angled, Shielded: No, LED: No, Sheath material: PUR, Halogen: No
4105 | 9457383500 | SAIL-M8BW-3-35U | Sensor/actuator line, One end without connector, M8, Number of poles : 3, 35 m, Shielded: No, LED: No, Sheath material: PUR, Halogen: No
4106 | 9457384000 | SAIL-M8BW-3-40U | Sensor/actuator line, One end without connector, M8, Number of poles : 3, 40 m, Shielded: No, LED: No, Sheath material: PUR, Halogen: No
4107 | 9457612500 | SAIL-M12G-5-25U | Sensor/actuator line, One end without connector, M12, Number of poles : 5, 25 m, pin, straight, Shielded: No, LED: No, Sheath material: PUR, Halogen: No
4108 | 9457614500 | SAIL-M12G-5-45U | Sensor/actuator line, One end without connector, M12, Number of poles : 5, 45 m, pin, straight, Shielded: No, LED: No, Sheath material: PUR, Halogen: No
4109 | 9457615500 | SAIL-M12G-5-55U | Sensor/actuator line, One end without connector, M12, Number of poles : 5, 55 m, pin, straight, Shielded: No, LED: No, Sheath material: PUR, Halogen: No
4110 | 9457933000 | SAIL-VSB-30U | Valve plug, One end without connector - valve plug
4111 | 2602720000 | SFX-DT 9/24 MC NE BL | Conductor and cable markers, 7 - 40 mm, 24 x 15 mm, blue
4112 | 2602730000 | SFX-DT 11/60 MC NE BL | Conductor and cable markers, 7 - 40 mm, 60 x 11 mm, blue
4113 | 2602740000 | SFX-DT 10/60 S MC NE BL | Conductor and cable markers, 7 - 40 mm, 60 x 10 mm, blue
4114 | 2544030000 | HDC 40D TSBU 1M40G EMC | HDC enclosures, Size: 6, Protection degree: IP65 (in plugged condition), Cable entry from side, Plug housing, Side-locking clamp on lower side, high, Size of cable entries: M 40
4115 | 2543960000 | HDC 16D TSLU 1M32G EMC | HDC enclosures, Size: 3, Protection degree: IP65 (in plugged condition), Cable entry from side, Plug housing, End-locking clamp, lower side, high, Size of cable entries: M 32
4116 | 2544010000 | HDC 24D TSBU 1M32G EMC | HDC enclosures, Size: 4, Protection degree: IP65 (in plugged condition), Cable entry from side, Plug housing, Side-locking clamp on lower side, high, Size of cable entries: M 32
4117 | 2556370000 | TCC 6.4/51 OR | TERMSERIES, Cross-connector
4118 | 2591440000 | VPU AC I 3 300/12.5 | Surge voltage arrester, Low voltage, Surge protection, TN-C (U0? 230/400 V)
4119 | 2591430000 | VPU AC I 4 R 300/12.5 | Surge voltage arrester, Low voltage, Surge protection, with remote contact, TN-C-S, TN-S
4120 | 2591470000 | VPU AC I 3+1 R 300/12.5 | Surge voltage arrester, Low voltage, Surge protection, with remote contact, TN-C-S, TN-S, TT, IT with N, IT without N
4121 | 2551510000 | A2C 35 | Feed-through terminal, PUSH IN, 35 mm², 1000 V, 125 A, dark beige
4122 | 2552090000 | A2C 35 BL | Feed-through terminal, PUSH IN, 35 mm², 1000 V, 125 A, blue
4123 | 2618000000 | TRP 24VDC 1CO | TERMSERIES, Relay module, Number of contacts: 1, CO contact AgNi, Rated control voltage: 24 V DC ±20 %, Continuous current: 6 A, PUSH IN, Test button available: No
4124 | 7760054121 | ACT20P-VI-CO-OLP-S | Signal converter/isolator, Output current loop powered, Input : 0-10 V, Output : 4-20 mA, (loop powered)
4125 | 1010850085 | IE-C5DB4RE0085MCSMCS-E | System cable, M12 D-code ? IP 67 straight pin, M12 D-code ? IP 67 straight pin, Cat.5 (ISO/IEC 11801) / Cat.5e (TIA T568-B), Radox GKW S, 8.5 m
4126 | 1010850090 | IE-C5DB4RE0090MCSMCS-E | System cable, M12 D-code ? IP 67 straight pin, M12 D-code ? IP 67 straight pin, Cat.5 (ISO/IEC 11801) / Cat.5e (TIA T568-B), Radox GKW S, 9 m
4127 | 1094190200 | SAIL-M12BG-4-2L2.0U | Sensor/actuator line, One end without connector, M12, Number of poles : 4, 2 m, Female socket, straight, Shielded: No, LED: Yes, Sheath material: PUR, Halogen: No
4128 | 1094191000 | SAIL-M12BG-4-2L10U | Sensor/actuator line, One end without connector, M12, Number of poles : 4, 10 m, Female socket, straight, Shielded: No, LED: Yes, Sheath material: PUR, Halogen: No
4129 | 1111440050 | IE-C5DD4UG0050MSSXXX-X | Dragline cable, PROFINET, M12 D-code ? IP 67 straight socket, Open, Cat.5 (ISO/IEC 11801) / Cat.5e (TIA T568-B), PUR, 5 m
4130 | 1111440100 | IE-C5DD4UG0100MSSXXX-X | Dragline cable, PROFINET, M12 D-code ? IP 67 straight socket, Open, Cat.5 (ISO/IEC 11801) / Cat.5e (TIA T568-B), PUR, 10 m
4131 | 1111440150 | IE-C5DD4UG0150MSSXXX-X | Dragline cable, PROFINET, M12 D-code ? IP 67 straight socket, Open, Cat.5 (ISO/IEC 11801) / Cat.5e (TIA T568-B), PUR, 15 m
4132 | 1111440200 | IE-C5DD4UG0200MSSXXX-X | Dragline cable, PROFINET, M12 D-code ? IP 67 straight socket, Open, Cat.5 (ISO/IEC 11801) / Cat.5e (TIA T568-B), PUR, 20 m
4133 | 1220310003 | IE-C5DB4WE0003MCSA20-E | System cable, M12 D-code ? IP 67 straight pin, RJ45 IP 20, Cat.5 (ISO/IEC 11801), Radox GKW S, 0.3 m
4134 | 1220310015 | IE-C5DB4WE0015MCSA20-E | System cable, M12 D-code ? IP 67 straight pin, RJ45 IP 20, Cat.5 (ISO/IEC 11801), Radox GKW S, 1.5 m
4135 | 1220310025 | IE-C5DB4WE0025MCSA20-E | System cable, M12 D-code ? IP 67 straight pin, RJ45 IP 20, Cat.5 (ISO/IEC 11801), Radox GKW S, 2.5 m
4136 | 1220310065 | IE-C5DB4WE0065MCSA20-E | System cable, M12 D-code ? IP 67 straight pin, RJ45 IP 20, Cat.5 (ISO/IEC 11801), Radox GKW S, 6.5 m
4137 | 1220310085 | IE-C5DB4WE0085MCSA20-E | System cable, M12 D-code ? IP 67 straight pin, RJ45 IP 20, Cat.5 (ISO/IEC 11801), Radox GKW S, 8.5 m
4138 | 1220620500 | SAIP-M12GM8W-3-5.0U | Sensor/actuator line, Connecting line, M12 / M8, Number of poles : 3, 5 m, pin, straight, Socket, angled, Shielded: No, LED: No, Sheath material: PUR, Halogen: No
4139 | 1220621000 | SAIP-M12GM8W-3-10U | Sensor/actuator line, Connecting line, M12 / M8, Number of poles : 3, 10 m, pin, straight, Socket, angled, Shielded: No, LED: No, Sheath material: PUR, Halogen: No
4140 | 1273430002 | IE-FPOZ2EE0002DSJ0SJ0-X | Connecting line, PROFINET, SCRJ IP 20, SCRJ IP 20, 980 µm, 0.2 m
4141 | 1273430003 | IE-FPOZ2EE0003DSJ0SJ0-X | Connecting line, PROFINET, SCRJ IP 20, SCRJ IP 20, 980 µm, 0.3 m
4142 | 1273430005 | IE-FPOZ2EE0005DSJ0SJ0-X | Connecting line, PROFINET, SCRJ IP 20, SCRJ IP 20, 980 µm, 0.5 m
4143 | 1312160060 | IE-C6FP8LD0060X40X40-Y | Patch cable, crossover, RJ45 IP 20, RJ45 IP 20, Cat.6A / Class EA (ISO/IEC 11801 2010), LSZH, 6 m
4144 | 1318011500 | IE-FM6C2UE0150MSD1SD1X | Dragline cable, SC IP 67 bayonet V01 metal, SC IP 67 bayonet V01 metal, 62.5 µm, PUR, 150 m
4145 | 1318013650 | IE-FM6C2UE0365MSD1SD1X | Dragline cable, SC IP 67 bayonet V01 metal, SC IP 67 bayonet V01 metal, 62.5 µm, PUR, 365 m
4146 | 1318016000 | IE-FM6C2UE0600MSD1SD1X | Dragline cable, SC IP 67 bayonet V01 metal, SC IP 67 bayonet V01 metal, 62.5 µm, PUR, 600 m
4147 | 1373950020 | PAC-C300-36-F-50-2M | Pre-assembled cable, PAC, Cable LiYCY, 0.50 mm²
4148 | 1382970150 | SAIP-M8BG-3-1.5U | Sensor/actuator line, One end without connector, M8, Number of poles : 3, 1.5 m, Female socket, straight, Shielded: No, LED: No, Sheath material: PUR, Halogen: No
4149 | 1382970500 | SAIP-M8BG-3-5.0U | Sensor/actuator line, One end without connector, M8, Number of poles : 3, 5 m, Female socket, straight, Shielded: No, LED: No, Sheath material: PUR, Halogen: No
4150 | 1393020000 | WQV 70N/5/3/1 | W-Series, Cross-connector, For the terminals, Number of poles: 3
4151 | 1403680075 | IE-CSPD5US0075VAPVAP-X | System cable, PushPull Power, PushPull Power, PUR, 7.5 m
4152 | 1405060015 | PAC-UNIV-FJ20-1:1-1M5 | Pre-assembled cable, PAC
4153 | 1413930000 | SAI-Y-7/8 4P | Y connector, 7/8"
4154 | 1414680000 | IE-PS-ST-SM | FO connector, ST plug, Singlemode, IP20
4155 | 1415410000 | HDC HP 250 M CM3 | HDC insert, Pin, Crimp connection
4156 | 1415420000 | HDC HP 250 F CM3 | HDC insert, Female, Crimp connection
4157 | 1423040000 | SAISW-M-8/9 M12 | Plugs prefabricated to customer spec., M12, pin, 90°
4158 | 1424270150 | SAIL-M12BG-12S1.5U | Sensor/actuator line, One end without connector, M12, Number of poles : 12, 1.5 m, Female socket, straight, Shielded: Yes, LED: No, Sheath material: PUR, Halogen: No
4159 | 1424270750 | SAIL-M12BG-12S7.5U | Sensor/actuator line, One end without connector, M12, Number of poles : 12, 7.5 m, Female socket, straight, Shielded: Yes, LED: No, Sheath material: PUR, Halogen: No
4160 | 1424271000 | SAIL-M12BG-12S10U | Sensor/actuator line, One end without connector, M12, Number of poles : 12, 10 m, Female socket, straight, Shielded: Yes, LED: No, Sheath material: PUR, Halogen: No
4161 | 1424280200 | SAIL-M12BW-12S2.0U | Sensor/actuator line, M12, Number of poles : 12, 2 m, Shielded: Yes, LED: No, Sheath material: PUR, Halogen: No
4162 | 1449420050 | IE-FSMD2UE0005MSDESDEX | Dragline cable, SC IP 67 PushPull V14 metal, SC IP 67 PushPull V14 metal, 9 µm, PUR, 5 m
4163 | 1449420100 | IE-FSMD2UE0010MSDESDEX | Dragline cable, SC IP 67 PushPull V14 metal, SC IP 67 PushPull V14 metal, 9 µm, PUR, 10 m
4164 | 1449420200 | IE-FSMD2UE0020MSDESDEX | Dragline cable, SC IP 67 PushPull V14 metal, SC IP 67 PushPull V14 metal, 9 µm, PUR, 20 m
4165 | 1449420250 | IE-FSMD2UE0025MSDESDEX | Dragline cable, SC IP 67 PushPull V14 metal, SC IP 67 PushPull V14 metal, 9 µm, PUR, 25 m
4166 | 1449420400 | IE-FSMD2UE0040MSDESDEX | Dragline cable, SC IP 67 PushPull V14 metal, SC IP 67 PushPull V14 metal, 9 µm, PUR, 40 m
4167 | 1449470005 | IE-C6KS8VG0005XCSXXX-E | Connecting line, M12 X-type IP 67 straight male, Open, Cat.6A / Class EA (ISO/IEC 11801 2010), PVC, 0.5 m
4168 | 1449470015 | IE-C6KS8VG0015XCSXXX-E | Connecting line, M12 X-type IP 67 straight male, Open, Cat.6A / Class EA (ISO/IEC 11801 2010), PVC, 1.5 m
4169 | 1449470030 | IE-C6KS8VG0030XCSXXX-E | Connecting line, M12 X-type IP 67 straight male, Open, Cat.6A / Class EA (ISO/IEC 11801 2010), PVC, 3 m
4170 | 1449470050 | IE-C6KS8VG0050XCSXXX-E | Connecting line, M12 X-type IP 67 straight male, Open, Cat.6A / Class EA (ISO/IEC 11801 2010), PVC, 5 m
4171 | 1449470100 | IE-C6KS8VG0100XCSXXX-E | Connecting line, M12 X-type IP 67 straight male, Open, Cat.6A / Class EA (ISO/IEC 11801 2010), PVC, 10 m
4172 | 1452440000 | SAI-M23-GS-7/12-VA | Sensor/Actuator plug-in connector, Empty enclosure
4173 | 1452450000 | SAIE-M23-S-VW-VA | Sensor/Actuator plug-in connector, Built-in plugs, Empty enclosure
4174 | 1454710000 | SAIBEND PB M12 4P B-COD | Protected component assemblies, SAI Active, Accessories, Sensor/Actuator plug-in connector
4175 | 1457580075 | IE-C6EL8UG0075U40XCS-E | System cable, RJ45 IP 20, M12 X-type IP 67 straight male, Cat.6A / Class EA (ISO/IEC 11801 2010), PUR, 7.5 m
4176 | 1457580300 | IE-C6EL8UG0300U40XCS-E | System cable, RJ45 IP 20, M12 X-type IP 67 straight male, Cat.6A / Class EA (ISO/IEC 11801 2010), PUR, 30 m
4177 | 1457580400 | IE-C6EL8UG0400U40XCS-E | System cable, RJ45 IP 20, M12 X-type IP 67 straight male, Cat.6A / Class EA (ISO/IEC 11801 2010), PUR, 40 m
4178 | 1465850010 | IE-CSQS9VE0010AQEAQE-K1 | System cable, V14 hybrid (shielded), V14 hybrid (shielded), PVC, 1 m, Hybrid
4179 | 1465850015 | IE-CSQS9VE0015AQEAQE-K1 | System cable, V14 hybrid (shielded), V14 hybrid (shielded), PVC, 1.5 m, Hybrid
4180 | 1465850020 | IE-CSQS9VE0020AQEAQE-K1 | System cable, V14 hybrid (shielded), V14 hybrid (shielded), PVC, 2 m, Hybrid
4181 | 1465850050 | IE-CSQS9VE0050AQEAQE-K1 | System cable, V14 hybrid (shielded), V14 hybrid (shielded), PVC, 5 m, Hybrid
4182 | 1465850080 | IE-CSQS9VE0080AQEAQE-K1 | System cable, V14 hybrid (shielded), V14 hybrid (shielded), PVC, 8 m, Hybrid
4183 | 1465850160 | IE-CSQS9VE0160AQEAQE-K1 | System cable, V14 hybrid (shielded), V14 hybrid (shielded), PVC, 16 m, Hybrid
4184 | 1465880150 | SAIP-M8BG-4-1.5V | Sensor/actuator line, One end without connector, M8, Number of poles : 4, 1.5 m, Female socket, straight, Shielded: No, LED: No, Sheath material: PVC, Halogen: Yes
4185 | 1465880500 | SAIP-M8BG-4-5.0V | Sensor/actuator line, One end without connector, M8, Number of poles : 4, 5 m, Female socket, straight, Shielded: No, LED: No, Sheath material: PVC, Halogen: Yes
4186 | 1465881000 | SAIP-M8BG-4-10V | Sensor/actuator line, One end without connector, M8, Number of poles : 4, 10 m, Female socket, straight, Shielded: No, LED: No, Sheath material: PVC, Halogen: Yes
4187 | 1465890150 | SAIP-M8BW-3-1.5V | Sensor/actuator line, One end without connector, M12 / M8, Number of poles : 3, 1.5 m, Socket, angled, Shielded: No, LED: No, Sheath material: PVC, Halogen: Yes
4188 | 1465890500 | SAIP-M8BW-3-5.0V | Sensor/actuator line, One end without connector, M12 / M8, Number of poles : 3, 5 m, Socket, angled, Shielded: No, LED: No, Sheath material: PVC, Halogen: Yes
4189 | 1465891000 | SAIP-M8BW-3-10V | Sensor/actuator line, One end without connector, M12 / M8, Number of poles : 3, 10 m, Socket, angled, Shielded: No, LED: No, Sheath material: PVC, Halogen: Yes
4190 | 1465910150 | SAIP-M8BW-4-1.5V | Sensor/actuator line, One end without connector, M8, Number of poles : 4, 1.5 m, Socket, angled, Shielded: No, LED: No, Sheath material: PVC, Halogen: Yes
4191 | 1465910500 | SAIP-M8BW-4-5.0V | Sensor/actuator line, One end without connector, M8, Number of poles : 4, 5 m, Socket, angled, Shielded: No, LED: No, Sheath material: PVC, Halogen: Yes
4192 | 1465911000 | SAIP-M8BW-4-10V | Sensor/actuator line, One end without connector, M8, Number of poles : 4, 10 m, Socket, angled, Shielded: No, LED: No, Sheath material: PVC, Halogen: Yes
4193 | 1465950150 | SAIP-M12BG-3-1.5V | Sensor/actuator line, One end without connector, M12, Number of poles : 3, 1.5 m, Female socket, straight, Shielded: No, LED: No, Sheath material: PVC, Halogen: Yes
4194 | 1465950500 | SAIP-M12BG-3-5.0V | Sensor/actuator line, One end without connector, M12, Number of poles : 3, 5 m, Female socket, straight, Shielded: No, LED: No, Sheath material: PVC, Halogen: Yes
4195 | 1465951000 | SAIP-M12BG-3-10V | Sensor/actuator line, One end without connector, M12, Number of poles : 3, 10 m, Female socket, straight, Shielded: No, LED: No, Sheath material: PVC, Halogen: Yes
4196 | 1465960150 | SAIP-M12BG-4-1.5V | Sensor/actuator line, One end without connector, M12, Number of poles : 4, 1.5 m, Female socket, straight, Shielded: No, LED: No, Sheath material: PVC, Halogen: Yes
4197 | 1465961000 | SAIP-M12BG-4-10V | Sensor/actuator line, One end without connector, M12, Number of poles : 4, 10 m, Female socket, straight, Shielded: No, LED: No, Sheath material: PVC, Halogen: Yes
4198 | 1465971000 | SAIP-M12BG-5-10V | Sensor/actuator line, One end without connector, M12, Number of poles : 5, 10 m, Female socket, straight, Shielded: No, LED: No, Sheath material: PVC, Halogen: Yes
4199 | 1465980150 | SAIP-M12BW-3-1.5V | Sensor/actuator line, One end without connector, M12, Number of poles : 3, 1.5 m, Socket, angled, Shielded: No, LED: No, Sheath material: PVC, Halogen: Yes
4200 | 1465980500 | SAIP-M12BW-3-5.0V | Sensor/actuator line, One end without connector, M12, Number of poles : 3, 5 m, Socket, angled, Shielded: No, LED: No, Sheath material: PVC, Halogen: Yes
4201 | 1465981000 | SAIP-M12BW-3-10V | Sensor/actuator line, One end without connector, M12, Number of poles : 3, 10 m, Socket, angled, Shielded: No, LED: No, Sheath material: PVC, Halogen: Yes
4202 | 1465990150 | SAIP-M12BW-4-1.5V | Sensor/actuator line, One end without connector, M12, Number of poles : 4, 1.5 m, Socket, angled, Shielded: No, LED: No, Sheath material: PVC, Halogen: Yes
4203 | 1465990500 | SAIP-M12BW-4-5.0V | Sensor/actuator line, One end without connector, M12, Number of poles : 4, 5 m, Socket, angled, Shielded: No, LED: No, Sheath material: PVC, Halogen: Yes
4204 | 1465991000 | SAIP-M12BW-4-10V | Sensor/actuator line, One end without connector, M12, Number of poles : 4, 10 m, Socket, angled, Shielded: No, LED: No, Sheath material: PVC, Halogen: Yes
4205 | 1466010150 | SAIP-M12BW-5-1.5V | Sensor/actuator line, One end without connector, M12, Number of poles : 5, 1.5 m, Socket, angled, Shielded: No, LED: No, Sheath material: PVC, Halogen: Yes
4206 | 1466010500 | SAIP-M12BW-5-5.0V | Sensor/actuator line, One end without connector, M12, Number of poles : 5, 5 m, Socket, angled, Shielded: No, LED: No, Sheath material: PVC, Halogen: Yes
4207 | 1466011000 | SAIP-M12BW-5-10V | Sensor/actuator line, One end without connector, M12, Number of poles : 5, 10 m, Socket, angled, Shielded: No, LED: No, Sheath material: PVC, Halogen: Yes
4208 | 1990540000 | SAI-ADAPT-M8/M12 4P | Y connector, M12 / M8
4209 | 1990550000 | SAI-ADAPT-M12/M8 3P | Y connector, M12 / M8
4210 | 1990560000 | SAI-ADAPT-M12/M8 4P | Y connector, M12 / M8
4211 | 1990570000 | SAI-ADAPT-M8/M8 4/3P | Y connector, M8 / M8
4212 | 1990620000 | IE-CC-V14M-MF | Accessories, FreeCon
4213 | 1990640000 | IE-CC-VAPM-MF | Accessories, FreeCon
4214 | 2008210000 | HDC HP 250 SSM BO SET | HDC insert, Number of poles: 3, Size: 8
4215 | 2008220000 | HDC HP 250 SSF BO SET | HDC insert, Number of poles: 3, Size: 8
4216 | 2009390000 | SAI-M23-GS-3/7 | Sensor/Actuator plug-in connector, Empty enclosure
4217 | 2010680000 | LOGIC UNIT WCU 650 | graphically programmable logic module, CAN interface, Mounting foot
4218 | 2028150150 | SAIP-M12GM12SG-5-1.5U | Sensor/actuator line, Connecting line, M12 / M12, Number of poles : 5, 1.5 m, Shielded: No, LED: No, Sheath material: PUR, Halogen: No
4219 | 2028150300 | SAIP-M12GM12SG-5-3.0U | Sensor/actuator line, Connecting line, M12 / M12, Number of poles : 5, 3 m, Shielded: No, LED: No, Sheath material: PUR, Halogen: No
4220 | 2028150500 | SAIP-M12GM12SG-5-5.0U | Sensor/actuator line, Connecting line, M12 / M12, Number of poles : 5, 5 m, Shielded: No, LED: No, Sheath material: PUR, Halogen: No
4221 | 2028151000 | SAIP-M12GM12SG-5-10U | Sensor/actuator line, Connecting line, M12 / M12, Number of poles : 5, 10 m, Shielded: No, LED: No, Sheath material: PUR, Halogen: No
4222 | 2047310010 | IE-C5DD4UG0010A60A60-E | Dragline cable, PROFINET, RJ45 IP 20, RJ45 IP 20, Cat.5 (ISO/IEC 11801) / Cat.5e (TIA T568-B), PUR, 1 m
4223 | 2047310025 | IE-C5DD4UG0025A60A60-E | Dragline cable, PROFINET, RJ45 IP 20, RJ45 IP 20, Cat.5 (ISO/IEC 11801) / Cat.5e (TIA T568-B), PUR, 2.5 m
4224 | 2050010150 | SAIL-M12BW-S3-1.5P | Power cable, One end without connector, M12, Number of poles : 3 (2 + PE), 1.5 m, Socket, angled, Shielded: No, LED: No, Sheath material: PUR, Halogen: No
4225 | 2050010300 | SAIL-M12BW-S3-3.0P | Power cable, One end without connector, M12, Number of poles : 3 (2 + PE), 3 m, Socket, angled, Shielded: No, LED: No, Sheath material: PUR, Halogen: No
4226 | 2050010500 | SAIL-M12BW-S3-5.0P | Power cable, One end without connector, M12, Number of poles : 3 (2 + PE), 5 m, Socket, angled, Shielded: No, LED: No, Sheath material: PUR, Halogen: No
4227 | 2050011000 | SAIL-M12BW-S3-10P | Power cable, One end without connector, M12, Number of poles : 3 (2 + PE), 10 m, Socket, angled, Shielded: No, LED: No, Sheath material: PUR, Halogen: No
4228 | 2050020300 | SAIL-M12G-S3-3.0P | Power cable, One end without connector, M12, Number of poles : 3 (2 + PE), 3 m, pin, straight, Shielded: No, LED: No, Sheath material: PUR, Halogen: No
4229 | 2050020500 | SAIL-M12G-S3-5.0P | Power cable, One end without connector, M12, Number of poles : 3 (2 + PE), 5 m, pin, straight, Shielded: No, LED: No, Sheath material: PUR, Halogen: No
4230 | 2050021000 | SAIL-M12G-S3-10P | Power cable, One end without connector, M12, Number of poles : 3 (2 + PE), 10 m, pin, straight, Shielded: No, LED: No, Sheath material: PUR, Halogen: No
4231 | 2050050300 | SAIL-M12W-S3-3.0P | Power cable, One end without connector, M12, Number of poles : 3 (2 + PE), 3 m, pin, 90°, Shielded: No, LED: No, Sheath material: PUR, Halogen: No
4232 | 2050050500 | SAIL-M12W-S3-5.0P | Power cable, One end without connector, M12, Number of poles : 3 (2 + PE), 5 m, pin, 90°, Shielded: No, LED: No, Sheath material: PUR, Halogen: No
4233 | 2050051000 | SAIL-M12W-S3-10P | Power cable, One end without connector, M12, Number of poles : 3 (2 + PE), 10 m, pin, 90°, Shielded: No, LED: No, Sheath material: PUR, Halogen: No
4234 | 2050060030 | SAIL-M12GM12G-S3-0.3P | Power cable, Connecting line, Number of poles : 3 (2 + PE), 0.3 m, Shielded: No, LED: No, Sheath material: PUR, Halogen: No
4235 | 2050060150 | SAIL-M12GM12G-S3-1.5P | Power cable, Connecting line, Number of poles : 3 (2 + PE), 1.5 m, pin, straight - socket, straight, Shielded: No, LED: No, Sheath material: PUR, Halogen: No
4236 | 2050060300 | SAIL-M12GM12G-S3-3.0P | Power cable, Connecting line, Number of poles : 3 (2 + PE), 3 m, pin, straight - socket, straight, Shielded: No, LED: No, Sheath material: PUR, Halogen: No
4237 | 2050060500 | SAIL-M12GM12G-S3-5.0P | Power cable, Connecting line, Number of poles : 3 (2 + PE), 5 m, pin, straight - socket, straight, Shielded: No, LED: No, Sheath material: PUR, Halogen: No
4238 | 2050061000 | SAIL-M12GM12G-S3-10P | Power cable, Connecting line, Number of poles : 3 (2 + PE), 10 m, pin, straight - socket, straight, Shielded: No, LED: No, Sheath material: PUR, Halogen: No
4239 | 2050080150 | SAIL-M12WM12G-S3-1.5P | Power cable, Connecting line, Number of poles : 3 (2 + PE), 1.5 m, pin, angled - bush straight, Shielded: No, LED: No, Sheath material: PUR, Halogen: No
4240 | 2050080300 | SAIL-M12WM12G-S3-3.0P | Power cable, Connecting line, Number of poles : 3 (2 + PE), 3 m, pin, angled - bush straight, Shielded: No, LED: No, Sheath material: PUR, Halogen: No
4241 | 2050080500 | SAIL-M12WM12G-S3-5.0P | Power cable, Connecting line, Number of poles : 3 (2 + PE), 5 m, pin, angled - bush straight, Shielded: No, LED: No, Sheath material: PUR, Halogen: No
4242 | 2050081000 | SAIL-M12WM12G-S3-10P | Power cable, Connecting line, Number of poles : 3 (2 + PE), 10 m, pin, angled - bush straight, Shielded: No, LED: No, Sheath material: PUR, Halogen: No
4243 | 2050100150 | SAIL-M12GM12W-S3-1.5P | Power cable, Connecting line, Number of poles : 3 (2 + PE), 1.5 m, pin, straight - socket, 90°, Shielded: No, LED: No, Sheath material: PUR, Halogen: No
4244 | 2050100300 | SAIL-M12GM12W-S3-3.0P | Power cable, Connecting line, Number of poles : 3 (2 + PE), 3 m, pin, straight - socket, 90°, Shielded: No, LED: No, Sheath material: PUR, Halogen: No
4245 | 2050100500 | SAIL-M12GM12W-S3-5.0P | Power cable, Connecting line, Number of poles : 3 (2 + PE), 5 m, pin, straight - socket, 90°, Shielded: No, LED: No, Sheath material: PUR, Halogen: No
4246 | 2050150150 | SAIL-M12WM12W-S3-1.5P | Power cable, Connecting line, Number of poles : 3 (2 + PE), 1.5 m, pin, 90° - socket 90°, Shielded: No, LED: No, Sheath material: PUR, Halogen: No
4247 | 2050150300 | SAIL-M12WM12W-S3-3.0P | Power cable, Connecting line, Number of poles : 3 (2 + PE), 3 m, pin, 90° - socket 90°, Shielded: No, LED: No, Sheath material: PUR, Halogen: No
4248 | 2050150500 | SAIL-M12WM12W-S3-5.0P | Power cable, Connecting line, Number of poles : 3 (2 + PE), 5 m, pin, 90° - socket 90°, Shielded: No, LED: No, Sheath material: PUR, Halogen: No
4249 | 2050151000 | SAIL-M12WM12W-S3-10P | Power cable, Connecting line, Number of poles : 3 (2 + PE), 10 m, pin, 90° - socket 90°, Shielded: No, LED: No, Sheath material: PUR, Halogen: No
4250 | 2050210150 | SAIL-M12BW-S-1.5P | Power cable, One end without connector, M12, Number of poles : 4 (3 + PE), 1.5 m, Socket, angled, Shielded: No, LED: No, Sheath material: PUR, Halogen: No
4251 | 2050211000 | SAIL-M12BW-S-10P | Power cable, One end without connector, M12, Number of poles : 4 (3 + PE), 10 m, Socket, angled, Shielded: No, LED: No, Sheath material: PUR, Halogen: No
4252 | 2050230150 | SAIL-M12G-S-1.5P | Power cable, One end without connector, M12, Number of poles : 4 (3 + PE), 1.5 m, pin, straight, Shielded: No, LED: No, Sheath material: PUR, Halogen: No
4253 | 2050230200 | SAIL-M12G-S-2.0P | Power cable, One end without connector, M12, Number of poles : 4 (3 + PE), 2 m, Shielded: No, LED: No, Sheath material: PUR, Halogen: No
4254 | 2050230500 | SAIL-M12G-S-5.0P | Power cable, One end without connector, M12, Number of poles : 4 (3 + PE), 5 m, pin, straight, Shielded: No, LED: No, Sheath material: PUR, Halogen: No
4255 | 2050231000 | SAIL-M12G-S-10P | Power cable, One end without connector, M12, Number of poles : 4 (3 + PE), 10 m, pin, straight, Shielded: No, LED: No, Sheath material: PUR, Halogen: No
4256 | 2050350300 | SAIL-M12WM12G-S-3.0P | Power cable, Connecting line, M12 / M12, Number of poles : 4 (3 + PE), 3 m, pin, angled - bush straight, Shielded: No, LED: No, Sheath material: PUR, Halogen: No
4257 | 2050350500 | SAIL-M12WM12G-S-5.0P | Power cable, Connecting line, M12 / M12, Number of poles : 4 (3 + PE), 5 m, pin, angled - bush straight, Shielded: No, LED: No, Sheath material: PUR, Halogen: No
4258 | 2050351000 | SAIL-M12WM12G-S-10P | Power cable, Connecting line, M12 / M12, Number of poles : 4 (3 + PE), 10 m, pin, angled - bush straight, Shielded: No, LED: No, Sheath material: PUR, Halogen: No
4259 | 2050460150 | SAIL-M12GM12W-S-1.5P | Power cable, Connecting line, M12 / M12, Number of poles : 4 (3 + PE), 1.5 m, pin, straight - socket, 90°, Shielded: No, LED: No, Sheath material: PUR, Halogen: No
4260 | 2050460300 | SAIL-M12GM12W-S-3.0P | Power cable, Connecting line, M12 / M12, Number of poles : 4 (3 + PE), 3 m, pin, straight - socket, 90°, Shielded: No, LED: No, Sheath material: PUR, Halogen: No
4261 | 2050460500 | SAIL-M12GM12W-S-5.0P | Power cable, Connecting line, M12 / M12, Number of poles : 4 (3 + PE), 5 m, pin, straight - socket, 90°, Shielded: No, LED: No, Sheath material: PUR, Halogen: No
4262 | 2050461000 | SAIL-M12GM12W-S-10P | Power cable, Connecting line, M12 / M12, Number of poles : 4 (3 + PE), 10 m, pin, straight - socket, 90°, Shielded: No, LED: No, Sheath material: PUR, Halogen: No
4263 | 2050470030 | SAIL-M12WM12W-S-0.3P | Power cable, Connecting line, M12 / M12, Number of poles : 4 (3 + PE), 0.3 m, Shielded: No, LED: No, Sheath material: PUR, Halogen: No
4264 | 2050470150 | SAIL-M12WM12W-S-1.5P | Power cable, Connecting line, M12 / M12, Number of poles : 4 (3 + PE), 1.5 m, pin, 90° - socket 90°, Shielded: No, LED: No, Sheath material: PUR, Halogen: No
4265 | 2050470300 | SAIL-M12WM12W-S-3.0P | Power cable, Connecting line, M12 / M12, Number of poles : 4 (3 + PE), 3 m, pin, 90° - socket 90°, Shielded: No, LED: No, Sheath material: PUR, Halogen: No
4266 | 2050470500 | SAIL-M12WM12W-S-5.0P | Power cable, Connecting line, M12 / M12, Number of poles : 4 (3 + PE), 5 m, pin, 90° - socket 90°, Shielded: No, LED: No, Sheath material: PUR, Halogen: No
4267 | 2050471000 | SAIL-M12WM12W-S-10P | Power cable, Connecting line, M12 / M12, Number of poles : 4 (3 + PE), 10 m, pin, 90° - socket 90°, Shielded: No, LED: No, Sheath material: PUR, Halogen: No
4268 | 2050490150 | SAIL-M12BG-T-1.5P | Power cable, One end without connector, M12, Number of poles : 4, 1.5 m, Female socket, straight, Shielded: No, Sheath material: PUR, Halogen: No
4269 | 2050490300 | SAIL-M12BG-T-3.0P | Power cable, One end without connector, M12, Number of poles : 4, 3 m, Female socket, straight, Shielded: No, Sheath material: PUR, Halogen: No
4270 | 2050491000 | SAIL-M12BG-T-10P | Power cable, One end without connector, M12, Number of poles : 4, 10 m, Female socket, straight, Shielded: No, Sheath material: PUR, Halogen: No
4271 | 2050560150 | SAIL-M12BW-T-1.5P | Power cable, One end without connector, M12, Number of poles : 4, 1.5 m, Socket, angled, Shielded: No, Sheath material: PUR, Halogen: No
4272 | 2050560500 | SAIL-M12BW-T-5.0P | Power cable, One end without connector, M12, Number of poles : 4, 5 m, Socket, angled, Shielded: No, Sheath material: PUR, Halogen: No
4273 | 2050561000 | SAIL-M12BW-T-10P | Power cable, One end without connector, M12, Number of poles : 4, 10 m, Socket, angled, Shielded: No, Sheath material: PUR, Halogen: No
4274 | 2050640150 | SAIL-M12G-T-1.5P | Power cable, One end without connector, M12, Number of poles : 4, 1.5 m, pin, straight, Shielded: No, Sheath material: PUR, Halogen: No
4275 | 2050640300 | SAIL-M12G-T-3.0P | Power cable, One end without connector, M12, Number of poles : 4, 3 m, pin, straight, Shielded: No, Sheath material: PUR, Halogen: No
4276 | 2050640500 | SAIL-M12G-T-5.0P | Power cable, One end without connector, M12, Number of poles : 4, 5 m, pin, straight, Shielded: No, Sheath material: PUR, Halogen: No
4277 | 2050650150 | SAIL-M12W-T-1.5P | Power cable, One end without connector, M12, Number of poles : 4, 1.5 m, pin, 90°, Shielded: No, Sheath material: PUR, Halogen: No
4278 | 2050650300 | SAIL-M12W-T-3.0P | Power cable, One end without connector, M12, Number of poles : 4, 3 m, pin, 90°, Shielded: No, Sheath material: PUR, Halogen: No
4279 | 2050650500 | SAIL-M12W-T-5.0P | Power cable, One end without connector, M12, Number of poles : 4, 5 m, pin, 90°, Shielded: No, Sheath material: PUR, Halogen: No
4280 | 2050651000 | SAIL-M12W-T-10P | Power cable, One end without connector, M12, Number of poles : 4, 10 m, pin, 90°, Shielded: No, Sheath material: PUR, Halogen: No
4281 | 2050680150 | SAIL-M12BG-T-1.5H | Power cable, One end without connector, M12, Number of poles : 4, 1.5 m, Female socket, straight, Shielded: No, Sheath material: PUR, Halogen: No
4282 | 2050680300 | SAIL-M12BG-T-3.0H | Power cable, One end without connector, M12, Number of poles : 4, 3 m, Female socket, straight, Shielded: No, Sheath material: PUR, Halogen: No
4283 | 2050680500 | SAIL-M12BG-T-5.0H | Power cable, One end without connector, M12, Number of poles : 4, 5 m, Female socket, straight, Shielded: No, Sheath material: PUR, Halogen: No
4284 | 2050681000 | SAIL-M12BG-T-10H | Power cable, One end without connector, M12, Number of poles : 4, 10 m, Female socket, straight, Shielded: No, Sheath material: PUR, Halogen: No
4285 | 2050690150 | SAIL-M12BW-T-1.5H | Power cable, One end without connector, M12, Number of poles : 4, 1.5 m, Socket, angled, Shielded: No, Sheath material: PUR, Halogen: No
4286 | 2050690300 | SAIL-M12BW-T-3.0H | Power cable, One end without connector, M12, Number of poles : 4, 3 m, Socket, angled, Shielded: No, Sheath material: PUR, Halogen: No
4287 | 2050690500 | SAIL-M12BW-T-5.0H | Power cable, One end without connector, M12, Number of poles : 4, 5 m, Socket, angled, Shielded: No, Sheath material: PUR, Halogen: No
4288 | 2050691000 | SAIL-M12BW-T-10H | Power cable, One end without connector, M12, Number of poles : 4, 10 m, Socket, angled, Shielded: No, Sheath material: PUR, Halogen: No
4289 | 2050700150 | SAIL-M12G-T-1.5H | Power cable, One end without connector, M12, Number of poles : 4, 1.5 m, pin, straight, Shielded: No, Sheath material: PUR, Halogen: No
4290 | 2050700300 | SAIL-M12G-T-3.0H | Power cable, One end without connector, M12, Number of poles : 4, 3 m, pin, straight, Shielded: No, Sheath material: PUR, Halogen: No
4291 | 2050700500 | SAIL-M12G-T-5.0H | Power cable, One end without connector, M12, Number of poles : 4, 5 m, pin, straight, Shielded: No, Sheath material: PUR, Halogen: No
4292 | 2050701000 | SAIL-M12G-T-10H | Power cable, One end without connector, M12, Number of poles : 4, 10 m, pin, straight, Shielded: No, Sheath material: PUR, Halogen: No
4293 | 2050710300 | SAIL-M12W-T-3.0H | Power cable, One end without connector, M12, Number of poles : 4, 3 m, pin, 90°, Shielded: No, Sheath material: PUR, Halogen: No
4294 | 2050710500 | SAIL-M12W-T-5.0H | Power cable, One end without connector, M12, Number of poles : 4, 5 m, pin, 90°, Shielded: No, Sheath material: PUR, Halogen: No
4295 | 2050711000 | SAIL-M12W-T-10H | Power cable, One end without connector, M12, Number of poles : 4, 10 m, pin, 90°, Shielded: No, Sheath material: PUR, Halogen: No
4296 | 2050760300 | SAIL-M12GM12G-T-3.0P | Power cable, Connecting line, M12 / M12, Number of poles : 4, 3 m, pin, straight - socket, straight, Shielded: No, Sheath material: PUR, Halogen: No
4297 | 2050760500 | SAIL-M12GM12G-T-5.0P | Power cable, Connecting line, M12 / M12, Number of poles : 4, 5 m, pin, straight - socket, straight, Shielded: No, Sheath material: PUR, Halogen: No
4298 | 2050761000 | SAIL-M12GM12G-T-10P | Power cable, Connecting line, M12 / M12, Number of poles : 4, 10 m, pin, straight - socket, straight, Shielded: No, Sheath material: PUR, Halogen: No
4299 | 2050820150 | SAIL-M12WM12G-T-1.5P | Power cable, Connecting line, M12 / M12, Number of poles : 4, 1.5 m, pin, angled - bush straight, Shielded: No, Sheath material: PUR, Halogen: No
4300 | 2050820300 | SAIL-M12WM12G-T-3.0P | Power cable, Connecting line, M12 / M12, Number of poles : 4, 3 m, pin, angled - bush straight, Shielded: No, Sheath material: PUR, Halogen: No
4301 | 2050820500 | SAIL-M12WM12G-T-5.0P | Power cable, Connecting line, M12 / M12, Number of poles : 4, 5 m, pin, angled - bush straight, Shielded: No, Sheath material: PUR, Halogen: No
4302 | 2050821000 | SAIL-M12WM12G-T-10P | Power cable, Connecting line, M12 / M12, Number of poles : 4, 10 m, pin, angled - bush straight, Shielded: No, Sheath material: PUR, Halogen: No
4303 | 2050830150 | SAIL-M12GM12W-T-1.5P | Power cable, Connecting line, M12 / M12, Number of poles : 4, 1.5 m, pin, straight - socket, 90°, Shielded: No, Sheath material: PUR, Halogen: No
4304 | 2050830300 | SAIL-M12GM12W-T-3.0P | Power cable, Connecting line, M12 / M12, Number of poles : 4, 3 m, pin, straight - socket, 90°, Shielded: No, Sheath material: PUR, Halogen: No
4305 | 2050830500 | SAIL-M12GM12W-T-5.0P | Power cable, Connecting line, M12 / M12, Number of poles : 4, 5 m, pin, straight - socket, 90°, Shielded: No, Sheath material: PUR, Halogen: No
4306 | 2050831000 | SAIL-M12GM12W-T-10P | Power cable, Connecting line, M12 / M12, Number of poles : 4, 10 m, pin, straight - socket, 90°, Shielded: No, Sheath material: PUR, Halogen: No
4307 | 2050860150 | SAIL-M12WM12W-T-1.5P | Power cable, Connecting line, M12 / M12, Number of poles : 4, 1.5 m, pin, 90° - socket 90°, Shielded: No, Sheath material: PUR, Halogen: No
4308 | 2050860300 | SAIL-M12WM12W-T-3.0P | Power cable, Connecting line, M12 / M12, Number of poles : 4, 3 m, pin, 90° - socket 90°, Shielded: No, Sheath material: PUR, Halogen: No
4309 | 2050860500 | SAIL-M12WM12W-T-5.0P | Power cable, Connecting line, M12 / M12, Number of poles : 4, 5 m, pin, 90° - socket 90°, Shielded: No, Sheath material: PUR, Halogen: No
4310 | 2050861000 | SAIL-M12WM12W-T-10P | Power cable, Connecting line, M12 / M12, Number of poles : 4, 10 m, pin, 90° - socket 90°, Shielded: No, Sheath material: PUR, Halogen: No
4311 | 2050870150 | SAIL-M12GM12G-T-1.5H | Power cable, Connecting line, M12 / M12, Number of poles : 4, 1.5 m, pin, straight - socket, straight, Shielded: No, Sheath material: PUR, Halogen: No
4312 | 2050870300 | SAIL-M12GM12G-T-3.0H | Power cable, Connecting line, M12 / M12, Number of poles : 4, 3 m, pin, straight - socket, straight, Shielded: No, Sheath material: PUR, Halogen: No
4313 | 2050870500 | SAIL-M12GM12G-T-5.0H | Power cable, Connecting line, M12 / M12, Number of poles : 4, 5 m, pin, straight - socket, straight, Shielded: No, Sheath material: PUR, Halogen: No
4314 | 2050871000 | SAIL-M12GM12G-T-10H | Power cable, Connecting line, M12 / M12, Number of poles : 4, 10 m, pin, straight - socket, straight, Shielded: No, Sheath material: PUR, Halogen: No
4315 | 2050890150 | SAIL-M12WM12G-T-1.5H | Power cable, Connecting line, M12 / M12, Number of poles : 4, 1.5 m, pin, angled - bush straight, Shielded: No, Sheath material: PUR, Halogen: No
4316 | 2050890300 | SAIL-M12WM12G-T-3.0H | Power cable, Connecting line, M12 / M12, Number of poles : 4, 3 m, pin, angled - bush straight, Shielded: No, Sheath material: PUR, Halogen: No
4317 | 2050890500 | SAIL-M12WM12G-T-5.0H | Power cable, Connecting line, M12 / M12, Number of poles : 4, 5 m, pin, angled - bush straight, Shielded: No, Sheath material: PUR, Halogen: No
4318 | 2050891000 | SAIL-M12WM12G-T-10H | Power cable, Connecting line, M12 / M12, Number of poles : 4, 10 m, pin, angled - bush straight, Shielded: No, Sheath material: PUR, Halogen: No
4319 | 2050910150 | SAIL-M12GM12W-T-1.5H | Power cable, Connecting line, M12 / M12, Number of poles : 4, 1.5 m, pin, straight - socket, 90°, Shielded: No, Sheath material: PUR, Halogen: No
4320 | 2050910300 | SAIL-M12GM12W-T-3.0H | Power cable, Connecting line, M12 / M12, Number of poles : 4, 3 m, pin, straight - socket, 90°, Shielded: No, Sheath material: PUR, Halogen: No
4321 | 2050910500 | SAIL-M12GM12W-T-5.0H | Power cable, Connecting line, M12 / M12, Number of poles : 4, 5 m, pin, straight - socket, 90°, Shielded: No, Sheath material: PUR, Halogen: No
4322 | 2050911000 | SAIL-M12GM12W-T-10H | Power cable, Connecting line, M12 / M12, Number of poles : 4, 10 m, pin, straight - socket, 90°, Shielded: No, Sheath material: PUR, Halogen: No
4323 | 2050920150 | SAIL-M12WM12W-T-1.5H | Power cable, Connecting line, M12 / M12, Number of poles : 4, 1.5 m, pin, 90° - socket 90°, Shielded: No, Sheath material: PUR, Halogen: No
4324 | 2050920300 | SAIL-M12WM12W-T-3.0H | Power cable, Connecting line, M12 / M12, Number of poles : 4, 3 m, pin, 90° - socket 90°, Shielded: No, Sheath material: PUR, Halogen: No
4325 | 2050920500 | SAIL-M12WM12W-T-5.0H | Power cable, Connecting line, M12 / M12, Number of poles : 4, 5 m, pin, 90° - socket 90°, Shielded: No, Sheath material: PUR, Halogen: No
4326 | 2050921000 | SAIL-M12WM12W-T-10H | Power cable, Connecting line, M12 / M12, Number of poles : 4, 10 m, pin, 90° - socket 90°, Shielded: No, Sheath material: PUR, Halogen: No
4327 | 2059750200 | SAIP-M12GM12G-4-2.0V | Sensor/actuator line, Connecting line, M12 / M12, Number of poles : 4, 2 m, pin, straight - socket, straight, Shielded: No, LED: No, Sheath material: PVC, Halogen: Yes
4328 | 2059750400 | SAIP-M12GM12G-4-4.0V | Sensor/actuator line, Connecting line, M12 / M12, Number of poles : 4, 4 m, pin, straight - socket, straight, Shielded: No, LED: No, Sheath material: PVC, Halogen: Yes
4329 | 2059750600 | SAIP-M12GM12G-4-6.0V | Sensor/actuator line, Connecting line, M12 / M12, Number of poles : 4, 6 m, pin, straight - socket, straight, Shielded: No, LED: No, Sheath material: PVC, Halogen: Yes
4330 | 2089530020 | IE-FSMD2UE0002MLD0SD0X | Dragline cable, LC-Duplex IP 20, SC duplex IP 20, 9 µm, PUR, 2 m
4331 | 2119770000 | PB-DP SUB-D M12 180K OS | SUB-D
4332 | 2124020010 | IE-C6EL8UG0010U40XSH-E | System cable, RJ45 IP 20, M12 X-type, flange, socket, back panel mounting, Cat.6A / Class EA (ISO/IEC 11801 2010), PUR, 1 m
4333 | 2124020100 | IE-C6EL8UG0100U40XSH-E | System cable, RJ45 IP 20, M12 X-type, flange, socket, back panel mounting, Cat.6A / Class EA (ISO/IEC 11801 2010), PUR, 10 m
4334 | 2124610000 | SAI-M23-SK-VA-IG | Protected component assemblies, Protective cap
4335 | 2433230000 | WB IK SL PZ1 | Screwdriver insert
4336 | 2433510000 | PB-DP SUB-D ZF 180 TERM | SUB-D
4337 | 2435210000 | VG M63 EMV-4 MS 34-44 | VG EMV GEN 4 (EMC cable gland with clamping cage), Cable glands, M 63, 14, OD min. 34 - OD max. 44 mm, IP54, IP66, IP67, IP68 - 5 bar (30 min.), IP69K, Brass, nickel-plated
4338 | 2436230000 | BKP-16DO-SDV541-V1-S | 2 x AKB (50P)
4339 | 2443150400 | SAIL-M8WM8W-4S4.0U | Sensor/actuator line, M8, Number of poles : 4, 4 m, Shielded: Yes, LED: No, Sheath material: PUR, Halogen: No
4340 | 2467320000 | PRO COM CAN OPEN | Communication module
4341 | 2467720000 | SAI-M23PP-GS-3/7 | Sensor/Actuator plug-in connector, Empty enclosure
4342 | 2467730000 | SAI-M23PP-GS-7/12 | Sensor/Actuator plug-in connector, Empty enclosure
4343 | 2467740000 | SAI-M23PP-GS-11/17 | Sensor/Actuator plug-in connector, Empty enclosure
4344 | 2467750000 | SAI-M23PP-GSW-3/7 | Sensor/Actuator plug-in connector, Empty enclosure
4345 | 2467760000 | SAI-M23PP-GSW-7/12 | Sensor/Actuator plug-in connector, Empty enclosure
4346 | 2467770000 | SAI-M23PP-GSW-11/17 | Sensor/Actuator plug-in connector, Empty enclosure
4347 | 2469370000 | A2T 1.5 | Double-tier terminal, PUSH IN, 1.5 mm², 500 V, 16 A, dark beige
4348 | 2469400000 | A2T 1.5 VL | Double-tier terminal, PUSH IN, 1.5 mm², 500 V, 16 A, dark beige
4349 | 2475210150 | SAIL-M8GM8G-5-1.5U | Sensor/actuator line, M8 / M8, Number of poles : 5, 1.5 m, pin, straight - socket, straight, Shielded: No, LED: No, Sheath material: PUR, Halogen: No
4350 | 2475210300 | SAIL-M8GM8G-5-3.0U | Sensor/actuator line, M8 / M8, Number of poles : 5, 3 m, pin, straight - socket, straight, Shielded: No, LED: No, Sheath material: PUR, Halogen: No
4351 | 2475210500 | SAIL-M8GM8G-5-5.0U | Sensor/actuator line, M8 / M8, Number of poles : 5, 5 m, pin, straight - socket, straight, Shielded: No, LED: No, Sheath material: PUR, Halogen: No
4352 | 2475211000 | SAIL-M8GM8G-5-10U | Sensor/actuator line, M8 / M8, Number of poles : 5, 10 m, pin, straight - socket, straight, Shielded: No, LED: No, Sheath material: PUR, Halogen: No
4353 | 2475230150 | SAIL-M8WM8G-5-1.5U | Sensor/actuator line, M8 / M8, Number of poles : 5, 1.5 m, pin, angled - bush straight, Shielded: No, LED: No, Sheath material: PUR, Halogen: No
4354 | 2475230300 | SAIL-M8WM8G-5-3.0U | Sensor/actuator line, M8 / M8, Number of poles : 5, 3 m, pin, angled - bush straight, Shielded: No, LED: No, Sheath material: PUR, Halogen: No
4355 | 2475230500 | SAIL-M8WM8G-5-5.0U | Sensor/actuator line, M8 / M8, Number of poles : 5, 5 m, pin, angled - bush straight, Shielded: No, LED: No, Sheath material: PUR, Halogen: No
4356 | 2475231000 | SAIL-M8WM8G-5-10U | Sensor/actuator line, M8 / M8, Number of poles : 5, 10 m, pin, angled - bush straight, Shielded: No, LED: No, Sheath material: PUR, Halogen: No
4357 | 2475240150 | SAIL-M8GM8W-5-1.5U | Sensor/actuator line, M8 / M8, Number of poles : 5, 1.5 m, pin, straight - socket, 90°, Shielded: No, LED: No, Sheath material: PUR, Halogen: No
4358 | 2475240300 | SAIL-M8GM8W-5-3.0U | Sensor/actuator line, M8 / M8, Number of poles : 5, 3 m, pin, straight - socket, 90°, Shielded: No, LED: No, Sheath material: PUR, Halogen: No
4359 | 2475240500 | SAIL-M8GM8W-5-5.0U | Sensor/actuator line, M8 / M8, Number of poles : 5, 5 m, pin, straight - socket, 90°, Shielded: No, LED: No, Sheath material: PUR, Halogen: No
4360 | 2475241000 | SAIL-M8GM8W-5-10U | Sensor/actuator line, M8 / M8, Number of poles : 5, 10 m, pin, straight - socket, 90°, Shielded: No, LED: No, Sheath material: PUR, Halogen: No
4361 | 2475250150 | SAIL-M8WM8W-5-1.5U | Sensor/actuator line, M8 / M8, Number of poles : 5, 1.5 m, pin, 90° - socket 90°, Shielded: No, LED: No, Sheath material: PUR, Halogen: No
4362 | 2475250300 | SAIL-M8WM8W-5-3.0U | Sensor/actuator line, M8 / M8, Number of poles : 5, 3 m, pin, 90° - socket 90°, Shielded: No, LED: No, Sheath material: PUR, Halogen: No
4363 | 2475250500 | SAIL-M8WM8W-5-5.0U | Sensor/actuator line, M8 / M8, Number of poles : 5, 5 m, pin, 90° - socket 90°, Shielded: No, LED: No, Sheath material: PUR, Halogen: No
4364 | 2475251000 | SAIL-M8WM8W-5-10U | Sensor/actuator line, M8 / M8, Number of poles : 5, 10 m, pin, 90° - socket 90°, Shielded: No, LED: No, Sheath material: PUR, Halogen: No
4365 | 2482160000 | APGTB 1.5 FT 2C/1 | Feed-through terminal, PUSH IN, 1.5 mm², 500 V, 17.5 A, dark beige
4366 | 2482250000 | APG 1.5 L | Plug, 1.5 mm², 500, 17.5 A, dark beige
4367 | 2482270000 | APG 1.5 L GN | Plug, 1.5 mm², 500, 17.5 A, green
4368 | 2482280000 | APG 1.5 MI | Plug, 1.5 mm², 500, 17.5 A, dark beige
4369 | 2482310000 | APG 1.5 R | Plug, 1.5 mm², 500, 17.5 A, dark beige
4370 | 2482330000 | APG 1.5 R GN | Plug, 1.5 mm², 500, 17.5 A, green
4371 | 2482340000 | APG 1.5/1 | Plug, 1.5 mm², 500, 17.5 A, dark beige
4372 | 2482360000 | APG 1.5/3 | Plug, 1.5 mm², 500, 17.5 A, dark beige
4373 | 2482370000 | APG 1.5/4 | Plug, 1.5 mm², 500, 17.5 A, dark beige
4374 | 2482460000 | APG 1.5/3-BG-BL-GN | Plug, 1.5 mm², 500, 17.5 A, dark beige, blue, green
4375 | 2484420200 | SAIE-M12S-CD-2.0A HW | Built-in plugs, M12, Number of poles: 5, 2 m
4376 | 2485140400 | SAIL-M12BGM12G-5S4.0U | Sensor/actuator line, Connecting line, M12 / M12, Number of poles : 5, 4 m, Shielded: Yes, LED: No, Sheath material: PUR, Halogen: No
4377 | 2485140850 | SAIL-M12BGM12G-5S8.5U | Sensor/actuator line, Connecting line, M12 / M12, Number of poles : 5, 8.5 m, Shielded: Yes, LED: No, Sheath material: PUR, Halogen: No
4378 | 2485580030 | IE-C6EL8UG0030XCSXCA-E | System cable, M12 X-type IP 67 straight male, M12 X-type IP67 male, angled, Cat.6A / Class EA (ISO/IEC 11801 2010), PUR, 3 m
4379 | 2485580050 | IE-C6EL8UG0050XCSXCA-E | System cable, M12 X-type IP 67 straight male, M12 X-type IP67 male, angled, Cat.6A / Class EA (ISO/IEC 11801 2010), PUR, 5 m
4380 | 2485590030 | IE-C6EL8UG0030XCAXCA-E | System cable, M12 X-type IP67 male, angled, M12 X-type IP67 male, angled, Cat.6A / Class EA (ISO/IEC 11801 2010), PUR, 3 m
4381 | 2485590050 | IE-C6EL8UG0050XCAXCA-E | System cable, M12 X-type IP67 male, angled, M12 X-type IP67 male, angled, Cat.6A / Class EA (ISO/IEC 11801 2010), PUR, 5 m
4382 | 2485590100 | IE-C6EL8UG0100XCAXCA-E | System cable, M12 X-type IP67 male, angled, M12 X-type IP67 male, angled, Cat.6A / Class EA (ISO/IEC 11801 2010), PUR, 10 m
4383 | 2485600015 | IE-C6EL8UG0015XCAU40-E | System cable, RJ45 IP 20, M12 x-type IP67 male, angled 0°, Cat.6A / Class EA (ISO/IEC 11801 2010), PUR, 1.5 m
4384 | 2485600030 | IE-C6EL8UG0030XCAU40-E | System cable, RJ45 IP 20, M12 x-type IP67 male, angled 0°, Cat.6A / Class EA (ISO/IEC 11801 2010), PUR, 3 m
4385 | 2485600050 | IE-C6EL8UG0050XCAU40-E | System cable, RJ45 IP 20, M12 x-type IP67 male, angled 0°, Cat.6A / Class EA (ISO/IEC 11801 2010), PUR, 5 m
4386 | 2485840000 | APGTB 1.5 2T 4C/2 | Feed-through terminal, PUSH IN, 1.5 mm², 500 V, 17.5 A, dark beige
4387 | 2488200000 | IE-FCML-MINIUSB-0.3M | USB cable, USB A Mini, Service Interface, USB A Mini, 0.3 m
4388 | 2489680000 | ACT20P-CI-CO-P | Signal converter/isolator, HART®, Input : 0(4)-20 mA, Output : 0(4)-20 mA
4389 | 2489730000 | ACT20P-2CI-2CO-12-P | Signal converter/isolator, HART®, Input : 2 x 0(4) - 20 mA, Output : 2 x 4-20 mA
4390 | 2490360000 | A2C 10 | Feed-through terminal, PUSH IN, 10 mm², 1000 V, 57 A, dark beige
4391 | 2490370000 | A2C 10 BL | Feed-through terminal, PUSH IN, 10 mm², 1000 V, 57 A, blue
4392 | 2490440000 | A2C 10 PE | PE terminal, PUSH IN, 10 mm², Green/yellow
4393 | 2490510000 | A3C 10 BL | Feed-through terminal, PUSH IN, 10 mm², 1000 V, 57 A, blue
4394 | 2490520000 | A3C 10 | Feed-through terminal, PUSH IN, 10 mm², 1000 V, 57 A, dark beige
4395 | 2490590000 | A3C 10 PE | PE terminal, PUSH IN, 10 mm², 1000 V, Green/yellow
4396 | 2493490000 | IE-BHD-VAPM | Power connector, Device flange, PROFINET
4397 | 2494090000 | A3C 16 | Feed-through terminal, PUSH IN, 16 mm², 1000 V, 76 A, dark beige
4398 | 2494100000 | A2C 16 BL | Feed-through terminal, PUSH IN, 16 mm², 1000 V, 76 A, blue
4399 | 2494270000 | RCL425024T | , Relay, Number of contacts: 2, CO contact AgNi, Continuous current: 8 A
4400 | 2494300000 | RCL425615T | , Relay, Number of contacts: 2, CO contact AgNi, Rated control voltage: 115 V AC, Continuous current: 8 A
4401 | 2497120000 | RCMKIT-I 230VAC 4CO AU | RIDERSERIES RCM, Relay module, Number of contacts: 4, CO contact with test button AgNi gold-plated, Rated control voltage: 230 V AC, Continuous current: 6 A, Screw connection, Test button available: Yes
4402 | 2500890000 | ENERGY METER 700-PN-230 | Supply voltage : 230 V
4403 | 2500950000 | WDU 10 SL STB 14 | W-Series, Feed-through terminal, Rated cross-section: 10 mm², Screw connection
4404 | 2502280000 | ALO 16 | Supply terminal, PUSH IN, 16 mm², 800 V, 76 A, dark beige
4405 | 2502320000 | ALO 16 BL | Supply terminal, PUSH IN, 16 mm², 800 V, 76 A, blue
4406 | 2505280000 | ES EPG/HPG 60 DIN 6 | Crimping tool insert, Indent crimp
4407 | 2505290000 | ES EPG 60/HPG DIN 10 | Crimping tool insert, Indent crimp
4408 | 2505300000 | ES EPG 60/HPG DIN 16 | Crimping tool insert, Indent crimp
4409 | 2505310000 | ES EPG 60/HPG DIN 25 | Crimping tool insert, Indent crimp
4410 | 2505320000 | ES EPG 60/HPG DIN 35 | Crimping tool insert, Indent crimp
4411 | 2505330000 | ES EPG 60/HPG DIN 50 | Crimping tool insert, Indent crimp
4412 | 2505340000 | ES EPG 60/HPG DIN 70 | Crimping tool insert, Indent crimp
4413 | 2505350000 | ES EPG 60/HPG DIN 95 | Crimping tool insert, Indent crimp
4414 | 2505360000 | ES EPG 60/HPG DIN 120 | Crimping tool insert, Indent crimp
4415 | 2511690000 | KCMA-18-50-1A-1VA-3 HUT | Primary current: 50 A, Secondary current max.: 1 A, Load: 1 VA, Tolerance class: 3, detachable current transformer
4416 | 2512390000 | SAI-4-S-3P-M8L-M12-LOG | Sensor-actuator passive distributor, M8, with M12 outlet, Yes
4417 | 2512800000 | SAI-4-S-3P-M8L-M12-2AND | Sensor-actuator passive distributor, M8, with M12 outlet, Yes
4418 | 2512810000 | SAI-8-S-3P-M8L-M12-LOG | Sensor-actuator passive distributor, M8, with M12 outlet, Yes
4419 | 2512820000 | SAI-8-S-3P-M8L-M12-2AND | Sensor-actuator passive distributor, M8, with M12 outlet, Yes
4420 | 2519450030 | SAIL-7/8G7/8G-5-0.3U | Sensor/actuator line, 7/8", Number of poles : 5 (4 + PE), 0.3 m, pin, straight - socket, straight, Shielded: No, LED: No, Sheath material: PUR, Halogen: No
4421 | 2519450050 | SAIL-7/8G7/8G-5-0.5U | Sensor/actuator line, 7/8", Number of poles : 5 (4 + PE), 0.5 m, pin, straight - socket, straight, Shielded: No, LED: No, Sheath material: PUR, Halogen: No
4422 | 2519450100 | SAIL-7/8G7/8G-5-1.0U | Sensor/actuator line, 7/8", Number of poles : 5 (4 + PE), 1 m, pin, straight - socket, straight, Shielded: No, LED: No, Sheath material: PUR, Halogen: No
4423 | 2519450150 | SAIL-7/8G7/8G-5-1.5U | Sensor/actuator line, 7/8", Number of poles : 5 (4 + PE), 1.5 m, pin, straight - socket, straight, Shielded: No, LED: No, Sheath material: PUR, Halogen: No
4424 | 2519450300 | SAIL-7/8G7/8G-5-3.0U | Sensor/actuator line, 7/8", Number of poles : 5 (4 + PE), 3 m, pin, straight - socket, straight, Shielded: No, LED: No, Sheath material: PUR, Halogen: No
4425 | 2519450500 | SAIL-7/8G7/8G-5-5.0U | Sensor/actuator line, 7/8", Number of poles : 5 (4 + PE), 5 m, pin, straight - socket, straight, Shielded: No, LED: No, Sheath material: PUR, Halogen: No
4426 | 2519451000 | SAIL-7/8G7/8G-5-10U | Sensor/actuator line, 7/8", Number of poles : 5 (4 + PE), 10 m, pin, straight - socket, straight, Shielded: No, LED: No, Sheath material: PUR, Halogen: No
4427 | 2519460030 | SAIL-7/8W7/8W-5-0.3U | Sensor/actuator line, 7/8", Number of poles : 5 (4 + PE), 0.3 m, pin, 90° - socket 90°, Shielded: No, LED: No, Sheath material: PUR, Halogen: No
4428 | 2519460050 | SAIL-7/8W7/8W-5-0.5U | Sensor/actuator line, 7/8", Number of poles : 5 (4 + PE), 0.5 m, pin, 90° - socket 90°, Shielded: No, LED: No, Sheath material: PUR, Halogen: No
4429 | 2519460100 | SAIL-7/8W7/8W-5-1.0U | Sensor/actuator line, 7/8", Number of poles : 5 (4 + PE), 1 m, pin, 90° - socket 90°, Shielded: No, LED: No, Sheath material: PUR, Halogen: No
4430 | 2519460150 | SAIL-7/8W7/8W-5-1.5U | Sensor/actuator line, 7/8", Number of poles : 5 (4 + PE), 1.5 m, pin, 90° - socket 90°, Shielded: No, LED: No, Sheath material: PUR, Halogen: No
4431 | 2519460300 | SAIL-7/8W7/8W-5-3.0U | Sensor/actuator line, 7/8", Number of poles : 5 (4 + PE), 3 m, pin, 90° - socket 90°, Shielded: No, LED: No, Sheath material: PUR, Halogen: No
4432 | 2519460500 | SAIL-7/8W7/8W-5-5.0U | Sensor/actuator line, 7/8", Number of poles : 5 (4 + PE), 5 m, pin, 90° - socket 90°, Shielded: No, LED: No, Sheath material: PUR, Halogen: No
4433 | 2519461000 | SAIL-7/8W7/8W-5-10U | Sensor/actuator line, 7/8", Number of poles : 5 (4 + PE), 10 m, pin, 90° - socket 90°, Shielded: No, LED: No, Sheath material: PUR, Halogen: No
4434 | 2562600000 | WSI 6/LD 250AC LLC | W-Series, Fuse terminal, Rated cross-section: 6 mm², Screw connection
4435 | 2568990000 | PRO TOP1 240W 24V 10A F | Power supply, switch-mode power supply unit, 24 V
4436 | 2569880000 | ESG 7/10 MC NE WS | ESG, Device markers x 10 mm, PA 66, Colour: white
4437 | 2571480000 | ERTE KLBC SPX 10 | Accessories, Replacement clamping jaw
4438 | 2576610000 | P BAG SET 2 | Tools, Accessories
4439 | 7789126025 | PAC-QTUM-SD25-V1-2M5 | Pre-assembled cable, PAC, Cable LiYCY, 0.25 mm²
4440 | 7789159015 | PAC-CTLX-SD25-V7-1M5 | Pre-assembled cable, PAC, Cable LiYCY, 0.25 mm²
4441 | 7789193020 | PAC-S300-SD15-V0-2M | Pre-assembled cable, PAC, Cable LiYCY, 0.25 mm²
4442 | 7789193030 | PAC-S300-SD15-V0-3M | Pre-assembled cable, PAC, Cable LiYCY, 0.25 mm²
4443 | 7789193050 | PAC-S300-SD15-V0-5M | Pre-assembled cable, PAC, Cable LiYCY, 0.25 mm²
4444 | 7789222060 | PAC-S300-HE20-V2-6M | Pre-assembled cable, PAC, Cable LiYY, 8.6 ± 1 mm
4445 | 7789229005 | PAC-S300-SD25-V1-0M5 | Pre-assembled cable, PAC, Cable LiYCY, 0.25 mm²
4446 | 7789229060 | PAC-S300-SD25-V1-6M | Pre-assembled cable, PAC, Cable LiYCY, 0.25 mm²
4447 | 7789284030 | PAC-S400-SD37-V0-3M | Pre-assembled cable, PAC, Cable LiYCY, 0.25 mm²
4448 | 7789288025 | PAC-S400-SD25-V3-2M5 | Pre-assembled cable, PAC, Cable LiYCY, 0.25 mm²
4449 | 7789288030 | PAC-S400-SD25-V3-3M | Pre-assembled cable, PAC, Cable LiYCY, 0.25 mm²
4450 | 7789306070 | PAC-UNIV-HE20-LCH-7M | Pre-assembled cable, PAC, Cable LiYY, 0.14 mm²
4451 | 7789373020 | PAC-CJ1W-HE20-V3-2M | Pre-assembled cable, PAC, Cable LiYY, 0.25 mm²
4452 | 7789380005 | PAC-M340-HE20-V1-0M5 | Pre-assembled cable, PAC, Cable LiYY, 0.25 mm²
4453 | 7789380060 | PAC-M340-HE20-V1-6M | Pre-assembled cable, PAC, Cable LiYY, 0.25 mm²
4454 | 7789382025 | PAC-M340-RV24-V0-2M5 | Pre-assembled cable, PAC, Cable LiYY, 0.25 mm²
4455 | 7789387005 | PAC-M340-HE20-V0-0M5 | Pre-assembled cable, PAC, Cable LiYY, 0.25 mm²
4456 | 7789388005 | PAC-UNIV-HE20-LCF-0M5 | Pre-assembled cable, PAC, Cable LiYY, 0.14 mm²
4457 | 7789604040 | PAC-S300-SD37-V3-4M | Pre-assembled cable, PAC, Cable LiYCY, 0.25 mm²
4458 | 7789604050 | PAC-S300-SD37-V3-5M | Pre-assembled cable, PAC, Cable LiYCY, 0.25 mm²
4459 | 7789604060 | PAC-S300-SD37-V3-6M | Pre-assembled cable, PAC, Cable LiYCY, 0.25 mm²
4460 | 7789604070 | PAC-S300-SD37-V3-7M | Pre-assembled cable, PAC, Cable LiYCY, 0.25 mm²
4461 | 7789604080 | PAC-S300-SD37-V3-8M | Pre-assembled cable, PAC, Cable LiYCY, 0.25 mm²
4462 | 7789606090 | PAC-S300-UNIU-V0-9M | Pre-assembled cable, PAC, Cable LiYY, 0.25 mm²
4463 | 7789606100 | PAC-S300-UNIU-V0-10M | Pre-assembled cable, PAC, Cable LiYY, 0.25 mm²
4464 | 7789608025 | PAC-S300-UNIU-V1-2M5 | Pre-assembled cable, PAC, Cable LiYY, 0.25 mm²
4465 | 7789617200 | C300-32B-F-2S-M34-20M | Pre-assembled cable, PAC, Cable LiYCY, 0.34 mm²
4466 | 7789631035 | PAC-RX3I-RV36-V0-3M5 | Pre-assembled cable, PAC, Cable LiYY, 0.25 mm²
4467 | 7789641080 | PAC-ABS8-HE20-V0-8M | Pre-assembled cable, PAC, Cable LiYY, 0.25 mm²
4468 | 7789645015 | PAC-CJ1W-HE20-V4-1M5 | Pre-assembled cable, PAC, Cable LiYY, 0.25 mm²
4469 | 7789645050 | PAC-CJ1W-HE20-V4-5M | Pre-assembled cable, PAC, Cable LiYY, 0.25 mm²
4470 | 7789682015 | PAC-MIMQ-SD37-V0-1M5 | Pre-assembled cable, PAC, Cable LiYY, 0.25 mm²
4471 | 7789682020 | PAC-MIMQ-SD37-V0-2M | Pre-assembled cable, PAC, Cable LiYY, 0.25 mm²
4472 | 7789845040 | PAC-S300-SD25-V6-4M | Pre-assembled cable, PAC, Cable LiYCY, 0.25 mm²
4473 | 7789845050 | PAC-S300-SD25-V6-5M | Pre-assembled cable, PAC, Cable LiYCY, 0.25 mm²
4474 | 7789845060 | PAC-S300-SD25-V6-6M | Pre-assembled cable, PAC, Cable LiYCY, 0.25 mm²
4475 | 7789845070 | PAC-S300-SD25-V6-7M | Pre-assembled cable, PAC, Cable LiYCY, 0.25 mm²
4476 | 7789845080 | PAC-S300-SD25-V6-8M | Pre-assembled cable, PAC, Cable LiYCY, 0.25 mm²
4477 | 7789846070 | PAC-M340-SD25-V0-7M | Pre-assembled cable, PAC, Cable LiYCY, 0.25 mm²
4478 | 7789891250 | C300-36B-324B-2S-M34-25 | Pre-assembled cable, PAC, Cable LiYCY, 0.34 mm²
4479 | 7789892010 | C300-36B-324B-2S-M50-1M | Pre-assembled cable, PAC, Cable LiYCY, 0.50 mm²
4480 | 7789895150 | C300-32B-F-2S-M50-15M | Pre-assembled cable, PAC, Cable LiYCY, 0.50 mm²
4481 | 8909650025 | IE-C6ES8UG0025A40A40-E | System cable, RJ45 IP 20, RJ45 IP 20, Cat.6A / Class EA (ISO/IEC 11801 2010), PUR, 2.5 m
4482 | 8909650030 | IE-C6ES8UG0030A40A40-E | System cable, RJ45 IP 20, RJ45 IP 20, Cat.6A / Class EA (ISO/IEC 11801 2010), PUR, 3 m
4483 | 8909650045 | IE-C6ES8UG0045A40A40-E | System cable, RJ45 IP 20, RJ45 IP 20, Cat.6A / Class EA (ISO/IEC 11801 2010), PUR, 4.5 m
4484 | 8909650060 | IE-C6ES8UG0060A40A40-E | System cable, RJ45 IP 20, RJ45 IP 20, Cat.6A / Class EA (ISO/IEC 11801 2010), PUR, 6 m
4485 | 8909650065 | IE-C6ES8UG0065A40A40-E | System cable, RJ45 IP 20, RJ45 IP 20, Cat.6A / Class EA (ISO/IEC 11801 2010), PUR, 6.5 m
4486 | 8909650550 | IE-C6ES8UG0550A40A40-E | System cable, RJ45 IP 20, RJ45 IP 20, Cat.6A / Class EA (ISO/IEC 11801 2010), PUR, 55 m
4487 | 8909650800 | IE-C6ES8UG0800A40A40-E | System cable, RJ45 IP 20, RJ45 IP 20, Cat.6A / Class EA (ISO/IEC 11801 2010), PUR, 80 m
4488 | 8941350080 | IE-C6FS8UG0080A40A40-G | System cable, RJ45 IP 20, RJ45 IP 20, Cat.6A / Class EA (ISO/IEC 11801 2010), PUR, 8 m
4489 | 9456102500 | SAIL-M12G-4-25U | Sensor/actuator line, One end without connector, M12, Number of poles : 4, 25 m, pin, straight, Shielded: No, LED: No, Sheath material: PUR, Halogen: No
4490 | 9456140400 | SAIL-M12BG-5S4.0U | Sensor/actuator line, One end without connector, M12, Number of poles : 5, 4 m, Shielded: Yes, LED: No, Sheath material: PUR, Halogen: No
4491 | 9456153000 | SAIL-M8BW-4-30U | Sensor/actuator line, One end without connector, M8, Number of poles : 4, 30 m, Socket, angled, Shielded: No, LED: No, Sheath material: PUR, Halogen: No
4492 | 9456670200 | SAIL-M12GM8W-4-2.0U | Sensor/actuator line, Connecting line, Number of poles : 4, 2 m, Shielded: No, LED: No, Sheath material: PUR, Halogen: No
4493 | 9457711100 | SAIL-VSA-11U | Valve plug, One end without connector - valve plug
4494 | 9457850400 | SAIL-M8BG-4-4.0U | Sensor/actuator line, One end without connector, M8, Number of poles : 4, 4 m, Female socket, straight, Shielded: No, LED: No, Sheath material: PUR, Halogen: No
4495 | 9457850600 | SAIL-M8BG-4-6.0U | Sensor/actuator line, One end without connector, M8, Number of poles : 4, 6 m, Female socket, straight, Shielded: No, LED: No, Sheath material: PUR, Halogen: No
4496 | 9457850700 | SAIL-M8BG-4-7.0U | Sensor/actuator line, One end without connector, M8, Number of poles : 4, 7 m, Female socket, straight, Shielded: No, LED: No, Sheath material: PUR, Halogen: No
4497 | 9457853500 | SAIL-M8BG-4-35U | Sensor/actuator line, One end without connector, M8, Number of poles : 4, 35 m, Female socket, straight, Shielded: No, LED: No, Sheath material: PUR, Halogen: No
4498 | 9457900070 | SAIL-M12WM12W-5-0.7U | Sensor/actuator line, Connecting line, M12 / M12, Number of poles : 5, 0.7 m, pin, 90° - socket 90°, Shielded: No, LED: No, Sheath material: PUR, Halogen: No
4499 | 9457900080 | SAIL-M12WM12W-5-0.8U | Sensor/actuator line, Connecting line, M12 / M12, Number of poles : 5, 0.8 m, pin, 90° - socket 90°, Shielded: No, LED: No, Sheath material: PUR, Halogen: No
4500 | 9457900085 | SAIL-M12WM12W-5-0.85U | Sensor/actuator line, Connecting line, M12 / M12, Number of poles : 5, 0.85 m, Shielded: No, LED: No, Sheath material: PUR, Halogen: No
4501 | 9457900100 | SAIL-M12WM12W-5-1.0U | Sensor/actuator line, Connecting line, M12 / M12, Number of poles : 5, 1 m, pin, 90° - socket 90°, Shielded: No, LED: No, Sheath material: PUR, Halogen: No
4502 | 9457912500 | SAIL-M12BG-5-25U | Sensor/actuator line, One end without connector, M12, Number of poles : 5, 25 m, Female socket, straight, Shielded: No, LED: No, Sheath material: PUR, Halogen: No
4503 | 9457952500 | SAIV-M12BG-4-25U | Sensor/actuator line, One end without connector, M12, Number of poles : 4, 25 m, Shielded: No, LED: No, Sheath material: PUR, Halogen: No
4504 | 2512840000 | UR67-MP-HP-16DIO-12-60M | Automation Products - u-remote IP67, PROFINET V2.3, EtherNet/IP, EtherCAT, Multiprotocol
4505 | 2621400000 | EL 6 MM WS 30M | THM, Device markers, 6 x , white
4506 | 2621490000 | SFX-DT 9/24 MM BL | SlimFix, Conductor and cable markers, 7 - , 26 x 15 mm, blue
4507 | 2621480000 | SFX-DT 11/60 MM BL | SlimFix, Conductor and cable markers, 7 - , 60 x 13 mm, blue
4508 | 2621440000 | SFX-VT 11/60 MM GE | SlimFix, Conductor and cable markers, 7 - , 60 x 13 mm, yellow
4509 | 2591070000 | VPU AC II 1+1 R 300/50 | Surge voltage arrester, Low voltage, Surge protection, with remote contact, Single-phase, TN, TN-S, TT, IT with N, IT without N
4510 | 2591140000 | VPU AC II 4 300/50 | Surge voltage arrester, Low voltage, Surge protection, TN-C-S, TN-S
4511 | 2591080000 | VPU AC II 3+1 300/50 | Surge voltage arrester, Low voltage, Surge protection, TN-C-S, TN-S, TT, IT with N, IT without N
4512 | 2591560000 | VPU AC I 4 R 480/10 | Surge voltage arrester, Low voltage, Surge protection, with remote contact, TN-C-S, TN-S
4513 | 2599430000 | THM MULTIMARK | Marking systems, Thermotransfer printer, Thermotransfer, 300 DPI, MultiMark, Shrink-fit sleeves, Label reel
4514 | 2635990000 | HDC MHE 4 FP | Signal module
4515 | 2726790000 | VPU AC I 4 R 275/25 LCF S | Surge voltage arrester, Low voltage, Surge protection, Leakage-current-free, with remote contact, TN-C-S, TN-S
4516 | 2682080000 | SNAPMARK 1.5 | Group markers, Terminal marker, 26 x 3.5 mm, Pitch in mm (P): 3.50 Weidmueller, white
4517 | 7789683050 | PAC-MIMQ-HE20-V1-5M | Pre-assembled cable, PAC, Cable LiYY, 0.25 mm²
4518 | 2674920000 | A3C 6 DL BL | Feed-through terminal, PUSH IN, 6 mm², 800 V, 41 A
4519 | 2682250000 | IE-SW-AL05LM-5TX | Network switch, managed, Fast Ethernet, Number of ports: 5x RJ45, IP30, -40 °C...75 °C
4520 | 2682280000 | IE-SW-AL08M-8TX | Network switch, managed, Fast Ethernet, Number of ports: 8x RJ45, IP30, -40 °C...75 °C
4521 | 2715590000 | PRINTJET CONNECT | Marking systems, Ink jet technology, Multicard, MetalliCard
4522 | 2710090000 | WTTB 6 | Test-disconnect terminal, Screw connection, 6 mm², 500 V, 30 A, dark beige
4523 | 1010840020 | IE-C5DB4RE0020MCSXXX-X | System cable, M12 D-code ? IP 67 straight pin, Open, Cat.5 (ISO/IEC 11801) / Cat.5e (TIA T568-B), Radox GKW S, 2 m
4524 | 1010840085 | IE-C5DB4RE0085MCSXXX-X | System cable, M12 D-code ? IP 67 straight pin, Open, Cat.5 (ISO/IEC 11801) / Cat.5e (TIA T568-B), Radox GKW S, 8.5 m
4525 | 1010850003 | IE-C5DB4RE0003MCSMCS-E | System cable, M12 D-code ? IP 67 straight pin, M12 D-code ? IP 67 straight pin, Cat.5 (ISO/IEC 11801) / Cat.5e (TIA T568-B), Radox GKW S, 0.3 m
4526 | 1010850025 | IE-C5DB4RE0025MCSMCS-E | System cable, M12 D-code ? IP 67 straight pin, M12 D-code ? IP 67 straight pin, Cat.5 (ISO/IEC 11801) / Cat.5e (TIA T568-B), Radox GKW S, 2.5 m
4527 | 1010850065 | IE-C5DB4RE0065MCSMCS-E | System cable, M12 D-code ? IP 67 straight pin, M12 D-code ? IP 67 straight pin, Cat.5 (ISO/IEC 11801) / Cat.5e (TIA T568-B), Radox GKW S, 6.5 m
4528 | 1010851000 | IE-C5DB4RE1000MCSMCS-E | System cable, M12 D-code ? IP 67 straight pin, M12 D-code ? IP 67 straight pin, Cat.5 (ISO/IEC 11801) / Cat.5e (TIA T568-B), Radox GKW S, 100 m
4529 | 1092921500 | SAIL-M12BG-4-15UGE | Sensor/actuator line, One end without connector, Number of poles : 4, 15 m, Shielded: No, LED: No, Sheath material: PUR, Halogen: No
4530 | 1217040010 | SAIL-M12GM12SG-CD-0.1A | Bus line, Connecting line, M12 / M12, Number of poles: 5, 0.1 m, Shielded: Yes, LED: No, Sheath material: PUR, Halogen: No
4531 | 1217040050 | SAIL-M12GM12SG-CD-0.5A | Bus line, Connecting line, M12 / M12, Number of poles: 5, 0.5 m, Shielded: Yes, LED: No, Sheath material: PUR, Halogen: No
4532 | 1217040100 | SAIL-M12GM12SG-CD-1.0A | Bus line, Connecting line, M12 / M12, Number of poles: 5, 1 m, Shielded: Yes, LED: No, Sheath material: PUR, Halogen: No
4533 | 1217040250 | SAIL-M12GM12SG-CD-2.5A | Bus line, Connecting line, M12 / M12, Number of poles: 5, 2.5 m, Shielded: Yes, LED: No, Sheath material: PUR, Halogen: No
4534 | 1292192000 | SAIL-7/8BG-5-20U | Sensor/actuator line, 7/8", Number of poles : 5 (4 + PE), 20 m, Shielded: No, LED: No, Sheath material: PUR, Halogen: No
4535 | 1292621500 | SAIL-M12BG-3L15U | Sensor/actuator line, One end without connector, M12, Number of poles : 3, 15 m, Shielded: No, LED: Yes, Sheath material: PUR, Halogen: No
4536 | 1292623000 | SAIL-M12BG-3L30U | Sensor/actuator line, One end without connector, M12, Number of poles : 3, 30 m, Shielded: No, LED: Yes, Sheath material: PUR, Halogen: No
4537 | 1315350000 | UR20-4DI-N | Remote I/O module, IP20, Digital signals, Input, 4-channel
4538 | 1315400000 | UR20-16DI-N-PLC-INT | Remote I/O module, IP20, Digital signals, Input, PLC
4539 | 1315410000 | UR20-4DO-N | Remote I/O module, IP20, Digital signals, Output, 4-channel
4540 | 1315420000 | UR20-4DO-N-2A | Remote I/O module, IP20, Digital signals, Output, 4-channel, 2 A per channel
4541 | 1315450000 | UR20-16DO-N-PLC-INT | Remote I/O module, IP20, Digital signals, Output, PLC
4542 | 1329200020 | PAC-S1200-HE20-V5-2M | Pre-assembled cable, PAC, Cable LiYY, 0.25 mm²
4543 | 1336600000 | HDC 24D TOBU 2M20G | HDC enclosures, Size: 4, Protection degree: IP65, IP65 (in plugged condition), Cable entry from top, Plug housing, Side-locking clamp on lower side, high, Size of cable entries: M 20
4544 | 1350950000 | UR20-BM-PF-O-SP | Replacement part, , Flange-mounted housing
4545 | 1373780060 | C300-36B-F-2S-M34-6M | Pre-assembled cable, PAC, Cable LiYCY, 0.34 mm²
4546 | 1412080000 | IE-SW-BL08T-7TX-1SC | Network switch, unmanaged, Fast Ethernet, Number of ports: 7x RJ45, 1 * SC Multi-mode, IP30, -40 °C...75 °C
4547 | 1412100000 | IE-SW-BL08T-7TX-1ST | Network switch, unmanaged, Fast Ethernet, Number of ports: 7x RJ45, 1 * ST Multi-mode, IP30, -40 °C...75 °C
4548 | 1413920000 | SAI-Y-7/8 3P | Y connector, 7/8"
4549 | 1416410000 | SAI-M23-SK-F | Protected component assemblies, Protective cap
4550 | 1418050000 | SAIE-7/8S-4-0.2U-M20 | Built-in plugs, 7/8", M 20, Number of poles: 4, 0.2 m
4551 | 1421710010 | IE-C5DB4WE0010A20A20-E | System cable, RJ45 IP 20, RJ45 IP 20, Cat.5 (ISO/IEC 11801), Radox GKW S, 1 m
4552 | 1421710020 | IE-C5DB4WE0020A20A20-E | System cable, RJ45 IP 20, RJ45 IP 20, Cat.5 (ISO/IEC 11801), Radox GKW S, 2 m
4553 | 1421710030 | IE-C5DB4WE0030A20A20-E | System cable, RJ45 IP 20, RJ45 IP 20, Cat.5 (ISO/IEC 11801), Radox GKW S, 3 m
4554 | 1421710050 | IE-C5DB4WE0050A20A20-E | System cable, RJ45 IP 20, RJ45 IP 20, Cat.5 (ISO/IEC 11801), Radox GKW S, 5 m
4555 | 1421710100 | IE-C5DB4WE0100A20A20-E | System cable, RJ45 IP 20, RJ45 IP 20, Cat.5 (ISO/IEC 11801), Radox GKW S, 10 m
4556 | 1421710200 | IE-C5DB4WE0200A20A20-E | System cable, RJ45 IP 20, RJ45 IP 20, Cat.5 (ISO/IEC 11801), Radox GKW S, 20 m
4557 | 1422760000 | SAI-7/8-SK-P-F | Protected component assemblies, Protective cap
4558 | 1424270300 | SAIL-M12BG-12S3.0U | Sensor/actuator line, One end without connector, M12, Number of poles : 12, 3 m, Female socket, straight, Shielded: Yes, LED: No, Sheath material: PUR, Halogen: No
4559 | 1424270500 | SAIL-M12BG-12S5.0U | Sensor/actuator line, One end without connector, M12, Number of poles : 12, 5 m, Female socket, straight, Shielded: Yes, LED: No, Sheath material: PUR, Halogen: No
4560 | 1424280150 | SAIL-M12BW-12S1.5U | Sensor/actuator line, One end without connector, M12, Number of poles : 12, 1.5 m, Socket, angled, Shielded: Yes, LED: No, Sheath material: PUR, Halogen: No
4561 | 1424280300 | SAIL-M12BW-12S3.0U | Sensor/actuator line, One end without connector, M12, Number of poles : 12, 3 m, Socket, angled, Shielded: Yes, LED: No, Sheath material: PUR, Halogen: No
4562 | 1424280500 | SAIL-M12BW-12S5.0U | Sensor/actuator line, One end without connector, M12, Number of poles : 12, 5 m, Socket, angled, Shielded: Yes, LED: No, Sheath material: PUR, Halogen: No
4563 | 1424280750 | SAIL-M12BW-12S7.5U | Sensor/actuator line, One end without connector, M12, Number of poles : 12, 7.5 m, Socket, angled, Shielded: Yes, LED: No, Sheath material: PUR, Halogen: No
4564 | 1424281000 | SAIL-M12BW-12S10U | Sensor/actuator line, One end without connector, M12, Number of poles : 12, 10 m, Socket, angled, Shielded: Yes, LED: No, Sheath material: PUR, Halogen: No
4565 | 1433930005 | IE-FM6Z2LO0005DLD0LD0-X | Patch cable, duplex clip included, LC-Duplex IP 20, LC-Duplex IP 20, 62.5 µm, LSZH, 0.5 m
4566 | 1433930010 | IE-FM6Z2LO0001MLD0LD0-X | Patch cable, duplex clip included, LC-Duplex IP 20, LC-Duplex IP 20, 62.5 µm, LSZH, 1 m
4567 | 1433930020 | IE-FM6Z2LO0002MLD0LD0-X | Patch cable, duplex clip included, LC-Duplex IP 20, LC-Duplex IP 20, 62.5 µm, LSZH, 2 m
4568 | 1433930030 | IE-FM6Z2LO0003MLD0LD0-X | Patch cable, duplex clip included, LC-Duplex IP 20, LC-Duplex IP 20, 62.5 µm, LSZH, 3 m
4569 | 1433930050 | IE-FM6Z2LO0005MLD0LD0-X | Patch cable, duplex clip included, LC-Duplex IP 20, LC-Duplex IP 20, 62.5 µm, LSZH, 5 m
4570 | 1433930100 | IE-FM6Z2LO0010MLD0LD0-X | Patch cable, duplex clip included, LC-Duplex IP 20, LC-Duplex IP 20, 62.5 µm, LSZH, 10 m
4571 | 1433940005 | IE-FM5Z2LO0005DLD0LD0-X | Patch cable, duplex clip included, LC-Duplex IP 20, LC-Duplex IP 20, 50 µm, LSZH, 0.5 m
4572 | 1433940030 | IE-FM5Z2LO0003MLD0LD0-X | Patch cable, duplex clip included, LC-Duplex IP 20, LC-Duplex IP 20, 50 µm, LSZH, 3 m
4573 | 1433940100 | IE-FM5Z2LO0010MLD0LD0-X | Patch cable, duplex clip included, LC-Duplex IP 20, LC-Duplex IP 20, 50 µm, LSZH, 10 m
4574 | 1433950005 | IE-FSMZ2LY0005DLD0LD0-X | Patch cable, duplex clip included, LC-Duplex IP 20, LC-Duplex IP 20, 9 µm, LSZH, 0.5 m
4575 | 1433950010 | IE-FSMZ2LY0001MLD0LD0-X | Patch cable, duplex clip included, LC-Duplex IP 20, LC-Duplex IP 20, 9 µm, LSZH, 1 m
4576 | 1433950020 | IE-FSMZ2LY0002MLD0LD0-X | Patch cable, duplex clip included, LC-Duplex IP 20, LC-Duplex IP 20, 9 µm, LSZH, 2 m
4577 | 1433950030 | IE-FSMZ2LY0003MLD0LD0-X | Patch cable, duplex clip included, LC-Duplex IP 20, LC-Duplex IP 20, 9 µm, LSZH, 3 m
4578 | 1433950050 | IE-FSMZ2LY0005MLD0LD0-X | Patch cable, duplex clip included, LC-Duplex IP 20, LC-Duplex IP 20, 9 µm, LSZH, 5 m
4579 | 1433950100 | IE-FSMZ2LY0010MLD0LD0-X | Patch cable, duplex clip included, LC-Duplex IP 20, LC-Duplex IP 20, 9 µm, LSZH, 10 m
4580 | 1433960030 | IE-FM6Z2LO0003MSD0SD0-X | Patch cable, duplex clip included, SC duplex IP 20, SC duplex IP 20, 62.5 µm, LSZH, 3 m
4581 | 1433970030 | IE-FM5Z2LO0003MSD0SD0-X | Patch cable, duplex clip included, SC duplex IP 20, SC duplex IP 20, 50 µm, LSZH, 3 m
4582 | 1433970050 | IE-FM5Z2LO0005MSD0SD0-X | Patch cable, duplex clip included, SC duplex IP 20, SC duplex IP 20, 50 µm, LSZH, 5 m
4583 | 1433970100 | IE-FM5Z2LO0010MSD0SD0-X | Patch cable, duplex clip included, SC duplex IP 20, SC duplex IP 20, 50 µm, LSZH, 10 m
4584 | 1433980005 | IE-FM6Z2LO0005DST0ST0-X | Patch cable, ST IP 20, ST IP 20, 62.5 µm, LSZH, 0.5 m
4585 | 1433980010 | IE-FM6Z2LO0001MST0ST0-X | Patch cable, ST IP 20, ST IP 20, 62.5 µm, LSZH, 1 m
4586 | 1433980020 | IE-FM6Z2LO0002MST0ST0-X | Patch cable, ST IP 20, ST IP 20, 62.5 µm, LSZH, 2 m
4587 | 1433980030 | IE-FM6Z2LO0003MST0ST0-X | Patch cable, ST IP 20, ST IP 20, 62.5 µm, LSZH, 3 m
4588 | 1433980100 | IE-FM6Z2LO0010MST0ST0-X | Patch cable, ST IP 20, ST IP 20, 62.5 µm, LSZH, 10 m
4589 | 1433990005 | IE-FM5Z2LO0005DST0ST0-X | Patch cable, ST IP 20, ST IP 20, 50 µm, LSZH, 0.5 m
4590 | 1433990010 | IE-FM5Z2LO0001MST0ST0-X | Patch cable, ST IP 20, ST IP 20, 50 µm, LSZH, 1 m
4591 | 1433990020 | IE-FM5Z2LO0002MST0ST0-X | Patch cable, ST IP 20, ST IP 20, 50 µm, LSZH, 2 m
4592 | 1433990050 | IE-FM5Z2LO0005MST0ST0-X | Patch cable, ST IP 20, ST IP 20, 50 µm, LSZH, 5 m
4593 | 1433990100 | IE-FM5Z2LO0010MST0ST0-X | Patch cable, ST IP 20, ST IP 20, 50 µm, LSZH, 10 m
4594 | 1435410000 | HDC MSL6 | Shield clamp
4595 | 1435430000 | HDC MSL16 | Shield clamp
4596 | 1435440000 | HDC MSL24 | Shield clamp
4597 | 1436710100 | SAIE-M12B-CD-1.0U | Built-in plugs, M12, PG 9, Number of poles: 5, 1 m
4598 | 1438000000 | VPU I 4 R 400V/12,5KA | Surge voltage arrester, Low voltage, with remote contact, TN-C-S, TN-S
4599 | 1438010000 | VPU I 4 400V/25KA | Surge voltage arrester, Low voltage, without telecomm. contact, TN-C-S, TN-S
4600 | 1444180150 | SAIL-M8BG-3L1.5U | Sensor/actuator line, One end without connector, M8, Number of poles : 3, 1.5 m, Female socket, straight, Shielded: No, LED: Yes, Sheath material: PUR, Halogen: No
4601 | 1444180300 | SAIL-M8BG-3L3.0U | Sensor/actuator line, One end without connector, M8, Number of poles : 3, 3 m, Female socket, straight, Shielded: No, LED: Yes, Sheath material: PUR, Halogen: No
4602 | 1444180500 | SAIL-M8BG-3L5.0U | Sensor/actuator line, One end without connector, M8, Number of poles : 3, 5 m, Female socket, straight, Shielded: No, LED: Yes, Sheath material: PUR, Halogen: No
4603 | 1444181000 | SAIL-M8BG-3L10U | Sensor/actuator line, One end without connector, M8, Number of poles : 3, 10 m, Female socket, straight, Shielded: No, LED: Yes, Sheath material: PUR, Halogen: No
4604 | 1444210000 | WSI 25/2 CC/LED | W-Series, Fuse terminal, Rated cross-section: 25 mm², Screw connection
4605 | 1444220000 | WSI 25/3 CC/LED | W-Series, Fuse terminal, Rated cross-section: 25 mm², Screw connection
4606 | 1444680000 | HDC GRIP PANEL 3 ADAPT | Heavy-duty connectors, Accessories, Grip panel
4607 | 1444710000 | HDC GRIP PANEL 4 ADAPT | Heavy-duty connectors, Accessories, Grip panel
4608 | 1444720000 | HDC GRIP PANEL 6 ADAPT | Heavy-duty connectors, Accessories, Grip panel
4609 | 1444730000 | HDC GRIP PANEL 8 ADAPT | Heavy-duty connectors, Accessories, Grip panel
4610 | 1462090050 | PAC-S1500-HE20-V1-5M | Pre-assembled cable, PAC, Cable LiYY, 0.25 mm²
4611 | 1462110010 | PAC-S1500-HE20-V3-1M | Pre-assembled cable, PAC, Cable LiYY, 0.25 mm²
4612 | 1462110020 | PAC-S1500-HE20-V3-2M | Pre-assembled cable, PAC, Cable LiYY, 0.25 mm²
4613 | 1462110030 | PAC-S1500-HE20-V3-3M | Pre-assembled cable, PAC, Cable LiYY, 0.25 mm²
4614 | 1462150030 | PAC-S1500-SD15-V0-3M | Pre-assembled cable, PAC, Cable LiYCY, 0.25 mm²
4615 | 1462160010 | PAC-S1500-SD15-V1-1M | Pre-assembled cable, PAC, Cable LiYCY, 0.25 mm²
4616 | 1462160015 | PAC-S1500-SD15-V1-1M5 | Pre-assembled cable, PAC, Cable LiYCY, 0.25 mm²
4617 | 1463640200 | IE-C6EL8UG0200XCSXCS-E | System cable, M12 X-type IP 67 straight male, M12 X-type IP 67 straight male, Cat.6A / Class EA (ISO/IEC 11801 2010), PUR, 20 m
4618 | 1463650010 | IE-C6EL8UG0010XCSXXX-E | System cable, Open, M12 X-type IP 67 straight male, Cat.6A / Class EA (ISO/IEC 11801 2010), PUR, 1 m
4619 | 1463650030 | IE-C6EL8UG0030XCSXXX-E | System cable, Open, M12 X-type IP 67 straight male, Cat.6A / Class EA (ISO/IEC 11801 2010), PUR, 3 m
4620 | 1463650050 | IE-C6EL8UG0050XCSXXX-E | System cable, Open, M12 X-type IP 67 straight male, Cat.6A / Class EA (ISO/IEC 11801 2010), PUR, 5 m
4621 | 1463650100 | IE-C6EL8UG0100XCSXXX-E | System cable, Open, M12 X-type IP 67 straight male, Cat.6A / Class EA (ISO/IEC 11801 2010), PUR, 10 m
4622 | 1465850260 | IE-CSQS9VE0260AQEAQE-K1 | System cable, V14 hybrid (shielded), V14 hybrid (shielded), PVC, 26 m, Hybrid
4623 | 1465870150 | SAIP-M8BG-3-1.5V | Sensor/actuator line, One end without connector, M12 / M8, Number of poles : 3, 1.5 m, Female socket, straight, Shielded: No, LED: No, Sheath material: PVC, Halogen: Yes
4624 | 1465870500 | SAIP-M8BG-3-5.0V | Sensor/actuator line, One end without connector, M12 / M8, Number of poles : 3, 5 m, Female socket, straight, Shielded: No, LED: No, Sheath material: PVC, Halogen: Yes
4625 | 1465871000 | SAIP-M8BG-3-10V | Sensor/actuator line, One end without connector, M12 / M8, Number of poles : 3, 10 m, Female socket, straight, Shielded: No, LED: No, Sheath material: PVC, Halogen: Yes
4626 | 1466130150 | SAIL-ZW-M12BW-3-1.5V | Sensor/actuator line, Connecting line, M12 / M12, Number of poles : 3, 1.5 m, Twin cabling, Shielded: No, LED: No, Sheath material: PVC, Halogen: Yes
4627 | 1466130500 | SAIL-ZW-M12BW-3-5.0V | Sensor/actuator line, Connecting line, M12 / M12, Number of poles : 3, 5 m, Twin cabling, Shielded: No, LED: No, Sheath material: PVC, Halogen: Yes
4628 | 1466210150 | SAIL-ZW-M12BW-3L1.5V | Sensor/actuator line, Connecting line, M12 / M12, Number of poles : 3, 1.5 m, Twin cabling, Shielded: No, LED: Yes, Sheath material: PVC, Halogen: Yes
4629 | 1466210500 | SAIL-ZW-M12BW-3L5.0V | Sensor/actuator line, Connecting line, M12 / M12, Number of poles : 3, 5 m, Twin cabling, Shielded: No, LED: Yes, Sheath material: PVC, Halogen: Yes
4630 | 1466211000 | SAIL-ZW-M12BW-3L10V | Sensor/actuator line, Connecting line, M12 / M12, Number of poles : 3, 10 m, Twin cabling, Shielded: No, LED: Yes, Sheath material: PVC, Halogen: Yes
4631 | 1466350150 | SAIL-ZW-M8BG-3-1.5V | Sensor/actuator line, Connecting line, M12 / M8, Number of poles : 3, 1.5 m, Twin cabling, socket, straight, Shielded: No, LED: No, Sheath material: PVC, Halogen: Yes
4632 | 1466350500 | SAIL-ZW-M8BG-3-5.0V | Sensor/actuator line, Connecting line, M12 / M8, Number of poles : 3, 5 m, Twin cabling, socket, straight, Shielded: No, LED: No, Sheath material: PVC, Halogen: Yes
4633 | 1466351000 | SAIL-ZW-M8BG-3-10V | Sensor/actuator line, Connecting line, M12 / M8, Number of poles : 3, 10 m, Twin cabling, socket, straight, Shielded: No, LED: No, Sheath material: PVC, Halogen: Yes
4634 | 1466360150 | SAIL-ZW-M8BW-3-1.5V | Sensor/actuator line, Connecting line, M12 / M8, Number of poles : 3, 1.5 m, Twin cabling, Shielded: No, LED: No, Sheath material: PVC, Halogen: Yes
4635 | 1466360500 | SAIL-ZW-M8BW-3-5.0V | Sensor/actuator line, Connecting line, M12 / M8, Number of poles : 3, 5 m, Twin cabling, Shielded: No, LED: No, Sheath material: PVC, Halogen: Yes
4636 | 1466361000 | SAIL-ZW-M8BW-3-10V | Sensor/actuator line, Connecting line, M12 / M8, Number of poles : 3, 10 m, Twin cabling, Shielded: No, LED: No, Sheath material: PVC, Halogen: Yes
4637 | 1467560000 | SAIBM-3/9S-M8 | Sockets prefabricated to customer spec., M8, Female socket, straight
4638 | 1467590000 | SAIE-M8S-8-0.2U-FP | Built-in plugs, M8 thread, pin, straight, M 8, Number of poles: 8, 0.2 m
4639 | 1467620000 | SAIE-M8S-8-0.2U-HW | Built-in plugs, M8 thread, pin, straight, M 8, Number of poles: 8, 0.2 m
4640 | 1467640000 | SAIE-M8B-8-0.2U-HW | Built-in plugs, M8 thread, Female socket, straight, M 8, Number of poles: 8, 0.2 m
4641 | 1543680000 | IE-FC-SET-IPDEK001-KY-P | FrontCom, Set
4642 | 1543710000 | IE-FC-IP-PWU/1ST/CB | FrontCom, Insert plate, unshielded, 1x Power, US, 1x Data, 1 x fuse
4643 | 1545720000 | ACT20P-AI-AO-AC-S | Signal converter/isolator, 90?264 V AC power supply, Input : I/U universal, Output : I/U universal
4644 | 1546590000 | IE-FCI-PWB-AU-10A | FrontCom, Insert Power large, Type I, Socket connector, AU, 10 A
4645 | 1549700000 | VPU II 0 1000V/40KA AC | Surge voltage arrester, Low voltage, Accessories, Spare arrester
4646 | 1550600000 | CAN SUB-D SK35 TERM | SUB-D
4647 | 1550610000 | CAN SUB-D SK35 TERM PS | SUB-D
4648 | 1555280000 | CAN SUB-D M12 TERM PS | SUB-D
4649 | 1555330150 | SAIL-M8G-8-1.5U | Sensor/actuator line, One end without connector, M8, Number of poles : 8, 1.5 m, pin, straight, Shielded: No, LED: No, Sheath material: PUR, Halogen: No
4650 | 1555330500 | SAIL-M8G-8-5.0U | Sensor/actuator line, One end without connector, M8, Number of poles : 8, 5 m, pin, straight, Shielded: No, LED: No, Sheath material: PUR, Halogen: No
4651 | 1555340150 | SAIL-M8W-8-1.5U | Sensor/actuator line, One end without connector, M8, Number of poles : 8, 1.5 m, pin, 90°, Shielded: No, LED: No, Sheath material: PUR, Halogen: No
4652 | 1555371000 | SAIL-M8BG-8-10U | Sensor/actuator line, One end without connector, M8, Number of poles : 8, 10 m, Female socket, straight, Shielded: No, LED: No, Sheath material: PUR, Halogen: No
4653 | 1555380150 | SAIL-M8BW-8-1.5U | Sensor/actuator line, One end without connector, M8, Number of poles : 8, 1.5 m, Socket, angled, Shielded: No, LED: No, Sheath material: PUR, Halogen: No
4654 | 1818142500 | SAIB-M23-19P-AN-25M | Sensor/actuator line, One end without connector, M23, Number of poles: 19, 25 m, Socket, angled, Shielded: No, LED: No, Sheath material: PUR, Halogen: No
4655 | 1818144500 | SAIB-M23-19P-AN-45M | Sensor/actuator line, One end without connector, M23, Number of poles: 19, 45 m, Socket, angled, Shielded: No, LED: No, Sheath material: PUR, Halogen: No
4656 | 1873300060 | SAIL-M12G-PB-0.6D | Bus line, One end without connector, M12, Number of poles: 2, 0.6 m, Shielded: Yes, LED: No, Sheath material: PUR, Halogen: No
4657 | 1925320200 | SAIL-M12GM12G-5-2.0V | Sensor/actuator line, Connecting line, M12 / M12, Number of poles : 5, 2 m, Shielded: No, LED: No, Sheath material: PVC, Halogen: Yes
4658 | 1925441500 | SAIL-M12G-4-15V | Sensor/actuator line, One end without connector, M12, Number of poles : 4, 15 m, pin, straight, Shielded: No, LED: No, Sheath material: PVC, Halogen: Yes
4659 | 1925442500 | SAIL-M12G-4-25V | Sensor/actuator line, One end without connector, M12, Number of poles : 4, 25 m, pin, straight, Shielded: No, LED: No, Sheath material: PVC, Halogen: Yes
4660 | 1925643000 | SAIL-M12BW-4-30V | Sensor/actuator line, One end without connector, M12, Number of poles : 4, 30 m, Socket, angled, Shielded: No, LED: No, Sheath material: PVC, Halogen: Yes
4661 | 1925644000 | SAIL-M12BW-4-40V | Sensor/actuator line, One end without connector, M12, Number of poles : 4, 40 m, Shielded: No, LED: No, Sheath material: PVC, Halogen: Yes
4662 | 1925645000 | SAIL-M12BW-4-50V | Sensor/actuator line, One end without connector, M12, Number of poles : 4, 50 m, Shielded: No, LED: No, Sheath material: PVC, Halogen: Yes
4663 | 1926692500 | SAIL-M12G-5S25U | Sensor/actuator line, One end without connector, M12, Number of poles : 5, 25 m, pin, straight, Shielded: Yes, LED: No, Sheath material: PUR, Halogen: No
4664 | 1989040000 | RCL424024T | TERMSERIES, Relay, Number of contacts: 2, CO contact AgNi, Rated control voltage: 24 V DC, Continuous current: 8 A, Plug-in connection, Test button available: No
4665 | 1989060000 | RCL424012T | TERMSERIES, Relay, Number of contacts: 2, CO contact AgNi, Rated control voltage: 12 V DC, Continuous current: 8 A, Plug-in connection, Test button available: No
4666 | 1989070000 | RCL114024T | RIDERSERIES RCL, Relay, Number of contacts: 1, CO contact AgNi, Rated control voltage: 24 V DC, Continuous current: 12 A, Plug-in connection, Test button available: No
4667 | 1989080000 | RCL424048T | TERMSERIES, Relay, Number of contacts: 2, CO contact AgNi, Rated control voltage: 48 V DC, Continuous current: 8 A, Plug-in connection, Test button available: No
4668 | 1989340000 | SAI-4-M-4P-M12-SVV-A01 | Power distributor, M12, Hood version, Yes
4669 | 1990630000 | IE-CC-VAPM-24V | Junction box, FreeCon, Supply, Module, IP65
4670 | 1992910000 | IE-PI-RJ45-FH-P-1.6 | Substitute wire manager, Cat.5 (ISO/IEC 11801), PROFINET
4671 | 1992920000 | IE-PI-RJ45-FH-A-1.1 | Substitute wire manager, Cat.6A / Class EA (ISO/IEC 11801 2010), EIA/TIA T568 A
4672 | 1992930000 | IE-PI-RJ45-FH-B-1.1 | Substitute wire manager, Cat.6A / Class EA (ISO/IEC 11801 2010), EIA/TIA T568 B
4673 | 1993540000 | IE-PH-AD-V05M-RJ45 | Spare insert holder, Variant 5 to IEC 61076-3-106
4674 | 1993550030 | IE-USB-A-A-3.0M | USB cable, USB A, USB A, PVC, 3 m
4675 | 1993620000 | SAIE-M12B-4-S-0.3U-M16 | Built-in plugs, M12, Female socket, straight, M 16, Number of poles: 4, 0.3 m, Front mounting
4676 | 1993880000 | UR20-4AI-UI-DIF-16-DIAG | Remote I/O module, IP20, 4-channel, Analog signals, Input, Current/Voltage, 16 Bit
4677 | 2001810000 | PRO DCDC 240W 24V 10A | DC/DC converter, 24 V
4678 | 2003150000 | IE-FC-DFM-CAB-DB | FrontCom, Double frame, Metal cover, Lockable with cabinet key (Daimler lock)
4679 | 2003340000 | IE-FC-DF-IPH | FrontCom, Strip (for mounting single insert plates)
4680 | 2003820100 | HDC XX6A01 MOXXXXX-0100 | Data use
4681 | 2003850100 | HDC XX6A01 FOXXXXX-0100 | Data use
4682 | 2003890100 | HDC XX5E01 MOXXXXX-0100 | Data use
4683 | 2003920100 | HDC XX5E01 FOXXXXX-0100 | Data use
4684 | 2004310000 | PB-DP SUB-D ZF TERM S7 | SUB-D
4685 | 2004810000 | IE-FC-DSP-CI/3A/2ST/1D9 | FrontCom, Insert plate, shielded, 1 x GFCI, 1 x fuse, 2x Data, 1x Signal
4686 | 2004890000 | IE-FC-DIP-BP | FrontCom, Insert plate, unshielded
4687 | 2005070000 | RIBBON MM 110/360 SW | Ink ribbon
4688 | 2007230000 | IE-FCI-PWB-FR-OR | FrontCom, Insert Power large, Type E, Socket connector, FR, orange
4689 | 2007270000 | SAI-7/8-SK-P-M | Protected component assemblies, Protective cap
4690 | 2009620000 | SAI-4-M-MVV-M12 1:1 | Power distributor, M12, Hood version, Yes
4691 | 2022050000 | KTB MOPL 2215 MSZN H | Klippon TB (Terminal Box), Mounting plate, prepunched, Height: 174 mm, Width: 91 mm, Depth: 1.5 mm, Material: Sheet steel, galvanized, silver
4692 | 2022590000 | KTB MOPL 4538 MSZN H | Klippon TB (Terminal Box), Mounting plate, prepunched, Height: 403 mm, Width: 321 mm, Depth: 1.5 mm, Material: Sheet steel, galvanized, silver
4693 | 2022610000 | KTB MOPL 4848 MSZN H | Klippon TB (Terminal Box), Mounting plate, prepunched, Height: 425 mm, Width: 419 mm, Depth: 1.5 mm, Material: Sheet steel, galvanized, silver
4694 | 2022650000 | KTB MOPL 5535 MSZN H | Klippon TB (Terminal Box), Mounting plate, prepunched, Height: 495 mm, Width: 289 mm, Depth: 1.5 mm, Material: Sheet steel, galvanized, silver
4695 | 2022670000 | KTB MOPL 6245 MSZN H | Klippon TB (Terminal Box), Mounting plate, prepunched, Height: 565 mm, Width: 389 mm, Depth: 12 mm, Material: Sheet steel, galvanized, silver
4696 | 2022740000 | KTB MOPL 9161 MSZN H | Klippon TB (Terminal Box), Mounting plate, prepunched, Height: 859 mm, Width: 549 mm, Depth: 12 mm, Material: Sheet steel, galvanized, silver
4697 | 2022760000 | KTB MOPL 9874 MSZN H | Klippon TB (Terminal Box), Mounting plate, prepunched, Height: 926 mm, Width: 680 mm, Depth: 12 mm, Material: Sheet steel, galvanized, silver
4698 | 2022770000 | KTB GP 221513 AB S4 PE | Klippon TB (Terminal Box), flange plate, Height: 146 mm, Width: 100 mm, Depth: 3 mm, Gland plates: top, Bottom, Material: Stainless steel 1.4404, electropolished, silver
4699 | 2022900000 | KTB GP 221513 CD S4 PE | Klippon TB (Terminal Box), flange plate, Height: 177 mm, Width: 100 mm, Depth: 3 mm, Gland plates: left, right, Material: Stainless steel 1.4404, electropolished, silver
4700 | 2023090000 | KTB GP 262615 CD S4 PE | Klippon TB (Terminal Box), flange plate, Height: 208 mm, Width: 117 mm, Depth: 3 mm, Gland plates: left, right, Material: Stainless steel 1.4404, electropolished, silver
4701 | 2023100000 | KTB GP 262620 AB S4 PE | Klippon TB (Terminal Box), flange plate, Height: 250 mm, Width: 167 mm, Depth: 3 mm, Gland plates: top, Bottom, Material: Stainless steel 1.4404, electropolished, silver
4702 | 2023110000 | KTB GP 262620 CD S4 PE | Klippon TB (Terminal Box), flange plate, Height: 204 mm, Width: 167 mm, Depth: 3 mm, Gland plates: left, right, Material: Stainless steel 1.4404, electropolished, silver
4703 | 2023120000 | KTB GP 303015 AB S4 PE | Klippon TB (Terminal Box), flange plate, Height: 300 mm, Width: 117 mm, Depth: 3 mm, Gland plates: top, Bottom, Material: Stainless steel 1.4404, electropolished, silver
4704 | 2023130000 | KTB GP 303015 CD S4 PE | Klippon TB (Terminal Box), flange plate, Height: 254 mm, Width: 117 mm, Depth: 3 mm, Gland plates: left, right, Material: Stainless steel 1.4404, electropolished, silver
4705 | 2023140000 | KTB GP 303020 AB S4 PE | Klippon TB (Terminal Box), flange plate, Height: 296 mm, Width: 167 mm, Depth: 3 mm, Gland plates: top, Bottom, Material: Stainless steel 1.4404, electropolished, silver
4706 | 2023150000 | KTB GP 303020 CD S4 PE | Klippon TB (Terminal Box), flange plate, Height: 250 mm, Width: 167 mm, Depth: 3 mm, Gland plates: left, right, Material: Stainless steel 1.4404, electropolished, silver
4707 | 2023160000 | KTB GP 352615 AB S4 PE | Klippon TB (Terminal Box), flange plate, Height: 254 mm, Width: 117 mm, Depth: 3 mm, Gland plates: top, Bottom, Material: Stainless steel 1.4404, electropolished, silver
4708 | 2023210000 | KTB GP 352615 DC S4 PE | Klippon TB (Terminal Box), flange plate, Height: 298 mm, Width: 117 mm, Depth: 3 mm, Gland plates: left, right, Material: Stainless steel 1.4404, electropolished, silver
4709 | 2023280000 | KTB GP 352620 CD S4 PE | Klippon TB (Terminal Box), flange plate, Height: 294 mm, Width: 167 mm, Depth: 3 mm, Gland plates: left, right, Material: Stainless steel 1.4404, electropolished, silver
4710 | 2023320000 | KTB GP 403015 AB S4 PE | Klippon TB (Terminal Box), flange plate, Height: 294 mm, Width: 117 mm, Depth: 3 mm, Gland plates: top, Bottom, Material: Stainless steel 1.4404, electropolished, silver
4711 | 2023330000 | KTB GP 403015 CD S4 PE | Klippon TB (Terminal Box), flange plate, Height: 348 mm, Width: 117 mm, Depth: 3 mm, Gland plates: left, right, Material: Stainless steel 1.4404, electropolished, silver
4712 | 2023450000 | KTB GP 403020 AB S4 PE | Klippon TB (Terminal Box), flange plate, Height: 290 mm, Width: 167 mm, Depth: 3 mm, Gland plates: top, Bottom, Material: Stainless steel 1.4404, electropolished, silver
4713 | 2023480000 | KTB GP 403020 CD S4 PE | Klippon TB (Terminal Box), flange plate, Height: 344 mm, Width: 167 mm, Depth: 3 mm, Gland plates: left, right, Material: Stainless steel 1.4404, electropolished, silver
4714 | 2023490000 | KTB GP 453815 AB S4 PE | Klippon TB (Terminal Box), flange plate, Height: 376 mm, Width: 117 mm, Depth: 3 mm, Gland plates: top, Bottom, Material: Stainless steel 1.4404, electropolished, silver
4715 | 2023530000 | KTB GP 484815 AB S4 PE | Klippon TB (Terminal Box), flange plate, Height: 474 mm, Width: 117 mm, Depth: 3 mm, Gland plates: top, Bottom, Material: Stainless steel 1.4404, electropolished, silver
4716 | 2024100000 | KTB GP 765020 AB S4 PE | Klippon TB (Terminal Box), flange plate, Height: 498 mm, Width: 167 mm, Depth: 3 mm, Gland plates: top, Bottom, Material: Stainless steel 1.4404, electropolished, silver
4717 | 2050210500 | SAIL-M12BW-S-5.0P | Power cable, One end without connector, M12, Number of poles : 4 (3 + PE), 5 m, Socket, angled, Shielded: No, LED: No, Sheath material: PUR, Halogen: No
4718 | 2050260150 | SAIL-M12W-S-1.5P | Power cable, One end without connector, M12, Number of poles : 4 (3 + PE), 1.5 m, pin, 90°, Shielded: No, LED: No, Sheath material: PUR, Halogen: No
4719 | 2050260300 | SAIL-M12W-S-3.0P | Power cable, One end without connector, M12, Number of poles : 4 (3 + PE), 3 m, pin, 90°, Shielded: No, LED: No, Sheath material: PUR, Halogen: No
4720 | 2050260500 | SAIL-M12W-S-5.0P | Power cable, One end without connector, M12, Number of poles : 4 (3 + PE), 5 m, pin, 90°, Shielded: No, LED: No, Sheath material: PUR, Halogen: No
4721 | 2050261000 | SAIL-M12W-S-10P | Power cable, One end without connector, M12, Number of poles : 4 (3 + PE), 10 m, pin, 90°, Shielded: No, LED: No, Sheath material: PUR, Halogen: No
4722 | 2050490500 | SAIL-M12BG-T-5.0P | Power cable, One end without connector, M12, Number of poles : 4, 5 m, Female socket, straight, Shielded: No, Sheath material: PUR, Halogen: No
4723 | 2062910000 | VPU I 3 R 280V/25KA | Surge voltage arrester, Low voltage, with remote contact, TN-C
4724 | 2082010000 | AMG ELM-12 EX | Electronic load monitoring, 12 A, 24 V DC
4725 | 2083360000 | AMG CM EX | Control module, 24 V DC
4726 | 2124020050 | IE-C6EL8UG0050U40XSH-E | System cable, RJ45 IP 20, M12 X-type, flange, socket, back panel mounting, Cat.6A / Class EA (ISO/IEC 11801 2010), PUR, 5 m
4727 | 2420780000 | KCMA-18-75-1A-1VA-3 | Primary current: 75 A, Secondary current max.: 1 A, Load: 1 VA, Tolerance class: 3, detachable current transformer
4728 | 2421030000 | CMA-31-150-5A-2,5VA-0,5 | Primary current: 150 A, Secondary current max.: 5 A, Load: 2.5 VA, Tolerance class: 0,5, closed current transformer
4729 | 2426280000 | UR67-MP-HP-16DO-12-60M | Automation Products - u-remote IP67, Sensor-actuator active distributor, PROFINET V2.3, EtherNet/IP, EtherCAT, Multiprotocol
4730 | 2426370000 | UR67-PB-78-16DI-12-60K | Automation Products - u-remote IP67, Profibus-DP
4731 | 2433170000 | WB SI SL 0.5X3.0 | Screwdriver insert
4732 | 2433180000 | WB SI SL 0.6X3.5 | Screwdriver insert
4733 | 2438510000 | MCP PLUS 2 | Marking systems, Labelling device, Plotter printing with india ink, Multicard, Labels
4734 | 2443150500 | SAIL-M8WM8W-4S5.0U | Sensor/actuator line, M8, Number of poles : 4, 5 m, Shielded: Yes, LED: No, Sheath material: PUR, Halogen: No
4735 | 2443150550 | SAIL-M8WM8W-4S5.5U | Sensor/actuator line, M8, Number of poles : 4, 5.5 m, Shielded: Yes, LED: No, Sheath material: PUR, Halogen: No
4736 | 2443150650 | SAIL-M8WM8W-4S6.5U | Sensor/actuator line, M8, Number of poles : 4, Shielded: Yes, LED: No, Sheath material: PUR, Halogen: No
4737 | 2466631000 | SAIL-M8W-5-10U | Sensor/actuator line, M8, Number of poles : 5, 10 m, pin, 90°, Shielded: No, LED: No, Sheath material: PUR, Halogen: No
4738 | 2466640150 | SAIL-M8BW-5-1.5U | Sensor/actuator line, M8, Number of poles : 5, 1.5 m, Socket, angled, Shielded: No, LED: No, Sheath material: PUR, Halogen: No
4739 | 2466640500 | SAIL-M8BW-5-5.0U | Sensor/actuator line, M8, Number of poles : 5, 5 m, Socket, angled, Shielded: No, LED: No, Sheath material: PUR, Halogen: No
4740 | 2470810000 | KEBI QL 303015 S2B1 | Klippon EBi QL (Essential Box industrial - Quarter Lock), Empty enclosure, stainless steel enclosure, Height: 300 mm, Width: 300 mm, Depth: 150 mm, Gland plates: Bottom, Material: Stainless steel 1.4301 (304), Brushed, silver
4741 | 2506060000 | WB I SK 3 | Screwdriver insert
4742 | 2515020000 | WCU 860S - MICON-L CABLE | USB 2.0
4743 | 2519550000 | KLIPPON BDX M20 S | Klippon BDX (compensating elements), Compensating element, M 20, 10 mm, IP66, Stainless steel 1.4404 (316L)
4744 | 2530600000 | VPU PV I+II 0 1000 | Surge voltage arrester, Low voltage, Accessories, Spare arrester
4745 | 2530760000 | SAIB-M-5S-IDC-M12-L-COD | Power connector, M12 socket
4746 | 2534140000 | HDC HE 06 MQT BL | HDC insert, Pin, 500 V, 16 A, Number of poles: 6, SNAP IN, Size: 3
4747 | 7760056362 | SCM 2CO P | D-SERIES DRM, Relay socket, Number of contacts: 2, CO contact, Continuous current: 12 A, PUSH IN
4748 | 7789057100 | PAC-CTLX-RV12-V1-10M | Pre-assembled cable, PAC, Cable LiYY, 0.25 mm²
4749 | 7789133040 | PAC-QTUM-HE20-V3-4M | Pre-assembled cable, PAC, Cable LiYY, 0.25 mm²
4750 | 7789158015 | PAC-CTLX-SD25-V6-1M5 | Pre-assembled cable, PAC, Cable LiYCY, 0.25 mm²
4751 | 7789384015 | PAC-M340-RV24-V3-1M5 | Pre-assembled cable, PAC, Cable LiYY, 0.25 mm²
4752 | 7789732010 | PAC-CTLX-UNIS-V0-1M | Pre-assembled cable, PAC, Cable LiYCY, 0.25 mm²
4753 | 7789732025 | PAC-CTLX-UNIS-V0-2M5 | Pre-assembled cable, PAC, Cable LiYCY, 0.25 mm²
4754 | 8909650020 | IE-C6ES8UG0020A40A40-E | System cable, RJ45 IP 20, RJ45 IP 20, Cat.6A / Class EA (ISO/IEC 11801 2010), PUR, 2 m
4755 | 8909650150 | IE-C6ES8UG0150A40A40-E | System cable, RJ45 IP 20, RJ45 IP 20, Cat.6A / Class EA (ISO/IEC 11801 2010), PUR, 15 m
4756 | 9456670100 | SAIL-M12GM8W-4-1.0U | Sensor/actuator line, Connecting line, M12 / M8, Number of poles : 4, 1 m, pin, straight - socket, 90°, Shielded: No, LED: No, Sheath material: PUR, Halogen: No
4757 | 9457803000 | SAIL-M12BW-3L30U | Sensor/actuator line, One end without connector, M12, Number of poles : 3, 30 m, Socket, angled, Shielded: No, LED: Yes, Sheath material: PUR, Halogen: No
4758 | 9457803500 | SAIL-M12BW-3L35U | Sensor/actuator line, One end without connector, M12, Number of poles : 3, 35 m, Shielded: No, LED: Yes, Sheath material: PUR, Halogen: No
4759 | 2591090000 | VPU AC II 3+1 R 300/50 | Surge voltage arrester, Low voltage, Surge protection, with remote contact, TN-C-S, TN-S, TT, IT with N, IT without N
4760 | 1194620002 | KTB MH 262615 S4N2 | Klippon TB MH (Terminal Box - Multi Hinge), Empty enclosure, stainless steel enclosure, Height: 260 mm, Width: 260 mm, Depth: 150 mm, Gland plates: Bottom, top, Material: Stainless steel 1.4404 (316L), untreated, silver
4761 | 1194640001 | KTB MH 262615 S2E4 | Klippon TB MH (Terminal Box - Multi Hinge), Empty enclosure, stainless steel enclosure, Height: 260 mm, Width: 260 mm, Depth: 150 mm, Gland plates: Bottom, top, left, right, Material: Stainless steel 1.4301 (304), electropolished, silver
4762 | 1194670003 | KTB MH 262620 S2N2 | Klippon TB MH (Terminal Box - Multi Hinge), Empty enclosure, stainless steel enclosure, Height: 260 mm, Width: 260 mm, Depth: 200 mm, Gland plates: Bottom, top, Material: Stainless steel 1.4301 (304), untreated, silver
4763 | 1194680001 | KTB MH 262620 S2E3 | Klippon TB MH (Terminal Box - Multi Hinge), Empty enclosure, stainless steel enclosure, Height: 260 mm, Width: 260 mm, Depth: 200 mm, Gland plates: Bottom, left, right, Material: Stainless steel 1.4301 (304), electropolished, silver
4764 | 1194680003 | KTB MH 262620 S2N3 | Klippon TB MH (Terminal Box - Multi Hinge), Empty enclosure, stainless steel enclosure, Height: 260 mm, Width: 260 mm, Depth: 200 mm, Gland plates: Bottom, left, right, Material: Stainless steel 1.4301 (304), untreated, silver
4765 | 1194690002 | KTB MH 262620 S4N4 | Klippon TB MH (Terminal Box - Multi Hinge), Empty enclosure, stainless steel enclosure, Height: 260 mm, Width: 260 mm, Depth: 200 mm, Gland plates: Bottom, top, left, right, Material: Stainless steel 1.4404 (316L), untreated, silver
4766 | 1194710001 | KTB MH 303015 S2E1 | Klippon TB MH (Terminal Box - Multi Hinge), Empty enclosure, stainless steel enclosure, Height: 306 mm, Width: 306 mm, Depth: 150 mm, Gland plates: Bottom, Material: Stainless steel 1.4301 (304), electropolished, silver
4767 | 1194720001 | KTB MH 303015 S2E2 | Klippon TB MH (Terminal Box - Multi Hinge), Empty enclosure, stainless steel enclosure, Height: 306 mm, Width: 306 mm, Depth: 150 mm, Gland plates: Bottom, top, Material: Stainless steel 1.4301 (304), electropolished, silver
4768 | 1194720003 | KTB MH 303015 S2N2 | Klippon TB MH (Terminal Box - Multi Hinge), Empty enclosure, stainless steel enclosure, Height: 306 mm, Width: 306 mm, Depth: 150 mm, Gland plates: Bottom, top, Material: Stainless steel 1.4301 (304), untreated, silver
4769 | 1194730001 | KTB MH 303015 S2E3 | Klippon TB MH (Terminal Box - Multi Hinge), Empty enclosure, stainless steel enclosure, Height: 306 mm, Width: 306 mm, Depth: 150 mm, Gland plates: Bottom, left, right, Material: Stainless steel 1.4301 (304), electropolished, silver
4770 | 1194730002 | KTB MH 303015 S4N3 | Klippon TB MH (Terminal Box - Multi Hinge), Empty enclosure, stainless steel enclosure, Height: 306 mm, Width: 306 mm, Depth: 150 mm, Gland plates: Bottom, left, right, Material: Stainless steel 1.4404 (316L), untreated, silver
4771 | 1194740002 | KTB MH 303015 S4N4 | Klippon TB MH (Terminal Box - Multi Hinge), Empty enclosure, stainless steel enclosure, Height: 306 mm, Width: 306 mm, Depth: 150 mm, Gland plates: Bottom, top, left, right, Material: Stainless steel 1.4404 (316L), untreated, silver
4772 | 1194760003 | KTB MH 303020 S2N1 | Klippon TB MH (Terminal Box - Multi Hinge), Empty enclosure, stainless steel enclosure, Height: 306 mm, Width: 306 mm, Depth: 200 mm, Gland plates: Bottom, Material: Stainless steel 1.4301 (304), untreated, silver
4773 | 1194780001 | KTB MH 303020 S2E3 | Klippon TB MH (Terminal Box - Multi Hinge), Empty enclosure, stainless steel enclosure, Height: 306 mm, Width: 306 mm, Depth: 200 mm, Gland plates: Bottom, left, right, Material: Stainless steel 1.4301 (304), electropolished, silver
4774 | 1194790001 | KTB MH 303020 S2E4 | Klippon TB MH (Terminal Box - Multi Hinge), Empty enclosure, stainless steel enclosure, Height: 306 mm, Width: 306 mm, Depth: 200 mm, Gland plates: Bottom, top, left, right, Material: Stainless steel 1.4301 (304), electropolished, silver
4775 | 1194820003 | KTB MH 352615 S2N2 | Klippon TB MH (Terminal Box - Multi Hinge), Empty enclosure, stainless steel enclosure, Height: 350 mm, Width: 260 mm, Depth: 150 mm, Gland plates: Bottom, top, Material: Stainless steel 1.4301 (304), untreated, silver
4776 | 1194830001 | KTB MH 352615 S2E3 | Klippon TB MH (Terminal Box - Multi Hinge), Empty enclosure, stainless steel enclosure, Height: 350 mm, Width: 260 mm, Depth: 150 mm, Gland plates: Bottom, left, right, Material: Stainless steel 1.4301 (304), electropolished, silver
4777 | 1194870003 | KTB MH 352620 S2N2 | Klippon TB MH (Terminal Box - Multi Hinge), Empty enclosure, stainless steel enclosure, Height: 350 mm, Width: 260 mm, Depth: 200 mm, Gland plates: Bottom, top, Material: Stainless steel 1.4301 (304), untreated, silver
4778 | 1194880001 | KTB MH 352620 S2E3 | Klippon TB MH (Terminal Box - Multi Hinge), Empty enclosure, stainless steel enclosure, Height: 350 mm, Width: 260 mm, Depth: 200 mm, Gland plates: Bottom, left, right, Material: Stainless steel 1.4301 (304), electropolished, silver
4779 | 1194880003 | KTB MH 352620 S2N3 | Klippon TB MH (Terminal Box - Multi Hinge), Empty enclosure, stainless steel enclosure, Height: 350 mm, Width: 260 mm, Depth: 200 mm, Gland plates: Bottom, left, right, Material: Stainless steel 1.4301 (304), untreated, silver
4780 | 1194910002 | KTB MH 403015 S4N1 | Klippon TB MH (Terminal Box - Multi Hinge), Empty enclosure, stainless steel enclosure, Height: 400 mm, Width: 300 mm, Depth: 150 mm, Gland plates: Bottom, Material: Stainless steel 1.4404 (316L), untreated, silver
4781 | 1194910003 | KTB MH 403015 S2N1 | Klippon TB MH (Terminal Box - Multi Hinge), Empty enclosure, stainless steel enclosure, Height: 400 mm, Width: 300 mm, Depth: 150 mm, Gland plates: Bottom, Material: Stainless steel 1.4301 (304), untreated, silver
4782 | 1194940002 | KTB MH 403015 S4N4 | Klippon TB MH (Terminal Box - Multi Hinge), Empty enclosure, stainless steel enclosure, Height: 400 mm, Width: 300 mm, Depth: 150 mm, Gland plates: Bottom, top, left, right, Material: Stainless steel 1.4404 (316L), untreated, silver
4783 | 1194960001 | KTB MH 403020 S2E1 | Klippon TB MH (Terminal Box - Multi Hinge), Empty enclosure, stainless steel enclosure, Height: 400 mm, Width: 300 mm, Depth: 200 mm, Gland plates: Bottom, Material: Stainless steel 1.4301 (304), electropolished, silver
4784 | 1194960002 | KTB MH 403020 S4N1 | Klippon TB MH (Terminal Box - Multi Hinge), Empty enclosure, stainless steel enclosure, Height: 400 mm, Width: 300 mm, Depth: 200 mm, Gland plates: Bottom, Material: Stainless steel 1.4404 (316L), untreated, silver
4785 | 1194980003 | KTB MH 403020 S2N3 | Klippon TB MH (Terminal Box - Multi Hinge), Empty enclosure, stainless steel enclosure, Height: 400 mm, Width: 300 mm, Depth: 200 mm, Gland plates: Bottom, left, right, Material: Stainless steel 1.4301 (304), untreated, silver
4786 | 1194990002 | KTB MH 403020 S4N4 | Klippon TB MH (Terminal Box - Multi Hinge), Empty enclosure, stainless steel enclosure, Height: 400 mm, Width: 300 mm, Depth: 200 mm, Gland plates: Bottom, top, left, right, Material: Stainless steel 1.4404 (316L), untreated, silver
4787 | 1194990003 | KTB MH 403020 S2N4 | Klippon TB MH (Terminal Box - Multi Hinge), Empty enclosure, stainless steel enclosure, Height: 400 mm, Width: 300 mm, Depth: 200 mm, Gland plates: Bottom, top, left, right, Material: Stainless steel 1.4301 (304), untreated, silver
4788 | 1195010001 | KTB MH 453815 S2E1 | Klippon TB MH (Terminal Box - Multi Hinge), Empty enclosure, stainless steel enclosure, Height: 458 mm, Width: 382 mm, Depth: 150 mm, Gland plates: Bottom, Material: Stainless steel 1.4301 (304), electropolished, silver
4789 | 1195020001 | KTB MH 453815 S2E2 | Klippon TB MH (Terminal Box - Multi Hinge), Empty enclosure, stainless steel enclosure, Height: 458 mm, Width: 382 mm, Depth: 150 mm, Gland plates: Bottom, top, Material: Stainless steel 1.4301 (304), electropolished, silver
4790 | 1195030001 | KTB MH 453815 S2E3 | Klippon TB MH (Terminal Box - Multi Hinge), Empty enclosure, stainless steel enclosure, Height: 458 mm, Width: 382 mm, Depth: 150 mm, Gland plates: Bottom, left, right, Material: Stainless steel 1.4301 (304), electropolished, silver
4791 | 1195040001 | KTB MH 453815 S2E4 | Klippon TB MH (Terminal Box - Multi Hinge), Empty enclosure, stainless steel enclosure, Height: 458 mm, Width: 382 mm, Depth: 150 mm, Gland plates: Bottom, top, left, right, Material: Stainless steel 1.4301 (304), electropolished, silver
4792 | 1195090001 | KTB MH 453820 S2E4 | Klippon TB MH (Terminal Box - Multi Hinge), Empty enclosure, stainless steel enclosure, Height: 458 mm, Width: 382 mm, Depth: 200 mm, Gland plates: Bottom, top, left, right, Material: Stainless steel 1.4301 (304), electropolished, silver
4793 | 1195090002 | KTB MH 453820 S4N4 | Klippon TB MH (Terminal Box - Multi Hinge), Empty enclosure, stainless steel enclosure, Height: 458 mm, Width: 382 mm, Depth: 200 mm, Gland plates: Bottom, top, left, right, Material: Stainless steel 1.4404 (316L), untreated, silver
4794 | 1195120001 | KTB MH 484815 S2E2 | Klippon TB MH (Terminal Box - Multi Hinge), Empty enclosure, stainless steel enclosure, Height: 480 mm, Width: 480 mm, Depth: 150 mm, Gland plates: Bottom, top, Material: Stainless steel 1.4301 (304), electropolished, silver
4795 | 1195180002 | KTB MH 484820 S4N3 | Klippon TB MH (Terminal Box - Multi Hinge), Empty enclosure, stainless steel enclosure, Height: 480 mm, Width: 480 mm, Depth: 200 mm, Gland plates: Bottom, left, right, Material: Stainless steel 1.4404 (316L), untreated, silver
4796 | 1195190001 | KTB MH 484820 S2E4 | Klippon TB MH (Terminal Box - Multi Hinge), Empty enclosure, stainless steel enclosure, Height: 480 mm, Width: 480 mm, Depth: 200 mm, Gland plates: Bottom, top, left, right, Material: Stainless steel 1.4301 (304), electropolished, silver
4797 | 1195190003 | KTB MH 484820 S2N4 | Klippon TB MH (Terminal Box - Multi Hinge), Empty enclosure, stainless steel enclosure, Height: 480 mm, Width: 480 mm, Depth: 200 mm, Gland plates: Bottom, top, left, right, Material: Stainless steel 1.4301 (304), untreated, silver
4798 | 1195220003 | KTB MH 553515 S2N2 | Klippon TB MH (Terminal Box - Multi Hinge), Empty enclosure, stainless steel enclosure, Height: 550 mm, Width: 350 mm, Depth: 150 mm, Gland plates: Bottom, top, Material: Stainless steel 1.4301 (304), untreated, silver
4799 | 1195230002 | KTB MH 553515 S4N3 | Klippon TB MH (Terminal Box - Multi Hinge), Empty enclosure, stainless steel enclosure, Height: 550 mm, Width: 350 mm, Depth: 150 mm, Gland plates: Bottom, left, right, Material: Stainless steel 1.4404 (316L), untreated, silver
4800 | 1195260002 | KTB MH 553520 S4N1 | Klippon TB MH (Terminal Box - Multi Hinge), Empty enclosure, stainless steel enclosure, Height: 550 mm, Width: 350 mm, Depth: 200 mm, Gland plates: Bottom, Material: Stainless steel 1.4404 (316L), untreated, silver
4801 | 1195260003 | KTB MH 553520 S2N1 | Klippon TB MH (Terminal Box - Multi Hinge), Empty enclosure, stainless steel enclosure, Height: 550 mm, Width: 350 mm, Depth: 200 mm, Gland plates: Bottom, Material: Stainless steel 1.4301 (304), untreated, silver
4802 | 1195280003 | KTB MH 553520 S2N3 | Klippon TB MH (Terminal Box - Multi Hinge), Empty enclosure, stainless steel enclosure, Height: 550 mm, Width: 350 mm, Depth: 200 mm, Gland plates: Bottom, left, right, Material: Stainless steel 1.4301 (304), untreated, silver
4803 | 1195360002 | KTB MH 624520 S4N1 | Klippon TB MH (Terminal Box - Multi Hinge), Empty enclosure, stainless steel enclosure, Height: 620 mm, Width: 450 mm, Depth: 200 mm, Gland plates: Bottom, Material: Stainless steel 1.4404 (316L), untreated, silver
4804 | 1195370003 | KTB MH 624520 S2N2 | Klippon TB MH (Terminal Box - Multi Hinge), Empty enclosure, stainless steel enclosure, Height: 620 mm, Width: 450 mm, Depth: 200 mm, Gland plates: Bottom, top, Material: Stainless steel 1.4301 (304), untreated, silver
4805 | 1195390003 | KTB MH 624520 S2N4 | Klippon TB MH (Terminal Box - Multi Hinge), Empty enclosure, stainless steel enclosure, Height: 620 mm, Width: 450 mm, Depth: 200 mm, Gland plates: Bottom, top, left, right, Material: Stainless steel 1.4301 (304), untreated, silver
4806 | 1195410003 | KTB MH 765015 S2N1 | Klippon TB MH (Terminal Box - Multi Hinge), Empty enclosure, stainless steel enclosure, Height: 762 mm, Width: 508 mm, Depth: 150 mm, Gland plates: Bottom, Material: Stainless steel 1.4301 (304), untreated, silver
4807 | 1195460002 | KTB MH 765020 S4N1 | Klippon TB MH (Terminal Box - Multi Hinge), Empty enclosure, stainless steel enclosure, Height: 762 mm, Width: 508 mm, Depth: 200 mm, Gland plates: Bottom, Material: Stainless steel 1.4404 (316L), untreated, silver
4808 | 1195490001 | KTB MH 765020 S2E4 | Klippon TB MH (Terminal Box - Multi Hinge), Empty enclosure, stainless steel enclosure, Height: 762 mm, Width: 508 mm, Depth: 200 mm, Gland plates: Bottom, top, left, right, Material: Stainless steel 1.4301 (304), electropolished, silver
4809 | 1195520001 | KTB MH 916115 S2E2 | Klippon TB MH (Terminal Box - Multi Hinge), Empty enclosure, stainless steel enclosure, Height: 914 mm, Width: 610 mm, Depth: 150 mm, Gland plates: Bottom, top, Material: Stainless steel 1.4301 (304), electropolished, silver
4810 | 1195570001 | KTB MH 916120 S2E2 | Klippon TB MH (Terminal Box - Multi Hinge), Empty enclosure, stainless steel enclosure, Height: 914 mm, Width: 610 mm, Depth: 200 mm, Gland plates: Bottom, top, Material: Stainless steel 1.4301 (304), electropolished, silver
4811 | 1195570003 | KTB MH 916120 S2N2 | Klippon TB MH (Terminal Box - Multi Hinge), Empty enclosure, stainless steel enclosure, Height: 914 mm, Width: 610 mm, Depth: 200 mm, Gland plates: Bottom, top, Material: Stainless steel 1.4301 (304), untreated, silver
4812 | 1195590002 | KTB MH 916120 S4N4 | Klippon TB MH (Terminal Box - Multi Hinge), Empty enclosure, stainless steel enclosure, Height: 914 mm, Width: 610 mm, Depth: 200 mm, Gland plates: Bottom, top, left, right, Material: Stainless steel 1.4404 (316L), untreated, silver
4813 | 1195620003 | KTB MH 987420 S2N2 | Klippon TB MH (Terminal Box - Multi Hinge), Empty enclosure, stainless steel enclosure, Height: 980 mm, Width: 740 mm, Depth: 200 mm, Gland plates: Bottom, top, Material: Stainless steel 1.4301 (304), untreated, silver
4814 | 1195630003 | KTB MH 987420 S2N3 | Klippon TB MH (Terminal Box - Multi Hinge), Empty enclosure, stainless steel enclosure, Height: 980 mm, Width: 740 mm, Depth: 200 mm, Gland plates: Bottom, left, right, Material: Stainless steel 1.4301 (304), untreated, silver
4815 | 1195640002 | KTB MH 987420 S4N4 | Klippon TB MH (Terminal Box - Multi Hinge), Empty enclosure, stainless steel enclosure, Height: 980 mm, Width: 740 mm, Depth: 200 mm, Gland plates: Bottom, top, left, right, Material: Stainless steel 1.4404 (316L), untreated, silver
4816 | 1289180000 | KEBI-KTBI MF S2 SET | Klippon EBi (Essential Box industrial), Mounting foot, Height: 70 mm, Width: 36 mm, Depth: 10 mm, Material: Stainless steel 1.4301 (304), untreated, silver
4817 | 1349350010 | C300-32B-F-2S-M25-1M | Pre-assembled cable, PAC, Cable LiYCY, 0.25 mm²
4818 | 1363380010 | PAC-S300-HE10-V2-1M | Pre-assembled cable, PAC, Cable LiYY, 7 ± 1 mm
4819 | 1373690010 | PAC-RX3I-SD25-V3-1M | Pre-assembled cable, PAC, Cable LiYCY, 0.25 mm²
4820 | 1382970300 | SAIP-M8BG-3-3.0U | Sensor/actuator line, One end without connector, M8, Number of poles : 3, 3 m, Female socket, straight, Shielded: No, LED: No, Sheath material: PUR, Halogen: No
4821 | 1428940000 | HDC MF 6B BA | Frame
4822 | 1428990000 | HDC MBUS 2 MC | Data module
4823 | 2453540300 | HDC XX6A01 MFSXXXX-0300 | Data use
4824 | 2456820000 | ACT20P-BRIDGE-P | Measuring bridge converter, Input : Resistance measuring bridge, Output : 0(4)-20 mA, 0-10 V
4825 | 2456850000 | ACT20P-UI-AO-DO-LP-P | Signal converter/insulator, Limit value monitoring, Input : universal U, I, R,?, Output : 4-20 mA, (loop powered), Transistor (Alarm)
4826 | 2476690000 | DRIKIT 48VDC 1CO LD | D-SERIES DRI, Relay module, Number of contacts: 1, CO contact AgSnO, Rated control voltage: 48 V DC, Continuous current: 10 A, Screw connection, Test button available: No
4827 | 2495070000 | AMG PD EX | Potential distributor
4828 | 2555810000 | UV66-BAS-7-RES-W | web-compatible touch panel, Display size 7", resistive, Front protection IP66
4829 | 2555820000 | UV66-BAS-10-RES-W | web-compatible touch panel, Display size 10.1", resistive, Front protection IP66
4830 | 2556750000 | FF 42 54/230V GY | Filter fan, IP54, grey
4831 | 2556830000 | FF 43 54/230V BK | Filter fan, IP54, black
4832 | 2751280000 | IE-SR-4TX-LTE/4G-EU | Security/NAT/VPN/U-link Router, with integrated multi-band modem (4G/3G/2G), EU-model, Fast Ethernet, 4x RJ45 10/100BaseT(X), IP30, -30 °C...70 °C
4833 | 2489910000 | ACT20P-CML-10-AO-RC-P | Current-measuring transducer, Limit value monitoring, Input : 0?1/5/10 A, Analogue output, Relay output
4834 | 1099770300 | SAIL-VSBD-M8G-3-3.0U | Valve plug, Straight plug - valve plug
4835 | 1165940045 | IE-C6FP8LD0045M40M40-D | Patch cable, RJ45 IP 20, RJ45 IP 20, Cat.6A / Class EA (ISO/IEC 11801 2010), LSZH, 4.5 m
4836 | 1194560003 | KTB MH 221513 S2N1 | Klippon TB MH (Terminal Box - Multi Hinge), Empty enclosure, stainless steel enclosure, Height: 229 mm, Width: 152 mm, Depth: 133 mm, Gland plates: Bottom, Material: Stainless steel 1.4301 (304), untreated, silver
4837 | 1194570001 | KTB MH 221513 S2E2 | Klippon TB MH (Terminal Box - Multi Hinge), Empty enclosure, stainless steel enclosure, Height: 229 mm, Width: 152 mm, Depth: 133 mm, Gland plates: Bottom, top, Material: Stainless steel 1.4301 (304), electropolished, silver
4838 | 1194570003 | KTB MH 221513 S2N2 | Klippon TB MH (Terminal Box - Multi Hinge), Empty enclosure, stainless steel enclosure, Height: 229 mm, Width: 152 mm, Depth: 133 mm, Gland plates: Bottom, top, Material: Stainless steel 1.4301 (304), untreated, silver
4839 | 1194580001 | KTB MH 221513 S2E3 | Klippon TB MH (Terminal Box - Multi Hinge), Empty enclosure, stainless steel enclosure, Height: 229 mm, Width: 152 mm, Depth: 133 mm, Gland plates: Bottom, left, right, Material: Stainless steel 1.4301 (304), electropolished, silver
4840 | 1194590002 | KTB MH 221513 S4N4 | Klippon TB MH (Terminal Box - Multi Hinge), Empty enclosure, stainless steel enclosure, Height: 229 mm, Width: 152 mm, Depth: 133 mm, Gland plates: Bottom, top, left, right, Material: Stainless steel 1.4404 (316L), untreated, silver
4841 | 1194610003 | KTB MH 262615 S2N1 | Klippon TB MH (Terminal Box - Multi Hinge), Empty enclosure, stainless steel enclosure, Height: 260 mm, Width: 260 mm, Depth: 150 mm, Gland plates: Bottom, Material: Stainless steel 1.4301 (304), untreated, silver
4842 | 1283430000 | PEBZ M6 S4 SET | Klippon POK (polyester empty enclosure), Earthing stud, Miscellaneous, Material: Stainless steel 1.4404 (316L)
4843 | 1283440000 | PEBZ M10 S4 SET | Klippon POK (polyester empty enclosure), Earthing stud, Miscellaneous, Material: Stainless steel 1.4404 (316L)
4844 | 1349330010 | PAC-C300-32-F-25-1M | Pre-assembled cable, PAC, Cable LiYCY, 0.25 mm²
4845 | 1349630035 | PAC-UNIV-HE10-HE10-3M5 | Pre-assembled cable, PAC
4846 | 1349630040 | PAC-UNIV-HE10-HE10-4M | Pre-assembled cable, PAC
4847 | 1349650010 | PAC-UNIV-HE16-HE16-1M | Pre-assembled cable, PAC
4848 | 1349700040 | PAC-UNIV-HE40-HE40-4M | Pre-assembled cable, PAC
4849 | 1349720030 | PAC-UNIV-HE50-HE50-3M | Pre-assembled cable, PAC
4850 | 1349880050 | PAC-UNIV-HE40-F-5M | Pre-assembled cable, PAC
4851 | 1371250000 | TBY-SAI143-F-L-PS-2KS-Z | Interface, RS, 2 x KS (40P), LM3NZF 5.08mm
4852 | 1371410000 | TBY-SDV144-PS-2KB-Z | Interface, RS, 2 x AKB (50P), LM2NZF 5.08mm
4853 | 1373780100 | C300-36B-F-2S-M34-10M | Pre-assembled cable, PAC, Cable LiYCY, 0.34 mm²
4854 | 1373950010 | PAC-C300-36-F-50-1M | Pre-assembled cable, PAC, Cable LiYCY, 0.50 mm²
4855 | 1390920000 | KLIPPON COPL 081106 | Klippon POK (polyester empty enclosure), Earthing plate, Height: 33.5 mm, Width: 131 mm, Material: Brass, polished, untreated
4856 | 1390970000 | KLIPPON COPL 121209 | Klippon POK (polyester empty enclosure), Earthing plate, Height: 57.5 mm, Width: 177 mm, Material: Brass, polished, untreated
4857 | 1391030000 | KLIPPON COPL 252512/16 | Klippon POK (polyester empty enclosure), Earthing plate, Height: 85.5 mm, Width: 424 mm, Material: Brass, polished, untreated
4858 | 1391040000 | KLIPPON COPL 254012/16 | Klippon POK (polyester empty enclosure), Earthing plate, Height: 85.5 mm, Width: 567 mm, Material: Brass, polished, untreated
4859 | 1449400000 | SAI-4-S12 M8 L 1:1 | SAI Passive, Sensor-actuator passive distributor, M8, with M12 outlet, A-coded, 12-pole, Yes
4860 | 1450600000 | IE-FC-SP-PWS/2ST/1D9 | FrontCom, Insert plate, shielded, 1x Power, 2x Data, 1x Signal
4861 | 1450710000 | IE-FC-IP-BP | FrontCom, Insert plate, unshielded
4862 | 1456650000 | RSMS-8 24V- 1CO S | Interface, RSM, Screw connection
4863 | 1456670000 | RSMS-8 48V- 1CO S | Interface, RSM, Screw connection
4864 | 1456840000 | RSMS-8 24VUC AU 1CO S | Interface, RSM, Screw connection
4865 | 1456980000 | RSMS-16 48V+ 1CO S | Interface, RSM, Screw connection
4866 | 1457070000 | RSMS-16 48V+ 1CO Z | Interface, RSM, Tension-clamp connection
4867 | 1457310000 | RSMS-16H 24V- 1CO S | Interface, RSM, Screw connection
4868 | 1457320000 | RSMS-16H 24V+ 1CO Z | Interface, RSM, Tension-clamp connection
4869 | 1457380000 | RSM-8 24V+ BASE Z | Interface, RSM, PUSH IN
4870 | 1457430000 | RSM-4 24V+ BASE S | Interface, RSM, Screw connection
4871 | 1459510000 | PV-STICK M SET | Photovoltaics, Plug-in connector, For crimping tool
4872 | 1460040000 | VG M16 EXE MS | VG Ex MS (Ex brass cable gland), Cable glands, M 16, 16 mm, OD min. 3 - OD max. 12 mm, IP66, IP68, Brass, nickel-plated
4873 | 1460080000 | VG M32 EXE MS | VG Ex MS (Ex brass cable gland), Cable glands, M 32, 16 mm, OD min. 14 - OD max. 24 mm, IP66, IP68, Brass, nickel-plated
4874 | 1460110000 | VG M63 EXE MS | VG Ex MS (Ex brass cable gland), Cable glands, M 63, 18 mm, OD min. 46 - OD max. 56 mm, IP66, IP68, Brass, nickel-plated
4875 | 1460290000 | SAIS-WDF-3+PE-M20-S-COD | Panel feed-through, Number of poles: 4, Coding: S, M12, 630 V
4876 | 1460320000 | SAIE-M12S-3+PE-S-0.5U-M16 | Built-in plugs, M12, pin, straight, M 16, Number of poles: 4, 0.5 m, Front mounting
4877 | 1461070000 | VG M25 EXI BL | VG Exi 4J (Ex plastic cable gland 4J Exi), Cable glands, M 25, 10 mm, OD min. 13 - OD max. 18 mm, IP54, IP66, IP67, IP68 - 5 bar (30 min.), Polyamide 6
4878 | 1461100000 | VG M50 EXI BL | VG Exi 4J (Ex plastic cable gland 4J Exi), Cable glands, M 50, 18 mm, OD min. 30 - OD max. 38 mm, IP54, IP66, IP67, IP68 - 5 bar (30 min.), Polyamide 6
4879 | 1461170000 | VG M32 EXE SW | VG Exe 4J (Ex plastic cable gland 4J Exe), Cable glands, M 32, 15 mm, OD min. 18 - OD max. 25 mm, IP54, IP66, IP67, IP68 - 5 bar (30 min.), Polyamide 6
4880 | 1462040005 | PAC-S1500-HE20-V0-0M5 | Pre-assembled cable, PAC, Cable LiYY, 0.25 mm²
4881 | 1462040040 | PAC-S1500-HE20-V0-4M | Pre-assembled cable, PAC, Cable LiYY, 0.25 mm²
4882 | 1462040100 | PAC-S1500-HE20-V0-10M | Pre-assembled cable, PAC, Cable LiYY, 0.25 mm²
4883 | 1462090010 | PAC-S1500-HE20-V1-1M | Pre-assembled cable, PAC, Cable LiYY, 0.25 mm²
4884 | 1462090020 | PAC-S1500-HE20-V1-2M | Pre-assembled cable, PAC, Cable LiYY, 0.25 mm²
4885 | 1462130020 | PAC-S1500-RV24-V0-2M | Pre-assembled cable, PAC, Cable LiYY, 0.25 mm²
4886 | 1462150020 | PAC-S1500-SD15-V0-2M | Pre-assembled cable, PAC, Cable LiYCY, 0.25 mm²
4887 | 1463640050 | IE-C6EL8UG0050XCSXCS-E | System cable, M12 X-type IP 67 straight male, M12 X-type IP 67 straight male, Cat.6A / Class EA (ISO/IEC 11801 2010), PUR, 5 m
4888 | 1463650020 | IE-C6EL8UG0020XCSXXX-E | System cable, Open, M12 X-type IP 67 straight male, Cat.6A / Class EA (ISO/IEC 11801 2010), PUR, 2 m
4889 | 1463650200 | IE-C6EL8UG0200XCSXXX-E | System cable, Open, M12 X-type IP 67 straight male, Cat.6A / Class EA (ISO/IEC 11801 2010), PUR, 20 m
4890 | 1464810000 | RSM-8H 24V- 1CO Z | Interface, RSM, PUSH IN
4891 | 1465890300 | SAIP-M8BW-3-3.0V | Sensor/actuator line, One end without connector, M12 / M8, Number of poles : 3, 3 m, Socket, angled, Shielded: No, LED: No, Sheath material: PVC, Halogen: Yes
4892 | 1465960300 | SAIP-M12BG-4-3.0V | Sensor/actuator line, One end without connector, M12, Number of poles : 4, 3 m, Female socket, straight, Shielded: No, LED: No, Sheath material: PVC, Halogen: Yes
4893 | 1465960500 | SAIP-M12BG-4-5.0V | Sensor/actuator line, One end without connector, M12, Number of poles : 4, 5 m, Female socket, straight, Shielded: No, LED: No, Sheath material: PVC, Halogen: Yes
4894 | 1465970150 | SAIP-M12BG-5-1.5V | Sensor/actuator line, One end without connector, M12, Number of poles : 5, 1.5 m, Female socket, straight, Shielded: No, LED: No, Sheath material: PVC, Halogen: Yes
4895 | 1466010300 | SAIP-M12BW-5-3.0V | Sensor/actuator line, One end without connector, M12, Number of poles : 5, 3 m, Socket, angled, Shielded: No, LED: No, Sheath material: PVC, Halogen: Yes
4896 | 1466130300 | SAIL-ZW-M12BW-3-3.0V | Sensor/actuator line, Connecting line, M12 / M12, Number of poles : 3, 3 m, Twin cabling, Shielded: No, LED: No, Sheath material: PVC, Halogen: Yes
4897 | 1466131000 | SAIL-ZW-M12BW-3-10V | Sensor/actuator line, Connecting line, M12 / M12, Number of poles : 3, 10 m, Twin cabling, Shielded: No, LED: No, Sheath material: PVC, Halogen: Yes
4898 | 1466350300 | SAIL-ZW-M8BG-3-3.0V | Sensor/actuator line, Connecting line, M12 / M8, Number of poles : 3, 3 m, Twin cabling, socket, straight, Shielded: No, LED: No, Sheath material: PVC, Halogen: Yes
4899 | 1467580000 | SAIBM-4/9S-M8 | Sockets prefabricated to customer spec., M8, Female socket, straight
4900 | 1467840000 | SAISC-M-4/8S-M12-D-COD | Plugs prefabricated to customer spec., M12, pin, straight
4901 | 1477670000 | KSPA M20 BNI | KSPA (Klippon blanking plug, type A), Blanking plug, M 20, 17 mm, Brass, nickel-plated
4902 | 1477680000 | KSPA M25 BNI | KSPA (Klippon blanking plug, type A), Blanking plug, M 25, 17 mm, Brass, nickel-plated
4903 | 1477710000 | KSPA M50 BNI | KSPA (Klippon blanking plug, type A), Blanking plug, M 50, 17 mm, Brass, nickel-plated
4904 | 1477730000 | KSPA M75 BNI | KSPA (Klippon blanking plug, type A), Blanking plug, M 75, 17 mm, Brass, nickel-plated
4905 | 1477740000 | KSPMH M16 BSC | KSPMH (Klippon blanking plug, type MH), Blanking plug, M 16, 16 mm, Brass
4906 | 1477790000 | KSPMH M40 BSC | KSPMH (Klippon blanking plug, type MH), Blanking plug, M 40, 16 mm, Brass
4907 | 1477800000 | KSPMH M50 BSC | KSPMH (Klippon blanking plug, type MH), Blanking plug, M 50, 16 mm, Brass
4908 | 1477870000 | KSPMH M25 SSC | KSPMH (Klippon blanking plug, type MH), Blanking plug, M 25, 16 mm, Stainless steel 1.4404 (316L)
4909 | 1477980000 | KSPMH M75 SSC | KSPMH (Klippon blanking plug, type MH), Blanking plug, M 75, 16 mm, Stainless steel 1.4404 (316L)
4910 | 1481610010 | PAC-C300-1616-25-1M | Cable LiYCY, 0.25 mm²
4911 | 1481630010 | PAC-C300-1616-50-1M | Cable LiYCY, 0.50 mm²
4912 | 1481660010 | PAC-C300-16-F-34-1M | Cable LiYCY, 0.34 mm²
4913 | 1481690010 | C300-16B-160B-2S-M25-1M | Pre-assembled cable, PAC, Cable LiYCY, 0.25 mm²
4914 | 1481710010 | C300-16B-160B-2S-M34-1M | Pre-assembled cable, PAC, Cable LiYCY, 0.34 mm²
4915 | 1481720010 | C300-16B-160B-2S-M50-1M | Pre-assembled cable, PAC, Cable LiYCY, 0.50 mm²
4916 | 1481720100 | C300-16B-160B-2S-M50-10 | Pre-assembled cable, PAC, Cable LiYCY, 0.50 mm²
4917 | 1481720200 | C300-16B-160B-2S-M50-20 | Pre-assembled cable, PAC, Cable LiYCY, 0.50 mm²
4918 | 1481740010 | C300-16B-F-2S-M25-1M | Pre-assembled cable, PAC, Cable LiYCY, 0.25 mm²
4919 | 1481740100 | C300-16B-F-2S-M25-10 | Pre-assembled cable, PAC, Cable LiYCY, 0.25 mm²
4920 | 1481760050 | C300-16B-F-2S-M50-5M | Pre-assembled cable, PAC, Cable LiYCY, 0.50 mm²
4921 | 1504270000 | IE-SW-BL06-1TX-4POE-1ST | Network switch, unmanaged PoE, Fast Ethernet, Number of ports: 1 * RJ45 10/100BaseT(X), 4x RJ45 10/100 BaseT(X) PoE+, 1 * ST Multi-mode, IP30, 0 °C...60 °C
4922 | 1511330010 | PAC-CJ1W-4X10-V3-1M | Pre-assembled cable, PAC, Cable LiYY, 5.4 ± 1 mm
4923 | 1512170010 | PAC-M340-4X10-V0-1M | Pre-assembled cable, PAC, Cable LiYY, 5.4 ± 1 mm
4924 | 1522100100 | IE-C5DS4VG0100A60A60-E | System cable, RJ45 IP 20, RJ45 IP 20, Cat.5 (ISO/IEC 11801) / Cat.5e (TIA T568-B), PVC, 10 m
4925 | 1522100150 | IE-C5DS4VG0150A60A60-E | System cable, RJ45 IP 20, RJ45 IP 20, Cat.5 (ISO/IEC 11801) / Cat.5e (TIA T568-B), PVC, 15 m
4926 | 1525820000 | PWZ-UR20-HD | Pressing tools
4927 | 2436670000 | VT LCL | Testing tools, Cable detector
4928 | 2443360000 | CUTFIX ROLLER | Accessories, Replacement part
4929 | 2453830000 | EPG CUT 40 | Cutting tools, Cutting tool
4930 | 2455220150 | SAIL-M12G-L-1.5PGR | Sensor/actuator line, One end without connector, M12, Number of poles : 5, 1.5 m, pin, straight, Shielded: No, LED: No, Sheath material: PUR, Halogen: No
4931 | 2455221000 | SAIL-M12G-L-10PGR | Sensor/actuator line, One end without connector, M12, Number of poles : 5, 10 m, pin, straight, Shielded: No, LED: No, Sheath material: PUR, Halogen: No
4932 | 2455260050 | SAIL-M12GM12G-L-0.5PGR | Sensor/actuator line, Connecting line, M12 / M12, Number of poles : 5, 0.5 m, pin, straight - socket, straight, Shielded: No, LED: No, Sheath material: PUR, Halogen: No
4933 | 2455260300 | SAIL-M12GM12G-L-3.0PGR | Sensor/actuator line, Connecting line, M12 / M12, Number of poles : 5, 3 m, pin, straight - socket, straight, Shielded: No, LED: No, Sheath material: PUR, Halogen: No
4934 | 2455280300 | SAIL-M12GM12W-L-3.0PGR | Sensor/actuator line, Connecting line, M12 / M12, Number of poles : 5, 3 m, pin, straight - socket, 90°, Shielded: No, LED: No, Sheath material: PUR, Halogen: No
4935 | 2455300300 | SAIL-M12WM12W-L-3.0PGR | Sensor/actuator line, Connecting line, M12 / M12, Number of poles : 5, 3 m, pin, 90° - socket 90°, Shielded: No, LED: No, Sheath material: PUR, Halogen: No
4936 | 2455320500 | SAIL-M12WM12G-L-5.0PGR | Sensor/actuator line, Connecting line, M12 / M12, Number of poles : 5, 5 m, pin, angled - bush straight, Shielded: No, LED: No, Sheath material: PUR, Halogen: No
4937 | 2455321000 | SAIL-M12WM12G-L-10PGR | Sensor/actuator line, Connecting line, M12 / M12, Number of poles : 5, 10 m, pin, angled - bush straight, Shielded: No, LED: No, Sheath material: PUR, Halogen: No
4938 | 2455330300 | SAIL-M12BG-L-3.0PGR | Sensor/actuator line, One end without connector, M12, Number of poles : 5, 3 m, Female socket, straight, Shielded: No, LED: No, Sheath material: PUR, Halogen: No
4939 | 2456020000 | WDTR 2.5/WE | Test-disconnect terminal, Screw connection, 2.5 mm², 500 V, 17 A, Pivoting, dark beige
4940 | 2457760000 | THM MMP CASE | Empty box / Case
4941 | 2465440000 | IE-PS-VAPM-5P-2.5 | Power connector, Plug, PROFINET, Set of connectors
4942 | 2469560000 | ES EPG/HPG 60 WM 25 | Crimping tool insert, WM crimp
4943 | 2469610000 | ES EPG/HPG 60 WM 120 | Crimping tool insert, WM crimp
4944 | 2469650000 | ES EPG/HPG 60 WM 300 | Crimping tool insert, WM crimp
4945 | 2501110000 | PICOPAK-CI-CO-LP-P | Signal converter/insulator, Output current loop powered, Input : 4-20 mA, Output : 4-20 mA
4946 | 2503090000 | WPD 131 1X95/1X95 GY | W-Series, Distribution block, Rated cross-section: 95 mm², Terminal rail / mounting plate
4947 | 2536680000 | IE-WL-VL-AP-BR-CL-EU | Wireless Access Point/Bridge/Client, IEEE 802.11 a/b/g/n, EU-Model, IP30, -25 °C...60 °C
4948 | 2539470000 | IE-AD-3RJ45-1:1 | Cable splitter module, Cat.3, IP20
4949 | 2557180000 | EF 40 54 BK | Exhaust filter, IP54, black
4950 | 2558210000 | THSW -20°+40°C NC | Temperature switch, grey white
4951 | 2558340000 | ESG 6/15 SDI MC NE WS | ESG, Device markers x 15 mm, PA 66, Colour: white
4952 | 7789695050 | PAC-CMLX-HE20-V3-5M | Pre-assembled cable, PAC, Cable LiYY, 0.25 mm²
4953 | 7789697005 | PAC-CMLX-HE20-V4-0M5 | Pre-assembled cable, PAC, Cable LiYY, 0.25 mm²
4954 | 7789697050 | PAC-CMLX-HE20-V4-5M | Pre-assembled cable, PAC, Cable LiYY, 0.25 mm²
4955 | 7789708080 | PAC-MIMQ-HE20-V2-8M | Pre-assembled cable, PAC, Cable LiYY, 0.25 mm²
4956 | 7789759030 | PAC-S300-HE40-S-V0-3M | Pre-assembled cable, PAC, Cable LiYY, 12.4 ± 1 mm
4957 | 7789762020 | PAC-ELCO38-F38-F38-2M | Pre-assembled cable, PAC, Pre-assembled cable, Cable LiYCY, 0.25 mm²
4958 | 7789762070 | PAC-ELCO38-F38-F38-7M | Pre-assembled cable, PAC, Pre-assembled cable, Cable LiYCY, 0.25 mm²
4959 | 7789762090 | PAC-ELCO38-F38-F38-9M | Pre-assembled cable, PAC, Pre-assembled cable, Cable LiYCY, 0.25 mm²
4960 | 7789779030 | PAC-S300-HE20-V13-3M | Pre-assembled cable, PAC, Cable LiYY, 8.6 ± 1 mm
4961 | 7789780005 | PAC-S300-HE20-V14-0M5 | Pre-assembled cable, PAC, Cable LiYY, 8.6 ± 1 mm
4962 | 7789793020 | PAC-CJ1W-HE20-V11-2M | Pre-assembled cable, PAC, Cable LiYY, 0.25 mm²
4963 | 7789800020 | PAC-S300-SD25-V5-2M | Pre-assembled cable, PAC, Cable LiYCY, 0.25 mm²
4964 | 7789801050 | PAC-S300-HE20-S-V0-5M | Pre-assembled cable, PAC, Cable LiYCY, 8.6 ± 1 mm
4965 | 7789802025 | PAC-UNIV-HE40-S50-2M5 | Pre-assembled cable, PAC, Cable LiYCY, 0.25 mm²
4966 | 7789806010 | PAC-UNIV-HE20-FD1-1M | Pre-assembled cable, PAC, Cable LiYY, 0.25 mm²
4967 | 7789806060 | PAC-UNIV-HE20-FD1-6M | Pre-assembled cable, PAC, Cable LiYY, 0.25 mm²
4968 | 7789807030 | PAC-UNIV-HE20-S25-3M | Pre-assembled cable, PAC, Cable LiYCY, 0.25 mm²
4969 | 7789808050 | PAC-UNIV-HE40-FD1-5M | Pre-assembled cable, PAC, Cable LiYY, 0.25 mm²
4970 | 7789810025 | PAC-UNIV-HE20-HE1-2M5 | Pre-assembled cable, PAC, Cable LiYY, 0.25 mm²
4971 | 7789828100 | C300-32B-320B-2S-M25-10 | Pre-assembled cable, PAC, Cable LiYCY, 0.25 mm²
4972 | 7789828500 | C300-32B-320B-2S-M25-50 | Pre-assembled cable, PAC, Cable LiYCY, 0.25 mm²
4973 | 7789831010 | PAC-CMLX-HE20-V7-1M | Pre-assembled cable, PAC, Cable LiYY, 0.25 mm²
4974 | 7789845015 | PAC-S300-SD25-V6-1M5 | Pre-assembled cable, PAC, Cable LiYCY, 0.25 mm²
4975 | 7789850030 | PAC-CTLX-RV36-V1-3M | Cable LiYY, 0.25 mm²
4976 | 7789860040 | PAC-S300-HE20-V17-4M | Pre-assembled cable, PAC, Cable LiYY, 8.6 ± 1 mm
4977 | 7789865020 | PAC-XIOC-HE20-V2-2M0 | Pre-assembled cable, PAC, Cable LiYY, 0.25 mm²
4978 | 7789880010 | PAC-C300-3232-25-1M | Pre-assembled cable, PAC, Cable LiYCY, 0.25 mm²
4979 | 7789884100 | PAC-C300-3636-25-10 | Pre-assembled cable, PAC, Cable LiYCY, 0.25 mm²
4980 | 7789885010 | PAC-C300-3636-34-1M | Pre-assembled cable, PAC, Cable LiYCY, 0.34 mm²
4981 | 7789886010 | C300-32B-216B-2S-M34-1M | Pre-assembled cable, PAC, Cable LiYCY, 0.34 mm²
4982 | 7789891010 | C300-36B-324B-2S-M34-1M | Pre-assembled cable, PAC, Cable LiYCY, 0.34 mm²
4983 | 7789892100 | C300-36B-324B-2S-M50-10M | Pre-assembled cable, PAC, Cable LiYCY, 0.50 mm²
4984 | 7789892150 | C300-36B-324B-2S-M50-15M | Pre-assembled cable, PAC, Cable LiYCY, 0.50 mm²
4985 | 1125550000 | SAIBW-M-4/7 M12 ZF | Sockets prefabricated to customer spec., M12, Socket, angled
4986 | 1279470010 | SAIL-M12GM12W-8S0.1U | Sensor/actuator line, Connecting line, M12 / M12, Number of poles : 8, 0.1 m, pin, straight - socket, 90°, Shielded: Yes, LED: No, Sheath material: PUR, Halogen: No
4987 | 1296790200 | SAIL-M12GM8SG-4S2.0UIE | Bus line, Connecting line, M12 / M8, Number of poles: 4, 2 m, Male, straight - male, straight, Shielded: Yes, LED: No, Sheath material: PUR, Halogen: No
4988 | 1306000000 | KLIPPON POK 080806 EX | Klippon POK (polyester empty enclosure), Empty enclosure, Height: 75 mm, Width: 80 mm, Depth: 55 mm, Material: Glass fibre-reinforced polyester, untreated, polished, black
4989 | 1306090000 | KLIPPON POK 162609 EX | Klippon POK (polyester empty enclosure), Empty enclosure, Height: 160 mm, Width: 260 mm, Depth: 90 mm, Material: Glass fibre-reinforced polyester, untreated, polished, black
4990 | 1306110000 | KLIPPON POK 165609 EX | Klippon POK (polyester empty enclosure), Empty enclosure, Height: 160 mm, Width: 560 mm, Depth: 90 mm, Material: Glass fibre-reinforced polyester, untreated, polished, black
4991 | 1306140000 | KLIPPON POK 256012 EX | Klippon POK (polyester empty enclosure), Empty enclosure, Height: 250 mm, Width: 600 mm, Depth: 120 mm, Material: Glass fibre-reinforced polyester, untreated, polished, black
4992 | 1306150000 | KLIPPON POK 404012 EX | Klippon POK (polyester empty enclosure), Empty enclosure, Height: 405 mm, Width: 400 mm, Depth: 120 mm, Material: Glass fibre-reinforced polyester, untreated, polished, black
4993 | 1306170000 | KLIPPON POK 252516 EX | Klippon POK (polyester empty enclosure), Empty enclosure, Height: 250 mm, Width: 255 mm, Depth: 160.5 mm, Material: Glass fibre-reinforced polyester, untreated, polished, black
4994 | 1306180000 | KLIPPON POK 254016 EX | Klippon POK (polyester empty enclosure), Empty enclosure, Height: 250 mm, Width: 400 mm, Depth: 160.5 mm, Material: Glass fibre-reinforced polyester, untreated, polished, black
4995 | 1309830030 | IE-C5DB4FE0030MCSXXX-E | System cable, M12 D-code ? IP 67 straight pin, Open, Cat.5 / Class D, Cross-linked Premium FRNC, 3 m
4996 | 1309840015 | IE-C5DB4FE0015MCAXXX-E | System cable, M12 D-code ? IP 67 angled pin, Open, Cat.5 / Class D, Cross-linked Premium FRNC, 1.5 m
4997 | 1309840050 | IE-C5DB4FE0050MCAXXX-E | System cable, M12 D-code ? IP 67 angled pin, Open, Cat.5 / Class D, Cross-linked Premium FRNC, 5 m
4998 | 1309850030 | IE-C5DB4FE0030MSSXXX-E | System cable, M12 D-code ? IP 67 straight socket, Open, Cat.5 / Class D, Cross-linked Premium FRNC, 3 m
4999 | 1309860030 | IE-C5DB4FE0030MSAXXX-E | System cable, M12 D-code ? IP 67 angled socket, Open, Cat.5 / Class D, Cross-linked Premium FRNC, 3 m
5000 | 1309870030 | IE-C5DB4FE0030MCSMCS-E | System cable, M12 D-code ? IP 67 straight pin, M12 D-code ? IP 67 straight pin, Cat.5 / Class D, Cross-linked Premium FRNC, 3 m
5001 | 1309870050 | IE-C5DB4FE0050MCSMCS-E | System cable, M12 D-code ? IP 67 straight pin, M12 D-code ? IP 67 straight pin, Cat.5 / Class D, Cross-linked Premium FRNC, 5 m
5002 | 1309870100 | IE-C5DB4FE0100MCSMCS-E | System cable, M12 D-code ? IP 67 straight pin, M12 D-code ? IP 67 straight pin, Cat.5 / Class D, Cross-linked Premium FRNC, 10 m
5003 | 1309880015 | IE-C5DB4FE0015MCSMCA-E | System cable, M12 D-code ? IP 67 straight pin, M12 D-code ? IP 67 angled pin, Cat.5 / Class D, Cross-linked Premium FRNC, 1.5 m
5004 | 1309880050 | IE-C5DB4FE0050MCSMCA-E | System cable, M12 D-code ? IP 67 straight pin, M12 D-code ? IP 67 angled pin, Cat.5 / Class D, Cross-linked Premium FRNC, 5 m
5005 | 1309910100 | IE-C5DB4FE0100MCSMSS-E | System cable, M12 D-code ? IP 67 straight pin, M12 D-code ? IP 67 straight socket, Cat.5 / Class D, Cross-linked Premium FRNC, 10 m
5006 | 1309920030 | IE-C5DB4FE0030MSSMSS-E | System cable, M12 D-code ? IP 67 straight socket, M12 D-code ? IP 67 straight socket, Cat.5 / Class D, Cross-linked Premium FRNC, 3 m
5007 | 1309930030 | IE-C5DB4FE0030MSSMSA-E | System cable, M12 D-code ? IP 67 straight socket, M12 D-code ? IP 67 angled socket, Cat.5 / Class D, Cross-linked Premium FRNC, 3 m
5008 | 1309940030 | IE-C5DB4FE0030MSAMSA-E | System cable, M12 D-code ? IP 67 angled socket, M12 D-code ? IP 67 angled socket, Cat.5 / Class D, Cross-linked Premium FRNC, 3 m
5009 | 1309940050 | IE-C5DB4FE0050MSAMSA-E | System cable, M12 D-code ? IP 67 angled socket, M12 D-code ? IP 67 angled socket, Cat.5 / Class D, Cross-linked Premium FRNC, 5 m
5010 | 1309940100 | IE-C5DB4FE0100MSAMSA-E | System cable, M12 D-code ? IP 67 angled socket, M12 D-code ? IP 67 angled socket, Cat.5 / Class D, Cross-linked Premium FRNC, 10 m
5011 | 1314090000 | KTB RNHD 221513 S4E R | Klippon TB (Terminal Box), Rain hood, Height: 50.9 mm, Width: 157 mm, Depth: 142.8 mm, Material: Stainless steel 1.4404 (316L), electropolished, silver
5012 | 1314140000 | KTB RNHD 352615 S4E R | Klippon TB (Terminal Box), Rain hood, Height: 53.4 mm, Width: 265 mm, Depth: 160.5 mm, Material: Stainless steel 1.4404 (316L), electropolished, silver
5013 | 1314150000 | KTB RNHD 352620 S4E R | Klippon TB (Terminal Box), Rain hood, Height: 55.9 mm, Width: 265 mm, Depth: 211.2 mm, Material: Stainless steel 1.4404 (316L), electropolished, silver
5014 | 1314230000 | KTB RNHD 484820 S4E R | Klippon TB (Terminal Box), Rain hood, Height: 55.9 mm, Width: 485 mm, Depth: 211.2 mm, Material: Stainless steel 1.4404 (316L), electropolished, silver
5015 | 1314240000 | KTB RNHD 553515 S4E R | Klippon TB (Terminal Box), Rain hood, Height: 53.4 mm, Width: 355 mm, Depth: 160.5 mm, Material: Stainless steel 1.4404 (316L), electropolished, silver
5016 | 1314250000 | KTB RNHD 553520 S4E R | Klippon TB (Terminal Box), Rain hood, Height: 55.9 mm, Width: 355 mm, Depth: 211.2 mm, Material: Stainless steel 1.4404 (316L), electropolished, silver
5017 | 1314290000 | KTB RNHD 765015 S4E R | Klippon TB (Terminal Box), Rain hood, Height: 53.9 mm, Width: 513 mm, Depth: 160.5 mm, Material: Stainless steel 1.4404 (316L), electropolished, silver
5018 | 1314300000 | KTB RNHD 765020 S4E R | Klippon TB (Terminal Box), Rain hood, Height: 55.9 mm, Width: 513 mm, Depth: 211.2 mm, Material: Stainless steel 1.4404 (316L), electropolished, silver
5019 | 1314330000 | KTB RNHD 916120 S4E R | Klippon TB (Terminal Box), Rain hood, Height: 55.9 mm, Width: 615 mm, Depth: 211.2 mm, Material: Stainless steel 1.4404 (316L), electropolished, silver
5020 | 1315270000 | UR20-16DO-P-PLC-INT | Remote I/O module, IP20, Digital signals, Output, PLC
5021 | 1315540000 | UR20-4RO-SSR-255 | Remote I/O module, IP20, Digital signals, Output, Relay
5022 | 1315670000 | UR20-8AI-I-PLC-INT | Remote I/O module, IP20, Analog signals, Input, PLC
5023 | 1333160000 | IE-C7FS8LM-305M | System cable, Cat.7 (ISO/IEC 11801), LSZH, 305 m
5024 | 1368790000 | PB-DP SUB-D M12 35 T PS | SUB-D
5025 | 1371220000 | TBY-RS-AIO-I-2KS-S | Interface, RS, 2 x KS (40P), LP 5.08mm
5026 | 1371230000 | TBY-RS-AIO-I-2KS-Z | Interface, RS, 2 x KS (40P), LMNZF 5.08mm
5027 | 1373840060 | PAC-C300-32-F-14-6M | Pre-assembled cable, PAC, Cable LiYCY, 0.14 mm²
5028 | 1373840080 | PAC-C300-32-F-14-8M | Pre-assembled cable, PAC, Cable LiYCY, 0.14 mm²
5029 | 1373850060 | PAC-C300-36-F-14-6M | Pre-assembled cable, PAC, Cable LiYCY, 0.14 mm²
5030 | 1373850080 | PAC-C300-36-F-14-8M | Pre-assembled cable, PAC, Cable LiYCY, 0.14 mm²
5031 | 1373940010 | PAC-C300-32-F-50-1M | Pre-assembled cable, PAC, Cable LiYCY, 0.50 mm²
5032 | 1381700000 | SAI-TMC-PD | Pressing tool
5033 | 1381760000 | SAI-CEH075 | Pressing tool
5034 | 1381770000 | SAI-CEH-M12D-KCR075 | Pressing tool
5035 | 1428120000 | RS SD62M HD UNC4.40 S | Interface, RSSD, High-density SUB-D plug-in connectors, 62-pole plug, Screw connection
5036 | 1444230000 | WSI 25/2 10X38/LED | W-Series, Fuse terminal, Rated cross-section: 25 mm², Screw connection
5037 | 1444240000 | WSI 25/3 10X38/LED | W-Series, Fuse terminal, Rated cross-section: 25 mm², Screw connection
5038 | 1446530000 | RS USB TA-B MB S | Interface, RS USB, Type A female connector, Type B female connector, Micro B female connector, 4, LP 5.08mm
5039 | 1447400000 | RSM-4 12V+ 1CO S | Interface, RSM, Screw connection
5040 | 1447430000 | RSM-4 12V- 1CO Z | Interface, RSM, PUSH IN
5041 | 1447470000 | RSM-4 24V+ 1CO Z | Interface, RSM, PUSH IN
5042 | 1447570000 | RSM-4 115VAC/DC 1CO S | Interface, RSM, Screw connection
5043 | 1447740000 | RSM-4I 24V+ 1CO S | Interface, RSM, Screw connection
5044 | 1447750000 | RSM-4I 24V+ 1CO Z | Interface, RSM, PUSH IN
5045 | 1447820000 | RSM-8 12V+ 1CO S | Interface, RSM, Screw connection
5046 | 1447850000 | RSM-8 12V- 1CO Z | Interface, RSM, PUSH IN
5047 | 1447870000 | RSM-8 24V+ 1CO S | Interface, RSM, Screw connection
5048 | 1447890000 | RSM-8 24V+ 1CO Z | Interface, RSM, PUSH IN
5049 | 1447950000 | RSM-8 24VAC/DC 1CO S | Interface, RSM, Screw connection
5050 | 1447970000 | RSM-8 24VAC/DC 1CO Z | Interface, RSM, PUSH IN
5051 | 1448000000 | RSM-8 230VAC 1CO S | Interface, RSM, Screw connection
5052 | 1448010000 | RSM-8 230VAC 1CO Z | Interface, RSM, PUSH IN
5053 | 1448340000 | RSM-16 48V+ 1CO Z | Interface, RSM, PUSH IN
5054 | 1448370000 | RSM-16 24VAC/DC 1CO S | Interface, RSM, Screw connection
5055 | 1448390000 | RSM-16 115VAC/DC 1CO S | Interface, RSM, Screw connection
5056 | 1448450000 | RSM-16 24VDC 1NO + C S | Interface, RSM, Screw connection
5057 | 1448610000 | RSM-4 12V+ 2CO S | Interface, RSM, Screw connection
5058 | 1448690000 | RSM-4 24V- 2CO Z | Interface, RSM, Tension-clamp connection
5059 | 1448770000 | RSM-4 24VAC/DC 2CO Z | Interface, RSM, Tension-clamp connection
5060 | 1448780000 | RSM-4 115VAC/DC 2CO S | Interface, RSM, Screw connection
5061 | 1448830000 | RSM-4I 24V+ 2CO Z | Interface, RSM, Tension-clamp connection
5062 | 1448900000 | RSM-8 12V- 2CO S | Interface, RSM, Screw connection
5063 | 1448990000 | RSM-8 48V- 2CO S | Interface, RSM, Screw connection
5064 | 1449020000 | RSM-8 48V- 2CO Z | Interface, RSM, Tension-clamp connection
5065 | 1449040000 | RSM-8 24VAC/DC 2CO Z | Interface, RSM, Tension-clamp connection
5066 | 1449080000 | RSM-8 230VAC 2CO S | Interface, RSM, Screw connection
5067 | 1449090000 | RSM-8 230VAC 2CO Z | Interface, RSM, Tension-clamp connection
5068 | 1449100000 | RSM-8I 24V+ 2CO S | Interface, RSM, Screw connection
5069 | 1449190000 | RSM-16 12V+ 2CO Z | Interface, RSM, Tension-clamp connection
5070 | 1449210000 | RSM-16 24V+ 2CO S | Interface, RSM, Screw connection
5071 | 1449290000 | RSM-16 48V+ 2CO Z | Interface, RSM, Tension-clamp connection
5072 | 1449350000 | RSM-16 230VAC 2CO S | Interface, RSM, Screw connection
5073 | 1449370000 | RSM-16 230VAC 2CO Z | Interface, RSM, Tension-clamp connection
5074 | 1449390000 | RSM-16I 24V+ 2CO Z | Interface, RSM, Tension-clamp connection
5075 | 1536820010 | PAC-YOK-MIL50-V0-1M | Cable LiYCY, 0.14 mm²
5076 | 1536840010 | PAC-YOK-MIL40-V0-1M | Cable LiYCY, 0.14 mm²
5077 | 1906310200 | SAIL-M12WM12W-4-2.0U | Sensor/actuator line, Connecting line, M12 / M12, Number of poles : 4, 2 m, pin, 90° - socket 90°, Shielded: No, LED: No, Sheath material: PUR, Halogen: No
5078 | 1906480020 | SAIL-M12G-4S0.2U | Sensor/actuator line, One end without connector, M12, Number of poles : 4, 0.2 m, pin, straight, Shielded: Yes, LED: No, Sheath material: PUR, Halogen: No
5079 | 2003970000 | SAI-SK-M8 BU | Protected component assemblies, Protective cap
5080 | 2022190000 | KTB MOPL 3030 MSZN H | Klippon TB (Terminal Box), Mounting plate, prepunched, Height: 251 mm, Width: 245 mm, Depth: 1.5 mm, Material: Sheet steel, galvanized, silver
5081 | 2022680000 | KTB MOPL 7650 MSZN H | Klippon TB (Terminal Box), Mounting plate, prepunched, Height: 707 mm, Width: 447 mm, Depth: 12 mm, Material: Sheet steel, galvanized, silver
5082 | 2022930000 | KTB GP 262615 AB S4 PE | Klippon TB (Terminal Box), flange plate, Height: 254 mm, Width: 117 mm, Depth: 3 mm, Gland plates: top, Bottom, Material: Stainless steel 1.4404, electropolished, silver
5083 | 2023510000 | KTB GP 453820 AB S4 PE | Klippon TB (Terminal Box), flange plate, Height: 372 mm, Width: 167 mm, Depth: 3 mm, Gland plates: top, Bottom, Material: Stainless steel 1.4404, electropolished, silver
5084 | 2023520000 | KTB GP 453820 CD S4 PE | Klippon TB (Terminal Box), flange plate, Height: 402 mm, Width: 167 mm, Depth: 3 mm, Gland plates: left, right, Material: Stainless steel 1.4404, electropolished, silver
5085 | 2023740000 | KTB GP 553520 AB S4 PE | Klippon TB (Terminal Box), flange plate, Height: 340 mm, Width: 167 mm, Depth: 3 mm, Gland plates: top, Bottom, Material: Stainless steel 1.4404, electropolished, silver
5086 | 2050160300 | SAIL-M12BG-S-3.0P | Power cable, One end without connector, M12, Number of poles : 4 (3 + PE), 3 m, Female socket, straight, Shielded: No, LED: No, Sheath material: PUR, Halogen: No
5087 | 2050270150 | SAIL-M12GM12G-S-1.5P | Power cable, Connecting line, M12 / M12, Number of poles : 4 (3 + PE), 1.5 m, pin, straight - socket, straight, Shielded: No, LED: No, Sheath material: PUR, Halogen: No
5088 | 2050270200 | SAIL-M12GM12G-S-2.0P | Power cable, Connecting line, M12 / M12, Number of poles : 4 (3 + PE), pin, straight - socket, straight, Shielded: No, LED: No, Sheath material: PUR, Halogen: No
5089 | 2050270600 | SAIL-M12GM12G-S-6.0P | Power cable, Connecting line, M12 / M12, Number of poles : 4 (3 + PE), pin, straight - socket, straight, Shielded: No, LED: No, Sheath material: PUR, Halogen: No
5090 | 2050271000 | SAIL-M12GM12G-S-10P | Power cable, Connecting line, M12 / M12, Number of poles : 4 (3 + PE), 10 m, pin, straight - socket, straight, Shielded: No, LED: No, Sheath material: PUR, Halogen: No
5091 | 2050760150 | SAIL-M12GM12G-T-1.5P | Power cable, Connecting line, M12 / M12, Number of poles : 4, 1.5 m, pin, straight - socket, straight, Shielded: No, Sheath material: PUR, Halogen: No
5092 | 2066750000 | VP M32 EX SI 7J | VPK EX 7J (Ex blanking plug, plastic, 7J), Blanking plug, M 32, 15 mm, IP54, IP66, IP67, IP68 - 5 bar (30 min.), Polyamide 6
5093 | 2124020005 | IE-C6EL8UG0005U40XSH-E | System cable, RJ45 IP 20, M12 X-type, flange, socket, back panel mounting, Cat.6A / Class EA (ISO/IEC 11801 2010), PUR, 0.5 m
5094 | 2420910000 | CMA-31-500-5A-5VA-1 | Primary current: 500 A, Secondary current max.: 5 A, Load: 5 VA, Tolerance class: 1, closed current transformer
5095 | 2502540000 | WPD 130 1X50/1X50 BL | W-Series, Distribution block, Rated cross-section: 50 mm², Terminal rail / mounting plate
5096 | 2502620000 | WPD 330 3X50/3X50 3XGY | W-Series, Distribution block, Rated cross-section: 50 mm², Terminal rail / mounting plate
5097 | 2502650000 | WPD 330 3X50/3X50 1XBN/1XBK/1XGY | W-Series, Distribution block, Rated cross-section: 50 mm², Terminal rail / mounting plate
5098 | 2502670000 | WPD 131 1X95/1X95 GN | W-Series, Distribution block, Rated cross-section: 95 mm², Terminal rail / mounting plate
5099 | 2502690000 | WPD 131 1X95/1X95 BK | W-Series, Distribution block, Rated cross-section: 95 mm², Terminal rail / mounting plate
5100 | 2502700000 | WPD 231 2X95/2X95 GY | W-Series, Distribution block, Rated cross-section: 95 mm², Terminal rail / mounting plate
5101 | 2502740000 | WPD 231 2X95/2X95 BK | W-Series, Distribution block, Rated cross-section: 95 mm², Terminal rail / mounting plate
5102 | 2502750000 | WPD 132 1X185/1X185 GY | W-Series, Distribution block, Rated cross-section: 185 mm², Terminal rail / mounting plate
5103 | 2502770000 | WPD 132 1X185/1X185 GN | W-Series, Distribution block, Rated cross-section: 185 mm², Terminal rail / mounting plate
5104 | 2502860000 | WPD 133 1X300/1X300 BL | W-Series, Distribution block, Rated cross-section: 300 mm², Terminal rail / mounting plate
5105 | 2503370000 | WPDPC X31 GY | W-Series, Protection Cover
5106 | 2505160000 | ES EPG/HPG 60 HEX 10 | Crimping tool insert, Hexagonal crimp
5107 | 2505180000 | ES EPG/HPG 60 HEX 25 | Crimping tool insert, Hexagonal crimp
5108 | 2505210000 | ES EPG/HPG 60 HEX 70 | Crimping tool insert, Hexagonal crimp
5109 | 2505220000 | ES EPG/HPG 60 HEX 95 | Crimping tool insert, Hexagonal crimp
5110 | 2518540000 | WPD 105 1X35+1X16/2X25+3X16 BL | W-Series, Distribution block, Rated cross-section: Screw connection, Terminal rail / mounting plate
5111 | 2519480000 | WPD 108 1X120/2X35+3X25+4X16 BL | W-Series, Distribution block, Rated cross-section: Screw connection, Terminal rail / mounting plate
5112 | 2531020000 | SAISC-M-5S-M12-L-COD | Power connector, M12 plug
5113 | 7789026025 | PAC-CMLX-SD15-V0-2M5 | Pre-assembled cable, PAC, Cable LiYCY, 0.25 mm²
5114 | 7789067035 | PAC-GF30-HE20-V1-3M5 | Pre-assembled cable, PAC, Cable LiYY, 0.25 mm²
5115 | 7789100040 | PAC-UNIV-HE20-F-4M | Pre-assembled cable, PAC, Cable LiYY, 0.25 mm²
5116 | 7789104005 | PAC-UNIV-RV24-F-0M5 | Pre-assembled cable, PAC, Cable LiYY, 0.25 mm²
5117 | 7789106005 | PAC-UNIV-RV36-F-0M5 | Pre-assembled cable, PAC, Cable LiYY, 0.25 mm²
5118 | 7789134050 | PAC-QTUM-SD25-V2-5M | Pre-assembled cable, PAC, Cable LiYCY, 0.25 mm²
5119 | 7789157035 | PAC-CTLX-SD25-V5-3M5 | Pre-assembled cable, PAC, Cable LiYCY, 0.25 mm²
5120 | 7789215020 | PAC-S300-RV36-V0-2M | Pre-assembled cable, PAC, Cable LiYY, 0.25 mm²
5121 | 7789222025 | PAC-S300-HE20-V2-2M5 | Pre-assembled cable, PAC, Cable LiYY, 8.6 ± 1 mm
5122 | 7789224080 | PAC-S300-SD15-V1-8M | Pre-assembled cable, PAC, Cable LiYCY, 0.25 mm²
5123 | 7789246005 | PAC-S300-HE20-V7-0M5 | Pre-assembled cable, PAC, Cable LiYY, 8.6 ± 1 mm
5124 | 7789246080 | PAC-S300-HE20-V7-8M | Pre-assembled cable, PAC, Cable LiYY, 8.6 ± 1 mm
5125 | 7789261035 | PAC-PREM-SD25-V0-3M5 | Pre-assembled cable, PAC, Cable LiYCY, 0.25 mm²
5126 | 7789276035 | PAC-S400-RV36-V1-3M5 | Pre-assembled cable, PAC, Cable LiYY, 0.25 mm²
5127 | 7789276070 | PAC-S400-RV36-V1-7M | Pre-assembled cable, PAC, Cable LiYY, 0.25 mm²
5128 | 7789278020 | PAC-S400-RV36-V2-2M | Pre-assembled cable, PAC, Cable LiYY, 0.25 mm²
5129 | 7789292030 | PAC-S400-HE20-V2-3M | Pre-assembled cable, PAC, Cable LiYY, 0.25 mm²
5130 | 7789301050 | PAC-UNIV-HE20-1:1-5M | Pre-assembled cable, PAC, Cable LiYY, 0.25 mm²
5131 | 7789322100 | PAC-PREM-HE20-V0-10M | Pre-assembled cable, PAC, Cable LiYY, 0.25 mm²
5132 | 7789329005 | PAC-TWDO-HE20-V3-0M5 | Pre-assembled cable, PAC, Cable LiYY, 0.25 mm²
5133 | 7789387025 | PAC-M340-HE20-V0-2M5 | Pre-assembled cable, PAC, Cable LiYY, 0.25 mm²
5134 | 7789387100 | PAC-M340-HE20-V0-10M | Pre-assembled cable, PAC, Cable LiYY, 0.25 mm²
5135 | 7789606020 | PAC-S300-UNIU-V0-2M | Pre-assembled cable, PAC, Cable LiYY, 0.25 mm²
5136 | 7789609030 | PAC-S300-UNIS-V1-3M | Pre-assembled cable, PAC, Cable LiYCY, 0.25 mm²
5137 | 7789609100 | PAC-S300-UNIS-V1-10M | Pre-assembled cable, PAC, Cable LiYCY, 0.25 mm²
5138 | 7789626030 | PAC-RX3I-SD37-V2-3M | Pre-assembled cable, PAC, Cable LiYCY, 0.25 mm²
5139 | 7789631030 | PAC-RX3I-RV36-V0-3M | Pre-assembled cable, PAC, Cable LiYY, 0.25 mm²
5140 | 7789637015 | PAC-M340-SD15-V0-1M5 | Pre-assembled cable, PAC, Cable LiYCY, 0.25 mm²
5141 | 7789639020 | PAC-M340-SD37-V0-2M | Pre-assembled cable, PAC, Cable LiYCY, 0.25 mm²
5142 | 8941350400 | IE-C6FS8UG0400A40A40-G | System cable, RJ45 IP 20, RJ45 IP 20, Cat.6A / Class EA (ISO/IEC 11801 2010), PUR, 40 m
5143 | 9456140750 | SAIL-M12BG-5S7.5U | Sensor/actuator line, One end without connector, M12, Number of poles : 5, 7.5 m, Female socket, straight, Shielded: Yes, LED: No, Sheath material: PUR, Halogen: No
5144 | 9457340400 | SAIL-M12GM12G-5-4.0U | Sensor/actuator line, Connecting line, M12 / M12, Number of poles : 5, 4 m, pin, straight - socket, straight, Shielded: No, LED: No, Sheath material: PUR, Halogen: No
5145 | 9457381500 | SAIL-M8BW-3-15U | Sensor/actuator line, One end without connector, M8, Number of poles : 3, 15 m, Socket, angled, Shielded: No, LED: No, Sheath material: PUR, Halogen: No
5146 | 9457390075 | SAIL-M12GM12W-3-0.75U | Sensor/actuator line, Connecting line, M12 / M12, Number of poles : 3, 0.75 m, pin, straight - socket, 90°, Shielded: No, LED: No, Sheath material: PUR, Halogen: No
5147 | 9457450800 | SAIL-M8BG-3-8.0U | Sensor/actuator line, One end without connector, M8, Number of poles : 3, 8 m, Female socket, straight, Shielded: No, LED: No, Sheath material: PUR, Halogen: No
5148 | 9457770400 | SAIL-M12GM8G-3-4.0U | Sensor/actuator line, Connecting line, M12 / M8, Number of poles : 3, 4 m, pin, straight - socket, straight, Shielded: No, LED: No, Sheath material: PUR, Halogen: No
5149 | 9457911300 | SAIL-M12BG-5-13U | Sensor/actuator line, One end without connector, M12, Number of poles : 5, 13 m, Female socket, straight, Shielded: No, LED: No, Sheath material: PUR, Halogen: No
5150 | 7789040010 | PAC-CTLX-HE20-V1-1M | Pre-assembled cable, PAC, Cable LiYY, 0.25 mm²
5151 | 7789037025 | PAC-CTLX-SD25-V2-2M5 | Pre-assembled cable, PAC, Cable LiYCY, 0.25 mm²
5152 | 7789239050 | PAC-S300-HE20-V6-5M | Pre-assembled cable, PAC, Cable LiYY, 8.6 ± 1 mm
5153 | 1044470002 | IE-C5DD4UG0002MCSA20-E | Dragline cable, PROFINET, M12 D-code ? IP 67 straight pin, RJ45 IP 20, Cat.5 (ISO/IEC 11801) / Cat.5e (TIA T568-B), PUR, 0.2 m
5154 | 7789292040 | PAC-S400-HE20-V2-4M | Pre-assembled cable, PAC, Cable LiYY, 0.25 mm²
5155 | 1165940006 | IE-C6FP8LD0006M40M40-D | Patch cable, RJ45 IP 20, RJ45 IP 20, Cat.6A / Class EA (ISO/IEC 11801 2010), LSZH, 0.6 m
5156 | 1193620000 | VGM40-MS68 20-32 BG | Heavy-duty connectors, Accessories, Cable glands, Brass, nickel-plated
5157 | 1241100000 | IE-SW-PL16M-16TX | Network switch, managed, Fast Ethernet, Number of ports: 16x RJ45, IP30, 0 °C...60 °C
5158 | 1251310000 | MTA 45 MF | Electronics housings, Mounting flange
5159 | 1251590002 | IE-C6FP8LG0002M40M40-G | Patch cable, RJ45 IP 20, RJ45 IP 20, Cat.6A / Class EA (ISO/IEC 11801 2010), LSZH, 0.2 m
5160 | 1251590003 | IE-C6FP8LG0003M40M40-G | Patch cable, RJ45 IP 20, RJ45 IP 20, Cat.6A / Class EA (ISO/IEC 11801 2010), LSZH, 0.3 m
5161 | 1251590005 | IE-C6FP8LG0005M40M40-G | Patch cable, RJ45 IP 20, RJ45 IP 20, Cat.6A / Class EA (ISO/IEC 11801 2010), LSZH, 0.5 m
5162 | 1251590075 | IE-C6FP8LG0075M40M40-G | Patch cable, RJ45 IP 20, RJ45 IP 20, Cat.6A / Class EA (ISO/IEC 11801 2010), LSZH, 7.5 m
5163 | 1271590015 | SAIL-VSB-M8G-3-0.15U | Valve plug, Straight plug - valve plug
5164 | 1318013500 | IE-FM6C2UE0350MSD1SD1X | Dragline cable, SC IP 67 bayonet V01 metal, SC IP 67 bayonet V01 metal, 62.5 µm, PUR, 350 m
5165 | 1318220000 | ACT20X-HUI-SAO-LP-S | ACT20X, EX signal isolating converter, 1-channel version, Output-loop powered
5166 | 1321700000 | SAIS-M16-2/9 | Plugs prefabricated to customer spec., M16, pin, straight
5167 | 1344740000 | SAIBW-4/8S-M12 4P A-ZF | Sockets prefabricated to customer spec., M12, Socket, angled
5168 | 1350120150 | IE-CSPS5VS0150VAPVAP-X | System cable, PushPull Power, PushPull Power, PVC, 15 m
5169 | 1350120200 | IE-CSPS5VS0200VAPVAP-X | System cable, PushPull Power, PushPull Power, PVC, 20 m
5170 | 1350120300 | IE-CSPS5VS0300VAPVAP-X | System cable, PushPull Power, PushPull Power, PVC, 30 m
5171 | 1350120350 | IE-CSPS5VS0350VAPVAP-X | System cable, PushPull Power, PushPull Power, PVC, 35 m
5172 | 1350120450 | IE-CSPS5VS0450VAPVAP-X | System cable, PushPull Power, PushPull Power, PVC, 45 m
5173 | 1350930000 | UR20-BM-SP | Replacement part, , Flange-mounted housing
5174 | 1351480000 | VPU II 0 PV 1500V DC | Surge voltage arrester, Low voltage, Accessories
5175 | 1367130000 | IE-ANT-O-ABG-360-7-NF | Omni-directional antenna, Dual Band (2.4 GHz / 5 GHz), Gain of up to 8 dBi at 5 GHz / up to 6 dBi at 2.4 GHz, Vertical, 1x N-type female, bottom, IP68, Impedance: 50 ?
5176 | 1376510030 | IE-C5DD4UG0030A2DA2D-E | Dragline cable, PROFINET, RJ45 IP 20 with protective cap, RJ45 IP 20 with protective cap, Cat.5 (ISO/IEC 11801) / Cat.5e (TIA T568-B), PUR, 3 m
5177 | 1380550000 | SAIBC-D-RR-7.3-C5 | Sockets prefabricated to customer spec., M12, Female socket, straight
5178 | 1380580000 | SAISC-D-RR-8.3-C5 | Plugs prefabricated to customer spec., M12, pin, straight
5179 | 1380630000 | SAIBC-WDF-D-RR-7.3-C5 | Panel feed-through, Number of poles: 4, Coding: D, M12, 50 V
5180 | 1380640000 | SAIBC-WDF-D-RR-6.6-C5 | Panel feed-through, Number of poles: 4, Coding: D, M12, 50 V
5181 | 1380650000 | SAIBC-WDF-D-RR-8.3-C5 | Panel feed-through, Number of poles: 4, Coding: D, M12, 50 V
5182 | 1381690000 | SAI-TMCSK | Pressing tool
5183 | 1381710000 | SAI-TMCDC | Pressing tool
5184 | 1382991000 | SAIP-M8BG-4-10U | Sensor/actuator line, One end without connector, M8, Number of poles : 4, 10 m, Female socket, straight, Shielded: No, LED: No, Sheath material: PUR, Halogen: No
5185 | 1383010150 | SAIP-M8BW-3L1.5U | Sensor/actuator line, One end without connector, M8, Number of poles : 3, 1.5 m, Socket, angled, Shielded: No, LED: Yes, Sheath material: PUR, Halogen: No
5186 | 1383011000 | SAIP-M8BW-3L10U | Sensor/actuator line, One end without connector, M8, Number of poles : 3, 10 m, Socket, angled, Shielded: No, LED: Yes, Sheath material: PUR, Halogen: No
5187 | 1383030000 | SAIS-WDF-5-M20 | Panel feed-through, Number of poles: 5, Coding: A, M12, 60 V
5188 | 1393420000 | WDU 70N/35 IR | Feed-through terminal, Screw connection, 70 mm², 1000 V, 192 A, dark beige
5189 | 1398070030 | IE-C6KS8VG0030XCSXCS-E | Connecting line, M12 X-type IP 67 straight male, M12 X-type IP 67 straight male, Cat.6A / Class EA (ISO/IEC 11801 2010), PVC, 3 m
5190 | 1398070100 | IE-C6KS8VG0100XCSXCS-E | Connecting line, M12 X-type IP 67 straight male, M12 X-type IP 67 straight male, Cat.6A / Class EA (ISO/IEC 11801 2010), PVC, 10 m
5191 | 1403680050 | IE-CSPD5US0050VAPVAP-X | System cable, PushPull Power, PushPull Power, PUR, 5 m
5192 | 1403680150 | IE-CSPD5US0150VAPVAP-X | System cable, PushPull Power, PushPull Power, PUR, 15 m
5193 | 1406210000 | PSSR 24VDC/1PH AC 35A | Power Solid-State Relais, Solid state contactor, 1 NO contact (Thyristor (zero-cross switch)), Rated control voltage: 3.5?32 V DC , Rated switching voltage: 24?510 V AC, Continuous current: 23 A (AC51) at 40 °C, 12 A (AC 53)
5194 | 1406220000 | PSSR 230VAC/1PH AC 25A | Power Solid-State Relais, Solid state contactor, 1 NO contact (Triac (zero-cross switch)), Rated control voltage: 160...240 V AC/DC , Rated switching voltage: 12...275 V AC, Continuous current: 17 A (AC51) at 40 °C, 3.5 A (AC 53)
5195 | 1412110000 | IE-SW-BL08-6TX-2SCS | Network switch, unmanaged, Fast Ethernet, Number of ports: 6x RJ45, 2x SC Single-mode, IP30, -10 °C...60 °C
5196 | 1428860000 | HDC MHD 36 MC | Signal module, Pin, Module
5197 | 1428970000 | HDC MHX 4P FC | Power module
5198 | 1428980000 | HDC MF 10B CA | Frame
5199 | 1429070000 | HDC MF 24B FA | Frame
5200 | 1433960005 | IE-FM6Z2LO0005DSD0SD0-X | Patch cable, duplex clip included, SC duplex IP 20, SC duplex IP 20, 62.5 µm, LSZH, 0.5 m
5201 | 1433960010 | IE-FM6Z2LO0001MSD0SD0-X | Patch cable, duplex clip included, SC duplex IP 20, SC duplex IP 20, 62.5 µm, LSZH, 1 m
5202 | 1433960100 | IE-FM6Z2LO0010MSD0SD0-X | Patch cable, duplex clip included, SC duplex IP 20, SC duplex IP 20, 62.5 µm, LSZH, 10 m
5203 | 1435420000 | HDC MSL10 | Shield clamp
5204 | 1457580010 | IE-C6EL8UG0010U40XCS-E | System cable, RJ45 IP 20, M12 X-type IP 67 straight male, Cat.6A / Class EA (ISO/IEC 11801 2010), PUR, 1 m
5205 | 1457580050 | IE-C6EL8UG0050U40XCS-E | System cable, RJ45 IP 20, M12 X-type IP 67 straight male, Cat.6A / Class EA (ISO/IEC 11801 2010), PUR, 5 m
5206 | 1460140000 | UR20-2DI-P-TS | Remote I/O module, IP20, Input, Digital signals, dual channel
5207 | 1465930000 | IE-FC-KEY | FrontCom, spare key, Single frame, Miscellaneous
5208 | 1467690000 | SAIBW-5/11-1.5 | Sockets prefabricated to customer spec., M12, Socket, angled
5209 | 1467890000 | SAIBW-4/11-T-COD | Sockets prefabricated to customer spec., M12, Socket, angled
5210 | 1467960000 | SAIE-M12B-4-T-0.2U-M16 | Built-in plugs, M12, Female socket, straight, M 16, Number of poles: 4, 0.2 m, Front mounting
5211 | 1469480000 | PRO ECO 120W 24V 5A | Power supply, switch-mode power supply unit, 24 V
5212 | 1477420000 | ACT20P-AI-AO-DC-S | Signal converter/isolator, 24 V DC power supply, Input : I/U universal, Output : I/U universal
5213 | 1478100000 | PRO MAX 72W 24V 3A | Power supply, switch-mode power supply unit, 24 V
5214 | 1478140000 | PRO MAX 480W 24V 20A | Power supply, switch-mode power supply unit, 24 V
5215 | 1478190000 | PRO MAX3 480W 24V 20A | Power supply, switch-mode power supply unit, 24 V
5216 | 1478200000 | PRO MAX3 960W 24V 40A | Power supply, switch-mode power supply unit, 24 V
5217 | 1480380000 | HDC MHP100 REMOVAL TOOL | ModuPlug, Contact Removal Tool
5218 | 1482050000 | CMA-31-250-5A-5VA-0,5 | Primary current: 250 A, Secondary current max.: 5 A, Load: 5 VA, Tolerance class: 0,5, closed current transformer
5219 | 1487920000 | IE-BI-USB-3.0-A | USB insert, Flange insert, type A
5220 | 1491180000 | IE-CC-NM-SMAM-2M | Antenna cable, Connection 1:, N-type male, Connection 2:, SMA plug, Length: 2 m
5221 | 1504210000 | IE-SW-BL06-4POE-2SC | Network switch, unmanaged PoE, Fast Ethernet, Number of ports: 4x RJ45 10/100 BaseT(X) PoE+, 2x SC Multi-mode, IP30, 0 °C...60 °C
5222 | 1504220000 | IE-SW-BL06T-4POE-2SC | Network switch, unmanaged PoE, Fast Ethernet, Number of ports: 4x RJ45 10/100 BaseT(X) PoE+, 2x SC Multi-mode, IP30, -40 °C...75 °C
5223 | 1504250000 | IE-SW-BL06-1TX-4POE-1SC | Network switch, unmanaged PoE, Fast Ethernet, Number of ports: 1 * RJ45 10/100BaseT(X), 4x RJ45 10/100 BaseT(X) PoE+, 1 * SC Multi-mode, IP30, -10 °C...60 °C
5224 | 1504320000 | IE-SW-BL05-1GT-4GTPOE | Network switch, unmanaged PoE, Gigabit Ethernet, Number of ports: 4 * RJ45 10/100/1000BaseT(X) PoE+, 1 * RJ45 10/100/1000BaseT(X), IP30, 0 °C...60 °C
5225 | 1504340000 | IE-SW-BL05T-1GT-4GTPOE | Network switch, unmanaged PoE, Gigabit Ethernet, Number of ports: 4 * RJ45 10/100/1000BaseT(X) PoE+, 1 * RJ45 10/100/1000BaseT(X), IP30, -40 °C...75 °C
5226 | 1504350000 | IE-SW-VL05MT-3TX-2SC | Network switch, managed, Fast Ethernet, Number of ports: 3x RJ45, 2x SC Multi-mode, IP30, -40 °C...75 °C
5227 | 1504360000 | IE-SW-BL05-1GS-4GTPOE | Network switch, unmanaged PoE, Gigabit Ethernet, Number of ports: 4 * RJ45 10/100/1000BaseT(X) PoE+, 1* Slot 100/1000BaseSFP, IP30, 0 °C...60 °C
5228 | 1504410000 | IE-SW-IP67-5M12 | Network switch, unmanaged, Fast Ethernet, Number of ports: 5 * M12 D coded, IP67 encapsulated, -25 °C...60 °C
5229 | 1510240000 | ACT20C-CMT-10-AO-RC-S | Current-measuring transducer, Input : 0?5/10 A, Output : 0(4)-20 mA, 0-10 V, Relay
5230 | 1514970000 | IE-AD-M12DRJ45-MF-180 | Adapter, straight, RJ45 180°, M12, Cat.5 (ISO/IEC 11801), IP67
5231 | 1516340000 | IE-BS-M12X-S-FH | Plug-in connector, M12, Insulation displacement technology, Cat.6A / Class EA (ISO/IEC 11801 2010), IP67
5232 | 1518090000 | IE-PS-RJ45-FH-90-B-1.1 | RJ45 plug with piercing contacts, angled, 4x90°, Cat.6A / Class EA (ISO/IEC 11801 2010), EIA/TIA T568 B
5233 | 1522100030 | IE-C5DS4VG0030A60A60-E | System cable, RJ45 IP 20, RJ45 IP 20, Cat.5 (ISO/IEC 11801) / Cat.5e (TIA T568-B), PVC, 3 m
5234 | 1529580000 | IE-FC-SET-SPDED001-KN-P | FrontCom, Set
5235 | 1537530000 | KLIPPON CS K41-4 | Klippon Control Station (control and signalling device), Control / signalling device, KLIPPON K41 EX, Aluminium AlSi12, Light module - red, EMERGENCY-STOP pushbutton with yellow, contrasting label, 2 NC contact, positive opening contacts, -55 °C...+55 °C, IP54, IP66
5236 | 1542580000 | SAI-4-M-MVV-M12 S-COD | Power distributor, M12, Hood version, Yes
5237 | 1543690000 | IE-FCI-PWCB-3A | FrontCom, Fuse, Fuse insert
5238 | 1906311500 | SAIL-M12WM12W-4-15U | Sensor/actuator line, Connecting line, M12 / M12, Number of poles : 4, 15 m, pin, 90° - socket 90°, Shielded: No, LED: No, Sheath material: PUR, Halogen: No
5239 | 1964400150 | SAIL-M12GM12G-12-1.5U | Sensor/actuator line, Connecting line, M12 / M12, Number of poles : 12, 1.5 m, pin, straight - socket, straight, Shielded: No, LED: No, Sheath material: PUR, Halogen: No
5240 | 1992820000 | IE-PS-RJ45-FH-180-A-1.6 | RJ45 plug with piercing contacts, straight, Cat.6A / Class EA (ISO/IEC 11801 2010), EIA/TIA T568 A
5241 | 1992850000 | IE-PS-RJ45-FH-180-A-1.1 | RJ45 plug with piercing contacts, straight, Cat.6A / Class EA (ISO/IEC 11801 2010), EIA/TIA T568 A
5242 | 1992870000 | IE-PS-RJ45-FH-90-A-1.6 | RJ45 plug with piercing contacts, angled, 4x90°, Cat.6A / Class EA (ISO/IEC 11801 2010), EIA/TIA T568 A
5243 | 1992880000 | IE-PI-RJ45-FH-A-1.6 | Substitute wire manager, Cat.6A / Class EA (ISO/IEC 11801 2010), EIA/TIA T568 A
5244 | 1993550010 | IE-USB-A-A-1.0M | USB cable, USB A, USB A, PVC, 1 m
5245 | 2001800000 | PRO DCDC 120W 24V 5A | DC/DC converter, 24 V
5246 | 2003190000 | IE-FC-DFM-CAB | FrontCom, Double frame, Metal cover, Lockable with cabinet key
5247 | 2050161000 | SAIL-M12BG-S-10P | Power cable, One end without connector, M12, Number of poles : 4 (3 + PE), 10 m, Female socket, straight, Shielded: No, LED: No, Sheath material: PUR, Halogen: No
5248 | 2063070000 | VPU I 3+1 R 280V/25KA | Surge voltage arrester, Low voltage, with remote contact, TN-C-S, TN-S, IT with N, IT without N, TT
5249 | 2080600000 | AMG ELM-8F | Electronic load monitoring, 8 A, 24 V DC
5250 | 2082440000 | AMG ELM-6D CO | Electronic load monitoring, 6 A, 24 V DC
5251 | 2122920000 | AMG PD | Potential distributor
5252 | 2122930000 | AMG MD | Potential distributor
5253 | 2420960000 | CMA-31-150-5A-5VA-1 | Primary current: 150 A, Secondary current max.: 5 A, Load: 5 VA, Tolerance class: 1, closed current transformer
5254 | 2425420000 | ENERGY METER 350 | Supply voltage : 230 V
5255 | 2425490000 | ENERGY METER D650 | Supply voltage : 230 V
5256 | 2433190000 | WB SI SL 0,8X4,0 | Screwdriver insert
5257 | 2439140000 | CRIMPFIX E | Automatic stripper and crimper, 0.5mm², 2.5mm²
5258 | 2447050000 | U-LINK-LIC-STD-150-1Y | "Standard 150? version software licence for u-link Remote Access Service. Can be used to upgrade an entry version or "Standard 50" version or to extend the period of a ?Standard 150? version?
5259 | 2456840000 | ACT20P-UI-2RCO-DC-P | Limit value monitoring, universal, Input: temperature, R, U, I, Relay output, 24 V DC power supply, 24 V (@ 4-20 mA loop)
5260 | 2457840000 | U-LINK-LIC-STD-300-1Y | ?Standard 300? version software licence for u-link Remote Access Service. Can be used to upgrade an entry version or "Standard 150" version or to extend the period of a ?Standard 300? version?
5261 | 2476750000 | DRIKIT 24VDC 1CO LD/PB | D-SERIES DRI, Relay module, Number of contacts: 1, CO contact AgSnO, Rated control voltage: 24 V DC, Continuous current: 10 A, Screw connection, Test button available: Yes
5262 | 2476810000 | DRIKIT 12VDC 2CO LD | D-SERIES DRI, Relay module, Number of contacts: 2, CO contact AgSnO, Rated control voltage: 12 V DC, Continuous current: 5 A, Screw connection, Test button available: No
5263 | 2476890000 | DRIKIT 24VDC 2CO LD/PB | D-SERIES DRI, Relay module, Number of contacts: 2, CO contact AgSnO, Rated control voltage: 24 V DC, Continuous current: 5 A, Screw connection, Test button available: Yes
5264 | 2476900000 | DRIKIT 48VDC 2CO LD/PB | D-SERIES DRI, Relay module, Number of contacts: 2, CO contact AgSnO, Rated control voltage: 48 V DC, Continuous current: 5 A, Screw connection, Test button available: Yes
5265 | 2486070000 | PRO DM 10 | Diode module, 24 V DC
5266 | 2488560000 | HDC 06B ALU N | HDC enclosures, Size: 3, Protection degree: IP65 (in plugged condition), Bulkhead housing, End-locking clamp, lower side, End-locking clamp replaceable, Standard
5267 | 2488590000 | HDC 16B ABU N | HDC enclosures, Size: 6, Protection degree: IP65 (in plugged condition), Bulkhead housing, Side-locking clamp on lower side, Side-locking clamp replaceable, Standard
5268 | 2488600000 | HDC 24B ABU N | HDC enclosures, Size: 8, Protection degree: IP65 (in plugged condition), Bulkhead housing, Side-locking clamp on lower side, Side-locking clamp replaceable, Standard
5269 | 2491270000 | AMG ELM-1F CL2 | Electronic load monitoring, 1 A, 24 V DC
5270 | 2491280000 | AMG ELM-2F CL2 | Electronic load monitoring, 2 A, 24 V DC
5271 | 2491290000 | AMG ELM-4F CL2 | Electronic load monitoring, 4 A, 24 V DC
5272 | 2493480000 | IE-BSS-VAPM-24V | Power connector, Flange, PROFINET, Set of flanges
5273 | 7789031010 | PAC-CTLX-RV24-V0-1M | Pre-assembled cable, PAC, Cable LiYY, 0.25 mm²
5274 | 7789327060 | PAC-TWDO-HE20-V1-6M | Pre-assembled cable, PAC, Cable LiYY, 0.25 mm²
5275 | 7789792010 | PAC-MFX3-HE10-V1-1M | Cable LiYY, 0.25 mm²
5276 | 7789793050 | PAC-CJ1W-HE20-V11-5M | Pre-assembled cable, PAC, Cable LiYY, 0.25 mm²
5277 | 7789779010 | PAC-S300-HE20-V13-1M | Pre-assembled cable, PAC, Cable LiYY, 8.6 ± 1 mm
5278 | 7789668010 | PAC-RX3I-SD15-V2-1M | Pre-assembled cable, PAC, Cable LiYCY, 0.25 mm²
5279 | 7789665010 | PAC-RX3I-RV36-V2-1M | Pre-assembled cable, PAC, Cable LiYY, 0.25 mm²
5280 | 7789649010 | PAC-CJ1W-RV24-V0-1M | Pre-assembled cable, PAC, Cable LiYY, 0.25 mm²
5281 | 7789633010 | PAC-M340-RV24-V2-1M | Pre-assembled cable, PAC, Cable LiYY, 0.25 mm²
5282 | 7789628010 | PAC-M340-SD15-V3-1M | Pre-assembled cable, PAC, Cable LiYCY, 0.25 mm²
5283 | 7789610010 | PAC-CTLX-HE20-V9-1M | Pre-assembled cable, PAC, Cable LiYY, 0.25 mm²
5284 | 7789330010 | PAC-MICR-RV36-V0-1M | Pre-assembled cable, PAC, Cable LiYY, 0.25 mm²
5285 | 7789219010 | PAC-S300-RV12-V1-1M | Pre-assembled cable, PAC, Cable LiYY, 0.25 mm²
5286 | 7789210010 | PAC-S300-RV24-V1-1M | Pre-assembled cable, PAC, Cable LiYY, 0.25 mm²
5287 | 7789195010 | PAC-S300-SD15-V4-1M | Pre-assembled cable, PAC, Cable LiYCY, 0.25 mm²
5288 | 7789156010 | PAC-CTLX-SD25-V4-1M | Pre-assembled cable, PAC, Cable LiYCY, 0.25 mm²
5289 | 7789152010 | PAC-CTLX-HE20-V8-1M | Pre-assembled cable, PAC, Cable LiYY, 0.25 mm²
5290 | 7789151010 | PAC-CTLX-HE20-V7-1M | Pre-assembled cable, PAC, Cable LiYY, 0.25 mm²
5291 | 7789135010 | PAC-QTUM-SD25-V3-1M | Pre-assembled cable, PAC, Cable LiYCY, 0.25 mm²
5292 | 7789034010 | PAC-CTLX-SD15-V1-1M | Pre-assembled cable, PAC, Cable LiYCY, 0.25 mm²
5293 | 7789026010 | PAC-CMLX-SD15-V0-1M | Pre-assembled cable, PAC, Cable LiYCY, 0.25 mm²
5294 | 7789110015 | PAC-QTUM-RV24-V0-1M5 | Pre-assembled cable, PAC, Cable LiYY, 0.25 mm²
5295 | 7789112020 | PAC-QTUM-RV24-V2-2M | Pre-assembled cable, PAC, Cable LiYY, 0.25 mm²
5296 | 7789112025 | PAC-QTUM-RV24-V2-2M5 | Pre-assembled cable, PAC, Cable LiYY, 0.25 mm²
5297 | 7789113015 | PAC-QTUM-RV24-V3-1M5 | Pre-assembled cable, PAC, Cable LiYY, 0.25 mm²
5298 | 7789113025 | PAC-QTUM-RV24-V3-2M5 | Pre-assembled cable, PAC, Cable LiYY, 0.25 mm²
5299 | 7789125030 | PAC-QTUM-SD25-V0-3M | Pre-assembled cable, PAC, Cable LiYCY, 0.25 mm²
5300 | 7789125050 | PAC-QTUM-SD25-V0-5M | Pre-assembled cable, PAC, Cable LiYCY, 0.25 mm²
5301 | 7789126040 | PAC-QTUM-SD25-V1-4M | Pre-assembled cable, PAC, Cable LiYCY, 0.25 mm²
5302 | 7789134040 | PAC-QTUM-SD25-V2-4M | Pre-assembled cable, PAC, Cable LiYCY, 0.25 mm²
5303 | 7789159100 | PAC-CTLX-SD25-V7-10M | Pre-assembled cable, PAC, Cable LiYCY, 0.25 mm²
5304 | 7789211060 | PAC-S300-RV24-V2-6M | Pre-assembled cable, PAC, Cable LiYY, 0.25 mm²
5305 | 7789214060 | PAC-S300-RV24-V4-6M | Pre-assembled cable, PAC, Cable LiYY, 0.25 mm²
5306 | 7789219040 | PAC-S300-RV12-V1-4M | Pre-assembled cable, PAC, Cable LiYY, 0.25 mm²
5307 | 7789219050 | PAC-S300-RV12-V1-5M | Pre-assembled cable, PAC, Cable LiYY, 0.25 mm²
5308 | 7789382040 | PAC-M340-RV24-V0-4M | Pre-assembled cable, PAC, Cable LiYY, 0.25 mm²
5309 | 7789382050 | PAC-M340-RV24-V0-5M | Pre-assembled cable, PAC, Cable LiYY, 0.25 mm²
5310 | 7789383030 | PAC-M340-RV24-V1-3M | Pre-assembled cable, PAC, Cable LiYY, 0.25 mm²
5311 | 7789383050 | PAC-M340-RV24-V1-5M | Pre-assembled cable, PAC, Cable LiYY, 0.25 mm²
5312 | 7789384040 | PAC-M340-RV24-V3-4M | Pre-assembled cable, PAC, Cable LiYY, 0.25 mm²
5313 | 7789386040 | PAC-M340-HE20-V2-4M | Pre-assembled cable, PAC, Cable LiYCY, 0.25 mm²
5314 | 7789211025 | PAC-S300-RV24-V2-2M5 | Pre-assembled cable, PAC, Cable LiYY, 0.25 mm²
5315 | 7789223030 | PAC-S300-HESD-V0-3M | Pre-assembled cable, PAC, Cable LiYY, Cable LiYCY, 0.25 mm²
5316 | 7789224030 | PAC-S300-SD15-V1-3M | Pre-assembled cable, PAC, Cable LiYCY, 0.25 mm²
5317 | 7789322040 | PAC-PREM-HE20-V0-4M | Pre-assembled cable, PAC, Cable LiYY, 0.25 mm²
5318 | 7789331015 | PAC-MICR-RV24-V1-1M5 | Pre-assembled cable, PAC, Cable LiYY, 0.25 mm²
5319 | 7789319020 | PAC-PREM-SD25-V1-2M | Pre-assembled cable, PAC, Cable LiYCY, 0.25 mm²
5320 | 7789319025 | PAC-PREM-SD25-V1-2M5 | Pre-assembled cable, PAC, Cable LiYCY, 0.25 mm²
5321 | 7789319040 | PAC-PREM-SD25-V1-4M | Pre-assembled cable, PAC, Cable LiYCY, 0.25 mm²
5322 | 7789320025 | PAC-PREM-SD15-V0-2M5 | Pre-assembled cable, PAC, Cable LiYCY, 0.25 mm²
5323 | 7789326040 | PAC-TWDO-HE20-V0-4M | Pre-assembled cable, PAC, Cable LiYY, 0.25 mm²
5324 | 7789329030 | PAC-TWDO-HE20-V3-3M | Pre-assembled cable, PAC, Cable LiYY, 0.25 mm²
5325 | 7789373100 | PAC-CJ1W-HE20-V3-10M | Pre-assembled cable, PAC, Cable LiYY, 0.25 mm²
5326 | 7789380040 | PAC-M340-HE20-V1-4M | Pre-assembled cable, PAC, Cable LiYY, 0.25 mm²
5327 | 7789031035 | PAC-CTLX-RV24-V0-3M5 | Pre-assembled cable, PAC, Cable LiYY, 0.25 mm²
5328 | 7789033030 | PAC-CTLX-SD15-V0-3M | Pre-assembled cable, PAC, Cable LiYCY, 0.25 mm²
5329 | 7789066025 | PAC-GF30-HE20-V0-2M5 | Pre-assembled cable, PAC, Cable LiYY, 0.25 mm²
5330 | 7789066040 | PAC-GF30-HE20-V0-4M | Pre-assembled cable, PAC, Cable LiYY, 0.25 mm²
5331 | 7789106070 | PAC-UNIV-RV36-F-7M | Pre-assembled cable, PAC, Cable LiYY, 0.25 mm²
5332 | 7789108015 | PAC-UNIV-RV12-F-1M5 | Pre-assembled cable, PAC, Cable LiYY, 0.25 mm²
5333 | 7789108025 | PAC-UNIV-RV12-F-2M5 | Pre-assembled cable, PAC, Cable LiYY, 0.25 mm²
5334 | 7789108040 | PAC-UNIV-RV12-F-4M | Pre-assembled cable, PAC, Cable LiYY, 0.25 mm²
5335 | 7789108080 | PAC-UNIV-RV12-F-8M | Pre-assembled cable, PAC, Cable LiYY, 0.25 mm²
5336 | 1510540000 | ACT20P-CMT-30-AO-RC-S | Current-measuring transducer, Limit value monitoring, Input : 0?20/25/30 A, Analogue output, Relay output
5337 | 1481970000 | ACT20P-PRO DCDC II-S | Signal converter/insulator, 24?230 V AC/DC power supply, Input : I/U universal, Output : I/U universal
5338 | 1319270000 | SCS 24VDC P2SIL3DSES | SAFESERIES, Safety relay,24 V DC -15 / +20%, 35 mA , Max. switching current, internal fuse : 5 A (refer to derating curve), SIL 3, DIN EN 61508
5339 | 1510420000 | ACT20C-CMT-60-AO-RC-S | Current-measuring transducer, Input : 0?40/50/60 A, Output : 0(4)-20 mA, 0-10 V, Relay
5340 | 1078730000 | SAIE-M8S-3-0.5U-FP-M8 | Built-in plugs, M8 thread, pin, straight, M 8, Number of poles: 3, 0.5 m
5341 | 1079640000 | HDC 24B HP250 MPL3 TYP1 | HDC insert, Number of poles: 3, Size: 8
5342 | 1079730000 | HDC HP 250 F 35 | HDC insert, Female, 3000 V, 250 A, Crimp connection, Size: 250
5343 | 1079770000 | HDC HP 250 F 95 | HDC insert, Female, 3000 V, 250 A, Crimp connection, Size: 250
5344 | 1103680000 | HDC 06B HP250 MPL1 | HDC insert, Number of poles: 1, Size: 3
5345 | 1117980000 | SAIB-M16-5/9 | Plugs prefabricated to customer spec., M16, Female socket, straight
5346 | 1132010000 | IE-PI-RJ45-FH-A | Plug insert RJ45 IDC, Plug insert RJ45, no tools required, TIA-568A
5347 | 1160450000 | HDC IP68 24B MD 4M25 T1 | HDC enclosures, Size: 8, Protection degree: IP68, IP69K, IP68 (in plugged condition), Cover, Clamping yoke connection, Standard, Size of cable entries: M 25
5348 | 1165900003 | IE-C6FP8LB0003M40M40-B | Patch cable, RJ45 IP 20, RJ45 IP 20, Cat.6A / Class EA (ISO/IEC 11801 2010), LSZH, 0.3 m
5349 | 1165940060 | IE-C6FP8LD0060M40M40-D | Patch cable, RJ45 IP 20, RJ45 IP 20, Cat.6A / Class EA (ISO/IEC 11801 2010), LSZH, 6 m
5350 | 1168850000 | HDC FIXING SC SIZE1 M3X6 | Heavy-duty connectors, Accessories, Mounting screw
5351 | 1172970000 | IE-C5ES8UG0030A40A40-E | System cable, RJ45 IP 20, RJ45 IP 20, Cat.5 (ISO/IEC 11801) / Cat.5e (TIA T568-B), PUR, 3 m
5352 | 1173630000 | TW PRV16 | P-series, Partition plate, grey, 2 mm, Unprinted
5353 | 1193570000 | VGM25-SS68 11-20 BG | Heavy-duty connectors, Accessories, Cable glands, Stainless steel 1.4305 (303)
5354 | 1193590000 | VGM40-SS68 20-32 BG | Heavy-duty connectors, Accessories, Cable glands, Stainless steel 1.4305 (303)
5355 | 1193600000 | VGM25-MS68 11-20 BG | Heavy-duty connectors, Accessories, Cable glands, Brass, nickel-plated
5356 | 1201211000 | SAIL-M8GRJ45-4S10UIE | Bus line, Connecting line, M8, Number of poles: 4, 10 m, pin, straight, RJ45, Shielded: Yes, LED: No, Sheath material: PUR, Halogen: No
5357 | 1240840000 | IE-SW-BL05-5TX | Network switch, unmanaged, Fast Ethernet, Number of ports: 5x RJ45, IP30, -10 °C...60 °C
5358 | 1240880000 | IE-SW-BL05-4TX-1ST | Network switch, unmanaged, Fast Ethernet, Number of ports: 4 x RJ45, 1 * ST Multi-mode, IP30, -10 °C...60 °C
5359 | 1240900000 | IE-SW-BL08-8TX | Network switch, unmanaged, Fast Ethernet, Number of ports: 8x RJ45, IP30, -10 °C...60 °C
5360 | 1240930000 | IE-SW-BL08-6TX-2ST | Network switch, unmanaged, Fast Ethernet, Number of ports: 6x RJ45, 2 * ST Multi-mode, IP30, -10 °C...60 °C
5361 | 1240950000 | IE-SW-BL08-7TX-1SCS | Network switch, unmanaged, Fast Ethernet, Number of ports: 7x RJ45, 1 * SC Single-mode, IP30, -10 °C...60 °C
5362 | 1240970000 | IE-SW-VL08MT-5TX-3SC | Network switch, managed, Fast Ethernet, Number of ports: 5x RJ45, 3 * SC Multi-mode, IP30, -40 °C...75 °C
5363 | 1241020000 | IE-SW-VL08MT-6TX-2SCS | Network switch, managed, Fast Ethernet, Number of ports: 6x RJ45, 2x SC Single-mode, IP30, -40 °C...75 °C
5364 | 1241070000 | IE-SW-PL08M-6TX-2SC | Network switch, managed, Fast Ethernet, Number of ports: 6x RJ45, 2x SC Multi-mode, IP30, -10 °C...60 °C
5365 | 1241080000 | IE-SW-PL08M-6TX-2ST | Network switch, managed, Fast Ethernet, Number of ports: 6x RJ45, 2 * ST Multi-mode, IP30, 0 °C...60 °C
5366 | 1241090000 | IE-SW-PL08M-6TX-2SCS | Network switch, managed, Fast Ethernet, Number of ports: 6x RJ45, 2x SC Single-mode, IP30, 0 °C...60 °C
5367 | 1241130000 | IE-SW-PL16M-14TX-2ST | Network switch, managed, Fast Ethernet, Number of ports: 14x RJ45, 2 * ST Multi-mode, IP30, 0 °C...60 °C
5368 | 1241320000 | IE-SW-PL18M-2GC-16TX | Network switch, managed, Fast/Gigabit Ethernet, Number of ports: 16x RJ45 10/100BaseT(X), 2 * combo-ports (10/100/1000BaseT(X) or 1000BaseSFP), IP30, 0 °C...60 °C
5369 | 1241330000 | IE-SW-PL18M-2GC14TX2SC | Network switch, managed, Fast/Gigabit Ethernet, Number of ports: 14 * RJ45 10/100BaseT(X), 2 * SC Multi-mode 100FX, 2 * combo-ports (10/100/1000BaseT(X) or 1000BaseSFP), IP30, 0 °C...60 °C
5370 | 1246410000 | ERTE AN HTF 63 | Pressing tool, Replacement part
5371 | 1246740000 | ERTE AN HTF DFF | Pressing tool, Replacement part
5372 | 1246780000 | ERTE ES CTN 25 D5 | Pressing tool, Replacement part
5373 | 1248280012 | IE-C6FP8LD0012M40V40-D | Patch cable, RJ45 IP 20, Angled 90°, RJ45 IP 20, Cat.6A / Class EA (ISO/IEC 11801 2010), LSZH, 1.2 m
5374 | 1251580200 | IE-C6FP8LY0200M40M40-Y | Patch cable, RJ45 IP 20, RJ45 IP 20, Cat.6A / Class EA (ISO/IEC 11801 2010), LSZH, 20 m
5375 | 1251590030 | IE-C6FP8LG0030M40M40-G | Patch cable, RJ45 IP 20, RJ45 IP 20, Cat.6A / Class EA (ISO/IEC 11801 2010), LSZH, 3 m
5376 | 1251660000 | HDC HQP DMD 2BO CS | HDC enclosures, Size: HQ, Protection degree: IP65 (in plugged condition), Cover for lower part of housing, Side-locking clamp on lower side
5377 | 1251680000 | HDC HQM ALU CS | HDC enclosures, Size: HQ, Protection degree: IP65 (in plugged condition), Bulkhead housing, Side-locking clamp on lower side, Standard
5378 | 1252210000 | PTSI 4/LD 36V AC/DC | FieldPower®, Field Power® plug-in connector, PUSH IN, 0.5 mm² - 4 mm²
5379 | 1254660000 | SCREWTY SW17 | Bolting tool
5380 | 1256330000 | KTB GP 262620 CD S4 6MM | Klippon TB (Terminal Box), flange plate, Height: 204 mm, Width: 167 mm, Depth: 6 mm, Gland plates: left, right, Material: Stainless steel 1.4404, electropolished, silver
5381 | 1256340000 | KTB GP 303015 AB S4 6MM | Klippon TB (Terminal Box), flange plate, Height: 300 mm, Width: 117 mm, Depth: 6 mm, Gland plates: top, Bottom, Material: Stainless steel 1.4404, electropolished, silver
5382 | 1259010150 | SAIL-M16BW-12-1.5U | Sensor/actuator line, One end without connector, M16, Number of poles: 12, 1.5 m, Socket, angled, Shielded: No, LED: No, Sheath material: PUR, Halogen: Yes
5383 | 1259010500 | SAIL-M16BW-12-5.0U | Sensor/actuator line, One end without connector, M16, Number of poles: 12, 5 m, Socket, angled, Shielded: No, LED: No, Sheath material: PUR, Halogen: Yes
5384 | 1273430010 | IE-FPOZ2EE0001MSJ0SJ0-X | Connecting line, PROFINET, SCRJ IP 20, SCRJ IP 20, 980 µm, 1 m
5385 | 1274150000 | GFSC M5X10 TX20 SET | Klippon EBi (Essential Box industrial), Mounting screw, Material: Steel, galvanized, silver
5386 | 1279320000 | TPSDHA KTB 70X70M3 S2 R | Klippon TB (Terminal Box), Ratings plate holder, Riveted, Height: 70 mm, Width: 70 mm, Depth: 20 mm, Material: Stainless steel 1.4301, Mirror polished, silver
5387 | 1279410150 | SAIL-M12G-8-1.5U | Sensor/actuator line, One end without connector, M12, Number of poles : 8, 1.5 m, pin, straight, Shielded: No, LED: No, Sheath material: PUR, Halogen: No
5388 | 1279490100 | SAIE-M12S-PB-1.0U HW | Built-in plugs, M12, PG 9, Number of poles: 2, 1 m
5389 | 1279490200 | SAIE-M12S-PB-2.0U HW | Built-in plugs, M12, PG 9, Number of poles: 2, 2 m
5390 | 1281010000 | KTB GP 352620 AB S4 | Klippon TB (Terminal Box), flange plate, Height: 250 mm, Width: 167 mm, Depth: 3 mm, Gland plates: top, Bottom, Material: Stainless steel 1.4404, electropolished, silver
5391 | 1281020000 | KTB GP 352620 CD S4 | Klippon TB (Terminal Box), flange plate, Height: 294 mm, Width: 167 mm, Depth: 3 mm, Gland plates: left, right, Material: Stainless steel 1.4404, electropolished, silver
5392 | 1281070000 | KTB GP 453815 AB S4 | Klippon TB (Terminal Box), flange plate, Height: 376 mm, Width: 117 mm, Depth: 3 mm, Gland plates: top, Bottom, Material: Stainless steel 1.4404, electropolished, silver
5393 | 1281190000 | KTB GP 624515 AB S4 | Klippon TB (Terminal Box), flange plate, Height: 444 mm, Width: 117 mm, Depth: 3 mm, Gland plates: top, Bottom, Material: Stainless steel 1.4404, electropolished, silver
5394 | 1281200000 | KTB GP 624515 CD S4 | Klippon TB (Terminal Box), flange plate, Height: 568 mm, Width: 117 mm, Depth: 3 mm, Gland plates: left, right, Material: Stainless steel 1.4404, electropolished, silver
5395 | 1281240000 | KTB GP 765015 CD S4 | Klippon TB (Terminal Box), flange plate, Height: 345 mm, Width: 117 mm, Depth: 3 mm, Gland plates: left, right, Material: Stainless steel 1.4404, electropolished, silver
5396 | 1281250000 | KTB GP 765020 AB S4 | Klippon TB (Terminal Box), flange plate, Height: 498 mm, Width: 167 mm, Depth: 3 mm, Gland plates: top, Bottom, Material: Stainless steel 1.4404, electropolished, silver
5397 | 1281260000 | KTB GP 765020 CD S4 | Klippon TB (Terminal Box), flange plate, Height: 341 mm, Width: 167 mm, Depth: 3 mm, Gland plates: left, right, Material: Stainless steel 1.4404, electropolished, silver
5398 | 1281320000 | KTB GP 987420 CD S4 | Klippon TB (Terminal Box), flange plate, Height: 450 mm, Width: 167 mm, Depth: 3 mm, Gland plates: left, right, Material: Stainless steel 1.4404, electropolished, silver
5399 | 1282490000 | ACT20-FEED-IN-BASIC-S | Supply module, Distributes supply voltage to rail bus
5400 | 1282820000 | HDC IP68 24B HP FRAME | HDC enclosures, Size: 8, Protection degree: IP68, IP69K, IP68 (in plugged condition), , Clamping yoke connection, Standard
5401 | 1285830000 | IE-CST-2TX-1RS232/485 | Serial / Ethernet converter, 2x RJ45, 1x DB9 for RS-232, 1x terminal block for RS-422/485, IP30, -40 °C...75 °C
5402 | 1286540000 | IE-SW-BL05T-4TX-1ST | Network switch, unmanaged, Fast Ethernet, Number of ports: 4 x RJ45, 1 * ST Multi-mode, IP30, -40 °C...75 °C
5403 | 1286560000 | IE-SW-BL08T-8TX | Network switch, unmanaged, Fast Ethernet, Number of ports: 8x RJ45, IP30, -40 °C...75 °C
5404 | 1286610000 | IE-SW-VL16T-14TX-2SC | Network switch, unmanaged, Fast Ethernet, Number of ports: 14x RJ45, 2x SC Multi-mode, IP30, -40 °C...75 °C
5405 | 1286790000 | IE-SW-PL08MT-6TX-2SC | Network switch, managed, Fast Ethernet, Number of ports: 6x RJ45, 2x SC Multi-mode, IP30, -40 °C...75 °C
5406 | 1329240020 | PAC-S1200-HE20-V7-2M | Pre-assembled cable, PAC, Cable LiYY, 0.25 mm²
5407 | 1334900000 | UR20-FBC-DN | Remote I/O fieldbus coupler, IP20, DeviceNet
5408 | 1335050000 | UR20-PF-O-2DI-SIL | Remote I/O module, IP20, Safety, SIL power supply
5409 | 1371150000 | TBY-SAI143-2KS-S | Interface, RS, 2 x KS (40P), LL2N 5.08 mm
5410 | 1373440000 | SAIE-M23S-S-EM-M20 | Sensor/Actuator plug-in connector, Built-in plugs, Empty enclosure
5411 | 1373900060 | PAC-C300-32-F-34-6M | Pre-assembled cable, PAC, Cable LiYCY, 0.34 mm²
5412 | 1373910060 | PAC-C300-36-F-34-6M | Pre-assembled cable, PAC, Cable LiYCY, 0.34 mm²
5413 | 1382980300 | SAIP-M8BW-3-3.0U | Sensor/actuator line, One end without connector, M8, Number of poles : 3, 3 m, Socket, angled, Shielded: No, LED: No, Sheath material: PUR, Halogen: No
5414 | 1382990300 | SAIP-M8BG-4-3.0U | Sensor/actuator line, One end without connector, M8, Number of poles : 4, 3 m, Female socket, straight, Shielded: No, LED: No, Sheath material: PUR, Halogen: No
5415 | 1383050000 | SAIB-WDF-4-M20 | Panel feed-through, Number of poles: 4, Coding: A, M12, 250 V
5416 | 1383080000 | SAIB-WDF-8-M20 | Panel feed-through, Number of poles: 8, Coding: A, M12, 60 V
5417 | 1390990000 | KLIPPON COPL 161609 | Klippon POK (polyester empty enclosure), Earthing plate, Height: 60.5 mm, Width: 239 mm, Material: Brass, polished, untreated
5418 | 1391000000 | KLIPPON COPL 162609 | Klippon POK (polyester empty enclosure), Earthing plate, Height: 60.5 mm, Width: 339 mm, Material: Brass, polished, untreated
5419 | 1391970000 | SAIS-4/11-T-COD | Plugs prefabricated to customer spec., M12, pin, straight
5420 | 1391990000 | SAIS-3+PE/11-S-COD | Plugs prefabricated to customer spec., M12, pin, straight
5421 | 1392000000 | SAIB-3+PE/11-S-COD | Sockets prefabricated to customer spec., M12, Female socket, straight
5422 | 1392710000 | SAIS-WDF-4-M20-T-COD | Panel feed-through, Number of poles: 4, Coding: T, M12, 60 V
5423 | 1392720000 | SAIB-WDF-4-M20-T-COD | Panel feed-through, Number of poles: 4, Coding: T, M12, 60 V
5424 | 1393050000 | VPU III 3/280V | Surge voltage arrester, Low voltage, with remote contact, TN-C, TN-S, TN-C-S, UP(L/N-PE) < 1000 V
5425 | 1411350000 | PHP PDL6S SO | P-series, End plate, Fixing plate, blue, 3 mm
5426 | 1466230100 | PAC-S1500-UNIU-V0-10M | Pre-assembled cable, PAC, Cable LiYY, 0.25 mm²
5427 | 1469470000 | PRO ECO 72W 24V 3A | Power supply, switch-mode power supply unit, 24 V
5428 | 1512470010 | PAC-PREM-2X10-V1-1M | Pre-assembled cable, PAC, Cable LiYY, 5.4 ± 1 mm
5429 | 1530670000 | BUKO WM4 C BT | Photovoltaics, Plug-in connector, Socket connector
5430 | 1530680000 | SFKO WM4 C BT | Photovoltaics, Plug-in connector, Pin
5431 | 1530690000 | BUGH WM4 C BT | Photovoltaics, Plug-in connector, Socket connector
5432 | 1530700000 | SFGH WM4 C BT | Photovoltaics, Plug-in connector, Pin
5433 | 1530780000 | SFKO WM4 C RL | Photovoltaics, Plug-in connector, Pin
5434 | 1556290000 | IE-FCI-HD15-FF | FrontCom, VGA coupling, Signal insert VGA/HD15, Socket / socket
5435 | 1818182500 | SAIB-M23-19P-ST-25M | Sensor/actuator line, One end without connector, M23, Number of poles: 19, 25 m, Female socket, straight, Shielded: No, LED: No, Sheath material: PUR, Halogen: No
5436 | 1818185000 | SAIB-M23-19P-ST-50M | Sensor/actuator line, One end without connector, M23, Number of poles: 19, 50 m, Female socket, straight, Shielded: No, LED: No, Sheath material: PUR, Halogen: No
5437 | 1818185500 | SAIB-M23-19P-ST-55M | Sensor/actuator line, One end without connector, M23, Number of poles: 19, 55 m, Female socket, straight, Shielded: No, LED: No, Sheath material: PUR, Halogen: No
5438 | 1818187500 | SAIB-M23-19P-ST-75M | Sensor/actuator line, One end without connector, M23, Number of poles: 19, 75 m, Female socket, straight, Shielded: No, LED: No, Sheath material: PUR, Halogen: No
5439 | 1824570850 | SAIL-M8GM8G-3-8.5U | Sensor/actuator line, Connecting line, M8 / M8, Number of poles : 3, 8.5 m, pin, straight - socket, straight, Shielded: No, LED: No, Sheath material: PUR, Halogen: No
5440 | 1824590015 | SAIL-M8G-3-0.15U | Sensor/actuator line, One end without connector, M8, Number of poles : 3, 0.15 m, pin, straight, Shielded: No, LED: No, Sheath material: PUR, Halogen: No
5441 | 1824592000 | SAIL-M8G-3-20U | Sensor/actuator line, One end without connector, M8, Number of poles : 3, 20 m, pin, straight, Shielded: No, LED: No, Sheath material: PUR, Halogen: No
5442 | 1845202000 | SAIL-VSCD-20U(0.5) | Valve plug with integral seal, One end without connector - valve plug
5443 | 1873300600 | SAIL-M12G-PB-6.0D | Bus line, One end without connector, M12, Number of poles: 2, 6 m, pin, straight, Shielded: Yes, LED: No, Sheath material: PUR, Halogen: No
5444 | 1873304000 | SAIL-M12G-PB-40D | Bus line, One end without connector, M12, Number of poles: 2, 40 m, pin, straight, Shielded: Yes, LED: No, Sheath material: PUR, Halogen: No
5445 | 1873310025 | SAIL-M12GM12G-PB-0.25D | Bus line, Connecting line, M12 / M12, Number of poles: 2, 0.25 m, pin, straight - socket, straight, Shielded: Yes, LED: No, Sheath material: PUR, Halogen: No
5446 | 1873310090 | SAIL-M12GM12G-PB-0.9D | Bus line, Connecting line, M12 / M12, Number of poles: 2, 0.9 m, pin, straight - socket, straight, Shielded: Yes, LED: No, Sheath material: PUR, Halogen: No
5447 | 1883460300 | SAIL-M12BW-8-3.0U | Sensor/actuator line, One end without connector, M12, Number of poles : 8, 3 m, Socket, angled, Shielded: No, LED: No, Sheath material: PUR, Halogen: No
5448 | 1890522000 | SAIL-M12BG-8S20U | Sensor/actuator line, One end without connector, M12, Number of poles : 8, 20 m, Female socket, straight, Shielded: Yes, LED: No, Sheath material: PUR, Halogen: No
5449 | 1890522500 | SAIL-M12BG-8S25U | Sensor/actuator line, One end without connector, M12, Number of poles : 8, 25 m, Female socket, straight, Shielded: Yes, LED: No, Sheath material: PUR, Halogen: No
5450 | 1896990500 | SAIL-VSA-DS-5.0U | Valve plug, One end without connector - valve plug
5451 | 1898240150 | SAIL-M12BW-12-1.5U | Sensor/actuator line, One end without connector, M12, Number of poles : 12, 1.5 m, Socket, angled, Shielded: No, LED: No, Sheath material: PUR, Halogen: No
5452 | 1898240300 | SAIL-M12BW-12-3.0U | Sensor/actuator line, One end without connector, M12, Number of poles : 12, 3 m, Socket, angled, Shielded: No, LED: No, Sheath material: PUR, Halogen: No
5453 | 1906300050 | SAIL-M12GM12G-4-0.5U | Sensor/actuator line, Connecting line, M12 / M12, Number of poles : 4, 0.5 m, pin, straight - socket, straight, Shielded: No, LED: No, Sheath material: PUR, Halogen: No
5454 | 1927322000 | SAIL-M8BW-3-20V | Sensor/actuator line, One end without connector, M12 / M8, Number of poles : 3, 20 m, Socket, angled, Shielded: No, LED: No, Sheath material: PVC, Halogen: Yes
5455 | 1927362000 | SAIL-M8BW-4L20V | Sensor/actuator line, One end without connector, M8, Number of poles : 4, 20 m, Socket, angled, Shielded: No, LED: Yes, Sheath material: PVC, Halogen: Yes
5456 | 1964700050 | SAIL-M12G-CD-0.5A | Bus line, One end without connector, M12, Number of poles: 5, 0.5 m, pin, straight, Shielded: Yes, LED: No, Sheath material: PUR, Halogen: No
5457 | 7789157010 | PAC-CTLX-SD25-V5-1M | Pre-assembled cable, PAC, Cable LiYCY, 0.25 mm²
5458 | 7789226030 | PAC-S300-SD37-V1-3M | Pre-assembled cable, PAC, Cable LiYCY, 0.25 mm²
5459 | 7789276015 | PAC-S400-RV36-V1-1M5 | Pre-assembled cable, PAC, Cable LiYY, 0.25 mm²
5460 | 7789276025 | PAC-S400-RV36-V1-2M5 | Pre-assembled cable, PAC, Cable LiYY, 0.25 mm²
5461 | 7789276040 | PAC-S400-RV36-V1-4M | Pre-assembled cable, PAC, Cable LiYY, 0.25 mm²
5462 | 7789285020 | PAC-S400-SD25-V0-2M | Pre-assembled cable, PAC, Cable LiYCY, 0.25 mm²
5463 | 7789606030 | PAC-S300-UNIU-V0-3M | Pre-assembled cable, PAC, Cable LiYY, 0.25 mm²
5464 | 7789608030 | PAC-S300-UNIU-V1-3M | Pre-assembled cable, PAC, Cable LiYY, 0.25 mm²
5465 | 7789618030 | PAC-RX3I-HE20-V0-3M | Pre-assembled cable, PAC, Cable LiYY, 0.25 mm²
5466 | 7789619025 | PAC-RX3I-HE20-V1-2M5 | Pre-assembled cable, PAC, Cable LiYY, 0.25 mm²
5467 | 7789640030 | PAC-M340-SD15-V2-3M | Pre-assembled cable, PAC, Cable LiYCY, 0.25 mm²
5468 | 7789641020 | PAC-ABS8-HE20-V0-2M | Pre-assembled cable, PAC, Cable LiYY, 0.25 mm²
5469 | 7789641030 | PAC-ABS8-HE20-V0-3M | Pre-assembled cable, PAC, Cable LiYY, 0.25 mm²
5470 | 7789641040 | PAC-ABS8-HE20-V0-4M | Pre-assembled cable, PAC, Cable LiYY, 0.25 mm²
5471 | 7789641060 | PAC-ABS8-HE20-V0-6M | Pre-assembled cable, PAC, Cable LiYY, 0.25 mm²
5472 | 7789641100 | PAC-ABS8-HE20-V0-10M | Pre-assembled cable, PAC, Cable LiYY, 0.25 mm²
5473 | 7789657025 | PAC-ABS8-SD25-V0-2M5 | Pre-assembled cable, PAC, Cable LiYCY, 0.25 mm²
5474 | 7789682025 | PAC-MIMQ-SD37-V0-2M5 | Pre-assembled cable, PAC, Cable LiYY, 0.25 mm²
5475 | 7789682030 | PAC-MIMQ-SD37-V0-3M | Pre-assembled cable, PAC, Cable LiYY, 0.25 mm²
5476 | 7789682040 | PAC-MIMQ-SD37-V0-4M | Pre-assembled cable, PAC, Cable LiYY, 0.25 mm²
5477 | 7789695010 | PAC-CMLX-HE20-V3-1M | Pre-assembled cable, PAC, Cable LiYY, 0.25 mm²
5478 | 7789709015 | PAC-MIMQ-SD37-V1-1M5 | Pre-assembled cable, PAC, Cable LiYY, 0.25 mm²
5479 | 7789709025 | PAC-MIMQ-SD37-V1-2M5 | Pre-assembled cable, PAC, Cable LiYY, 0.25 mm²
5480 | 7789762080 | PAC-ELCO38-F38-F38-8M | Pre-assembled cable, PAC, Pre-assembled cable, Cable LiYCY, 0.25 mm²
5481 | 7789762100 | PAC-ELCO38-F38-F38-10M | Pre-assembled cable, PAC, Pre-assembled cable, Cable LiYCY, 0.25 mm²
5482 | 7789807015 | PAC-UNIV-HE20-S25-1M5 | Pre-assembled cable, PAC, Cable LiYCY, 0.25 mm²
5483 | 7789828020 | C300-32B-320B-2S-M25-02 | Pre-assembled cable, PAC, Cable LiYCY, 0.25 mm²
5484 | 7789828060 | C300-32B-320B-2S-M25-06 | Pre-assembled cable, PAC, Cable LiYCY, 0.25 mm²
5485 | 7789828080 | C300-32B-320B-2S-M25-08 | Pre-assembled cable, PAC, Cable LiYCY, 0.25 mm²
5486 | 7789829100 | C300-36B-324B-2S-M25-10 | Pre-assembled cable, PAC, Cable LiYCY, 0.25 mm²
5487 | 7789829200 | C300-36B-324B-2S-M25-20 | Pre-assembled cable, PAC, Cable LiYCY, 0.25 mm²
5488 | 7789892050 | C300-36B-324B-2S-M50-05 | Pre-assembled cable, PAC, Cable LiYCY, 0.50 mm²
5489 | 7789895100 | C300-32B-F-2S-M50-10M | Pre-assembled cable, PAC, Cable LiYCY, 0.34 mm²
5490 | 8876450500 | IE-FM5D2UE0050MST0ST0X | Dragline cable, ST IP 20, ST IP 20, 50 µm, PUR, 50 m
5491 | 8876460400 | IE-FM6D2UE0040MST0ST0X | Dragline cable, ST IP 20, ST IP 20, 62.5 µm, PUR, 40 m
5492 | 9456102000 | SAIL-M12G-4-20U | Sensor/actuator line, One end without connector, M12, Number of poles : 4, 20 m, pin, straight, Shielded: No, LED: No, Sheath material: PUR, Halogen: No
5493 | 9456142000 | SAIL-M12BG-5S20U | Sensor/actuator line, One end without connector, M12, Number of poles : 5, 20 m, Female socket, straight, Shielded: Yes, LED: No, Sheath material: PUR, Halogen: No
5494 | 9456152500 | SAIL-M8BW-4-25U | Sensor/actuator line, One end without connector, M8, Number of poles : 4, 25 m, Socket, angled, Shielded: No, LED: No, Sheath material: PUR, Halogen: No
5495 | 9457745000 | SAIL-M12BW-4-50U | Sensor/actuator line, One end without connector, M12, Number of poles : 4, 50 m, Socket, angled, Shielded: No, LED: No, Sheath material: PUR, Halogen: No
5496 | 7789640010 | PAC-M340-SD15-V2-1M | Pre-assembled cable, PAC, Cable LiYCY, 0.25 mm²
5497 | 7789604010 | PAC-S300-SD37-V3-1M | Pre-assembled cable, PAC, Cable LiYCY, 0.25 mm²
5498 | 7789386010 | PAC-M340-HE20-V2-1M | Pre-assembled cable, PAC, Cable LiYCY, 0.25 mm²
5499 | 7789331010 | PAC-MICR-RV24-V1-1M | Pre-assembled cable, PAC, Cable LiYY, 0.25 mm²
5500 | 7789322010 | PAC-PREM-HE20-V0-1M | Pre-assembled cable, PAC, Cable LiYY, 0.25 mm²
5501 | 7789321010 | PAC-PREM-SD15-V1-1M | Pre-assembled cable, PAC, Cable LiYCY, 0.25 mm²
5502 | 7789317010 | PAC-PREM-RV12-V0-1M | Pre-assembled cable, PAC, Cable LiYY, 0.25 mm²
5503 | 7789316010 | PAC-PREM-RV24-V1-1M | Pre-assembled cable, PAC, Cable LiYY, 0.25 mm²
5504 | 7789315010 | PAC-PREM-RV24-V0-1M | Pre-assembled cable, PAC, Cable LiYY, 0.25 mm²
5505 | 7789314010 | PAC-MICR-HE20-V2-1M | Pre-assembled cable, PAC, Cable LiYY, 0.25 mm²
5506 | 7789312010 | PAC-MICR-HE20-V0-1M | Pre-assembled cable, PAC, Cable LiYY, 0.25 mm²
5507 | 7789311010 | PAC-MICR-SD25-V0-1M | Pre-assembled cable, PAC, Cable LiYCY, 0.25 mm²
5508 | 7789307010 | PAC-MICR-RV12-V0-1M | Pre-assembled cable, PAC, Cable LiYY, 0.25 mm²
5509 | 7789283010 | PAC-S400-RV12-V0-1M | Pre-assembled cable, PAC, Cable LiYY, 0.25 mm²
5510 | 7789224010 | PAC-S300-SD15-V1-1M | Pre-assembled cable, PAC, Cable LiYCY, 0.25 mm²
5511 | 7789196010 | PAC-S300-SD25-V4-1M | Pre-assembled cable, PAC, Cable LiYCY, 0.25 mm²
5512 | 7789193010 | PAC-S300-SD15-V0-1M | Pre-assembled cable, PAC, Cable LiYCY, 0.25 mm²
5513 | 7789190010 | PAC-S300-RV24-V0-1M | Pre-assembled cable, PAC, Cable LiYY, 0.25 mm²
5514 | 7789126010 | PAC-QTUM-SD25-V1-1M | Pre-assembled cable, PAC, Cable LiYCY, 0.25 mm²
5515 | 7789125010 | PAC-QTUM-SD25-V0-1M | Pre-assembled cable, PAC, Cable LiYCY, 0.25 mm²
5516 | 7789123010 | PAC-QTUM-SD37-V0-1M | Pre-assembled cable, PAC, Cable LiYCY, 0.25 mm²
5517 | 7789121010 | PAC-QTUM-HE20-V2-1M | Pre-assembled cable, PAC, Cable LiYY, 0.25 mm²
5518 | 7789120010 | PAC-QTUM-HE20-V1-1M | Pre-assembled cable, PAC, Cable LiYY, 0.25 mm²
5519 | 7789119010 | PAC-QTUM-HE20-V0-1M | Pre-assembled cable, PAC, Cable LiYY, 0.25 mm²
5520 | 7789113010 | PAC-QTUM-RV24-V3-1M | Pre-assembled cable, PAC, Cable LiYY, 0.25 mm²
5521 | 7789108010 | PAC-UNIV-RV12-F-1M | Pre-assembled cable, PAC, Cable LiYY, 0.25 mm²
5522 | 7789049010 | PAC-CTLX-HE20-V4-1M | Pre-assembled cable, PAC, Cable LiYY, 0.25 mm²
5523 | 7789048010 | PAC-CTLX-RV12-V0-1M | Pre-assembled cable, PAC, Cable LiYY, 0.25 mm²
5524 | 7789047010 | PAC-CMLX-SD15-V5-1M | Pre-assembled cable, PAC, Cable LiYCY, 0.25 mm²
5525 | 7789046010 | PAC-CMLX-SD15-V4-1M | Pre-assembled cable, PAC, Cable LiYCY, 0.25 mm²
5526 | 7789045010 | PAC-CMLX-SD25-V2-1M | Pre-assembled cable, PAC, Cable LiYCY, 0.25 mm²
5527 | 7789036010 | PAC-CTLX-SD25-V1-1M | Pre-assembled cable, PAC, Cable LiYCY, 0.25 mm²
5528 | 7789025010 | PAC-CMLX-RV24-V3-1M | Pre-assembled cable, PAC, Cable LiYY, 0.25 mm²
5529 | 7789024010 | PAC-CMLX-RV24-V2-1M | Pre-assembled cable, PAC, Cable LiYY, 0.25 mm²
5530 | 7789113080 | PAC-QTUM-RV24-V3-8M | Pre-assembled cable, PAC, Cable LiYY, 0.25 mm²
5531 | 7789118060 | PAC-QTUM-RV36-V0-6M | Pre-assembled cable, PAC, Cable LiYY, 0.25 mm²
5532 | 7789118070 | PAC-QTUM-RV36-V0-7M | Pre-assembled cable, PAC, Cable LiYY, 0.25 mm²
5533 | 7789118100 | PAC-QTUM-RV36-V0-10M | Pre-assembled cable, PAC, Cable LiYY, 0.25 mm²
5534 | 7789119025 | PAC-QTUM-HE20-V0-2M5 | Pre-assembled cable, PAC, Cable LiYY, 0.25 mm²
5535 | 7789119030 | PAC-QTUM-HE20-V0-3M | Pre-assembled cable, PAC, Cable LiYY, 0.25 mm²
5536 | 7789119040 | PAC-QTUM-HE20-V0-4M | Pre-assembled cable, PAC, Cable LiYY, 0.25 mm²
5537 | 7789120015 | PAC-QTUM-HE20-V1-1M5 | Pre-assembled cable, PAC, Cable LiYY, 0.25 mm²
5538 | 7789120025 | PAC-QTUM-HE20-V1-2M5 | Pre-assembled cable, PAC, Cable LiYY, 0.25 mm²
5539 | 7789120040 | PAC-QTUM-HE20-V1-4M | Pre-assembled cable, PAC, Cable LiYY, 0.25 mm²
5540 | 7789120050 | PAC-QTUM-HE20-V1-5M | Pre-assembled cable, PAC, Cable LiYY, 0.25 mm²
5541 | 7789121015 | PAC-QTUM-HE20-V2-1M5 | Pre-assembled cable, PAC, Cable LiYY, 0.25 mm²
5542 | 7789124030 | PAC-QTUM-SD15-V0-3M | Pre-assembled cable, PAC, Cable LiYCY, 0.25 mm²
5543 | 7789230040 | PAC-S300-SD25-V2-4M | Pre-assembled cable, PAC, Cable LiYCY, 0.25 mm²
5544 | 7789237040 | PAC-S300-HE20-V5-4M | Pre-assembled cable, PAC, Cable LiYY, 8.6 ± 1 mm
5545 | 7789237050 | PAC-S300-HE20-V5-5M | Pre-assembled cable, PAC, Cable LiYY, 8.6 ± 1 mm
5546 | 7789239030 | PAC-S300-HE20-V6-3M | Pre-assembled cable, PAC, Cable LiYY, 8.6 ± 1 mm
5547 | 7789239040 | PAC-S300-HE20-V6-4M | Pre-assembled cable, PAC, Cable LiYY, 8.6 ± 1 mm
5548 | 7789270015 | PAC-S400-RV36-V0-1M5 | Pre-assembled cable, PAC, Cable LiYY, 0.25 mm²
5549 | 7789273050 | PAC-S400-RV24-V0-5M | Pre-assembled cable, PAC, Cable LiYY, 0.25 mm²
5550 | 7789278015 | PAC-S400-RV36-V2-1M5 | Pre-assembled cable, PAC, Cable LiYY, 0.25 mm²
5551 | 7789278050 | PAC-S400-RV36-V2-5M | Pre-assembled cable, PAC, Cable LiYY, 0.25 mm²
5552 | 7789283015 | PAC-S400-RV12-V0-1M5 | Pre-assembled cable, PAC, Cable LiYY, 0.25 mm²
5553 | 7789283020 | PAC-S400-RV12-V0-2M | Pre-assembled cable, PAC, Cable LiYY, 0.25 mm²
5554 | 7789283025 | PAC-S400-RV12-V0-2M5 | Pre-assembled cable, PAC, Cable LiYY, 0.25 mm²
5555 | 7789283040 | PAC-S400-RV12-V0-4M | Pre-assembled cable, PAC, Cable LiYY, 0.25 mm²
5556 | 7789283050 | PAC-S400-RV12-V0-5M | Pre-assembled cable, PAC, Cable LiYY, 0.25 mm²
5557 | 7789285025 | PAC-S400-SD25-V0-2M5 | Pre-assembled cable, PAC, Cable LiYCY, 0.25 mm²
5558 | 7789285040 | PAC-S400-SD25-V0-4M | Pre-assembled cable, PAC, Cable LiYCY, 0.25 mm²
5559 | 7789290025 | PAC-S400-HE20-V0-2M5 | Pre-assembled cable, PAC, Cable LiYY, 0.25 mm²
5560 | 7789291025 | PAC-S400-HE20-V1-2M5 | Pre-assembled cable, PAC, Cable LiYY, 0.25 mm²
5561 | 7789291040 | PAC-S400-HE20-V1-4M | Pre-assembled cable, PAC, Cable LiYY, 0.25 mm²
5562 | 7789292090 | PAC-S400-HE20-V2-9M | Pre-assembled cable, PAC, Cable LiYY, 0.25 mm²
5563 | 7789293060 | PAC-STOP-HE20-V0-6M | Pre-assembled cable, PAC, Cable LiYY, 0.25 mm²
5564 | 7789301090 | PAC-UNIV-HE20-1:1-9M | Pre-assembled cable, PAC, Cable LiYY, 0.25 mm²
5565 | 7789306080 | PAC-UNIV-HE20-LCH-8M | Pre-assembled cable, PAC, Cable LiYY, 0.14 mm²
5566 | 7789307020 | PAC-MICR-RV12-V0-2M | Pre-assembled cable, PAC, Cable LiYY, 0.25 mm²
5567 | 7789307025 | PAC-MICR-RV12-V0-2M5 | Pre-assembled cable, PAC, Cable LiYY, 0.25 mm²
5568 | 7789307030 | PAC-MICR-RV12-V0-3M | Pre-assembled cable, PAC, Cable LiYY, 0.25 mm²
5569 | 7789307040 | PAC-MICR-RV12-V0-4M | Pre-assembled cable, PAC, Cable LiYY, 0.25 mm²
5570 | 7789308015 | PAC-MICR-RV24-V0-1M5 | Pre-assembled cable, PAC, Cable LiYY, 0.25 mm²
5571 | 7789040040 | PAC-CTLX-HE20-V1-4M | Pre-assembled cable, PAC, Cable LiYY, 0.25 mm²
5572 | 7789040050 | PAC-CTLX-HE20-V1-5M | Pre-assembled cable, PAC, Cable LiYY, 0.25 mm²
5573 | 7789118020 | PAC-QTUM-RV36-V0-2M | Pre-assembled cable, PAC, Cable LiYY, 0.25 mm²
5574 | 7789118040 | PAC-QTUM-RV36-V0-4M | Pre-assembled cable, PAC, Cable LiYY, 0.25 mm²
5575 | 7789237015 | PAC-S300-HE20-V5-1M5 | Pre-assembled cable, PAC, Cable LiYY, 8.6 ± 1 mm
5576 | 7789285050 | PAC-S400-SD25-V0-5M | Pre-assembled cable, PAC, Cable LiYCY, 0.25 mm²
5577 | 7789246070 | PAC-S300-HE20-V7-7M | Pre-assembled cable, PAC, Cable LiYY, 8.6 ± 1 mm
5578 | 7789306100 | PAC-UNIV-HE20-LCH-10M | Pre-assembled cable, PAC, Cable LiYY, 0.14 mm²
5579 | 7789308025 | PAC-MICR-RV24-V0-2M5 | Pre-assembled cable, PAC, Cable LiYY, 0.25 mm²
5580 | 7789308050 | PAC-MICR-RV24-V0-5M | Pre-assembled cable, PAC, Cable LiYY, 0.25 mm²
5581 | 7789309025 | PAC-MICR-SD15-V0-2M5 | Pre-assembled cable, PAC, Cable LiYCY, 0.25 mm²
5582 | 7789309030 | PAC-MICR-SD15-V0-3M | Pre-assembled cable, PAC, Cable LiYCY, 0.25 mm²
5583 | 7789309040 | PAC-MICR-SD15-V0-4M | Pre-assembled cable, PAC, Cable LiYCY, 0.25 mm²
5584 | 7789310025 | PAC-MICR-SD15-V1-2M5 | Pre-assembled cable, PAC, Cable LiYCY, 0.25 mm²
5585 | 7789310040 | PAC-MICR-SD15-V1-4M | Pre-assembled cable, PAC, Cable LiYCY, 0.25 mm²
5586 | 7789310050 | PAC-MICR-SD15-V1-5M | Pre-assembled cable, PAC, Cable LiYCY, 0.25 mm²
5587 | 7789311015 | PAC-MICR-SD25-V0-1M5 | Pre-assembled cable, PAC, Cable LiYCY, 0.25 mm²
5588 | 7789311020 | PAC-MICR-SD25-V0-2M | Pre-assembled cable, PAC, Cable LiYCY, 0.25 mm²
5589 | 7789311030 | PAC-MICR-SD25-V0-3M | Pre-assembled cable, PAC, Cable LiYCY, 0.25 mm²
5590 | 7789312015 | PAC-MICR-HE20-V0-1M5 | Pre-assembled cable, PAC, Cable LiYY, 0.25 mm²
5591 | 7789312020 | PAC-MICR-HE20-V0-2M | Pre-assembled cable, PAC, Cable LiYY, 0.25 mm²
5592 | 7789313020 | PAC-MICR-HE20-V1-2M | Pre-assembled cable, PAC, Cable LiYY, 0.25 mm²
5593 | 7789313025 | PAC-MICR-HE20-V1-2M5 | Pre-assembled cable, PAC, Cable LiYY, 0.25 mm²
5594 | 7789313040 | PAC-MICR-HE20-V1-4M | Pre-assembled cable, PAC, Cable LiYY, 0.25 mm²
5595 | 7789314030 | PAC-MICR-HE20-V2-3M | Pre-assembled cable, PAC, Cable LiYY, 0.25 mm²
5596 | 7789315020 | PAC-PREM-RV24-V0-2M | Pre-assembled cable, PAC, Cable LiYY, 0.25 mm²
5597 | 7789315030 | PAC-PREM-RV24-V0-3M | Pre-assembled cable, PAC, Cable LiYY, 0.25 mm²
5598 | 7789315050 | PAC-PREM-RV24-V0-5M | Pre-assembled cable, PAC, Cable LiYY, 0.25 mm²
5599 | 7789316015 | PAC-PREM-RV24-V1-1M5 | Pre-assembled cable, PAC, Cable LiYY, 0.25 mm²
5600 | 7789316025 | PAC-PREM-RV24-V1-2M5 | Pre-assembled cable, PAC, Cable LiYY, 0.25 mm²
5601 | 7789317030 | PAC-PREM-RV12-V0-3M | Pre-assembled cable, PAC, Cable LiYY, 0.25 mm²
5602 | 7789317050 | PAC-PREM-RV12-V0-5M | Pre-assembled cable, PAC, Cable LiYY, 0.25 mm²
5603 | 7789318020 | PAC-PREM-RV24-V2-2M | Pre-assembled cable, PAC, Cable LiYY, 0.25 mm²
5604 | 7789318030 | PAC-PREM-RV24-V2-3M | Pre-assembled cable, PAC, Cable LiYY, 0.25 mm²
5605 | 7789038030 | PAC-CTLX-SD25-V3-3M | Pre-assembled cable, PAC, Cable LiYCY, 0.25 mm²
5606 | 7789038040 | PAC-CTLX-SD25-V3-4M | Pre-assembled cable, PAC, Cable LiYCY, 0.25 mm²
5607 | 7789040015 | PAC-CTLX-HE20-V1-1M5 | Pre-assembled cable, PAC, Cable LiYY, 0.25 mm²
5608 | 7789058015 | PAC-CTLX-HE20-V5-1M5 | Pre-assembled cable, PAC, Cable LiYY, 0.25 mm²
5609 | 1251090000 | CP A BATTERY 24V DC12AH | Battery
5610 | 1251110000 | CP A BATTERY 24V DC17AH | Battery
5611 | 1251080000 | CP A BATTERY 24V DC7.2AH | Battery
5612 | 7760054122 | ACT20P-CI-2CO-OLP-S | Signal distributor, Output current loop powered, Input : 4-20 mA, Output : 2 x 4-20 mA, (loop powered)
5613 | 7760054165 | ACT20P-VMR-3PH-ILP-H-S | Limit value monitoring, Input: 3-phase voltage, Relay output
5614 | 2044850000 | ACT20P-CML-10-AO-RC-S | Current-measuring transducer, Limit value monitoring, Input : 0?1/5/10 A, Analogue output, Relay output
5615 | 1010850080 | IE-C5DB4RE0080MCSMCS-E | System cable, Cat.5 (ISO/IEC 11801) / Cat.5e (TIA T568-B), Radox GKW S, 8 m
5616 | 1010850120 | IE-C5DB4RE0120MCSMCS-E | System cable, Cat.5 (ISO/IEC 11801) / Cat.5e (TIA T568-B), Radox GKW S, 12 m
5617 | 1010850160 | IE-C5DB4RE0160MCSMCS-E | System cable, Cat.5 (ISO/IEC 11801) / Cat.5e (TIA T568-B), Radox GKW S, 16 m
5618 | 1010850200 | IE-C5DB4RE0200MCSMCS-E | System cable, Cat.5 (ISO/IEC 11801) / Cat.5e (TIA T568-B), Radox GKW S, 20 m
5619 | 1025940010 | IE-C5DD4UG0010MCSXXX-X | Dragline cable, PROFINET, M12 D-code ? IP 67 straight pin, Open, Cat.5 (ISO/IEC 11801) / Cat.5e (TIA T568-B), PUR, 1 m
5620 | 1120010000 | HDC IP68 24B MD 2M25 | HDC enclosures, Size: 8, Protection degree: IP68, IP69K, IP68 (in plugged condition), Cover, Clamping yoke connection, Standard, Size of cable entries: M 25
5621 | 1120040000 | HDC IP68 HP 24B A | HDC enclosures, Size: 8, Protection degree: IP68, IP69K, IP68 (in plugged condition), Bulkhead housing, Clamping yoke connection, Standard
5622 | 1120590000 | HDC HP 550 M 240 | HDC insert, Pin, 3000 V, 550 A, Crimp connection, Size: 550
5623 | 1122710000 | IE-CD-V04PRJ-C-MA | Junction box, FreeCon, RJ45, Plug-in connector, IP65
5624 | 1126710000 | RS ELCO 56/32LM S | Interface, RS ELCO, ELCO plug-in connector, 32, LP2N 5.08mm
5625 | 1127840000 | FAD S7/300 HE20 UNIV | Interface, FAD, universal, Plug-in connectors according to IEC 60603-13 / DIN 41651 20p
5626 | 1127850000 | FAD S7/300 HE20 16DIO | Interface, FAD, Specific, Plug-in connectors according to IEC 60603-13 / DIN 41651 20p
5627 | 1128210000 | RSF PLC 2W 32IO LEDS Z | Interface, RSF PLC, LED, 2-wire, Tension-clamp connection
5628 | 1128250000 | RSF PLC 2W 32IO FUS Z | Interface, RSF PLC, Fuse, 2-wire, Tension-clamp connection
5629 | 1131380000 | IE-BI-USB-AB | USB insert, Flange insert, type AB
5630 | 1131730000 | PTS 4 DC | FieldPower®, Field Power® plug-in connector, PUSH IN, 0.5 mm² - 4 mm²
5631 | 1139330000 | SAIBW-4/8S-M12 4P D-ZF | Sockets prefabricated to customer spec., M12, Socket, angled
5632 | 1140650000 | PB-DP SUB-D M12 TERM | SUB-D
5633 | 1140680000 | HDC SHIELD LEVER 3LV | Heavy-duty connectors, Accessories, Shield clamp
5634 | 1160550000 | SAISW-4/8S-M12-4P D-COD | Plugs prefabricated to customer spec., M12, pin, 90°
5635 | 1160780000 | HDC HP CODING SYSTEM | Heavy-duty connectors, Accessories
5636 | 1160933000 | SAIL-M8GM8SG-4S30UIE | Bus line, Connecting line, M8 / M8, Number of poles: 4, 30 m, Male, straight - male, straight, Shielded: Yes, LED: No, Sheath material: PUR, Halogen: No
5637 | 1160934000 | SAIL-M8GM8SG-4S40UIE | Bus line, Connecting line, M8 / M8, Number of poles: 4, 40 m, Male, straight - male, straight, Shielded: Yes, LED: No, Sheath material: PUR, Halogen: No
5638 | 1161170000 | VSPC 4SL 12VDC EX | Surge protection for instrumentation and control, without warning function / function indicator, UP(L/N-PE) < 200 V
5639 | 1161880000 | PB-DP SUB-D ZF TERM PS | SUB-D
5640 | 1161890000 | PB-DP SUB-D ZF | SUB-D
5641 | 1206730000 | IE-PS-SCRJ1-MM | FO connector, Plug SCRJ, multimode, IP20
5642 | 1211080050 | IE-C5DD4UG0050MSSA20-E | Dragline cable, PROFINET, M12 D-code ? IP 67 straight socket, RJ45 IP 20, Cat.5 (ISO/IEC 11801) / Cat.5e (TIA T568-B), PUR, 5 m
5643 | 1220850000 | HDC HP 250 M 50 PE | HDC insert, Pin, 3000 V, 250 A, Crimp connection, Size: 250
5644 | 1221020000 | IE-BS-V01M-SCRJ-SM | Flange FO, IP67, Singlemode
5645 | 1221030000 | IE-BHD-V01M-SCA | Empty enclosure, Flange-mounted housing, Variant 1 to IEC 61076-3-106, IP67
5646 | 1222210010 | CP M DM20 | Diode module
5647 | 1222240010 | CP M CAP | Capacity module
5648 | 1222270050 | SAIE-M12B-5S0.5U HW | Built-in plugs, M12, PG 9, Number of poles: 5, 0.5 m
5649 | 1224170000 | SAI-M23-BE-12-10MM | Sensor/Actuator plug-in connector
5650 | 1224570000 | SAI-M23-BE-12-F-G | Sensor/Actuator plug-in connector
5651 | 1224590000 | SAI-M23-BE-12-10MM-G | Sensor/Actuator plug-in connector
5652 | 1230050000 | TW PRV4 1-4 | P-series, Partition plate, grey, 2 mm, Printed 1-4, horizontally
5653 | 1230070000 | TW PRV4 A-D | P-series, Partition plate, grey, 2 mm, Printed A-D, horizontally
5654 | 1230120000 | TW PRV16 1-16 | P-series, Partition plate, grey, 2 mm, Printed 1-16, horizontally
5655 | 1233160050 | IE-C6FP8LD0050M40W40-D | Patch cable, RJ45 IP 20, Angled 270°, RJ45 IP 20, Cat.6A / Class EA (ISO/IEC 11801 2010), LSZH, 5 m
5656 | 1274680000 | SDIS SL 1.0X5.5X125 | Screwdriver, Mounting tool
5657 | 1274690000 | SDIS SL 1.2X6.5X150 | Screwdriver, Mounting tool
5658 | 1275470150 | SAIL-M12BW-8S1.5U | Sensor/actuator line, One end without connector, M12, Number of poles : 8, 1.5 m, Socket, angled, Shielded: Yes, LED: No, Sheath material: PUR, Halogen: No
5659 | 1275470300 | SAIL-M12BW-8S3.0U | Sensor/actuator line, One end without connector, M12, Number of poles : 8, 3 m, Socket, angled, Shielded: Yes, LED: No, Sheath material: PUR, Halogen: No
5660 | 1275470500 | SAIL-M12BW-8S5.0U | Sensor/actuator line, One end without connector, M12, Number of poles : 8, 5 m, Socket, angled, Shielded: Yes, LED: No, Sheath material: PUR, Halogen: No
5661 | 1275471000 | SAIL-M12BW-8S10U | Sensor/actuator line, One end without connector, M12, Number of poles : 8, 10 m, Socket, angled, Shielded: Yes, LED: No, Sheath material: PUR, Halogen: No
5662 | 1276060150 | SAIL-M12W-8S1.5U | Sensor/actuator line, One end without connector, M12, Number of poles : 8, 1.5 m, pin, 90°, Shielded: Yes, LED: No, Sheath material: PUR, Halogen: No
5663 | 1277220000 | PEBZ M10 BR SET | Klippon POK (polyester empty enclosure), Earthing stud, Miscellaneous, Material: Brass
5664 | 1279410300 | SAIL-M12G-8-3.0U | Sensor/actuator line, One end without connector, M12, Number of poles : 8, 3 m, pin, straight, Shielded: No, LED: No, Sheath material: PUR, Halogen: No
5665 | 1279420150 | SAIL-M12W-8-1.5U | Sensor/actuator line, One end without connector, M12, Number of poles : 8, 1.5 m, pin, 90°, Shielded: No, LED: No, Sheath material: PUR, Halogen: No
5666 | 1279430150 | SAIL-M12G-8S1.5U | Sensor/actuator line, One end without connector, M12, Number of poles : 8, 1.5 m, pin, straight, Shielded: Yes, LED: No, Sheath material: PUR, Halogen: No
5667 | 1279430500 | SAIL-M12G-8S5.0U | Sensor/actuator line, One end without connector, M12, Number of poles : 8, 5 m, pin, straight, Shielded: Yes, LED: No, Sheath material: PUR, Halogen: No
5668 | 1279431000 | SAIL-M12G-8S10U | Sensor/actuator line, One end without connector, M12, Number of poles : 8, 10 m, pin, straight, Shielded: Yes, LED: No, Sheath material: PUR, Halogen: No
5669 | 1279440500 | SAIL-M12GM12G-8-5.0U | Sensor/actuator line, Connecting line, M12 / M12, Number of poles : 8, 5 m, pin, straight - socket, straight, Shielded: No, LED: No, Sheath material: PUR, Halogen: No
5670 | 1279441000 | SAIL-M12GM12G-8-10U | Sensor/actuator line, Connecting line, M12 / M12, Number of poles : 8, 10 m, pin, straight - socket, straight, Shielded: No, LED: No, Sheath material: PUR, Halogen: No
5671 | 1279450150 | SAIL-M12GM12W-8-1.5U | Sensor/actuator line, Connecting line, M12 / M12, Number of poles : 8, 1.5 m, pin, straight - socket, 90°, Shielded: No, LED: No, Sheath material: PUR, Halogen: No
5672 | 1279451000 | SAIL-M12GM12W-8-10U | Sensor/actuator line, Connecting line, M12 / M12, Number of poles : 8, 10 m, pin, straight - socket, 90°, Shielded: No, LED: No, Sheath material: PUR, Halogen: No
5673 | 1279460150 | SAIL-M12GM12G-8S1.5U | Sensor/actuator line, Connecting line, M12 / M12, Number of poles : 8, 1.5 m, pin, straight - socket, straight, Shielded: Yes, LED: No, Sheath material: PUR, Halogen: No
5674 | 1279460300 | SAIL-M12GM12G-8S3.0U | Sensor/actuator line, Connecting line, M12 / M12, Number of poles : 8, 3 m, pin, straight - socket, straight, Shielded: Yes, LED: No, Sheath material: PUR, Halogen: No
5675 | 1279470500 | SAIL-M12GM12W-8S5.0U | Sensor/actuator line, Connecting line, M12 / M12, Number of poles : 8, 5 m, pin, straight - socket, 90°, Shielded: Yes, LED: No, Sheath material: PUR, Halogen: No
5676 | 1279471000 | SAIL-M12GM12W-8S10U | Sensor/actuator line, Connecting line, M12 / M12, Number of poles : 8, 10 m, pin, straight - socket, 90°, Shielded: Yes, LED: No, Sheath material: PUR, Halogen: No
5677 | 1279480050 | SAIE-M12B-PB-0.5U HW | Built-in plugs, M12, PG 9, Number of poles: 2, 0.5 m
5678 | 1279480200 | SAIE-M12B-PB-2.0U HW | Built-in plugs, M12, PG 9, Number of poles: 2, 2 m
5679 | 1279480500 | SAIE-M12B-PB-5.0U HW | Built-in plugs, M12, PG 9, Number of poles: 2, 5 m
5680 | 1279490050 | SAIE-M12S-PB-0.5U HW | Built-in plugs, M12, PG 9, Number of poles: 2, 0.5 m
5681 | 1280940000 | KTB GP 262620 CD S4 | Klippon TB (Terminal Box), flange plate, Height: 204 mm, Width: 167 mm, Depth: 3 mm, Gland plates: left, right, Material: Stainless steel 1.4404, electropolished, silver
5682 | 1280960000 | KTB GP 303015 CD S4 | Klippon TB (Terminal Box), flange plate, Height: 254 mm, Width: 117 mm, Depth: 3 mm, Gland plates: left, right, Material: Stainless steel 1.4404, electropolished, silver
5683 | 1280970000 | KTB GP 303020 AB S4 | Klippon TB (Terminal Box), flange plate, Height: 296 mm, Width: 167 mm, Depth: 3 mm, Gland plates: top, Bottom, Material: Stainless steel 1.4404, electropolished, silver
5684 | 1280980000 | KTB GP 303020 CD S4 | Klippon TB (Terminal Box), flange plate, Height: 250 mm, Width: 167 mm, Depth: 3 mm, Gland plates: left, right, Material: Stainless steel 1.4404, electropolished, silver
5685 | 1281000000 | KTB GP 352615 CD S4 | Klippon TB (Terminal Box), flange plate, Height: 298 mm, Width: 117 mm, Depth: 3 mm, Gland plates: left, right, Material: Stainless steel 1.4404, electropolished, silver
5686 | 1281040000 | KTB GP 403015 CD S4 | Klippon TB (Terminal Box), flange plate, Height: 348 mm, Width: 117 mm, Depth: 3 mm, Gland plates: left, right, Material: Stainless steel 1.4404, electropolished, silver
5687 | 1281050000 | KTB GP 403020 AB S4 | Klippon TB (Terminal Box), flange plate, Height: 290 mm, Width: 167 mm, Depth: 3 mm, Gland plates: top, Bottom, Material: Stainless steel 1.4404, electropolished, silver
5688 | 1281060000 | KTB GP 403020 CD S4 | Klippon TB (Terminal Box), flange plate, Height: 344 mm, Width: 167 mm, Depth: 3 mm, Gland plates: left, right, Material: Stainless steel 1.4404, electropolished, silver
5689 | 1281090000 | KTB GP 453820 AB S4 | Klippon TB (Terminal Box), flange plate, Height: 372 mm, Width: 167 mm, Depth: 3 mm, Gland plates: top, Bottom, Material: Stainless steel 1.4404, electropolished, silver
5690 | 1281100000 | KTB GP 453820 CD S4 | Klippon TB (Terminal Box), flange plate, Height: 402 mm, Width: 167 mm, Depth: 3 mm, Gland plates: left, right, Material: Stainless steel 1.4404, electropolished, silver
5691 | 1281130000 | KTB GP 484820 AB S4 | Klippon TB (Terminal Box), flange plate, Height: 470 mm, Width: 167 mm, Depth: 3 mm, Gland plates: top, Bottom, Material: Stainless steel 1.4404, electropolished, silver
5692 | 1281290000 | KTB GP 916120 AB S4 | Klippon TB (Terminal Box), flange plate, Height: 600 mm, Width: 167 mm, Depth: 3 mm, Gland plates: top, Bottom, Material: Stainless steel 1.4404, electropolished, silver
5693 | 1281360000 | KTB RNHD 221513 R | Klippon TB (Terminal Box), Rain hood, Height: 50.9 mm, Width: 157 mm, Depth: 142.8 mm, Material: Stainless steel 1.4301, Mirror polished, silver
5694 | 1281370000 | KTB RNHD 262615 R | Klippon TB (Terminal Box), Rain hood, Height: 53.9 mm, Width: 265 mm, Depth: 160.5 mm, Material: Stainless steel 1.4301, Mirror polished, silver
5695 | 1281420000 | KTB RNHD 352620 R | Klippon TB (Terminal Box), Rain hood, Height: 55.9 mm, Width: 265 mm, Depth: 211.2 mm, Material: Stainless steel 1.4301, Mirror polished, silver
5696 | 1281430000 | KTB RNHD 403015 R | Klippon TB (Terminal Box), Rain hood, Height: 53.4 mm, Width: 305 mm, Depth: 160.5 mm, Material: Stainless steel 1.4301, Mirror polished, silver
5697 | 1281440000 | KTB RNHD 403020 R | Klippon TB (Terminal Box), Rain hood, Height: 55.9 mm, Width: 305 mm, Depth: 211.2 mm, Material: Stainless steel 1.4301, Mirror polished, silver
5698 | 1281450000 | KTB RNHD 453815 R | Klippon TB (Terminal Box), Rain hood, Height: 53.4 mm, Width: 387 mm, Depth: 160.5 mm, Material: Stainless steel 1.4301, Mirror polished, silver
5699 | 1281470000 | KTB RNHD 484815 R | Klippon TB (Terminal Box), Rain hood, Height: 53.4 mm, Width: 485 mm, Depth: 160.5 mm, Material: Stainless steel 1.4301, Mirror polished, silver
5700 | 1281480000 | KTB RNHD 484820 R | Klippon TB (Terminal Box), Rain hood, Height: 55.9 mm, Width: 485 mm, Depth: 211.2 mm, Material: Stainless steel 1.4301, Mirror polished, silver
5701 | 1281500000 | KTB RNHD 553520 R | Klippon TB (Terminal Box), Rain hood, Height: 55.9 mm, Width: 355 mm, Depth: 211.2 mm, Material: Stainless steel 1.4301, Mirror polished, silver
5702 | 1281510000 | KTB RNHD 624515 R | Klippon TB (Terminal Box), Rain hood, Height: 53.4 mm, Width: 455 mm, Depth: 160.5 mm, Material: Stainless steel 1.4301, Mirror polished, silver
5703 | 1281530000 | KTB RNHD 765015 R | Klippon TB (Terminal Box), Rain hood, Height: 53.9 mm, Width: 513 mm, Depth: 160.5 mm, Material: Stainless steel 1.4301, Mirror polished, silver
5704 | 1281550000 | KTB RNHD 916115 R | Klippon TB (Terminal Box), Rain hood, Height: 53.4 mm, Width: 615 mm, Depth: 160.5 mm, Material: Stainless steel 1.4301, Mirror polished, silver
5705 | 1281570000 | KTB RNHD 916120 R | Klippon TB (Terminal Box), Rain hood, Height: 55.9 mm, Width: 615 mm, Depth: 211.2 mm, Material: Stainless steel 1.4301, Mirror polished, silver
5706 | 1281580000 | KTB RNHD 987420 R | Klippon TB (Terminal Box), Rain hood, Height: 55.9 mm, Width: 745 mm, Depth: 211.2 mm, Material: Stainless steel 1.4301, Mirror polished, silver
5707 | 1289090000 | RS 4AIO DP-M258 SD S | Interface, RS, 2-wire, Screw connection
5708 | 1289100000 | RSM-12 PLC C 1CO S | Interface, RSM PLC, 12 compact, RSS, Screw connection
5709 | 1291880000 | SAIS-3/11-7/8 | Plugs prefabricated to customer spec., 7/8", pin, straight
5710 | 1291890000 | SAISW-3/9-7/8 | Plugs prefabricated to customer spec., 7/8", pin, 90°
5711 | 1291920000 | SAIB-3/11-7/8 | Sockets prefabricated to customer spec., 7/8", Female socket, straight
5712 | 1291950000 | SAIS-4/11-7/8 | Plugs prefabricated to customer spec., 7/8", pin, straight
5713 | 1291980000 | SAISW-5/9-7/8 | Plugs prefabricated to customer spec., 7/8", pin, 90°
5714 | 1291990000 | SAISW-5/11-7/8 | Plugs prefabricated to customer spec., 7/8", pin, 90°
5715 | 1292000000 | SAIB-5/9-7/8 | Sockets prefabricated to customer spec., 7/8", Female socket, straight
5716 | 1292040000 | SAISW-4/11-7/8 | Plugs prefabricated to customer spec., 7/8", pin, 90°
5717 | 1292080150 | SAIL-7/8G-3-1.5U | Sensor/actuator line, One end without connector, 7/8", Number of poles : 3 (2 + PE), 1.5 m, pin, straight, Shielded: No, LED: No, Sheath material: PUR, Halogen: No
5718 | 1292080200 | SAIL-7/8G-3-2.0U | Sensor/actuator line, One end without connector, 7/8", Number of poles : 3 (2 + PE), 3 m, pin, straight, Shielded: No, LED: No, Sheath material: PUR, Halogen: No
5719 | 1292080300 | SAIL-7/8G-3-3.0U | Sensor/actuator line, One end without connector, 7/8", Number of poles : 3 (2 + PE), 5 m, pin, straight, Shielded: No, LED: No, Sheath material: PUR, Halogen: No
5720 | 1292080500 | SAIL-7/8G-3-5.0U | Sensor/actuator line, One end without connector, 7/8", Number of poles : 3 (2 + PE), 5 m, pin, straight, Shielded: No, LED: No, Sheath material: PUR, Halogen: No
5721 | 1292081000 | SAIL-7/8G-3-10U | Sensor/actuator line, One end without connector, 7/8", Number of poles : 3 (2 + PE), 10 m, pin, straight, Shielded: No, LED: No, Sheath material: PUR, Halogen: No
5722 | 1292090500 | SAIL-7/8W-3-5.0U | Sensor/actuator line, One end without connector, 7/8", Number of poles : 3 (2 + PE), 5 m, pin, 90°, Shielded: No, LED: No, Sheath material: PUR, Halogen: No
5723 | 1292091000 | SAIL-7/8W-3-10U | Sensor/actuator line, One end without connector, 7/8", Number of poles : 3 (2 + PE), 10 m, pin, 90°, Shielded: No, LED: No, Sheath material: PUR, Halogen: No
5724 | 1292100300 | SAIL-7/8BG-3-3.0U | Sensor/actuator line, One end without connector, 7/8", Number of poles : 3 (2 + PE), 3 m, Female socket, straight, Shielded: No, LED: No, Sheath material: PUR, Halogen: No
5725 | 1292100500 | SAIL-7/8BG-3-5.0U | Sensor/actuator line, One end without connector, 7/8", Number of poles : 3 (2 + PE), 5 m, Female socket, straight, Shielded: No, LED: No, Sheath material: PUR, Halogen: No
5726 | 1292110150 | SAIL-7/8BW-3-1.5U | Sensor/actuator line, One end without connector, 7/8", Number of poles : 3 (2 + PE), 1.5 m, Socket, angled, Shielded: No, LED: No, Sheath material: PUR, Halogen: No
5727 | 1292110200 | SAIL-7/8BW-3-2.0U | Sensor/actuator line, One end without connector, 7/8", Number of poles : 3 (2 + PE), 2 m, Socket, angled, Shielded: No, LED: No, Sheath material: PUR, Halogen: No
5728 | 1292120150 | SAIL-7/8G-4-1.5U | Sensor/actuator line, One end without connector, 7/8", Number of poles : 4 (3 + PE), 1.5 m, pin, straight, Shielded: No, LED: No, Sheath material: PUR, Halogen: No
5729 | 1292120500 | SAIL-7/8G-4-5.0U | Sensor/actuator line, One end without connector, 7/8", Number of poles : 4 (3 + PE), 5 m, pin, straight, Shielded: No, LED: No, Sheath material: PUR, Halogen: No
5730 | 1292121000 | SAIL-7/8G-4-10U | Sensor/actuator line, One end without connector, 7/8", Number of poles : 4 (3 + PE), 10 m, pin, straight, Shielded: No, LED: No, Sheath material: PUR, Halogen: No
5731 | 1292130200 | SAIL-7/8W-4-2.0U | Sensor/actuator line, One end without connector, 7/8", Number of poles : 4 (3 + PE), 2 m, pin, 90°, Shielded: No, LED: No, Sheath material: PUR, Halogen: No
5732 | 1292131000 | SAIL-7/8W-4-10U | Sensor/actuator line, One end without connector, 7/8", Number of poles : 4 (3 + PE), 10 m, pin, 90°, Shielded: No, LED: No, Sheath material: PUR, Halogen: No
5733 | 1292140150 | SAIL-7/8BG-4-1.5U | Sensor/actuator line, One end without connector, 7/8", Number of poles : 4 (3 + PE), 1.5 m, Female socket, straight, Shielded: No, LED: No, Sheath material: PUR, Halogen: No
5734 | 1292140200 | SAIL-7/8BG-4-2.0U | Sensor/actuator line, One end without connector, 7/8", Number of poles : 4 (3 + PE), 2 m, Female socket, straight, Shielded: No, LED: No, Sheath material: PUR, Halogen: No
5735 | 1292140300 | SAIL-7/8BG-4-3.0U | Sensor/actuator line, One end without connector, 7/8", Number of poles : 4 (3 + PE), 3 m, Female socket, straight, Shielded: No, LED: No, Sheath material: PUR, Halogen: No
5736 | 1292150150 | SAIL-7/8BW-4-1.5U | Sensor/actuator line, One end without connector, 7/8", Number of poles : 4 (3 + PE), 1.5 m, Socket, angled, Shielded: No, LED: No, Sheath material: PUR, Halogen: No
5737 | 1292150200 | SAIL-7/8BW-4-2.0U | Sensor/actuator line, One end without connector, 7/8", Number of poles : 4 (3 + PE), 2 m, Socket, angled, Shielded: No, LED: No, Sheath material: PUR, Halogen: No
5738 | 1292170150 | SAIL-7/8G-5-1.5U | Sensor/actuator line, One end without connector, 7/8", Number of poles : 5 (4 + PE), 1.5 m, pin, straight, Shielded: No, LED: No, Sheath material: PUR, Halogen: No
5739 | 1292170200 | SAIL-7/8G-5-2.0U | Sensor/actuator line, One end without connector, 7/8", Number of poles : 5 (4 + PE), 2 m, pin, straight, Shielded: No, LED: No, Sheath material: PUR, Halogen: No
5740 | 1292170300 | SAIL-7/8G-5-3.0U | Sensor/actuator line, One end without connector, 7/8", Number of poles : 5 (4 + PE), 3 m, pin, straight, Shielded: No, LED: No, Sheath material: PUR, Halogen: No
5741 | 1292171000 | SAIL-7/8G-5-10U | Sensor/actuator line, One end without connector, 7/8", Number of poles : 5 (4 + PE), 10 m, pin, straight, Shielded: No, LED: No, Sheath material: PUR, Halogen: No
5742 | 1292180150 | SAIL-7/8W-5-1.5U | Sensor/actuator line, One end without connector, 7/8", Number of poles : 5 (4 + PE), 1.5 m, pin, 90°, Shielded: No, LED: No, Sheath material: PUR, Halogen: No
5743 | 1292180200 | SAIL-7/8W-5-2.0U | Sensor/actuator line, One end without connector, 7/8", Number of poles : 5 (4 + PE), 2 m, pin, 90°, Shielded: No, LED: No, Sheath material: PUR, Halogen: No
5744 | 1292180300 | SAIL-7/8W-5-3.0U | Sensor/actuator line, One end without connector, 7/8", Number of poles : 5 (4 + PE), 3 m, pin, 90°, Shielded: No, LED: No, Sheath material: PUR, Halogen: No
5745 | 1292190150 | SAIL-7/8BG-5-1.5U | Sensor/actuator line, One end without connector, 7/8", Number of poles : 5 (4 + PE), 1.5 m, Female socket, straight, Shielded: No, LED: No, Sheath material: PUR, Halogen: No
5746 | 1292190200 | SAIL-7/8BG-5-2.0U | Sensor/actuator line, One end without connector, 7/8", Number of poles : 5 (4 + PE), 2 m, Female socket, straight, Shielded: No, LED: No, Sheath material: PUR, Halogen: No
5747 | 1292190300 | SAIL-7/8BG-5-3.0U | Sensor/actuator line, One end without connector, 7/8", Number of poles : 5 (4 + PE), 3 m, Female socket, straight, Shielded: No, LED: No, Sheath material: PUR, Halogen: No
5748 | 1292200200 | SAIL-7/8BW-5-2.0U | Sensor/actuator line, One end without connector, 7/8", Number of poles : 5 (4 + PE), 2 m, Socket, angled, Shielded: No, LED: No, Sheath material: PUR, Halogen: No
5749 | 1292200500 | SAIL-7/8BW-5-5.0U | Sensor/actuator line, One end without connector, 7/8", Number of poles : 5 (4 + PE), 5 m, Socket, angled, Shielded: No, LED: No, Sheath material: PUR, Halogen: No
5750 | 1292330000 | SAIE-7/8S-3-0.2U-PG11 | Built-in plugs, 7/8", PG 11, Number of poles: 3, 0.2 m
5751 | 1292350000 | SAIE-7/8S-3-0.2U-H | Built-in plugs, 7/8", 7/8", Number of poles: 3, 0.2 m
5752 | 1292430000 | SAIE-7/8B-4-0.2U-PG11 | Built-in plugs, 7/8", PG 11, Number of poles: 4, 0.2 m
5753 | 1292500000 | SAIE-7/8B-5-0.2U-PG11 | Built-in plugs, 7/8", PG 11, Number of poles: 5, 0.2 m
5754 | 1292520000 | SAIE-7/8B-5-0.2U-H | Built-in plugs, 7/8", 7/8", Number of poles: 5, 0.2 m
5755 | 1292620150 | SAIL-M12BG-3L1.5U | Sensor/actuator line, One end without connector, M12, Number of poles : 3, 1.5 m, Female socket, straight, Shielded: No, LED: Yes, Sheath material: PUR, Halogen: No
5756 | 1292621000 | SAIL-M12BG-3L10U | Sensor/actuator line, One end without connector, M12, Number of poles : 3, 10 m, Female socket, straight, Shielded: No, LED: Yes, Sheath material: PUR, Halogen: No
5757 | 1296770030 | SAIL-M8GM8G-4S0.3UIE | Bus line, Connecting line, M8 / M8, Number of poles: 4, 0.3 m, pin, straight - socket, straight, Shielded: Yes, LED: No, Sheath material: PUR, Halogen: No
5758 | 1296770050 | SAIL-M8GM8G-4S0.5UIE | Bus line, Connecting line, M8 / M8, Number of poles: 4, 0.5 m, pin, straight - socket, straight, Shielded: Yes, LED: No, Sheath material: PUR, Halogen: No
5759 | 1296770300 | SAIL-M8GM8G-4S3.0UIE | Bus line, Connecting line, M8 / M8, Number of poles: 4, 3 m, pin, straight - socket, straight, Shielded: Yes, LED: No, Sheath material: PUR, Halogen: No
5760 | 1296770500 | SAIL-M8GM8G-4S5.0UIE | Bus line, Connecting line, M8 / M8, Number of poles: 4, 5 m, pin, straight - socket, straight, Shielded: Yes, LED: No, Sheath material: PUR, Halogen: No
5761 | 1296771000 | SAIL-M8GM8G-4S10UIE | Bus line, Connecting line, M8 / M8, Number of poles: 4, 10 m, pin, straight - socket, straight, Shielded: Yes, LED: No, Sheath material: PUR, Halogen: No
5762 | 1296791000 | SAIL-M12GM8SG-4S10UIE | Bus line, Connecting line, M12 / M8, Number of poles: 4, 10 m, Male, straight - male, straight, Shielded: Yes, LED: No, Sheath material: PUR, Halogen: No
5763 | 1296791500 | SAIL-M12GM8SG-4S15UIE | Bus line, Connecting line, M12 / M8, Number of poles: 4, 15 m, Male, straight - male, straight, Shielded: Yes, LED: No, Sheath material: PUR, Halogen: No
5764 | 1296792500 | SAIL-M12GM8SG-4S25UIE | Bus line, Connecting line, M12 / M8, Number of poles: 4, 25 m, Male, straight - male, straight, Shielded: Yes, LED: No, Sheath material: PUR, Halogen: No
5765 | 1296793500 | SAIL-M12GM8SG-4S35UIE | Bus line, Connecting line, M12 / M8, Number of poles: 4, 35 m, Male, straight - male, straight, Shielded: Yes, LED: No, Sheath material: PUR, Halogen: No
5766 | 1296800300 | SAIL-M12GM12SG-4S3.0UIE | Bus line, Connecting line, M12 / M12, Number of poles: 4, 3 m, Male, straight - male, straight, Shielded: Yes, LED: No, Sheath material: PUR, Halogen: No
5767 | 1296801000 | SAIL-M12GM12SG-4S10UIE | Bus line, Connecting line, M12 / M12, Number of poles: 4, 10 m, Male, straight - male, straight, Shielded: Yes, LED: No, Sheath material: PUR, Halogen: No
5768 | 1297010000 | IE-CD-VAPM24V-Y-MA | Y-distributor, FreeCon, Supply, IP65
5769 | 1299390000 | SAI-M23-GS-11/17 | Sensor/Actuator plug-in connector, Empty enclosure
5770 | 1301370030 | SAIL-M8BG-4S0.3UIE | Bus line, One end without connector, M8, Number of poles: 4, 0.3 m, Female socket, straight, Shielded: Yes, LED: No, Sheath material: PUR, Halogen: No
5771 | 1301370050 | SAIL-M8BG-4S0.5UIE | Bus line, One end without connector, M8, Number of poles: 4, 0.5 m, Female socket, straight, Shielded: Yes, LED: No, Sheath material: PUR, Halogen: No
5772 | 1301370100 | SAIL-M8BG-4S1.0UIE | Bus line, One end without connector, M8, Number of poles: 4, 1 m, Female socket, straight, Shielded: Yes, LED: No, Sheath material: PUR, Halogen: No
5773 | 1301370200 | SAIL-M8BG-4S2.0UIE | Bus line, One end without connector, M8, Number of poles: 4, 2 m, Female socket, straight, Shielded: Yes, LED: No, Sheath material: PUR, Halogen: No
5774 | 1301370500 | SAIL-M8BG-4S5.0UIE | Bus line, One end without connector, M8, Number of poles: 4, 5 m, Female socket, straight, Shielded: Yes, LED: No, Sheath material: PUR, Halogen: No
5775 | 1301371000 | SAIL-M8BG-4S10UIE | Bus line, One end without connector, M8, Number of poles: 4, 10 m, Female socket, straight, Shielded: Yes, LED: No, Sheath material: PUR, Halogen: No
5776 | 1302000000 | IE-AD-BHS-V14M-RJA | Adapter
5777 | 1303760000 | SCS 24VDC P1SIL3DS M | SAFESERIES, Safety relay,24 V DC ± 20%, 35 mA , Max. switching current, internal fuse : 5 A (refer to derating curve), SIL 3, EN 61508:2010
5778 | 1304040000 | SCS 24VDC P1SIL3DS MG3 | SAFESERIES, Safety relay,24 V DC ± 20%, 35 mA , Max. switching current, internal fuse : 5 A (refer to derating curve), SIL 3, EN 61508:2010
5779 | 1304280000 | SAISM-4/8S-M12 4P A-ZF | Plugs prefabricated to customer spec., M12, pin, straight
5780 | 1304380000 | SAISW-M16-6/9 | Plugs prefabricated to customer spec., M16, pin, 90°
5781 | 1304390000 | SAIS-M16-6/9 | Plugs prefabricated to customer spec., M16, pin, straight
5782 | 1304400000 | SAIB-M16-6/9 | Plugs prefabricated to customer spec., M16, Female socket, straight
5783 | 1305820000 | KLIPPON POK 081106 | Klippon POK (polyester empty enclosure), Empty enclosure, Height: 75 mm, Width: 110 mm, Depth: 56 mm, Material: Glass fibre-reinforced polyester, untreated, polished, Silver grey
5784 | 1305840000 | KLIPPON POK 081906 | Klippon POK (polyester empty enclosure), Empty enclosure, Height: 75 mm, Width: 190 mm, Depth: 55 mm, Material: Glass fibre-reinforced polyester, untreated, polished, Silver grey
5785 | 1305880000 | KLIPPON POK 122209 | Klippon POK (polyester empty enclosure), Empty enclosure, Height: 120 mm, Width: 220 mm, Depth: 90 mm, Material: Glass fibre-reinforced polyester, untreated, polished, Silver grey
5786 | 1305890000 | KLIPPON POK 161609 | Klippon POK (polyester empty enclosure), Empty enclosure, Height: 160 mm, Width: 160 mm, Depth: 90 mm, Material: Glass fibre-reinforced polyester, untreated, polished, Silver grey
5787 | 1305900000 | KLIPPON POK 162609 | Klippon POK (polyester empty enclosure), Empty enclosure, Height: 160 mm, Width: 260 mm, Depth: 90 mm, Material: Glass fibre-reinforced polyester, untreated, polished, Silver grey
5788 | 1305930000 | KLIPPON POK 252512 | Klippon POK (polyester empty enclosure), Empty enclosure, Height: 250 mm, Width: 255 mm, Depth: 120 mm, Material: Glass fibre-reinforced polyester, untreated, polished, Silver grey
5789 | 1305940000 | KLIPPON POK 254012 | Klippon POK (polyester empty enclosure), Empty enclosure, Height: 250 mm, Width: 400 mm, Depth: 120 mm, Material: Glass fibre-reinforced polyester, untreated, polished, Silver grey
5790 | 1305970000 | KLIPPON POK 404012 | Klippon POK (polyester empty enclosure), Empty enclosure, Height: 405 mm, Width: 400 mm, Depth: 120 mm, Material: Glass fibre-reinforced polyester, untreated, polished, Silver grey
5791 | 1305980000 | KLIPPON POK 252516 | Klippon POK (polyester empty enclosure), Empty enclosure, Height: 250 mm, Width: 255 mm, Depth: 160.5 mm, Material: Glass fibre-reinforced polyester, untreated, polished, Silver grey
5792 | 1305990000 | KLIPPON POK 254016 | Klippon POK (polyester empty enclosure), Empty enclosure, Height: 250 mm, Width: 400 mm, Depth: 160.5 mm, Material: Glass fibre-reinforced polyester, untreated, polished, Silver grey
5793 | 1308270000 | RS 16AIO DP SD Z | Interface, RS, 2-wire, Tension-clamp connection
5794 | 1308280000 | RS 16AIO I-M-DP SD Z | Interface, RS, 2-wire, Tension-clamp connection
5795 | 1309690000 | KEBI-KTBI MOPL 3020 MSZN | Klippon EBi (Essential Box industrial), Mounting plate, Height: 229 mm, Width: 129 mm, Depth: 1.5 mm, Material: Sheet steel, silver
5796 | 1309920015 | IE-C5DB4FE0015MSSMSS-E | System cable, M12 D-code ? IP 67 straight socket, M12 D-code ? IP 67 straight socket, Cat.5 / Class D, Cross-linked Premium FRNC, 1.5 m
5797 | 1309920050 | IE-C5DB4FE0050MSSMSS-E | System cable, M12 D-code ? IP 67 straight socket, M12 D-code ? IP 67 straight socket, Cat.5 / Class D, Cross-linked Premium FRNC, 5 m
5798 | 1310320000 | KEBI-KTBI MOPL 3030 S2N | Klippon EBi (Essential Box industrial), Mounting plate, Height: 229 mm, Width: 229 mm, Depth: 1.5 mm, Material: Stainless steel 1.4301 (304), silver
5799 | 1310350000 | KEBI-KTBI MOPL 5040 S2N | Klippon EBi (Essential Box industrial), Mounting plate, Height: 429 mm, Width: 329 mm, Depth: 1.5 mm, Material: Stainless steel 1.4301 (304), silver
5800 | 1310380000 | KEBI-KTBI MOPL 6060 S2N | Klippon EBi (Essential Box industrial), Mounting plate, Height: 529 mm, Width: 529 mm, Depth: 12 mm, Material: Stainless steel 1.4301 (304), silver
5801 | 1310390000 | KEBI-KTBI MOPL 8060 S2N | Klippon EBi (Essential Box industrial), Mounting plate, Height: 729 mm, Width: 529 mm, Depth: 12 mm, Material: Stainless steel 1.4301 (304), silver
5802 | 1310450000 | KEBI-KTBI MOPL 5050 MSZN | Klippon EBi (Essential Box industrial), Mounting plate, Height: 429 mm, Width: 429 mm, Depth: 1.5 mm, Material: Sheet steel, silver
5803 | 1311750000 | RS 16IO 1W H Z | Interface, RS, 1-wire, Tension-clamp connection
5804 | 1311770000 | RS 16IO 1W L H Z | Interface, RS, LED, 1-wire, Tension-clamp connection
5805 | 1311840000 | RS 16IO 2W F H Z | Interface, RS, Fuse, 2-wire, Tension-clamp connection
5806 | 1311850000 | RS 16IO 2W F-L H S | Interface, RS, Fuse, LED, 2-wire, Tension-clamp connection
5807 | 1311870000 | RS 16IO 2W F-L H Z | Interface, RS, Fuse, LED, 2-wire, Tension-clamp connection
5808 | 1311880000 | RS 16IO 3W H Z | Interface, RS, 3-wire, Tension-clamp connection
5809 | 1311890000 | RS 16IO 3W L H Z | Interface, RS, LED, 3-wire, Tension-clamp connection
5810 | 1312000000 | RSM-16DI 24VDC S | Interface, RSM, Optos, LED
5811 | 1312020000 | RSM-16DI 48VDC S | Interface, RSM, Optos, LED
5812 | 1312160004 | IE-C6FP8LD0004X40X40-Y | Patch cable, crossover, RJ45 IP 20, RJ45 IP 20, Cat.6A / Class EA (ISO/IEC 11801 2010), LSZH, 0.4 m
5813 | 1312160100 | IE-C6FP8LD0100X40X40-Y | Patch cable, crossover, RJ45 IP 20, RJ45 IP 20, Cat.6A / Class EA (ISO/IEC 11801 2010), LSZH, 10 m
5814 | 1312160150 | IE-C6FP8LD0150X40X40-Y | Patch cable, crossover, RJ45 IP 20, RJ45 IP 20, Cat.6A / Class EA (ISO/IEC 11801 2010), LSZH, 15 m
5815 | 1312160200 | IE-C6FP8LD0200X40X40-Y | Patch cable, crossover, RJ45 IP 20, RJ45 IP 20, Cat.6A / Class EA (ISO/IEC 11801 2010), LSZH, 20 m
5816 | 1312230000 | IE-CD-V14MHYB-Y-MA-K1 | Y-distributor, FreeCon, Hybrid, IP65
5817 | 1312540000 | STB 36.8/IH/RT WTL6/1 | Accessories, Socket
5818 | 1312560000 | STB 36.8/IH/WS WTL6/1 | Accessories, Socket
5819 | 1312760000 | RSD A10 LP/LP | Interface, RSD, Common anode, Screw connection
5820 | 1312770000 | RSD K10 LP/LP | Interface, RSD, Common cathode, Screw connection
5821 | 1312780000 | RSD A20 LP/LP | Interface, RSD, Common anode, Screw connection
5822 | 1312790000 | RSD K20 LP/LP | Interface, RSD, Common cathode, Screw connection
5823 | 1316550500 | SAIL-VSA-DS-M12G-5.0U | Valve plug, Straight plug - valve plug
5824 | 1317340000 | VSPC LOCKING CLIP | Fastening element, Latches
5825 | 1318011800 | IE-FM6C2UE0180MSD1SD1X | Dragline cable, SC IP 67 bayonet V01 metal, SC IP 67 bayonet V01 metal, 62.5 µm, PUR, 180 m
5826 | 1318015000 | IE-FM6C2UE0500MSD1SD1X | Dragline cable, SC IP 67 bayonet V01 metal, SC IP 67 bayonet V01 metal, 62.5 µm, PUR, 500 m
5827 | 1318150000 | IE-CD-V14MSCRJ-MM-C-MA | Junction box, FreeCon, SCRJ, Plug-in connector, IP65
5828 | 1324020000 | IE-PS-M12X-P-FH | Plugs prefabricated to customer spec., M12, IDC, IP67
5829 | 1328130000 | KLIPPON K51 EX RAL7001 | Klippon K (aluminium empty enclosure), Empty enclosure, Aluminium enclosure, Height: 120 mm, Width: 220 mm, Depth: 81 mm, Material: Aluminium AlSi12, Powder-coated, Silver grey
5830 | 1328150000 | SAFETY-CLIP WM4 VPE10 | Photovoltaics, Accessories, Locking clip
5831 | 1344690000 | IE-C7FS8LE-305M | System cable, Cat.7 (ISO/IEC 11801), LSZH, 305 m
5832 | 1344760000 | IE-MCT-1RS232/485-1SC | Serial/fibre-optic converter, 1 x terminal block for RS232/422/485, 1 x SC multimode, IP30, -40 °C...75 °C
5833 | 1344770000 | IE-SW-VL08MT-6TX-2SC | Network switch, managed, Fast Ethernet, Number of ports: 6x RJ45, 2x SC Multi-mode, IP30, -40 °C...75 °C
5834 | 1345040030 | PAC-S300-SD37-V5-3M | Pre-assembled cable, PAC, Cable LiYCY, 0.25 mm²
5835 | 1348590000 | VDATA CAT6 | Terminal rail fixing, Surge protection, Cat.6, 802.3 at Type 1, 802.3 at Type 2, 802.3 bt Type 3, UP(L/N-PE) ? 550 V
5836 | 1349670020 | PAC-UNIV-HE20-HE20-2M | Pre-assembled cable, PAC
5837 | 1349670025 | PAC-UNIV-HE20-HE20-2M5 | Pre-assembled cable, PAC
5838 | 1349670030 | PAC-UNIV-HE20-HE20-3M | Pre-assembled cable, PAC
5839 | 1349700020 | PAC-UNIV-HE40-HE40-2M | Pre-assembled cable, PAC
5840 | 1349720010 | PAC-UNIV-HE50-HE50-1M | Pre-assembled cable, PAC
5841 | 1349820010 | PAC-UNIV-HE26-F-1M | Pre-assembled cable, PAC
5842 | 1351190000 | VPU II 0 PV 1000V DC | Surge voltage arrester, Low voltage, Accessories
5843 | 1351320000 | VPU II 0 PV 600V DC | Surge voltage arrester, Low voltage, Accessories
5844 | 1351340000 | VPU II 2 PV 600V DC | Surge voltage arrester, Low voltage, without telecomm. contact
5845 | 1351420000 | VPU II 3 PV 1200V DC | Surge voltage arrester, Low voltage, without telecomm. contact
5846 | 1351830000 | VPU I 1+1 R 400V/25KA | Surge voltage arrester, Low voltage, with remote contact, Single-phase, IT with N, IT without N, TN, TT
5847 | 1351870000 | VPU I 3 400V/25KA | Surge voltage arrester, Low voltage, without telecomm. contact, TN-C
5848 | 1351890000 | VPU I 3+1 400V/25KA | Surge voltage arrester, Low voltage, without telecomm. contact, TN-C-S, TN-S, IT with N, IT without N, TT
5849 | 1351930000 | VPU I 0 N-PE 260V/50KA | Surge voltage arrester, Low voltage, Accessories, Spare arrester, TT nur für N-PE
5850 | 1351980000 | VPU I 0 N-PE 440V/50KA | Surge voltage arrester, Low voltage, Accessories, Spare arrester, TT nur für N-PE
5851 | 1352090000 | VPU I 3 LCF 280V/12,5KA | Surge voltage arrester, Low voltage, without telecomm. contact, Leakage-current-free, TN-C
5852 | 1352100000 | VPU I 3 R LCF 280V/12,5KA | Surge voltage arrester, Low voltage, with remote contact, Leakage-current-free, TN-C
5853 | 1352130000 | VPU I 1 280V/12,5KA | Surge voltage arrester, Low voltage, without telecomm. contact, Single-phase
5854 | 1352140000 | VPU I 1 R 280V/12,5KA | Surge voltage arrester, Low voltage, with remote contact, Single-phase
5855 | 1352170000 | VPU I 2 R 280V/12,5KA | Surge voltage arrester, Low voltage, with remote contact, Single-phase
5856 | 1352180000 | VPU I 4 280V/12,5KA | Surge voltage arrester, Low voltage, without telecomm. contact, TN-C-S, TN-S
5857 | 1352190000 | VPU I 4 R 280V/12,5KA | Surge voltage arrester, Low voltage, with remote contact, TN-C-S, TN-S
5858 | 1352230000 | VPU I 3+1 280V/12,5KA | Surge voltage arrester, Low voltage, without telecomm. contact, TN-C-S, TN-S, IT with N, IT without N, TT
5859 | 1352450000 | VPU II 0 150V/40KA | Surge voltage arrester, Low voltage, Accessories, Spare arrester
5860 | 1352750000 | VPU II 1 R LCF 280V/40KA | Surge voltage arrester, Low voltage, with remote contact, Single-phase
5861 | 1352770000 | VPU II 4 LCF 280V/40KA | Surge voltage arrester, Low voltage, without telecomm. contact, TN-C-S, TN-S
5862 | 1352790000 | VPU II 3 LCF 280V/40KA | Surge voltage arrester, Low voltage, without telecomm. contact, TN-C
5863 | 1352800000 | VPU II 3 R LCF 280V/40KA | Surge voltage arrester, Low voltage, with remote contact, TN-C
5864 | 1353030000 | IE-C6FP8LD025CM40M40-D | Patch cable, RJ45 IP 20, RJ45 IP 20, Cat.6A / Class EA (ISO/IEC 11801 2010), LSZH, 0.25 m
5865 | 1353780000 | SAIE-M12B-4-0.2U P9 .75 | Built-in plugs, M12, Female socket, straight, PG 9, Number of poles: 4, 0.2 m, Front mounting
5866 | 1365750010 | PAC-S400-HE10-V0-1M | Pre-assembled cable, PAC, Cable LiYY, 0.25 mm²
5867 | 1365750015 | PAC-S400-HE10-V0-1M5 | Pre-assembled cable, PAC, Cable LiYY, 0.25 mm²
5868 | 1365750025 | PAC-S400-HE10-V0-2M5 | Pre-assembled cable, PAC, Cable LiYY, 0.25 mm²
5869 | 1371180000 | TBY-SAV144-2KS-S | Interface, RS, 2 x KS (40P), LL2N 5.08 mm
5870 | 1371340000 | TBY-RS-UNIV-SP-2KS-S | Interface, RS, 2 x KS (40P), LL2N 5.08 mm
5871 | 1371530000 | TBY-C3-16AI-2KS-S | Interface, RS, 2 x KS (40P), LL2N 5.08 mm
5872 | 1371540000 | TBY-RS-DIO-2KB-S | Interface, RS, 2 x AKB (50P), LL2N 5.08 mm
5873 | 1373690020 | PAC-RX3I-SD25-V3-2M | Pre-assembled cable, PAC, Cable LiYCY, 0.25 mm²
5874 | 1450550000 | IE-FC-SP-PWB/2ST | FrontCom, Insert plate, shielded, 1x Power, 2x Data
5875 | 1456540000 | RSMS-8H 24V+ 1CO S | Interface, RSM, Screw connection
5876 | 1462040020 | PAC-S1500-HE20-V0-2M | Pre-assembled cable, PAC, Cable LiYY, 0.25 mm²
5877 | 1462040030 | PAC-S1500-HE20-V0-3M | Pre-assembled cable, PAC, Cable LiYY, 0.25 mm²
5878 | 1462090030 | PAC-S1500-HE20-V1-3M | Pre-assembled cable, PAC, Cable LiYY, 0.25 mm²
5879 | 1469490000 | PRO ECO 240W 24V 10A | Power supply, switch-mode power supply unit, 24 V
5880 | 1469510000 | PRO ECO 480W 24V 20A | Power supply, switch-mode power supply unit, 24 V
5881 | 1469530000 | PRO ECO3 120W 24V 5A | Power supply, switch-mode power supply unit, 24 V
5882 | 1469540000 | PRO ECO3 240W 24V 10A | Power supply, switch-mode power supply unit, 24 V
5883 | 1477890000 | KSPMH M32 SSC | KSPMH (Klippon blanking plug, type MH), Blanking plug, M 32, 16 mm, Stainless steel 1.4404 (316L)
5884 | 1478120000 | PRO MAX 180W 24V 7,5A | Power supply, switch-mode power supply unit, 24 V
5885 | 1478130000 | PRO MAX 240W 24V 10A | Power supply, switch-mode power supply unit, 24 V
5886 | 1478150000 | PRO MAX 960W 24V 40A | Power supply, switch-mode power supply unit, 24 V
5887 | 1480750000 | RS ELCOF 20/20LM S | Interface, RS ELCO, ELCO plug-in connector, 20, LP2N 5.08mm
5888 | 1480780000 | RS ELCOF 56/56RM S | Interface, RS ELCO, ELCO plug-in connector, 56, LP2N 5.08mm
5889 | 2436660000 | VT CL | Testing tools, Cable detector
5890 | 2466850000 | PRO TOP1 72W 24V 3A | Power supply, switch-mode power supply unit, 24 V
5891 | 2466870000 | PRO TOP1 120W 24V 5A | Power supply, switch-mode power supply unit, 24 V
5892 | 2466890000 | PRO TOP1 480W 24V 20A | Power supply, switch-mode power supply unit, 24 V
5893 | 2466910000 | PRO TOP1 120W 12V 10A | Power supply, switch-mode power supply unit, 12 V
5894 | 7789001020 | PAC-SLC5-HE20-V1-2M | Pre-assembled cable, PAC, Cable LiYY, 0.25 mm²
5895 | 7789001030 | PAC-SLC5-HE20-V1-3M | Pre-assembled cable, PAC, Cable LiYY, 0.25 mm²
5896 | 7789028015 | PAC-CMLX-SD25-V0-1M5 | Pre-assembled cable, PAC, Cable LiYCY, 0.25 mm²
5897 | 7789032020 | PAC-CTLX-SD37-V0-2M | Pre-assembled cable, PAC, Cable LiYCY, 0.25 mm²
5898 | 7789032030 | PAC-CTLX-SD37-V0-3M | Pre-assembled cable, PAC, Cable LiYCY, 0.25 mm²
5899 | 7789032050 | PAC-CTLX-SD37-V0-5M | Pre-assembled cable, PAC, Cable LiYCY, 0.25 mm²
5900 | 7789035015 | PAC-CTLX-SD25-V0-1M5 | Pre-assembled cable, PAC, Cable LiYCY, 0.25 mm²
5901 | 7789035025 | PAC-CTLX-SD25-V0-2M5 | Pre-assembled cable, PAC, Cable LiYCY, 0.25 mm²
5902 | 7789037015 | PAC-CTLX-SD25-V2-1M5 | Pre-assembled cable, PAC, Cable LiYCY, 0.25 mm²
5903 | 7789037100 | PAC-CTLX-SD25-V2-10M | Pre-assembled cable, PAC, Cable LiYCY, 0.25 mm²
5904 | 7789041015 | PAC-CTLX-HE20-V2-1M5 | Pre-assembled cable, PAC, Cable LiYY, 0.25 mm²
5905 | 7789041030 | PAC-CTLX-HE20-V2-3M | Pre-assembled cable, PAC, Cable LiYY, 0.25 mm²
5906 | 7789041050 | PAC-CTLX-HE20-V2-5M | Pre-assembled cable, PAC, Cable LiYY, 0.25 mm²
5907 | 7789041060 | PAC-CTLX-HE20-V2-6M | Pre-assembled cable, PAC, Cable LiYY, 0.25 mm²
5908 | 7789042015 | PAC-CTLX-HE20-V3-1M5 | Pre-assembled cable, PAC, Cable LiYY, 0.25 mm²
5909 | 7789058020 | PAC-CTLX-HE20-V5-2M | Pre-assembled cable, PAC, Cable LiYY, 0.25 mm²
5910 | 7789059100 | PAC-CTLX-HE20-V6-10M | Pre-assembled cable, PAC, Cable LiYY, 0.25 mm²
5911 | 7789067030 | PAC-GF30-HE20-V1-3M | Pre-assembled cable, PAC, Cable LiYY, 0.25 mm²
5912 | 7789100005 | PAC-UNIV-HE20-F-0M5 | Pre-assembled cable, PAC, Cable LiYY, 0.25 mm²
5913 | 7789100050 | PAC-UNIV-HE20-F-5M | Pre-assembled cable, PAC, Cable LiYY, 0.25 mm²
5914 | 7789100090 | PAC-UNIV-HE20-F-9M | Pre-assembled cable, PAC, Cable LiYY, 0.25 mm²
5915 | 7789100100 | PAC-UNIV-HE20-F-10M | Pre-assembled cable, PAC, Cable LiYY, 0.25 mm²
5916 | 7789104050 | PAC-UNIV-RV24-F-5M | Pre-assembled cable, PAC, Cable LiYY, 0.25 mm²
5917 | 7789104100 | PAC-UNIV-RV24-F-10M | Pre-assembled cable, PAC, Cable LiYY, 0.25 mm²
5918 | 7789106025 | PAC-UNIV-RV36-F-2M5 | Pre-assembled cable, PAC, Cable LiYY, 0.25 mm²
5919 | 7789106080 | PAC-UNIV-RV36-F-8M | Pre-assembled cable, PAC, Cable LiYY, 0.25 mm²
5920 | 7789106100 | PAC-UNIV-RV36-F-10M | Pre-assembled cable, PAC, Cable LiYY, 0.25 mm²
5921 | 7789108050 | PAC-UNIV-RV12-F-5M | Pre-assembled cable, PAC, Cable LiYY, 0.25 mm²
5922 | 7789121025 | PAC-QTUM-HE20-V2-2M5 | Pre-assembled cable, PAC, Cable LiYY, 0.25 mm²
5923 | 7789121050 | PAC-QTUM-HE20-V2-5M | Pre-assembled cable, PAC, Cable LiYY, 0.25 mm²
5924 | 7789123020 | PAC-QTUM-SD37-V0-2M | Pre-assembled cable, PAC, Cable LiYCY, 0.25 mm²
5925 | 7789158100 | PAC-CTLX-SD25-V6-10M | Pre-assembled cable, PAC, Cable LiYCY, 0.25 mm²
5926 | 7789210040 | PAC-S300-RV24-V1-4M | Pre-assembled cable, PAC, Cable LiYY, 0.25 mm²
5927 | 7789210050 | PAC-S300-RV24-V1-5M | Pre-assembled cable, PAC, Cable LiYY, 0.25 mm²
5928 | 7789210100 | PAC-S300-RV24-V1-10M | Pre-assembled cable, PAC, Cable LiYY, 0.25 mm²
5929 | 7789234050 | PAC-S300-HE20-V3-5M | Pre-assembled cable, PAC, Cable LiYY, 8.6 ± 1 mm
5930 | 7789234070 | PAC-S300-HE20-V3-7M | Pre-assembled cable, PAC, Cable LiYY, 8.6 ± 1 mm
5931 | 7789234100 | PAC-S300-HE20-V3-10M | Pre-assembled cable, PAC, Cable LiYY, 8.6 ± 1 mm
5932 | 7789235040 | PAC-S300-HE10-V0-4M | Pre-assembled cable, PAC, Cable LiYY, 7 ± 1 mm
5933 | 7789246060 | PAC-S300-HE20-V7-6M | Pre-assembled cable, PAC, Cable LiYY, 8.6 ± 1 mm
5934 | 7789261100 | PAC-PREM-SD25-V0-10M | Pre-assembled cable, PAC, Cable LiYCY, 0.25 mm²
5935 | 7789284050 | PAC-S400-SD37-V0-5M | Pre-assembled cable, PAC, Cable LiYCY, 0.25 mm²
5936 | 7789286050 | PAC-S400-SD25-V1-5M | Pre-assembled cable, PAC, Cable LiYCY, 0.25 mm²
5937 | 7789287015 | PAC-S400-SD25-V2-1M5 | Pre-assembled cable, PAC, Cable LiYCY, 0.25 mm²
5938 | 7789287025 | PAC-S400-SD25-V2-2M5 | Pre-assembled cable, PAC, Cable LiYCY, 0.25 mm²
5939 | 7789288020 | PAC-S400-SD25-V3-2M | Pre-assembled cable, PAC, Cable LiYCY, 0.25 mm²
5940 | 7789288050 | PAC-S400-SD25-V3-5M | Pre-assembled cable, PAC, Cable LiYCY, 0.25 mm²
5941 | 7789293050 | PAC-STOP-HE20-V0-5M | Pre-assembled cable, PAC, Cable LiYY, 0.25 mm²
5942 | 7789301015 | PAC-UNIV-HE20-1:1-1M5 | Pre-assembled cable, PAC, Cable LiYY, 0.25 mm²
5943 | 7789306030 | PAC-UNIV-HE20-LCH-3M | Pre-assembled cable, PAC, Cable LiYY, 0.14 mm²
5944 | 7789312030 | PAC-MICR-HE20-V0-3M | Pre-assembled cable, PAC, Cable LiYY, 0.25 mm²
5945 | 7789316020 | PAC-PREM-RV24-V1-2M | Pre-assembled cable, PAC, Cable LiYY, 0.25 mm²
5946 | 7789327050 | PAC-TWDO-HE20-V1-5M | Pre-assembled cable, PAC, Cable LiYY, 0.25 mm²
5947 | 7789380020 | PAC-M340-HE20-V1-2M | Pre-assembled cable, PAC, Cable LiYY, 0.25 mm²
5948 | 7789604020 | PAC-S300-SD37-V3-2M | Pre-assembled cable, PAC, Cable LiYCY, 0.25 mm²
5949 | 7789608020 | PAC-S300-UNIU-V1-2M | Pre-assembled cable, PAC, Cable LiYY, 0.25 mm²
5950 | 1328140000 | KLIPPON K61 EX RAL7001 | Klippon K (aluminium empty enclosure), Empty enclosure, Aluminium enclosure, Height: 160 mm, Width: 260 mm, Depth: 91 mm, Material: Aluminium AlSi12, Powder-coated, Silver grey
5951 | 1067390000 | IE-PI-SCRJ-SM | SC insert, Plug SCRJ, singlemode
5952 | 1068930000 | IE-BP-VAPP | Flange-mounted housing, protective cap
5953 | 1068940000 | IE-BID-24V | Insert, PROFINET, Socket connector
5954 | 1071690000 | TS 35X7.5/LL/6X18 2M/O | Rail, TS 35, TS 35 x 7.5, with slot, Steel, galvanic zinc plated and passivated
5955 | 1077300000 | IE-PS-V05M-A-RJ45-FH | RJ45 plug, no tools required, Cat.6A / Class EA (ISO/IEC 11801 2010)
5956 | 1078720000 | SAIE-M8S-4-0.5U-FP-M8 | Built-in plugs, M8 thread, pin, straight, M 8, Number of poles: 4, 0.5 m
5957 | 1079680000 | HDC HP 250 M 35 | HDC insert, Pin, 3000 V, 250 A, Crimp connection, Size: 250
5958 | 1079810000 | HDC HP 550 F 95 | HDC insert, Female, 3000 V, 550 A, Crimp connection, Size: 550
5959 | 1079830000 | HDC HP 550 F 150 | HDC insert, Female, 3000 V, 550 A, Crimp connection, Size: 550
5960 | 1079920000 | HDC IP68 HP 24B AS S | HDC enclosures, Size: 8, Protection degree: IP68, IP69K, IP68 (in plugged condition), Base housing, Clamping yoke connection, Standard
5961 | 1081190000 | HDC IP68 06B SS 1M25 | HDC enclosures, Size: 3, Protection degree: IP66 (in plugged condition), IP68 (in plugged condition), Base housing, Clamping yoke connection, Standard, Size of cable entries: M 25
5962 | 1081220000 | HDC IP68 06B SS 2M32 | HDC enclosures, Size: 3, Protection degree: IP66 (in plugged condition), IP68 (in plugged condition), Base housing, Clamping yoke connection, Standard, Size of cable entries: M 32
5963 | 1081490000 | HDC IP68 04A AWS | HDC enclosures, Size: 1, Protection degree: IP66 (in plugged condition), IP68 (in plugged condition), Bulkhead housing, Clamping yoke connection, Standard
5964 | 1081510000 | HDC IP68 06B AS | HDC enclosures, Size: 3, Protection degree: IP66 (in plugged condition), IP68 (in plugged condition), Bulkhead housing, Clamping yoke connection, Standard
5965 | 1081530000 | HDC IP68 16B AS | HDC enclosures, Size: 6, Protection degree: IP66 (in plugged condition), IP68 (in plugged condition), Bulkhead housing, Clamping yoke connection, Standard
5966 | 1081540000 | HDC IP68 24B AS | HDC enclosures, Size: 8, Protection degree: IP66 (in plugged condition), IP68 (in plugged condition), Bulkhead housing, Clamping yoke connection, Standard
5967 | 1081550000 | HDC IP65 06B FRAME M4 | HDC enclosures, Size: 3, Protection degree: IP65 (in plugged condition), , Clamping yoke connection
5968 | 1082410000 | HDC IP68 04A TOS 1PG13 | HDC enclosures, Size: 1, Protection degree: IP66 (in plugged condition), IP68 (in plugged condition), Plug housing, Clamping yoke connection, Standard, Size of cable entries: PG 13.5
5969 | 1082440000 | HDC IP68 06B TOS 1M32 | HDC enclosures, Size: 3, Protection degree: IP66 (in plugged condition), IP68 (in plugged condition), Plug housing, Clamping yoke connection, Standard, Size of cable entries: M 32
5970 | 1082530000 | HDC IP68 06B TSS 1M25 | HDC enclosures, Size: 3, Protection degree: IP66 (in plugged condition), IP68 (in plugged condition), Plug housing, Clamping yoke connection, Standard, Size of cable entries: M 25
5971 | 1082570000 | HDC IP68 06B TSS 1PG21 | HDC enclosures, Size: 3, Protection degree: IP66 (in plugged condition), IP68 (in plugged condition), Plug housing, Clamping yoke connection, Standard, Size of cable entries: PG 21
5972 | 1082580000 | HDC IP68 10B TOS 1M20 | HDC enclosures, Size: 4, Protection degree: IP66 (in plugged condition), IP68 (in plugged condition), Plug housing, Clamping yoke connection, Standard, Size of cable entries: M 20
5973 | 1082630000 | HDC IP68 10B TOS 1PG21 | HDC enclosures, Size: 4, Protection degree: IP66 (in plugged condition), IP68 (in plugged condition), Plug housing, Clamping yoke connection, Standard, Size of cable entries: PG 21
5974 | 1082640000 | HDC IP68 10B TOS 1PG29 | HDC enclosures, Size: 4, Protection degree: IP66 (in plugged condition), IP68 (in plugged condition), Plug housing, Clamping yoke connection, Standard, Size of cable entries: PG 29
5975 | 1082650000 | HDC IP68 10B TSS 1M25 | HDC enclosures, Size: 4, Protection degree: IP66 (in plugged condition), IP68 (in plugged condition), Plug housing, Clamping yoke connection, Standard, Size of cable entries: M 25
5976 | 1082670000 | HDC IP68 10B TSS 1PG21 | HDC enclosures, Size: 4, Protection degree: IP66 (in plugged condition), IP68 (in plugged condition), Plug housing, Clamping yoke connection, Standard, Size of cable entries: PG 21
5977 | 1082690000 | HDC IP68 10B TSS 1M20 | HDC enclosures, Size: 4, Protection degree: IP66 (in plugged condition), IP68 (in plugged condition), Plug housing, Clamping yoke connection, Standard, Size of cable entries: M 20
5978 | 1082730000 | HDC IP68 16B TOS 1M50 | HDC enclosures, Size: 6, Protection degree: IP66 (in plugged condition), IP68 (in plugged condition), Cable entry from top, Plug housing, Clamping yoke connection, Standard, Size of cable entries: M 50
5979 | 1082740000 | HDC IP68 16B TOS 2PG21 | HDC enclosures, Size: 6, Protection degree: IP66 (in plugged condition), IP68 (in plugged condition), Plug housing, Clamping yoke connection, Standard, Size of cable entries: PG 21
5980 | 1082800000 | HDC IP68 16B TSS 1M32 | HDC enclosures, Size: 6, Protection degree: IP66 (in plugged condition), IP68 (in plugged condition), Plug housing, Clamping yoke connection, Standard, Size of cable entries: M 32
5981 | 1082820000 | HDC IP68 16B TSS 1M50 | HDC enclosures, Size: 6, Protection degree: IP66 (in plugged condition), IP68 (in plugged condition), Plug housing, Clamping yoke connection, Standard, Size of cable entries: M 50
5982 | 1082830000 | HDC IP68 16B TSS 1PG21 | HDC enclosures, Size: 6, Protection degree: IP66 (in plugged condition), IP68 (in plugged condition), Plug housing, Clamping yoke connection, Standard, Size of cable entries: PG 21
5983 | 1082870000 | HDC IP68 24B TOS 1M40 | HDC enclosures, Size: 8, Protection degree: IP66 (in plugged condition), IP68 (in plugged condition), Plug housing, Clamping yoke connection, Standard, Size of cable entries: M 40
5984 | 1083090000 | HDC IP68 24B COVER | HDC enclosures, Size: 8, Protection degree: IP66 (in plugged condition), IP68 (in plugged condition), Cover for lower part of housing, Clamping yoke connection, Standard
5985 | 1093400000 | VSPC 2CL 24VAC R | Surge protection for instrumentation and control, with warning function / function indicator, UP(L/N-PE) < 800 V
5986 | 1103710000 | HDC 24B HP550 MPL2 TYP1 | HDC insert, Number of poles: 2, Size: 8
5987 | 1103770000 | HDC 24B HP550 MPL2 TYP2 | HDC insert, Number of poles: 2, Size: 8
5988 | 1119040000 | ERME 16² SPX 4 | Accessories, Cutter holder
5989 | 1119110000 | HDC HP 550 M 150 | HDC insert, Pin, 3000 V, 550 A, Crimp connection, Size: 550
5990 | 1119970000 | HDC IP68 24B MD 3M40 | HDC enclosures, Size: 8, Protection degree: IP68, IP69K, IP68 (in plugged condition), Cover, Clamping yoke connection, Standard, Size of cable entries: M 40
5991 | 1120000000 | HDC IP68 24B MD 2M32 | HDC enclosures, Size: 8, Protection degree: IP68, IP69K, IP68 (in plugged condition), Cover, Clamping yoke connection, Standard, Size of cable entries: M 32
5992 | 1132040000 | IE-PS-RJ45-FH-BK-A | RJ45 IDC plug, Cat.6A / Class EA (ISO/IEC 11801 2010), 8-core, EIA/TIA T568 A
5993 | 1132060000 | IE-PS-RJ45-FH-BK-P | RJ45 IDC plug, Cat.5 (ISO/IEC 11801), 4-core, PROFINET
5994 | 1165980000 | HDC SHIELD LEVER 4 HIGH | Heavy-duty connectors, Accessories, Shield clamp
5995 | 1165990000 | HDC SHIELD LEVER 6 HIGH | Heavy-duty connectors, Accessories, Shield clamp
5996 | 1169950000 | SAIE-M23-S-RM | Sensor/Actuator plug-in connector, Built-in plugs, Empty enclosure
5997 | 1169970000 | SAIE-M23-S-EM | Sensor/Actuator plug-in connector, Built-in plugs, Empty enclosure
5998 | 1170040000 | SAI-M23-BE-7 | Sensor/Actuator plug-in connector, Insert
5999 | 1170070000 | SAI-M23-SE-12 | Sensor/Actuator plug-in connector, Insert
6000 | 1170120000 | SAI-M23-SE-19 | Sensor/Actuator plug-in connector, Insert
6001 | 1170130000 | SAI-M23-BE-19 | Sensor/Actuator plug-in connector, Insert
6002 | 1170280000 | SAI-M23-GSW-L-7/12 | Sensor/Actuator plug-in connector, Empty enclosure
6003 | 1170300000 | SAIE-M23-L-VW | Sensor/Actuator plug-in connector, Built-in plugs, Empty enclosure
6004 | 1170330000 | SAIE-M23-L-W 25X25 | Sensor/Actuator plug-in connector, Built-in plugs, Empty enclosure
6005 | 1170380000 | SAI-M23-SE-L-4/4 | Sensor/Actuator plug-in connector, Insert
6006 | 1170810000 | SAI-M23-SK-M-FS | Protected component assemblies, Protective cap
6007 | 1173030010 | IE-C5DD4UG0010A20A20-E | Dragline cable, PROFINET, RJ45 IP 20, RJ45 IP 20, Cat.5 (ISO/IEC 11801) / Cat.5e (TIA T568-B), PUR, 1 m
6008 | 1173030015 | IE-C5DD4UG0015A20A20-E | Dragline cable, PROFINET, RJ45 IP 20, RJ45 IP 20, Cat.5 (ISO/IEC 11801) / Cat.5e (TIA T568-B), PUR, 1.5 m
6009 | 1173030140 | IE-C5DD4UG0140A20A20-E | Dragline cable, PROFINET, RJ45 IP 20, RJ45 IP 20, Cat.5 (ISO/IEC 11801) / Cat.5e (TIA T568-B), PUR, 14 m
6010 | 1175980000 | ACT20M-CI-CO-S | Signal converter/insulator, Signal converter/isolator, Input : 0(4)-20 mA, Output : 0(4)-20 mA
6011 | 1176000000 | ACT20M-AI-AO-S | Signal converter/insulator, Configurable, with sensor supply, Input : I / U, Output : I / U
6012 | 1176010000 | ACT20M-AI-AO-E-S | Signal converter/insulator, Configurable, without sensor supply, Input : I / U, Output : I / U
6013 | 1176070000 | ACT20M-CI-CO-ILP-S | Signal converter/insulator, Input current loop feed, 1-channel, Input : 0(4)-20 mA, Output : 0(4)-20 mA
6014 | 1180300000 | FP BOX MPB | FieldPower® Box, IP65
6015 | 1191020000 | SAIBM-5/6S M12 5P A-COD | Sockets prefabricated to customer spec., M12, Female socket, straight
6016 | 1191550000 | IE-PS-V14M-2SC-POF | FO connector, Version 14, SC-RJ POF, IP67
6017 | 1193680000 | ZQV 1.5N/R6.4/10 GE | TERMSERIES, Cross-connector
6018 | 1193690000 | ZQV 1.5N/R6.4/19 GE | TERMSERIES, Cross-connector
6019 | 1194690000 | KTB MH 262620 S4E4 | Klippon TB MH (Terminal Box - Multi Hinge), Empty enclosure, stainless steel enclosure, Height: 260 mm, Width: 260 mm, Depth: 200 mm, Gland plates: Bottom, top, left, right, Material: Stainless steel 1.4404 (316L), electropolished, silver
6020 | 1194740000 | KTB MH 303015 S4E4 | Klippon TB MH (Terminal Box - Multi Hinge), Empty enclosure, stainless steel enclosure, Height: 306 mm, Width: 306 mm, Depth: 150 mm, Gland plates: Bottom, top, left, right, Material: Stainless steel 1.4404 (316L), electropolished, silver
6021 | 1194870000 | KTB MH 352620 S4E2 | Klippon TB MH (Terminal Box - Multi Hinge), Empty enclosure, stainless steel enclosure, Height: 350 mm, Width: 260 mm, Depth: 200 mm, Gland plates: Bottom, top, Material: Stainless steel 1.4404 (316L), electropolished, silver
6022 | 1195120000 | KTB MH 484815 S4E2 | Klippon TB MH (Terminal Box - Multi Hinge), Empty enclosure, stainless steel enclosure, Height: 480 mm, Width: 480 mm, Depth: 150 mm, Gland plates: Bottom, top, Material: Stainless steel 1.4404 (316L), electropolished, silver
6023 | 1195320000 | KTB MH 624515 S4E2 | Klippon TB MH (Terminal Box - Multi Hinge), Empty enclosure, stainless steel enclosure, Height: 620 mm, Width: 450 mm, Depth: 150 mm, Gland plates: Bottom, top, Material: Stainless steel 1.4404 (316L), electropolished, silver
6024 | 1195340000 | KTB MH 624515 S4E4 | Klippon TB MH (Terminal Box - Multi Hinge), Empty enclosure, stainless steel enclosure, Height: 620 mm, Width: 450 mm, Depth: 150 mm, Gland plates: Bottom, top, left, right, Material: Stainless steel 1.4404 (316L), electropolished, silver
6025 | 1195470000 | KTB MH 765020 S4E2 | Klippon TB MH (Terminal Box - Multi Hinge), Empty enclosure, stainless steel enclosure, Height: 762 mm, Width: 508 mm, Depth: 200 mm, Gland plates: Bottom, top, Material: Stainless steel 1.4404 (316L), electropolished, silver
6026 | 1195630000 | KTB MH 987420 S4E3 | Klippon TB MH (Terminal Box - Multi Hinge), Empty enclosure, stainless steel enclosure, Height: 980 mm, Width: 740 mm, Depth: 200 mm, Gland plates: Bottom, left, right, Material: Stainless steel 1.4404 (316L), electropolished, silver
6027 | 1195750000 | KTB FS 262620 S4E0 | Klippon TB FS (Terminal Box - Fixing Screw), Empty enclosure, stainless steel enclosure, Height: 260 mm, Width: 260 mm, Depth: 200 mm, Material: Stainless steel 1.4404 (316L), electropolished, silver
6028 | 1195790000 | KTB FS 262620 S4E4 | Klippon TB FS (Terminal Box - Fixing Screw), Empty enclosure, stainless steel enclosure, Height: 260 mm, Width: 260 mm, Depth: 200 mm, Gland plates: Bottom, top, left, right, Material: Stainless steel 1.4404 (316L), electropolished, silver
6029 | 1195850000 | KTB FS 303020 S4E0 | Klippon TB FS (Terminal Box - Fixing Screw), Empty enclosure, stainless steel enclosure, Height: 306 mm, Width: 306 mm, Depth: 200 mm, Material: Stainless steel 1.4404 (316L), electropolished, silver
6030 | 1195880000 | KTB FS 303020 S4E3 | Klippon TB FS (Terminal Box - Fixing Screw), Empty enclosure, stainless steel enclosure, Height: 306 mm, Width: 306 mm, Depth: 200 mm, Gland plates: Bottom, left, right, Material: Stainless steel 1.4404 (316L), electropolished, silver
6031 | 1195890000 | KTB FS 303020 S4E4 | Klippon TB FS (Terminal Box - Fixing Screw), Empty enclosure, stainless steel enclosure, Height: 306 mm, Width: 306 mm, Depth: 200 mm, Gland plates: Bottom, top, left, right, Material: Stainless steel 1.4404 (316L), electropolished, silver
6032 | 1195910000 | KTB FS 352615 S4E1 | Klippon TB FS (Terminal Box - Fixing Screw), Empty enclosure, stainless steel enclosure, Height: 350 mm, Width: 260 mm, Depth: 150 mm, Gland plates: Bottom, Material: Stainless steel 1.4404 (316L), electropolished, silver
6033 | 1195940000 | KTB FS 352615 S4E4 | Klippon TB FS (Terminal Box - Fixing Screw), Empty enclosure, stainless steel enclosure, Height: 350 mm, Width: 260 mm, Depth: 150 mm, Gland plates: Bottom, top, left, right, Material: Stainless steel 1.4404 (316L), electropolished, silver
6034 | 1195970000 | KTB FS 352620 S4E2 | Klippon TB FS (Terminal Box - Fixing Screw), Empty enclosure, stainless steel enclosure, Height: 350 mm, Width: 260 mm, Depth: 200 mm, Gland plates: Bottom, top, Material: Stainless steel 1.4404 (316L), electropolished, silver
6035 | 1196100000 | KTB FS 453815 S4E0 | Klippon TB FS (Terminal Box - Fixing Screw), Empty enclosure, stainless steel enclosure, Height: 458 mm, Width: 382 mm, Depth: 150 mm, Material: Stainless steel 1.4404 (316L), electropolished, silver
6036 | 1196160000 | KTB FS 453820 S4E1 | Klippon TB FS (Terminal Box - Fixing Screw), Empty enclosure, stainless steel enclosure, Height: 458 mm, Width: 382 mm, Depth: 200 mm, Gland plates: Bottom, Material: Stainless steel 1.4404 (316L), electropolished, silver
6037 | 1196170000 | KTB FS 453820 S4E2 | Klippon TB FS (Terminal Box - Fixing Screw), Empty enclosure, stainless steel enclosure, Height: 458 mm, Width: 382 mm, Depth: 200 mm, Gland plates: Bottom, top, Material: Stainless steel 1.4404 (316L), electropolished, silver
6038 | 1196250000 | KTB FS 484820 S4E0 | Klippon TB FS (Terminal Box - Fixing Screw), Empty enclosure, stainless steel enclosure, Height: 480 mm, Width: 480 mm, Depth: 200 mm, Material: Stainless steel 1.4404 (316L), electropolished, silver
6039 | 1196370000 | KTB FS 553520 S4E2 | Klippon TB FS (Terminal Box - Fixing Screw), Empty enclosure, stainless steel enclosure, Height: 550 mm, Width: 350 mm, Depth: 200 mm, Gland plates: Bottom, top, Material: Stainless steel 1.4404 (316L), electropolished, silver
6040 | 1196560000 | KTB FS 765020 S4E1 | Klippon TB FS (Terminal Box - Fixing Screw), Empty enclosure, stainless steel enclosure, Height: 762 mm, Width: 508 mm, Depth: 200 mm, Gland plates: Bottom, Material: Stainless steel 1.4404 (316L), electropolished, silver
6041 | 1196680000 | KTB FS 916120 S4E3 | Klippon TB FS (Terminal Box - Fixing Screw), Empty enclosure, stainless steel enclosure, Height: 914 mm, Width: 610 mm, Depth: 200 mm, Gland plates: Bottom, left, right, Material: Stainless steel 1.4404 (316L), electropolished, silver
6042 | 1199910000 | KTB QL 262615 S4E1 | Klippon TB QL (Terminal Box - Quarter Lock), Empty enclosure, stainless steel enclosure, Height: 260 mm, Width: 260 mm, Depth: 150 mm, Gland plates: Bottom, Material: Stainless steel 1.4404 (316L), electropolished, silver
6043 | 1200010000 | KTB QL 303015 S4E0 | Klippon TB QL (Terminal Box - Quarter Lock), Empty enclosure, stainless steel enclosure, Height: 306 mm, Width: 306 mm, Depth: 150 mm, Material: Stainless steel 1.4404 (316L), electropolished, silver
6044 | 1200020000 | KTB QL 303015 S4E1 | Klippon TB QL (Terminal Box - Quarter Lock), Empty enclosure, stainless steel enclosure, Height: 306 mm, Width: 306 mm, Depth: 150 mm, Gland plates: Bottom, Material: Stainless steel 1.4404 (316L), electropolished, silver
6045 | 1200070000 | KTB QL 303020 S4E1 | Klippon TB QL (Terminal Box - Quarter Lock), Empty enclosure, stainless steel enclosure, Height: 306 mm, Width: 306 mm, Depth: 200 mm, Gland plates: Bottom, Material: Stainless steel 1.4404 (316L), electropolished, silver
6046 | 1200150000 | KTB QL 352615 S4E4 | Klippon TB QL (Terminal Box - Quarter Lock), Empty enclosure, stainless steel enclosure, Height: 350 mm, Width: 260 mm, Depth: 150 mm, Gland plates: Bottom, top, left, right, Material: Stainless steel 1.4404 (316L), electropolished, silver
6047 | 1200220000 | KTB QL 403015 S4E0 | Klippon TB QL (Terminal Box - Quarter Lock), Empty enclosure, stainless steel enclosure, Height: 400 mm, Width: 300 mm, Depth: 150 mm, Material: Stainless steel 1.4404 (316L), electropolished, silver
6048 | 1200270000 | KTB QL 403020 S4E0 | Klippon TB QL (Terminal Box - Quarter Lock), Empty enclosure, stainless steel enclosure, Height: 400 mm, Width: 300 mm, Depth: 200 mm, Material: Stainless steel 1.4404 (316L), electropolished, silver
6049 | 1200360000 | KTB QL 453815 S4E3 | Klippon TB QL (Terminal Box - Quarter Lock), Empty enclosure, stainless steel enclosure, Height: 458 mm, Width: 382 mm, Depth: 150 mm, Gland plates: Bottom, left, right, Material: Stainless steel 1.4404 (316L), electropolished, silver
6050 | 1200440000 | KTB QL 484815 S4E0 | Klippon TB QL (Terminal Box - Quarter Lock), Empty enclosure, stainless steel enclosure, Height: 480 mm, Width: 480 mm, Depth: 150 mm, Material: Stainless steel 1.4404 (316L), electropolished, silver
6051 | 1200450000 | KTB QL 484815 S4E1 | Klippon TB QL (Terminal Box - Quarter Lock), Empty enclosure, stainless steel enclosure, Height: 480 mm, Width: 480 mm, Depth: 150 mm, Gland plates: Bottom, Material: Stainless steel 1.4404 (316L), electropolished, silver
6052 | 1200720000 | KTB QL 624520 S4E0 | Klippon TB QL (Terminal Box - Quarter Lock), Empty enclosure, stainless steel enclosure, Height: 620 mm, Width: 450 mm, Depth: 200 mm, Material: Stainless steel 1.4404 (316L), electropolished, silver
6053 | 1200760000 | KTB QL 624520 S4E4 | Klippon TB QL (Terminal Box - Quarter Lock), Empty enclosure, stainless steel enclosure, Height: 620 mm, Width: 450 mm, Depth: 200 mm, Gland plates: Bottom, top, left, right, Material: Stainless steel 1.4404 (316L), electropolished, silver
6054 | 1200820000 | KTB QL 765015 S4E4 | Klippon TB QL (Terminal Box - Quarter Lock), Empty enclosure, stainless steel enclosure, Height: 762 mm, Width: 508 mm, Depth: 150 mm, Gland plates: Bottom, top, left, right, Material: Stainless steel 1.4404 (316L), electropolished, silver
6055 | 1200930000 | KTB QL 916115 S4E4 | Klippon TB QL (Terminal Box - Quarter Lock), Empty enclosure, stainless steel enclosure, Height: 914 mm, Width: 610 mm, Depth: 150 mm, Gland plates: Bottom, top, left, right, Material: Stainless steel 1.4404 (316L), electropolished, silver
6056 | 1200970000 | KTB QL 916120 S4E3 | Klippon TB QL (Terminal Box - Quarter Lock), Empty enclosure, stainless steel enclosure, Height: 914 mm, Width: 610 mm, Depth: 200 mm, Gland plates: Bottom, left, right, Material: Stainless steel 1.4404 (316L), electropolished, silver
6057 | 1201270010 | IE-C6FP8LM0010M40M40-M | Patch cable, RJ45 IP 20, RJ45 IP 20, Cat.6A / Class EA (ISO/IEC 11801 2010), LSZH, 1 m
6058 | 1201270015 | IE-C6FP8LM0015M40M40-M | Patch cable, RJ45 IP 20, RJ45 IP 20, Cat.6A / Class EA (ISO/IEC 11801 2010), LSZH, 1.5 m
6059 | 1201270050 | IE-C6FP8LM0050M40M40-M | Patch cable, RJ45 IP 20, RJ45 IP 20, Cat.6A / Class EA (ISO/IEC 11801 2010), LSZH, 5 m
6060 | 1201270200 | IE-C6FP8LM0200M40M40-M | Patch cable, RJ45 IP 20, RJ45 IP 20, Cat.6A / Class EA (ISO/IEC 11801 2010), LSZH, 20 m
6061 | 1203960000 | SAI M23 CRIMPING TOOL 2 | Pressing tool
6062 | 1208380000 | HDC 40D TOBU 2M25 | HDC enclosures, Size: 6, Protection degree: IP65, IP65 (in plugged condition), Cable entry from top, Plug housing, Side-locking clamp on lower side, high, Size of cable entries: M 25
6063 | 1210890000 | VP M16 EXE MS | VPMS Ex (ex blanking plug, brass), Blanking plug, M 16, 12 mm, Brass, nickel-plated
6064 | 1210940000 | VP M50 EXE MS | VPMS Ex (ex blanking plug, brass), Blanking plug, M 50, 15 mm, Brass, nickel-plated
6065 | 1210950000 | VP M63 EXE MS | VPMS Ex (ex blanking plug, brass), Blanking plug, M 63, 19 mm, Brass, nickel-plated
6066 | 1215920000 | HDC 16B DC | Heavy-duty connectors, Accessories, Protective cap
6067 | 1220580000 | HDC HP 550 M 25 | HDC insert, Pin, 3000 V, 550 A, Crimp connection, Size: 550
6068 | 1220620300 | SAIP-M12GM8W-3-3.0U | Sensor/actuator line, Connecting line, M12 / M8, Number of poles : 3, 3 m, pin, straight, Socket, angled, Shielded: No, LED: No, Sheath material: PUR, Halogen: No
6069 | 1221570000 | FTA-C300-32DO-RSLIM-S | Interface, RS, 1-wire, Screw connection
6070 | 1222210000 | CP M DM20 | Diode module
6071 | 1222240000 | CP M CAP | Capacity module
6072 | 1222940000 | FTA-C300-32DI-LD-S | Interface, RS, 1-wire, Screw connection
6073 | 1222980000 | FTA-C300-16AO-SH-S | Interface, RS, 1-wire, Screw connection
6074 | 1222990000 | FTA-C300-16AO-SH-Z | Interface, RS, 1-wire, Tension-clamp connection
6075 | 1223030000 | FTA-C300-16AO-TEST-Z | Interface, RS, 1-wire, Tension-clamp connection
6076 | 1224000000 | SAI-M23-SE-6-F | Sensor/Actuator plug-in connector
6077 | 1224010000 | SAI-M23-BE-6-F | Sensor/Actuator plug-in connector
6078 | 1224040000 | SAI-M23-BE-6-17MM | Sensor/Actuator plug-in connector
6079 | 1224110000 | SAI-M23-BE-7-17MM | Sensor/Actuator plug-in connector
6080 | 1224130000 | SAI-M23-SE-7-17MM | Sensor/Actuator plug-in connector
6081 | 1224210000 | SAI-M23-BE-12-17MM | Sensor/Actuator plug-in connector
6082 | 1224310000 | SAI-M23-SE-16-17MM | Sensor/Actuator plug-in connector
6083 | 1224380000 | SAI-M23-SE-17-17MM | Sensor/Actuator plug-in connector
6084 | 1224390000 | SAI-M23-SE-19-F | Sensor/Actuator plug-in connector
6085 | 1224400000 | SAI-M23-BE-19-F | Sensor/Actuator plug-in connector
6086 | 1224420000 | SAI-M23-BE-19-10MM | Sensor/Actuator plug-in connector
6087 | 1224430000 | SAI-M23-SE-19-F-PE | Sensor/Actuator plug-in connector
6088 | 1224470000 | SAI-M23-SE-19-10MM | Sensor/Actuator plug-in connector
6089 | 1224480000 | SAI-M23-SE-19-17MM | Sensor/Actuator plug-in connector
6090 | 1224490000 | SAI-M23-SE-9-F | Sensor/Actuator plug-in connector
6091 | 1224500000 | SAI-M23-BE-9-F | Sensor/Actuator plug-in connector
6092 | 1224540000 | SAI-M23-SE-9-10MM | Sensor/Actuator plug-in connector
6093 | 1224550000 | SAI-M23-SE-9-17MM | Sensor/Actuator plug-in connector
6094 | 1224580000 | SAI-M23-SE-12-3.5MM-G | Sensor/Actuator plug-in connector
6095 | 1224610000 | SAI-M23-BE-12-F-PE-G | Sensor/Actuator plug-in connector
6096 | 1224670000 | SAI-M23-SE-17-3.5MM-G | Sensor/Actuator plug-in connector
6097 | 1224720000 | SAI-M23-SE-17-17MM-G | Sensor/Actuator plug-in connector
6098 | 1224750000 | SAI-M23-BE-9-10MM-G | Sensor/Actuator plug-in connector
6099 | 1224760000 | SAI-M23-BE-9-17MM-G | Sensor/Actuator plug-in connector
6100 | 1233160015 | IE-C6FP8LD0015M40W40-D | Patch cable, RJ45 IP 20, Angled 270°, RJ45 IP 20, Cat.6A / Class EA (ISO/IEC 11801 2010), LSZH, 1.5 m
6101 | 1233160100 | IE-C6FP8LD0100M40W40-D | Patch cable, RJ45 IP 20, Angled 270°, RJ45 IP 20, Cat.6A / Class EA (ISO/IEC 11801 2010), LSZH, 10 m
6102 | 1234750010 | IE-C5DS4UG0010MBSA20-E | System cable, M12 D-code ? flange, RJ45 IP 20, Cat.5 (ISO/IEC 11801) / Cat.5e (TIA T568-B), PUR, 1 m
6103 | 1234750015 | IE-C5DS4UG0015MBSA20-E | System cable, M12 D-code ? flange, RJ45 IP 20, Cat.5 (ISO/IEC 11801) / Cat.5e (TIA T568-B), PUR, 1.5 m
6104 | 1234750020 | IE-C5DS4UG0020MBSA20-E | System cable, M12 D-code ? flange, RJ45 IP 20, Cat.5 (ISO/IEC 11801) / Cat.5e (TIA T568-B), PUR, 2 m
6105 | 1234750050 | IE-C5DS4UG0050MBSA20-E | System cable, M12 D-code ? flange, RJ45 IP 20, Cat.5 (ISO/IEC 11801) / Cat.5e (TIA T568-B), PUR, 5 m
6106 | 1234770005 | IE-C5DS4UG0005MBSXXX-E | System cable, M12 D-code ? flange, Open, Cat.5 (ISO/IEC 11801) / Cat.5e (TIA T568-B), PUR, 0.5 m
6107 | 1234770010 | IE-C5DS4UG0010MBSXXX-E | System cable, M12 D-code ? flange, Open, Cat.5 (ISO/IEC 11801) / Cat.5e (TIA T568-B), PUR, 1 m
6108 | 1234770015 | IE-C5DS4UG0015MBSXXX-E | System cable, M12 D-code ? flange, Open, Cat.5 (ISO/IEC 11801) / Cat.5e (TIA T568-B), PUR, 1.5 m
6109 | 1247130000 | FTA-C300-16AI-SH-Z | Interface, RS, 1-wire, Tension-clamp connection
6110 | 1247140000 | FTA-C300-16AI-TEST-S | Interface, RS, 1-wire, Screw connection
6111 | 1256280000 | KTB GP 221513 CD S4 6MM | Klippon TB (Terminal Box), flange plate, Height: 177 mm, Width: 100 mm, Depth: 6 mm, Gland plates: left, right, Material: Stainless steel 1.4404, electropolished, silver
6112 | 1256290000 | KTB GP 262615 AB S4 6MM | Klippon TB (Terminal Box), flange plate, Height: 254 mm, Width: 117 mm, Depth: 6 mm, Gland plates: top, Bottom, Material: Stainless steel 1.4404, electropolished, silver
6113 | 1256360000 | KTB GP 303020 AB S4 6MM | Klippon TB (Terminal Box), flange plate, Height: 296 mm, Width: 167 mm, Depth: 6 mm, Gland plates: top, Bottom, Material: Stainless steel 1.4404, electropolished, silver
6114 | 1256370000 | KTB GP 303020 CD S4 6MM | Klippon TB (Terminal Box), flange plate, Height: 250 mm, Width: 167 mm, Depth: 6 mm, Gland plates: left, right, Material: Stainless steel 1.4404, electropolished, silver
6115 | 1256380000 | KTB GP 352615 AB S4 6MM | Klippon TB (Terminal Box), flange plate, Height: 254 mm, Width: 117 mm, Depth: 6 mm, Gland plates: top, Bottom, Material: Stainless steel 1.4404, electropolished, silver
6116 | 1256390000 | KTB GP 352615 CD S4 6MM | Klippon TB (Terminal Box), flange plate, Height: 298 mm, Width: 117 mm, Depth: 6 mm, Gland plates: left, right, Material: Stainless steel 1.4404, electropolished, silver
6117 | 1256430000 | KTB GP 403015 AB S4 6MM | Klippon TB (Terminal Box), flange plate, Height: 294 mm, Width: 117 mm, Depth: 6 mm, Gland plates: top, Bottom, Material: Stainless steel 1.4404, electropolished, silver
6118 | 1256510000 | KTB GP 453820 AB S4 6MM | Klippon TB (Terminal Box), flange plate, Height: 372 mm, Width: 167 mm, Depth: 6 mm, Gland plates: top, Bottom, Material: Stainless steel 1.4404, electropolished, silver
6119 | 1256530000 | KTB GP 484815 AB S4 6MM | Klippon TB (Terminal Box), flange plate, Height: 474 mm, Width: 117 mm, Depth: 6 mm, Gland plates: top, Bottom, Material: Stainless steel 1.4404, electropolished, silver
6120 | 1256580000 | KTB GP 553515 CD S4 6MM | Klippon TB (Terminal Box), flange plate, Height: 498 mm, Width: 117 mm, Depth: 6 mm, Gland plates: left, right, Material: Stainless steel 1.4404, electropolished, silver
6121 | 1256610000 | KTB GP 553520 CD S4 6MM | Klippon TB (Terminal Box), flange plate, Height: 494 mm, Width: 167 mm, Depth: 6 mm, Gland plates: left, right, Material: Stainless steel 1.4404, electropolished, silver
6122 | 1256630000 | KTB GP 624515 CD S4 6MM | Klippon TB (Terminal Box), flange plate, Height: 568 mm, Width: 117 mm, Depth: 6 mm, Gland plates: left, right, Material: Stainless steel 1.4404, electropolished, silver
6123 | 1256680000 | KTB GP 765020 AB S4 6MM | Klippon TB (Terminal Box), flange plate, Height: 498 mm, Width: 167 mm, Depth: 6 mm, Gland plates: top, Bottom, Material: Stainless steel 1.4404, electropolished, silver
6124 | 1256720000 | KTB GP 916115 CD S4 6MM | Klippon TB (Terminal Box), flange plate, Height: 421 mm, Width: 117 mm, Depth: 6 mm, Gland plates: left, right, Material: Stainless steel 1.4404, electropolished, silver
6125 | 1256730000 | KTB GP 916120 AB S4 6MM | Klippon TB (Terminal Box), flange plate, Height: 600 mm, Width: 167 mm, Depth: 6 mm, Gland plates: top, Bottom, Material: Stainless steel 1.4404, electropolished, silver
6126 | 1257650000 | KTB MOPL 2215 S2N H | Klippon TB (Terminal Box), Mounting plate, prepunched, Height: 174 mm, Width: 91 mm, Depth: 1.5 mm, Material: Stainless steel 1.4301 (304), untreated, silver
6127 | 1257670000 | KTB MOPL 3030 S2N H | Klippon TB (Terminal Box), Mounting plate, prepunched, Height: 251 mm, Width: 245 mm, Depth: 1.5 mm, Material: Stainless steel 1.4301 (304), untreated, silver
6128 | 1257700000 | KTB MOPL 4538 S2N H | Klippon TB (Terminal Box), Mounting plate, prepunched, Height: 403 mm, Width: 321 mm, Depth: 1.5 mm, Material: Stainless steel 1.4301 (304), untreated, silver
6129 | 1257710000 | KTB MOPL 4848 S2N H | Klippon TB (Terminal Box), Mounting plate, prepunched, Height: 425 mm, Width: 419 mm, Depth: 1.5 mm, Material: Stainless steel 1.4301 (304), untreated, silver
6130 | 1257750000 | KTB MOPL 7650 S2N H | Klippon TB (Terminal Box), Mounting plate, prepunched, Height: 707 mm, Width: 447 mm, Depth: 12 mm, Material: Stainless steel 1.4301 (304), untreated, silver
6131 | 1257770000 | KTB MOPL 9874 S2N H | Klippon TB (Terminal Box), Mounting plate, prepunched, Height: 926 mm, Width: 680 mm, Depth: 12 mm, Material: Stainless steel 1.4301 (304), untreated, silver
6132 | 1906300400 | SAIL-M12GM12G-4-4.0U | Sensor/actuator line, Connecting line, M12 / M12, Number of poles : 4, 4 m, pin, straight - socket, straight, Shielded: No, LED: No, Sheath material: PUR, Halogen: No
6133 | 1906300600 | SAIL-M12GM12G-4-6.0U | Sensor/actuator line, Connecting line, M12 / M12, Number of poles : 4, 6 m, pin, straight - socket, straight, Shielded: No, LED: No, Sheath material: PUR, Halogen: No
6134 | 1906302900 | SAIL-M12GM12G-4-29U | Sensor/actuator line, Connecting line, M12 / M12, Number of poles : 4, 29 m, pin, straight - socket, straight, Shielded: No, LED: No, Sheath material: PUR, Halogen: No
6135 | 1925442000 | SAIL-M12G-4-20V | Sensor/actuator line, One end without connector, M12, Number of poles : 4, 20 m, pin, straight, Shielded: No, LED: No, Sheath material: PVC, Halogen: Yes
6136 | 1939370150 | SAIV-M12BW-2/4-1.5U | Sensor/actuator line, One end without connector, M12, Number of poles : 3, 1.5 m, Socket, angled, Shielded: No, LED: No, Sheath material: PUR, Halogen: No
6137 | 2466880000 | PRO TOP1 240W 24V 10A | Power supply, switch-mode power supply unit, 24 V
6138 | 7789214015 | PAC-S300-RV24-V4-1M5 | Pre-assembled cable, PAC, Cable LiYY, 0.25 mm²
6139 | 7789228030 | PAC-S300-SD15-V3-3M | Pre-assembled cable, PAC, Cable LiYCY, 0.25 mm²
6140 | 7789229050 | PAC-S300-SD25-V1-5M | Pre-assembled cable, PAC, Cable LiYCY, 0.25 mm²
6141 | 7789231020 | PAC-S300-SD37-V2-2M | Pre-assembled cable, PAC, Cable LiYCY, 0.25 mm²
6142 | 7789231030 | PAC-S300-SD37-V2-3M | Pre-assembled cable, PAC, Cable LiYCY, 0.25 mm²
6143 | 7789233040 | PAC-S300-SD25-V3-4M | Pre-assembled cable, PAC, Cable LiYCY, 0.25 mm²
6144 | 7789233100 | PAC-S300-SD25-V3-10M | Pre-assembled cable, PAC, Cable LiYCY, 0.25 mm²
6145 | 7789246040 | PAC-S300-HE20-V7-4M | Pre-assembled cable, PAC, Cable LiYY, 8.6 ± 1 mm
6146 | 7789618100 | PAC-RX3I-HE20-V0-10M | Pre-assembled cable, PAC, Cable LiYY, 0.25 mm²
6147 | 7789620030 | PAC-RX3I-SD15-V0-3M | Pre-assembled cable, PAC, Cable LiYCY, 0.25 mm²
6148 | 7789626100 | PAC-RX3I-SD37-V2-10M | Pre-assembled cable, PAC, Cable LiYCY, 0.25 mm²
6149 | 7789641005 | PAC-ABS8-HE20-V0-0M5 | Pre-assembled cable, PAC, Cable LiYY, 0.25 mm²
6150 | 7789695020 | PAC-CMLX-HE20-V3-2M | Pre-assembled cable, PAC, Cable LiYY, 0.25 mm²
6151 | 7789697020 | PAC-CMLX-HE20-V4-2M | Pre-assembled cable, PAC, Cable LiYY, 0.25 mm²
6152 | 7789729010 | PAC-S300-HE20-V10-1M | Pre-assembled cable, PAC, Cable LiYY, 8.6 ± 1 mm
6153 | 7789759020 | PAC-S300-HE40-S-V0-2M | Pre-assembled cable, PAC, Cable LiYY, 12.4 ± 1 mm
6154 | 7789771060 | PAC-CJ1W-HE20-V9-6M | Pre-assembled cable, PAC, Cable LiYY, 0.25 mm²
6155 | 7789772010 | PAC-CJ1W-HE20-V10-1M | Pre-assembled cable, PAC, Cable LiYY, 0.25 mm²
6156 | 7789772020 | PAC-CJ1W-HE20-V10-2M | Pre-assembled cable, PAC, Cable LiYY, 0.25 mm²
6157 | 7789795015 | PAC-S400-HE40-V0-1M5 | Pre-assembled cable, PAC, Cable LiYY, 0.25 mm²
6158 | 7789807010 | PAC-UNIV-HE20-S25-1M | Pre-assembled cable, PAC, Cable LiYCY, 0.25 mm²
6159 | 7789808010 | PAC-UNIV-HE40-FD1-1M | Pre-assembled cable, PAC, Cable LiYY, 0.25 mm²
6160 | 7789808015 | PAC-UNIV-HE40-FD1-1M5 | Pre-assembled cable, PAC, Cable LiYY, 0.25 mm²
6161 | 7789829010 | C300-36B-324B-2S-M25-1M | Pre-assembled cable, PAC, Cable LiYCY, 0.25 mm²
6162 | 7789829050 | C300-36B-324B-2S-M25-5M | Pre-assembled cable, PAC, Cable LiYCY, 0.25 mm²
6163 | 7789841030 | PAC-M258-SD15-V0-3M | Cable LiYCY, 0.25 mm²
6164 | 7789845020 | PAC-S300-SD25-V6-2M | Pre-assembled cable, PAC, Cable LiYCY, 0.25 mm²
6165 | 7789849020 | PAC-RX3I-SD37-V5-2M | Pre-assembled cable, PAC, Cable LiYCY, 0.25 mm²
6166 | 7789860010 | PAC-S300-HE20-V17-1M | Pre-assembled cable, PAC, Cable LiYY, 8.6 ± 1 mm
6167 | 7789884050 | PAC-C300-3636-25-05 | Pre-assembled cable, PAC, Cable LiYCY, 0.25 mm²
6168 | 7789888050 | C300-32B-320B-2S-M34-05 | Pre-assembled cable, PAC, Cable LiYCY, 0.34 mm²
6169 | 9456990150 | SAIL-M12GM12G-2/4-1.5U | Sensor/actuator line, Connecting line, M12 / M12, Number of poles : 3, 1.5 m, pin, straight - socket, straight, Shielded: No, LED: No, Sheath material: PUR, Halogen: No
6170 | 9456990250 | SAIL-M12GM12G-2/4-2.5U | Sensor/actuator line, Connecting line, M12 / M12, Number of poles : 3, 2.5 m, pin, straight - socket, straight, Shielded: No, LED: No, Sheath material: PUR, Halogen: No
6171 | 2580230000 | PRO INSTA 60W 24V 2.5A | Power supply, switch-mode power supply unit, 24 V
6172 | 930551212 | KSG M50 BS O SC 2 G50 | KSG (Klippon standard Ex cable gland), Cable glands, M 50, 16 mm, OD min. 33.1 - OD max. 44.1 mm, IP66, IP68 - 2.5 bar, Brass
6173 | 1074640000 | KDSW M50 BN O SC 1 G50 | KDSW (Klippon double seal SWA Ex cable gland), Cable glands, M 50, 16 mm, Single-wire armouring, 2 - 2.5 mm, OD min. 41.1 - OD max. 48.5 mm, ID min. 36.50 - ID max. 44.10 mm, IP66, IP68 - 2.5 bar, Brass
6174 | 1074710000 | KDSW M63 BN O SC 2 G63S | KDSW (Klippon double seal SWA Ex cable gland), Cable glands, M 63, 19 mm, Single-wire armouring, 2.5 - OD min. 52.1 - OD max. 59.5 mm, ID min. 42.50 - ID max. 50.10 mm, IP66, IP68 - 2.5 bar, Brass
6175 | 1074730000 | KDSW M63 BN O SC 1 G63 | KDSW (Klippon double seal SWA Ex cable gland), Cable glands, M 63, 19 mm, Single-wire armouring, 2.5 - OD min. 53.8 - OD max. 61.2 mm, ID min. 49.50 - ID max. 56.00 mm, IP66, IP68 - 2.5 bar, Brass
6176 | 1074790000 | KDSW M75 BN O SC 2 G75S | KDSW (Klippon double seal SWA Ex cable gland), Cable glands, M 75, 19 mm, Single-wire armouring, 2.5 - OD min. 64.8 - OD max. 72.2 mm, ID min. 54.50 - ID max. 62.00 mm, IP66, IP68 - 2.5 bar, Brass
6177 | 1074820000 | KDSW M75 BN O SC 1 G75 | KDSW (Klippon double seal SWA Ex cable gland), Cable glands, M 75, 19 mm, Single-wire armouring, 2.5 - OD min. 66.5 - OD max. 73.4 mm, ID min. 60.50 - ID max. 68.00 mm, IP66, IP68 - 2.5 bar, Brass
6178 | 1074890000 | KDSW M50 BN L NI 1 G50S | KDSW (Klippon double seal SWA Ex cable gland), Cable glands, M 50, 16 mm, Single-wire armouring, Lead sheath armouring, 2 - 2.5 mm, OD min. 34.8 - OD max. 42.4 mm, ID min. 31.50 - ID max. 38.20 mm, IP66, IP68 - 2.5 bar, Brass, nickel-plated
6179 | 1074970000 | KDSW M63 BN L NI 2 G63 | KDSW (Klippon double seal SWA Ex cable gland), Cable glands, M 63, 19 mm, Single-wire armouring, Lead sheath armouring, 2.5 - OD min. 58.4 - OD max. 65.8 mm, ID min. 49.50 - ID max. 56.00 mm, IP66, IP68 - 2.5 bar, Brass, nickel-plated
6180 | 1074990000 | KDSW M75 BN L NI 2 G75S | KDSW (Klippon double seal SWA Ex cable gland), Cable glands, M 75, 19 mm, Single-wire armouring, Lead sheath armouring, 2.5 - OD min. 64.8 - OD max. 72.2 mm, ID min. 54.50 - ID max. 62.00 mm, IP66, IP68 - 2.5 bar, Brass, nickel-plated
6181 | 1076190000 | KDSU M50 BN O SC 1 G50 | KDSU (Klippon double seal universal Ex cable gland), Cable glands, M 50, 16 mm, Single-wire armouring, Metal foil armouring, Braided armouring, 0.1 - 2.5 mm, OD min. 41.1 - OD max. 48.5 mm, ID min. 33.10 - ID max. 44.10 mm, IP66, IP68 - 2.5 bar, Brass
6182 | 1076210000 | KDSU M63 BN O SC 1 G63 | KDSU (Klippon double seal universal Ex cable gland), Cable glands, M 63, 19 mm, Single-wire armouring, Metal foil armouring, Braided armouring, 0.1 - 2.5 mm, OD min. 53.8 - OD max. 61.2 mm, ID min. 46.70 - ID max. 56.00 mm, IP66, IP68 - 2.5 bar, Brass
6183 | 1076220000 | KDSU M75 BN O SC 1 G75S | KDSU (Klippon double seal universal Ex cable gland), Cable glands, M 75, 19 mm, Single-wire armouring, Metal foil armouring, Braided armouring, 0.1 - 2.5 mm, OD min. 60.2 - OD max. 68 mm, ID min. 52.10 - ID max. 62.00 mm, IP66, IP68 - 2.5 bar, Brass
6184 | 1076260000 | KDSU M75 BN O SC 2 G75 | KDSU (Klippon double seal universal Ex cable gland), Cable glands, M 75, 19 mm, Single-wire armouring, Metal foil armouring, Braided armouring, 0.1 - 2.5 mm, OD min. 71.1 - OD max. 78 mm, ID min. 58.00 - ID max. 68.00 mm, IP66, IP68 - 2.5 bar, Brass
6185 | 1076380000 | KDSW M50 BN L SC 1 G50S | KDSW (Klippon double seal SWA Ex cable gland), Cable glands, M 50, 16 mm, Single-wire armouring, Lead sheath armouring, 2 - 2.5 mm, OD min. 34.8 - OD max. 42.4 mm, ID min. 31.50 - ID max. 38.20 mm, IP66, IP68 - 2.5 bar, Brass
6186 | 1083370000 | KDSU M50 BN O NI 1 G50 | KDSU (Klippon double seal universal Ex cable gland), Cable glands, M 50, 16 mm, Single-wire armouring, Metal foil armouring, Braided armouring, 0.1 - 2.5 mm, OD min. 41.1 - OD max. 48.5 mm, ID min. 33.10 - ID max. 44.10 mm, IP66, IP68 - 2.5 bar, Brass, nickel-plated
6187 | 1095260000 | KUB M63 BS O NI 1 G63S | KUB (Klippon universal die-cast Ex cable gland), Cable glands, M 63, 19 mm, Single-wire armouring, Metal foil armouring, Braided armouring, 0.1 - 2.5 mm, OD min. 47.5 - OD max. 54.8 mm, ID max. 50.10 mm, IP68 - 10 bar, Brass, nickel-plated
6188 | 1095270000 | KUB M63 BS O NI 2 G63S | KUB (Klippon universal die-cast Ex cable gland), Cable glands, M 63, 19 mm, Single-wire armouring, Metal foil armouring, Braided armouring, 0.1 - 2.5 mm, OD min. 52.1 - OD max. 59.5 mm, ID max. 50.10 mm, IP68 - 10 bar, Brass, nickel-plated
6189 | 1095290000 | KUB M63 BS O NI 2 G63 | KUB (Klippon universal die-cast Ex cable gland), Cable glands, M 63, 19 mm, Single-wire armouring, Metal foil armouring, Braided armouring, 0.1 - 2.5 mm, OD min. 58.4 - OD max. 65.8 mm, ID max. 56.00 mm, IP68 - 10 bar, Brass, nickel-plated
6190 | 1095310000 | KUB M75 BS O NI 2 G75S | KUB (Klippon universal die-cast Ex cable gland), Cable glands, M 75, 19 mm, Single-wire armouring, Metal foil armouring, Braided armouring, 0.1 - 2.5 mm, OD min. 64.8 - OD max. 72.2 mm, ID max. 62.00 mm, IP68 - 10 bar, Brass, nickel-plated
6191 | 1095330000 | KUB M75 BS O NI 2 G75 | KUB (Klippon universal die-cast Ex cable gland), Cable glands, M 75, 19 mm, Single-wire armouring, Metal foil armouring, Braided armouring, 0.1 - 2.5 mm, OD min. 71.1 - OD max. 78 mm, ID max. 68.00 mm, IP68 - 10 bar, Brass, nickel-plated
6192 | 1095470000 | KUB M50 BS O SC 2 G50S | KUB (Klippon universal die-cast Ex cable gland), Cable glands, M 50, 16 mm, Single-wire armouring, Metal foil armouring, Braided armouring, 0.1 - 2.5 mm, OD min. 39.4 - OD max. 46.7 mm, ID max. 38.20 mm, IP68 - 10 bar, Brass
6193 | 1095490000 | KUB M50 BS O SC 2 G50 | KUB (Klippon universal die-cast Ex cable gland), Cable glands, M 50, 16 mm, Single-wire armouring, Metal foil armouring, Braided armouring, 0.1 - 2.5 mm, OD min. 45.7 - OD max. 53.2 mm, ID max. 44.10 mm, IP68 - 10 bar, Brass
6194 | 1095500000 | KUB M63 BS O SC 1 G63S | KUB (Klippon universal die-cast Ex cable gland), Cable glands, M 63, 19 mm, Single-wire armouring, Metal foil armouring, Braided armouring, 0.1 - 2.5 mm, OD min. 47.5 - OD max. 54.8 mm, ID max. 50.10 mm, IP68 - 10 bar, Brass
6195 | 1095520000 | KUB M63 BS O SC 1 G63 | KUB (Klippon universal die-cast Ex cable gland), Cable glands, M 63, 19 mm, Single-wire armouring, Metal foil armouring, Braided armouring, 0.1 - 2.5 mm, OD min. 53.8 - OD max. 61.2 mm, ID max. 56.00 mm, IP68 - 10 bar, Brass
6196 | 1095530000 | KUB M63 BS O SC 2 G63 | KUB (Klippon universal die-cast Ex cable gland), Cable glands, M 63, 19 mm, Single-wire armouring, Metal foil armouring, Braided armouring, 0.1 - 2.5 mm, OD min. 58.4 - OD max. 65.8 mm, ID max. 56.00 mm, IP68 - 10 bar, Brass
6197 | 1095540000 | KUB M75 BS O SC 1 G75S | KUB (Klippon universal die-cast Ex cable gland), Cable glands, M 75, 19 mm, Single-wire armouring, Metal foil armouring, Braided armouring, 0.1 - 2.5 mm, OD min. 60.2 - OD max. 68 mm, ID max. 62.00 mm, IP68 - 10 bar, Brass
6198 | 1095560000 | KUB M75 BS O SC 1 G75 | KUB (Klippon universal die-cast Ex cable gland), Cable glands, M 75, 19 mm, Single-wire armouring, Metal foil armouring, Braided armouring, 0.1 - 2.5 mm, OD min. 66.5 - OD max. 73.4 mm, ID max. 68.00 mm, IP68 - 10 bar, Brass
6199 | 1126610000 | RS ELCO 20/20RM S | Interface, RS ELCO, ELCO plug-in connector, 20, LP2N 5.08mm
6200 | 1126620000 | RS ELCO 20/20RM Z | Interface, RS ELCO, ELCO plug-in connector, 20, LM2NZF 5.08mm
6201 | 1126670000 | RS ELCO 38/38LM S | Interface, RS ELCO, ELCO plug-in connector, 38, LP2N 5.08mm
6202 | 1126680000 | RS ELCO 38/38LM Z | Interface, RS ELCO, ELCO plug-in connector, 38, LM2NZF 5.08mm
6203 | 1126770000 | RS ELCO 56/56RM S | Interface, RS ELCO, ELCO plug-in connector, 56, LP2N 5.08mm
6204 | 1128120000 | RS VERT 6P 12X6 S | Interface, RS VERT, 6 P, Screw connection
6205 | 1128130000 | RS VERT 6P 12X6 Z | Interface, RS VERT, 6 P, Tension-clamp connection
6206 | 1129130000 | RSM-16 PLC SW 1CO Z | Interface, RSM PLC, 16 with switch, RCL, Tension-clamp connection
6207 | 1131600000 | HDC 24B TBU 2M40G CS | HDC enclosures, Size: 8, Protection degree: IP65 (in plugged condition), Plug housing, Side-locking clamp on lower side, Standard, Size of cable entries: M 40
6208 | 1135810000 | KDSX M50 BS O SC 2 G50 | KDSX (Klippon double sealing SWB/STA Ex cable gland), Cable glands, M 50, 16 mm, Braided armouring, 0.5 - 0.8 mm, OD min. 45.7 - OD max. 53.2 mm, ID min. 36.50 - ID max. 44.10 mm, IP66, IP68 - 2.5 bar, Brass
6209 | 1135880000 | KDSX M75 BS O SC 1 G75 | KDSX (Klippon double sealing SWB/STA Ex cable gland), Cable glands, M 75, 19 mm, Braided armouring, 0.5 - 1 mm, OD min. 66.5 - OD max. 73.4 mm, ID min. 60.50 - ID max. 68.00 mm, IP66, IP68 - 2.5 bar, Brass
6210 | 1136050000 | KDSX M50 BS O NI 1 G50 | KDSX (Klippon double sealing SWB/STA Ex cable gland), Cable glands, M 50, 16 mm, Braided armouring, 0.5 - 0.8 mm, OD min. 41.1 - OD max. 48.5 mm, ID min. 36.50 - ID max. 44.10 mm, IP66, IP68 - 2.5 bar, Brass, nickel-plated
6211 | 1136070000 | KDSX M63 BS O NI 1 G63S | KDSX (Klippon double sealing SWB/STA Ex cable gland), Cable glands, M 63, 19 mm, Braided armouring, 0.5 - 0.8 mm, OD min. 47.5 - OD max. 54.8 mm, ID min. 42.50 - ID max. 50.10 mm, IP66, IP68 - 2.5 bar, Brass, nickel-plated
6212 | 1136080000 | KDSX M63 BS O NI 2 G63S | KDSX (Klippon double sealing SWB/STA Ex cable gland), Cable glands, M 63, 19 mm, Braided armouring, 0.5 - 0.8 mm, OD min. 52.1 - OD max. 59.5 mm, ID min. 42.50 - ID max. 50.10 mm, IP66, IP68 - 2.5 bar, Brass, nickel-plated
6213 | 1136130000 | KDSX M75 BS O NI 2 G75S | KDSX (Klippon double sealing SWB/STA Ex cable gland), Cable glands, M 75, 19 mm, Braided armouring, 0.5 - 1 mm, OD min. 64.8 - OD max. 72.2 mm, ID min. 54.50 - ID max. 62.00 mm, IP66, IP68 - 2.5 bar, Brass, nickel-plated
6214 | 1136150000 | KDSX M75 BS O NI 2 G75 | KDSX (Klippon double sealing SWB/STA Ex cable gland), Cable glands, M 75, 19 mm, Braided armouring, 0.5 - 1 mm, OD min. 71.1 - OD max. 78 mm, ID min. 60.50 - ID max. 68.00 mm, IP66, IP68 - 2.5 bar, Brass, nickel-plated
6215 | 1136290000 | KDSW M50 BS O SC 2 G50S | KDSW (Klippon double seal SWA Ex cable gland), Cable glands, M 50, 16 mm, Single-wire armouring, 2 - 2.5 mm, OD min. 39.4 - OD max. 46.7 mm, ID min. 31.50 - ID max. 38.20 mm, IP66, IP68 - 2.5 bar, Brass
6216 | 1136310000 | KDSW M50 BS O SC 1 G50 | KDSW (Klippon double seal SWA Ex cable gland), Cable glands, M 50, 16 mm, Single-wire armouring, 2 - 2.5 mm, OD min. 41.1 - OD max. 48.5 mm, ID min. 36.50 - ID max. 44.10 mm, IP66, IP68 - 2.5 bar, Brass
6217 | 1136330000 | KDSW M63 BS O SC 1 G63S | KDSW (Klippon double seal SWA Ex cable gland), Cable glands, M 63, 19 mm, Single-wire armouring, 2.5 - OD min. 47.5 - OD max. 54.8 mm, ID min. 42.50 - ID max. 50.10 mm, IP66, IP68 - 2.5 bar, Brass
6218 | 1136550000 | KDSW M50 BS O NI 2 G50S | KDSW (Klippon double seal SWA Ex cable gland), Cable glands, M 50, 16 mm, Single-wire armouring, 2 - 2.5 mm, OD min. 39.4 - OD max. 46.7 mm, ID min. 31.50 - ID max. 38.20 mm, IP66, IP68 - 2.5 bar, Brass, nickel-plated
6219 | 1136560000 | KDSW M50 BS O NI 1 G50 | KDSW (Klippon double seal SWA Ex cable gland), Cable glands, M 50, 16 mm, Single-wire armouring, 2 - 2.5 mm, OD min. 41.1 - OD max. 48.5 mm, ID min. 36.50 - ID max. 44.10 mm, IP66, IP68 - 2.5 bar, Brass, nickel-plated
6220 | 1136620000 | KDSW M75 BS O NI 1 G75S | KDSW (Klippon double seal SWA Ex cable gland), Cable glands, M 75, 19 mm, Single-wire armouring, 2.5 - OD min. 60.2 - OD max. 68 mm, ID min. 54.50 - ID max. 62.00 mm, IP66, IP68 - 2.5 bar, Brass, nickel-plated
6221 | 1136640000 | KDSW M75 BS O NI 1 G75 | KDSW (Klippon double seal SWA Ex cable gland), Cable glands, M 75, 19 mm, Single-wire armouring, 2.5 - OD min. 66.5 - OD max. 73.4 mm, ID min. 60.50 - ID max. 68.00 mm, IP66, IP68 - 2.5 bar, Brass, nickel-plated
6222 | 1136680000 | KSG M63 BS O NI 2 G63S | KSG (Klippon standard Ex cable gland), Cable glands, M 63, 19 mm, OD min. 39.2 - OD max. 50.1 mm, IP66, IP68 - 2.5 bar, Brass, nickel-plated
6223 | 1136700000 | KSG M75 BS O NI 2 G75S | KSG (Klippon standard Ex cable gland), Cable glands, M 75, 19 mm, OD min. 52.1 - OD max. 62 mm, IP66, IP68 - 2.5 bar, Brass, nickel-plated
6224 | 1136750000 | KSG M63 BS O SC 2 G63 | KSG (Klippon standard Ex cable gland), Cable glands, M 63, 19 mm, OD min. 46.7 - OD max. 56 mm, IP66, IP68 - 2.5 bar, Brass
6225 | 1136770000 | KSG M75 BS O SC 2 G75 | KSG (Klippon standard Ex cable gland), Cable glands, M 75, 19 mm, OD min. 58 - OD max. 68 mm, IP66, IP68 - 2.5 bar, Brass
6226 | 1136880000 | KDSU M50 BS O SC 2 G50S | KDSU (Klippon double seal universal Ex cable gland), Cable glands, M 50, 16 mm, Single-wire armouring, Metal foil armouring, Braided armouring, 0.1 - 2.5 mm, OD min. 39.4 - OD max. 46.7 mm, ID min. 28.10 - ID max. 38.20 mm, IP66, IP68 - 2.5 bar, Brass
6227 | 1136950000 | KDSU M63 BS O SC 2 G63 | KDSU (Klippon double seal universal Ex cable gland), Cable glands, M 63, 19 mm, Single-wire armouring, Metal foil armouring, Braided armouring, 0.1 - 2.5 mm, OD min. 58.4 - OD max. 65.8 mm, ID min. 46.70 - ID max. 56.00 mm, IP66, IP68 - 2.5 bar, Brass
6228 | 1136970000 | KDSU M75 BS O SC 2 G75S | KDSU (Klippon double seal universal Ex cable gland), Cable glands, M 75, 19 mm, Single-wire armouring, Metal foil armouring, Braided armouring, 0.1 - 2.5 mm, OD min. 64.8 - OD max. 72.2 mm, ID min. 52.10 - ID max. 62.00 mm, IP66, IP68 - 2.5 bar, Brass
6229 | 1137030000 | KDSU M63 BS O NI 1 G63S | KDSU (Klippon double seal universal Ex cable gland), Cable glands, M 63, 19 mm, Single-wire armouring, Metal foil armouring, Braided armouring, 0.1 - 2.5 mm, OD min. 47.5 - OD max. 54.8 mm, ID min. 39.20 - ID max. 50.10 mm, IP66, IP68 - 2.5 bar, Brass, nickel-plated
6230 | 1137060000 | KDSU M75 BS O NI 1 G75S | KDSU (Klippon double seal universal Ex cable gland), Cable glands, M 75, 19 mm, Single-wire armouring, Metal foil armouring, Braided armouring, 0.1 - 2.5 mm, OD min. 60.2 - OD max. 68 mm, ID min. 52.10 - ID max. 62.00 mm, IP66, IP68 - 2.5 bar, Brass, nickel-plated
6231 | 1137090000 | KDSU M75 BS O NI 2 G75 | KDSU (Klippon double seal universal Ex cable gland), Cable glands, M 75, 19 mm, Single-wire armouring, Metal foil armouring, Braided armouring, 0.1 - 2.5 mm, OD min. 71.1 - OD max. 78 mm, ID min. 58.00 - ID max. 68.00 mm, IP66, IP68 - 2.5 bar, Brass, nickel-plated
6232 | 1173030030 | IE-C5DD4UG0030A20A20-E | Dragline cable, PROFINET, RJ45 IP 20, RJ45 IP 20, Cat.5 (ISO/IEC 11801) / Cat.5e (TIA T568-B), PUR, 3 m
6233 | 1193870000 | KTB MOPL 4848 S2N | Klippon TB (Terminal Box), Mounting plate, Height: 425 mm, Width: 419 mm, Depth: 1.5 mm, Material: Stainless steel 1.4301 (304), untreated, silver
6234 | 1193880000 | KTB MOPL 5535 S2N | Klippon TB (Terminal Box), Mounting plate, Height: 495 mm, Width: 289 mm, Depth: 1.5 mm, Material: Stainless steel 1.4301 (304), untreated, silver
6235 | 1193890000 | KTB MOPL 6245 S2N | Klippon TB (Terminal Box), Mounting plate, Height: 565 mm, Width: 389 mm, Depth: 12 mm, Material: Stainless steel 1.4301 (304), untreated, silver
6236 | 1193930000 | KTB MOPL 2215 MSZN | Klippon TB (Terminal Box), Mounting plate, Height: 174 mm, Width: 91 mm, Depth: 1.5 mm, Material: Sheet steel, galvanized, silver
6237 | 1193980000 | KTB MOPL 4030 MSZN | Klippon TB (Terminal Box), Mounting plate, Height: 345 mm, Width: 239 mm, Depth: 1.5 mm, Material: Sheet steel, galvanized, silver
6238 | 1194010000 | KTB MOPL 5535 MSZN | Klippon TB (Terminal Box), Mounting plate, Height: 495 mm, Width: 289 mm, Depth: 1.5 mm, Material: Sheet steel, galvanized, silver
6239 | 1194580000 | KTB MH 221513 S4E3 | Klippon TB MH (Terminal Box - Multi Hinge), Empty enclosure, stainless steel enclosure, Height: 229 mm, Width: 152 mm, Depth: 133 mm, Gland plates: Bottom, left, right, Material: Stainless steel 1.4404 (316L), electropolished, silver
6240 | 1194600000 | KTB MH 262615 S4E0 | Klippon TB MH (Terminal Box - Multi Hinge), Empty enclosure, stainless steel enclosure, Height: 260 mm, Width: 260 mm, Depth: 150 mm, Material: Stainless steel 1.4404 (316L), electropolished, silver
6241 | 1194700000 | KTB MH 303015 S4E0 | Klippon TB MH (Terminal Box - Multi Hinge), Empty enclosure, stainless steel enclosure, Height: 306 mm, Width: 306 mm, Depth: 150 mm, Material: Stainless steel 1.4404 (316L), electropolished, silver
6242 | 1194810000 | KTB MH 352615 S4E1 | Klippon TB MH (Terminal Box - Multi Hinge), Empty enclosure, stainless steel enclosure, Height: 350 mm, Width: 260 mm, Depth: 150 mm, Gland plates: Bottom, Material: Stainless steel 1.4404 (316L), electropolished, silver
6243 | 1194860000 | KTB MH 352620 S4E1 | Klippon TB MH (Terminal Box - Multi Hinge), Empty enclosure, stainless steel enclosure, Height: 350 mm, Width: 260 mm, Depth: 200 mm, Gland plates: Bottom, Material: Stainless steel 1.4404 (316L), electropolished, silver
6244 | 1194910000 | KTB MH 403015 S4E1 | Klippon TB MH (Terminal Box - Multi Hinge), Empty enclosure, stainless steel enclosure, Height: 400 mm, Width: 300 mm, Depth: 150 mm, Gland plates: Bottom, Material: Stainless steel 1.4404 (316L), electropolished, silver
6245 | 1194930000 | KTB MH 403015 S4E3 | Klippon TB MH (Terminal Box - Multi Hinge), Empty enclosure, stainless steel enclosure, Height: 400 mm, Width: 300 mm, Depth: 150 mm, Gland plates: Bottom, left, right, Material: Stainless steel 1.4404 (316L), electropolished, silver
6246 | 1194950000 | KTB MH 403020 S4E0 | Klippon TB MH (Terminal Box - Multi Hinge), Empty enclosure, stainless steel enclosure, Height: 400 mm, Width: 300 mm, Depth: 200 mm, Material: Stainless steel 1.4404 (316L), electropolished, silver
6247 | 1194960000 | KTB MH 403020 S4E1 | Klippon TB MH (Terminal Box - Multi Hinge), Empty enclosure, stainless steel enclosure, Height: 400 mm, Width: 300 mm, Depth: 200 mm, Gland plates: Bottom, Material: Stainless steel 1.4404 (316L), electropolished, silver
6248 | 1195030000 | KTB MH 453815 S4E3 | Klippon TB MH (Terminal Box - Multi Hinge), Empty enclosure, stainless steel enclosure, Height: 458 mm, Width: 382 mm, Depth: 150 mm, Gland plates: Bottom, left, right, Material: Stainless steel 1.4404 (316L), electropolished, silver
6249 | 1195100000 | KTB MH 484815 S4E0 | Klippon TB MH (Terminal Box - Multi Hinge), Empty enclosure, stainless steel enclosure, Height: 480 mm, Width: 480 mm, Depth: 150 mm, Material: Stainless steel 1.4404 (316L), electropolished, silver
6250 | 1195110000 | KTB MH 484815 S4E1 | Klippon TB MH (Terminal Box - Multi Hinge), Empty enclosure, stainless steel enclosure, Height: 480 mm, Width: 480 mm, Depth: 150 mm, Gland plates: Bottom, Material: Stainless steel 1.4404 (316L), electropolished, silver
6251 | 1195160000 | KTB MH 484820 S4E1 | Klippon TB MH (Terminal Box - Multi Hinge), Empty enclosure, stainless steel enclosure, Height: 480 mm, Width: 480 mm, Depth: 200 mm, Gland plates: Bottom, Material: Stainless steel 1.4404 (316L), electropolished, silver
6252 | 1195200000 | KTB MH 553515 S4E0 | Klippon TB MH (Terminal Box - Multi Hinge), Empty enclosure, stainless steel enclosure, Height: 550 mm, Width: 350 mm, Depth: 150 mm, Material: Stainless steel 1.4404 (316L), electropolished, silver
6253 | 1195230000 | KTB MH 553515 S4E3 | Klippon TB MH (Terminal Box - Multi Hinge), Empty enclosure, stainless steel enclosure, Height: 550 mm, Width: 350 mm, Depth: 150 mm, Gland plates: Bottom, left, right, Material: Stainless steel 1.4404 (316L), electropolished, silver
6254 | 1195250000 | KTB MH 553520 S4E0 | Klippon TB MH (Terminal Box - Multi Hinge), Empty enclosure, stainless steel enclosure, Height: 550 mm, Width: 350 mm, Depth: 200 mm, Material: Stainless steel 1.4404 (316L), electropolished, silver
6255 | 1195260000 | KTB MH 553520 S4E1 | Klippon TB MH (Terminal Box - Multi Hinge), Empty enclosure, stainless steel enclosure, Height: 550 mm, Width: 350 mm, Depth: 200 mm, Gland plates: Bottom, Material: Stainless steel 1.4404 (316L), electropolished, silver
6256 | 1195280000 | KTB MH 553520 S4E3 | Klippon TB MH (Terminal Box - Multi Hinge), Empty enclosure, stainless steel enclosure, Height: 550 mm, Width: 350 mm, Depth: 200 mm, Gland plates: Bottom, left, right, Material: Stainless steel 1.4404 (316L), electropolished, silver
6257 | 1195380000 | KTB MH 624520 S4E3 | Klippon TB MH (Terminal Box - Multi Hinge), Empty enclosure, stainless steel enclosure, Height: 620 mm, Width: 450 mm, Depth: 200 mm, Gland plates: Bottom, left, right, Material: Stainless steel 1.4404 (316L), electropolished, silver
6258 | 1195410000 | KTB MH 765015 S4E1 | Klippon TB MH (Terminal Box - Multi Hinge), Empty enclosure, stainless steel enclosure, Height: 762 mm, Width: 508 mm, Depth: 150 mm, Gland plates: Bottom, Material: Stainless steel 1.4404 (316L), electropolished, silver
6259 | 1195450000 | KTB MH 765020 S4E0 | Klippon TB MH (Terminal Box - Multi Hinge), Empty enclosure, stainless steel enclosure, Height: 762 mm, Width: 508 mm, Depth: 200 mm, Material: Stainless steel 1.4404 (316L), electropolished, silver
6260 | 1195460000 | KTB MH 765020 S4E1 | Klippon TB MH (Terminal Box - Multi Hinge), Empty enclosure, stainless steel enclosure, Height: 762 mm, Width: 508 mm, Depth: 200 mm, Gland plates: Bottom, Material: Stainless steel 1.4404 (316L), electropolished, silver
6261 | 1195480000 | KTB MH 765020 S4E3 | Klippon TB MH (Terminal Box - Multi Hinge), Empty enclosure, stainless steel enclosure, Height: 762 mm, Width: 508 mm, Depth: 200 mm, Gland plates: Bottom, left, right, Material: Stainless steel 1.4404 (316L), electropolished, silver
6262 | 1195530000 | KTB MH 916115 S4E3 | Klippon TB MH (Terminal Box - Multi Hinge), Empty enclosure, stainless steel enclosure, Height: 914 mm, Width: 610 mm, Depth: 150 mm, Gland plates: Bottom, left, right, Material: Stainless steel 1.4404 (316L), electropolished, silver
6263 | 1195550000 | KTB MH 916120 S4E0 | Klippon TB MH (Terminal Box - Multi Hinge), Empty enclosure, stainless steel enclosure, Height: 914 mm, Width: 610 mm, Depth: 200 mm, Material: Stainless steel 1.4404 (316L), electropolished, silver
6264 | 1195580000 | KTB MH 916120 S4E3 | Klippon TB MH (Terminal Box - Multi Hinge), Empty enclosure, stainless steel enclosure, Height: 914 mm, Width: 610 mm, Depth: 200 mm, Gland plates: Bottom, left, right, Material: Stainless steel 1.4404 (316L), electropolished, silver
6265 | 1196320000 | KTB FS 553515 S4E2 | Klippon TB FS (Terminal Box - Fixing Screw), Empty enclosure, stainless steel enclosure, Height: 550 mm, Width: 350 mm, Depth: 150 mm, Gland plates: Bottom, top, Material: Stainless steel 1.4404 (316L), electropolished, silver
6266 | 1196330000 | KTB FS 553515 S4E3 | Klippon TB FS (Terminal Box - Fixing Screw), Empty enclosure, stainless steel enclosure, Height: 550 mm, Width: 350 mm, Depth: 150 mm, Gland plates: Bottom, left, right, Material: Stainless steel 1.4404 (316L), electropolished, silver
6267 | 1196340000 | KTB FS 553515 S4E4 | Klippon TB FS (Terminal Box - Fixing Screw), Empty enclosure, stainless steel enclosure, Height: 550 mm, Width: 350 mm, Depth: 150 mm, Gland plates: Bottom, top, left, right, Material: Stainless steel 1.4404 (316L), electropolished, silver
6268 | 1199890000 | KTB QL 221513 S4E4 | Klippon TB QL (Terminal Box - Quarter Lock), Empty enclosure, stainless steel enclosure, Height: 229 mm, Width: 152 mm, Depth: 133 mm, Gland plates: Bottom, top, left, right, Material: Stainless steel 1.4404 (316L), electropolished, silver
6269 | 1208940000 | CLI R 1-12 RT TRIP | CableLine, Mounting mandrel
6270 | 2556600000 | FF-FIMT 11 54 | Filter mat, IP54, white
6271 | 2556660000 | FF-FIMT 2X 54 | Filter mat, IP54, white
6272 | 2556730000 | FF-FIMT 3X 55 | Filter mat, IP55, white
6273 | 2556790000 | FF-FIMT 4X 54 | Filter mat, IP54, white
6274 | 7789002010 | PAC-SLC5-HE20-V2-1M | Pre-assembled cable, PAC, Cable LiYY, 0.25 mm²
6275 | 7789016010 | PAC-CMLX-RV24-V1-1M | Pre-assembled cable, PAC, Cable LiYY, 0.25 mm²
6276 | 7789041010 | PAC-CTLX-HE20-V2-1M | Pre-assembled cable, PAC, Cable LiYY, 0.25 mm²
6277 | 7789042010 | PAC-CTLX-HE20-V3-1M | Pre-assembled cable, PAC, Cable LiYY, 0.25 mm²
6278 | 7789058010 | PAC-CTLX-HE20-V5-1M | Pre-assembled cable, PAC, Cable LiYY, 0.25 mm²
6279 | 7789067010 | PAC-GF30-HE20-V1-1M | Pre-assembled cable, PAC, Cable LiYY, 0.25 mm²
6280 | 7789100020 | PAC-UNIV-HE20-F-2M | Pre-assembled cable, PAC, Cable LiYY, 0.25 mm²
6281 | 7789101010 | PAC-UNIV-HE10-LCF-1M | Pre-assembled cable, PAC, Cable LiYY, 0.14 mm²
6282 | 7789101020 | PAC-UNIV-HE10-LCF-2M | Pre-assembled cable, PAC, Cable LiYY, 0.14 mm²
6283 | 7789104060 | PAC-UNIV-RV24-F-6M | Pre-assembled cable, PAC, Cable LiYY, 0.25 mm²
6284 | 7789108060 | PAC-UNIV-RV12-F-6M | Pre-assembled cable, PAC, Cable LiYY, 0.25 mm²
6285 | 7789191010 | PAC-S300-RV12-V0-1M | Pre-assembled cable, PAC, Cable LiYY, 0.25 mm²
6286 | 7789222010 | PAC-S300-HE20-V2-1M | Pre-assembled cable, PAC, Cable LiYY, 8.6 ± 1 mm
6287 | 7789226005 | PAC-S300-SD37-V1-0M5 | Pre-assembled cable, PAC, Cable LiYCY, 0.25 mm²
6288 | 7789229020 | PAC-S300-SD25-V1-2M | Pre-assembled cable, PAC, Cable LiYCY, 0.25 mm²
6289 | 7789233010 | PAC-S300-SD25-V3-1M | Pre-assembled cable, PAC, Cable LiYCY, 0.25 mm²
6290 | 7789234010 | PAC-S300-HE20-V3-1M | Pre-assembled cable, PAC, Cable LiYY, 8.6 ± 1 mm
6291 | 7789234025 | PAC-S300-HE20-V3-2M5 | Pre-assembled cable, PAC, Cable LiYY, 8.6 ± 1 mm
6292 | 7789239010 | PAC-S300-HE20-V6-1M | Pre-assembled cable, PAC, Cable LiYY, 8.6 ± 1 mm
6293 | 7789293010 | PAC-STOP-HE20-V0-1M | Pre-assembled cable, PAC, Cable LiYY, 0.25 mm²
6294 | 7789301030 | PAC-UNIV-HE20-1:1-3M | Pre-assembled cable, PAC, Cable LiYY, 0.25 mm²
6295 | 7789388010 | PAC-UNIV-HE20-LCF-1M | Pre-assembled cable, PAC, Cable LiYY, 0.14 mm²
6296 | 7789619010 | PAC-RX3I-HE20-V1-1M | Pre-assembled cable, PAC, Cable LiYY, 0.25 mm²
6297 | 7789657010 | PAC-ABS8-SD25-V0-1M | Pre-assembled cable, PAC, Cable LiYCY, 0.25 mm²
6298 | 7789695030 | PAC-CMLX-HE20-V3-3M | Pre-assembled cable, PAC, Cable LiYY, 0.25 mm²
6299 | 7789697010 | PAC-CMLX-HE20-V4-1M | Pre-assembled cable, PAC, Cable LiYY, 0.25 mm²
6300 | 1193830000 | KTB MOPL 3030 S2N | Klippon TB (Terminal Box), Mounting plate, Height: 251 mm, Width: 245 mm, Depth: 1.5 mm, Material: Stainless steel 1.4301 (304), untreated, silver
6301 | 2602780000 | CB-DT 280/4.5 BL | Cable ties, 4.5 x 280 mm, Polyamide 66, 220 N
6302 | 2602790000 | CB-DT 380/4.5 BL | Cable ties, 4.5 x 380 mm, Polyamide 66, 220 N
6303 | 2602760000 | CB-DT 140/3.5 BL | Cable ties, 3.5 x 140 mm, Polyamide 66, 180 N
6304 | 2636810000 | RJ45M R1V 3.3N4N TY | PCB plug-in connector, RJ45 jacks transformer, 100 MBit/s , THT/THR solder connection, 180°, LED: No, Number of poles: 8, Tray (manual assembly)
6305 | 2619960000 | ESG 6/15 MM GR | ESG, Device markers, 6 x 15 mm, grey
6306 | 2619950000 | ESG 6/15 MM GE | ESG, Device markers, 6 x 15 mm, yellow
6307 | 2621500000 | THM WO 20/32 WS | THM, Conductor and cable markers, 2.8 - 7 mm, 20 x 32 mm, white
6308 | 2621530000 | THM WO 14/22 WS | THM, Conductor and cable markers, 1.9 - 5 mm, 14 x 22 mm, white
6309 | 2621470000 | SFX-VT 9/24 MM WS | SlimFix, Conductor and cable markers, 7 - , 26 x 15 mm, white
6310 | 2652280000 | CABTITE SE 3/5-6 SML BK | Sealing element, Cabtite (cable entry system), TPE, Deep black, Height: 20.3 mm, Width: 20.3 mm, Depth: 17.7 mm, -40 °C?120 °C, IP66
6311 | 2626640000 | D-SUB M6.1 T09VB 3.2B2 TY BK | OMNIMATE Data - D-SUB connector, male header, Thread-bolt UNC 4-40, Snap-on clip, THT solder connection, Pitch in mm (P): 2.77 mm, Number of poles: 9, 500, PBT glass fibre reinforced UL 94 V-0, black, Tray (manual assembly)
6312 | 2626650000 | D-SUB F6.1 T09VN 3.2N2 TY GY | OMNIMATE Data - D-SUB connector, female header, Hole, THT solder connection, Pitch in mm (P): 2.77 mm, Number of poles: 9, ? 50 µ" Ni / ? 1 µ" Au , PBT glass fibre reinforced UL 94 V-0, grey, Tray (manual assembly)
6313 | 2626670000 | D-SUB F6.1 T09VB 3.2B2 TY BK | OMNIMATE Data - D-SUB connector, female header, Thread-bolt UNC 4-40, Snap-on clip, THT solder connection, Pitch in mm (P): 2.77 mm, Number of poles: 9, 500, PBT glass fibre reinforced UL 94 V-0, black, Tray (manual assembly)
6314 | 2632840000 | FP ENC AS 178 3C | FieldPower® enclosures, IP65, in closed state
6315 | 2652290000 | CABTITE SE 3/5-6 SML GY | Sealing element, Cabtite (cable entry system), TPE, Light Grey, Height: 20.3 mm, Width: 20.3 mm, Depth: 17.7 mm, -40 °C?90 °C, IP66
6316 | 2652370000 | CABTITE BP 9MM PA | Blind plug, Cabtite (cable entry system), Polyamide, red, Height: 16 mm, Width: 9 mm, -60 °C?100 °C, IP66
6317 | 2652380000 | CABTITE BP 10MM PA | Blind plug, Cabtite (cable entry system), Polyamide, red, Height: 16 mm, Width: 10 mm, -60 °C?100 °C, IP66
6318 | 2652360000 | CABTITE BP 8MM PA | Blind plug, Cabtite (cable entry system), Polyamide, red, Height: 16 mm, Width: 8 mm, -60 °C?100 °C, IP66
6319 | 2652420000 | CABTITE BP 14MM PA | Blind plug, Cabtite (cable entry system), Polyamide, red, Height: 22 mm, Width: 14 mm, -60 °C?100 °C, IP66
6320 | 2652430000 | CABTITE BP 17MM PA | Blind plug, Cabtite (cable entry system), Polyamide, red, Height: 22 mm, Width: 17 mm, -60 °C?100 °C, IP66
6321 | 2652480000 | CABTITE BP 35MM PA | Blind plug, Cabtite (cable entry system), Polyamide, red, Height: 35 mm, Width: 35 mm, -60 °C?100 °C, IP66
6322 | 2619220000 | VPU AC I 1+1 R 440/25 LCF | Surge voltage arrester, Low voltage, Surge protection, with remote contact, Single-phase, TN, TN-S, TT, IT with N, IT without N
6323 | 2626630000 | D-SUB M6.1 T09VU 3.2B2 TY BK | OMNIMATE Data - D-SUB connector, female header, male header, Thread-nut UNC 4-40, Snap-on clip, THT solder connection, Pitch in mm (P): 2.77 mm, Number of poles: 9, 500, PBT glass fibre reinforced UL 94 V-0, black, Tray (manual assembly)
6324 | 2626090000 | RJ45C5 R1U 1.7N4G/Y RL | PCB plug-in connector, RJ45 jacks, THT/THR solder connection, 90°, Latch option: top, LED: Yes, green, yellow, Number of poles: 8, Reel
6325 | 2604700000 | H1,5/16S R BD GSP | Wire-end ferrule, Standard, 12 mm, 10 mm, red
6326 | 2626710000 | D-SUB F6.3 T09HB 3.2B2 TY BK | OMNIMATE Data - D-SUB connector, female header, Thread-bolt UNC 4-40, Snap-on clip, THT solder connection, Pitch in mm (P): 2.77 mm, Number of poles: 9, ? 50 µ" Ni / ? 1 µ" Au , 500, PBT glass fibre reinforced UL 94 V-0, black, Tray (manual assembly)
6327 | 2653380000 | CH20M67 S 3P/3P/3P TYL 2083 | Modular housing, OMNIMATE Housing - series CH20M Traffic yellow, Width: 67.5 mm
6328 | 2580210000 | PRO INSTA 30W 5V 6A | Power supply, switch-mode power supply unit, 5 V
6329 | 2580180000 | PRO INSTA 16W 24V 0.7A | Power supply, switch-mode power supply unit, 24 V
6330 | 2580260000 | PRO INSTA 96W 24V 4A | Power supply, switch-mode power supply unit, 24 V
6331 | 2580240000 | PRO INSTA 60W 12V 5A | Power supply, switch-mode power supply unit, 12 V
6332 | 2580220000 | PRO INSTA 30W 12V 2.6A | Power supply, switch-mode power supply unit, 12 V
6333 | 2661710000 | RJ45MP R1D 3.3E4N RL | PCB plug-in connector, RJ45 jacks transformer, 100 MBit/s, POE , THT/THR solder connection, 90°, Latch option: bottom, Number of poles: 10, Tape
6334 | 2661690000 | RJ45MP T1D 3.3E4N TY | PCB plug-in connector, RJ45 jacks transformer, 100 MBit/s, POE , THT solder connection, 90°, Latch option: bottom, Number of poles: 10, Tray (manual assembly)
6335 | 2603430000 | CMA-RCM-DACT-35 | Residual current transformer, Primary current: 25 A, Round conductor: 35.00 mm, closed current transformer
6336 | 2626660000 | D-SUB F6.1 T09VU 3.2B2 TY BK | OMNIMATE Data - D-SUB connector, female header, Thread-nut UNC 4-40, Snap-on clip, THT solder connection, Pitch in mm (P): 2.77 mm, Number of poles: 9, 500, PBT glass fibre reinforced UL 94 V-0, black, Tray (manual assembly)
6337 | 7789032015 | PAC-CTLX-SD37-V0-1M5 | Pre-assembled cable, PAC, Cable LiYCY, 0.25 mm²
6338 | 1329120010 | PAC-S1200-HE20-V1-1M | Pre-assembled cable, PAC, Cable LiYY, 0.25 mm²
6339 | 1329290010 | PAC-S1200-SD15-V2-1M | Pre-assembled cable, PAC, Cable LiYCY, 0.25 mm²
6340 | 1346670000 | UR20-EM-1315190000-SP | Replacement part
6341 | 1346690000 | UR20-EM-1315210000-SP | Replacement part
6342 | 1346700000 | UR20-EM-1315220000-SP | Replacement part, ,
6343 | 1347140000 | UR20-EM-1315570000-SP | Replacement part
6344 | 1347150000 | UR20-EM-1315590000-SP | Replacement part
6345 | 1347530000 | UR20-EM-1335040000-SP | Replacement part, ,
6346 | 1174490000 | RCL425005 | TERMSERIES, Relay, Number of contacts: 2, CO contact AgNi gold-plated, Rated control voltage: 5 V DC, Continuous current: 8 A, Plug-in connection, Test button available: No
6347 | 1454430000 | RSS113024F | TERMSERIES, Relay, Number of contacts: 1, CO contact AgNi, Rated control voltage: 24 V DC, Continuous current: 6 A, Plug-in connection, Test button available: No
6348 | 1201260000 | RCL425060 | TERMSERIES, Relay, Number of contacts: 2, CO contact AgNi gold-plated, Rated control voltage: 60 V DC, Continuous current: 8 A, Plug-in connection, Test button available: No
6349 | 2718290000 | CH-W-H-A11-S | Wallbox, max. charging capacity of 11 kW @ 3-phase (400 V) grid connection, max. current 16 A, Type 2 socket outlet
6350 | 2791310000 | CA-T2T2-10M-22/3-R-BBG | AC charging cable, Plug type - charging point: Type 2, Plug type - vehicle side: Type 2, Charging power, max.: 22 kW, Number of phases: 3, Rated current: 32 A, Cable length: 10 m, Cable type: regular
6351 | 2791360000 | CA-T2T1-7.5M-7.4/1P-R-BBG | AC charging cable, Plug type - charging point: Type 2, Plug type - vehicle side: Type 1, Charging power, max.: 7.4 kW, Number of phases: 1, Rated current: 32 A, Cable length: 7.5 m, Cable type: regular
6352 | 2724910000 | CH-W-H-A22-S | Wallbox, max. charging capacity of 22 kW @ 3-phase (400 V) grid connection, max. current 32 A, Type 2 socket outlet
6353 | 2724920000 | CA-T2T1-5M-7.4/1P-R-BBG | AC charging cable, Plug type - charging point: Type 2, Plug type - vehicle side: Type 1, Charging power, max.: 7.4 kW, Number of phases: 1, Rated current: 32 A, Cable length: 5 m, Cable type: regular
6354 | 2654620000 | PB-CO RD | PCB plug-in connector, Coding element, red
6355 | 1345040010 | PAC-S300-SD37-V5-1M | Pre-assembled cable, PAC, Cable LiYCY, 0.25 mm²
6356 | 2531330000 | IE-REDU-6-8-PS-VAPM | Power connector, Plug, Sealing insert, PROFINET
6357 | 7789328040 | PAC-TWDO-HE20-V2-4M | Pre-assembled cable, PAC, Cable LiYY, 0.25 mm²
6358 | 7789643010 | PAC-ABS8-HE20-V1-1M | Pre-assembled cable, PAC, Cable LiYY, 0.25 mm²
6359 | 7789882010 | PAC-C300-3232-50-1M | Pre-assembled cable, PAC, Cable LiYCY, 0.50 mm²
6360 | 7789888010 | C300-32B-320B-2S-M34-1M | Pre-assembled cable, PAC, Cable LiYCY, 0.34 mm²
6361 | 1285200000 | SD FIXING SET | Klippon TB (Terminal Box), Identification plate fixing set, Material: Stainless steel, rust-proof, untreated, silver
6362 | 1132290000 | SSR 24VDC/MAX.240VAC 1A | TERMSERIES, Solid-state relay, 1 NO contact (Triac (zero-cross switch)), Rated control voltage: 10?32 V DC , Rated switching voltage: 12...275 V AC, Continuous current: 1 A, Plug-in connection
6363 | 1537110000 | KLIPPON CS POK 121209-4 | Klippon Control Station (control and signalling device), Control / signalling device, KLIPPON POK 121209 EX, Glass-fibre reinforced polyester with graphite mixture, Pushbutton - red, Pushbutton - green, 2 NC contact, 2 NO contacts, -55 °C...+55 °C, IP54, IP66
6364 | 1537130000 | KLIPPON CS POK 121209-4 | Klippon Control Station (control and signalling device), Control / signalling device, KLIPPON POK 121209 EX, Glass-fibre reinforced polyester with graphite mixture, Light module - red, EMERGENCY-STOP pushbutton with yellow, contrasting label, 2 NC contact, positive opening contacts, -55 °C...+55 °C, IP54, IP66
6365 | 1537140000 | KLIPPON CS POK 122209-2 | Klippon Control Station (control and signalling device), Control / signalling device, KLIPPON POK 122209 EX, Glass-fibre reinforced polyester with graphite mixture, Pushbutton - red, Light module - green, Pushbutton - green, 2 NC contact, 2 NO contacts, -55 °C...+55 °C, IP54, IP66
6366 | 1537210000 | KLIPPON CS STB 1-1 | Klippon Control Station (control and signalling device), Control / signalling device, KLIPPON STB 1 SS, Stainless steel 1.4404 (316L), Pushbutton - green, 1 NC contact, 1 NO contacts, -55 °C...+55 °C, IP54, IP66
6367 | 1537220000 | KLIPPON CS STB 1-1 | Klippon Control Station (control and signalling device), Control / signalling device, KLIPPON STB 1 SS, Stainless steel 1.4404 (316L), Key-operated switch, 1 NC contact, 1 NO contacts, -55 °C...+55 °C, IP54, IP66
6368 | 1537230000 | KLIPPON CS STB 1-1 | Klippon Control Station (control and signalling device), Control / signalling device, KLIPPON STB 1 SS, Stainless steel 1.4404 (316L), Illuminated pushbutton - green, 2 NO contacts, -55 °C...+55 °C, IP54, IP66
6369 | 1537240000 | KLIPPON CS STB 1-2 | Klippon Control Station (control and signalling device), Control / signalling device, KLIPPON STB 1 SS, Stainless steel 1.4404 (316L), EMERGENCY-STOP pushbutton with yellow, contrasting label, 2 NC contact, positive opening contacts, -55 °C...+55 °C, IP54, IP66
6370 | 1537320000 | KLIPPON CS STB 2.1-2 | Klippon Control Station (control and signalling device), Control / signalling device, KLIPPON STB 2.1 SS, Stainless steel 1.4404 (316L), Light module - red, EMERGENCY-STOP pushbutton with yellow, contrasting label, 2 NC contact, positive opening contacts, -55 °C...+55 °C, IP54, IP66
6371 | 1537340000 | KLIPPON CS STB 2.1-7 | Klippon Control Station (control and signalling device), Control / signalling device, KLIPPON STB 2.1 SS, Stainless steel 1.4404 (316L), Pushbutton - red, Light module - green, Pushbutton - green, 2 NC contact, 2 NO contacts, -55 °C...+55 °C, IP54, IP66
6372 | 1537580000 | KLIPPON CS K51-4 | Klippon Control Station (control and signalling device), Control / signalling device, KLIPPON K51 EX, Aluminium AlSi12, Light module - red, Pushbutton - red, Light module - green, Pushbutton - green, 2 NC contact, 2 NO contacts, -55 °C...+55 °C, IP54, IP66
6373 | 7789220010 | PAC-S300-RV24-V6-1M | Pre-assembled cable, PAC, Cable LiYY, 0.25 mm²
6374 | 7789309010 | PAC-MICR-SD15-V0-1M | Pre-assembled cable, PAC, Cable LiYCY, 0.25 mm²
6375 | 7789382010 | PAC-M340-RV24-V0-1M | Pre-assembled cable, PAC, Cable LiYY, 0.25 mm²
6376 | 7789606010 | PAC-S300-UNIU-V0-1M | Pre-assembled cable, PAC, Cable LiYY, 0.25 mm²
6377 | 7789608010 | PAC-S300-UNIU-V1-1M | Pre-assembled cable, PAC, Cable LiYY, 0.25 mm²
6378 | 7789609010 | PAC-S300-UNIS-V1-1M | Pre-assembled cable, PAC, Cable LiYCY, 0.25 mm²
6379 | 7789626010 | PAC-RX3I-SD37-V2-1M | Pre-assembled cable, PAC, Cable LiYCY, 0.25 mm²
6380 | 1205170000 | A2LC/63S/M63-M63F-WM | A2LC (Klippon unarmored with conduit connection thread, Ex e/d cable gland), Cable glands, M 63 x 1.5, 19 mm, OD min. 43.5 - OD max. 50.1 mm, Brass, nickel-plated
6381 | 1205290000 | A2LC/20/M20-NPT3/4F-WM | A2LC (Klippon unarmored with conduit connection thread, Ex e/d cable gland), Cable glands, M 20 x 1.5, 16 mm, OD min. 10 - OD max. 14 mm, Brass, nickel-plated
6382 | 1185090000 | E1XZ/20S/NPT1/2-WM | E1XZ (Klippon double seal SWB/STA armored Ex e/d cable gland), Cable glands, 1/2" NPT, 13.6 mm, Braided armouring, Metal foil armouring, 0.9 - 1.25 mm, OD min. 12.5 - OD max. 16 mm, ID min. 8.00 - ID max. 11.70 mm, Brass, nickel-plated
6383 | 1206630000 | A2LC/32/NPT1-1/4-NPT1-1 | A2LC (Klippon unarmored with conduit connection thread, Ex e/d cable gland), Cable glands, 1 1/4" NPT, 18 mm, OD min. 19.5 - OD max. 26.3 mm, Brass, nickel-plated
6384 | 1185150000 | E1XZ/50/NPT2-WM | E1XZ (Klippon double seal SWB/STA armored Ex e/d cable gland), Cable glands, 2" NPT, 19.2 mm, Braided armouring, Metal foil armouring, 2 - 2.5 mm, OD min. 45.5 - OD max. 53 mm, ID min. 37.50 - ID max. 44.10 mm, Brass, nickel-plated
6385 | 1184920000 | E1W/32/NPT1-1/4-WM | E1W (Klippon double seal SWA armored Ex e/d cable gland), Cable glands, 1 1/4" NPT, 18 mm, Single-wire armouring, 1.6 - 2 mm, OD min. 26 - OD max. 34 mm, ID min. 19.50 - ID max. 26.30 mm, Brass, nickel-plated
6386 | 1185720000 | SKMUS M40-W | SKMU SS (stainless steel locknut), Locknut, Stainless steel 1.4404
6387 | 1205550000 | A2LC/40/M40-NPT1-1/4F | A2LC (Klippon unarmored with conduit connection thread, Ex e/d cable gland), Cable glands, M 40 x 1.5, 16 mm, OD min. 25.5 - OD max. 32.2 mm, Brass, nickel-plated
6388 | 1187150000 | A2L/40/NPT1-1/2-WM | A2L (Klippon unarmored Ex e/d cable gland), Cable glands, 1 1/2" NPT, 18.4 mm, OD min. 25.5 - OD max. 32.2 mm, Brass, nickel-plated
6389 | 1188590000 | VP NPT2-EX W | VP (Klippon Ex blanking plug with mushroom head), Blanking plug, 2" NPT, 21.5 mm, Brass, nickel-plated
6390 | 1185730000 | SKMUS M50-W | SKMU SS (stainless steel locknut), Locknut, Stainless steel 1.4404
6391 | 1205230000 | A2LC/25/M25-NPT3/4F-WM | A2LC (Klippon unarmored with conduit connection thread, Ex e/d cable gland), Cable glands, M 25 x 1.5, 16 mm, OD min. 13.5 - OD max. 20 mm, Brass, nickel-plated
6392 | 1205260000 | A2LC/63S/M63-NPT2F-WM | A2LC (Klippon unarmored with conduit connection thread, Ex e/d cable gland), Cable glands, M 63 x 1.5, 19 mm, OD min. 43.5 - OD max. 50.1 mm, Brass, nickel-plated
6393 | 1939600000 | KLIPPON K3 VMQ | Klippon K (aluminium empty enclosure), Empty enclosure, Aluminium enclosure, Height: 70 mm, Width: 165 mm, Depth: 45 mm, Material: Aluminium AlSi12, untreated, silver
6394 | 1939690000 | KLIPPON K6 VMQ | Klippon K (aluminium empty enclosure), Empty enclosure, Aluminium enclosure, Height: 160 mm, Width: 200 mm, Depth: 100 mm, Material: Aluminium AlSi12, untreated, silver
6395 | 1966330000 | IE-OM-V01M-K21-2S | Junction box, IP67, Variant 1, 2 ports, straight
6396 | 1909980000 | TS15 60 KLippon K1 CSS | Rail, TS 15, Width: 60 mm, without slot, Steel, galvanized, chromium-plated
6397 | 1059730150 | SAIL-M12WM12W-4S1.5U | Sensor/actuator line, Connecting line, M12 / M12, Number of poles : 4, 1.5 m, pin, 90° - socket 90°, Shielded: Yes, LED: No, Sheath material: PUR, Halogen: No
6398 | 1567780000 | TS 15/064/4.5X10 | Rail, TS 15, Width: 64 mm, with slot, Steel, galvanic zinc plated and passivated
6399 | 1567790000 | TS 15/114/4,5X10 | Rail, TS 15, Width: 114 mm, with slot, Steel, galvanic zinc plated and passivated
6400 | 1567560000 | TS35X7.5 327/5.5x15 | Rail, TS 35, TS 35 x 7.5, Width: 327 mm, without slot, Steel, galvanic zinc plated and passivated
6401 | 4058570000 | RCL424024 | TERMSERIES, Relay, Number of contacts: 2, CO contact AgNi, Rated control voltage: 24 V DC, Continuous current: 8 A, Plug-in connection, Test button available: No
6402 | 4058580000 | RCL425024 | TERMSERIES, Relay, Number of contacts: 2, CO contact AgNi gold-plated, Rated control voltage: 24 V DC, Continuous current: 8 A, Plug-in connection, Test button available: No
6403 | 4058590000 | RCL424110 | TERMSERIES, Relay, Number of contacts: 2, CO contact AgNi, Rated control voltage: 110 V DC, Continuous current: 8 A, Plug-in connection, Test button available: No
6404 | 4058610000 | RCL424615 | RIDERSERIES RCL, Relay, Number of contacts: 2, CO contact AgNi, Rated control voltage: 115 V AC, Continuous current: 8 A, Plug-in connection, Test button available: No
6405 | 4058630000 | RCL424730 | RIDERSERIES RCL, Relay, Number of contacts: 2, CO contact AgNi, Rated control voltage: 230 V AC, Continuous current: 8 A, Plug-in connection, Test button available: No
6406 | 4060120000 | RSS113024 | TERMSERIES, Relay, Number of contacts: 1, CO contact AgNi, Rated control voltage: 24 V DC, Continuous current: 6 A, Plug-in connection, Test button available: No
6407 | 4061200000 | SSS RELAIS 60V/24V 2ADC | TERMSERIES, Solid-state relay, 1 NO contact (MOS-FET), Rated control voltage: 52 V DC?60 V DC?72 V DC , Rated switching voltage: 3...33 V DC, Continuous current: 2 A, Plug-in connection
6408 | 4061580000 | RSS113005 | TERMSERIES, Relay, Number of contacts: 1, CO contact AgNi, Rated control voltage: 5 V DC, Continuous current: 6 A, Plug-in connection, Test button available: No
6409 | 4061610000 | RSS113012 | TERMSERIES, Relay, Number of contacts: 1, CO contact AgNi, Rated control voltage: 12 V DC, Continuous current: 6 A, Plug-in connection, Test button available: No
6410 | 4061630000 | RSS113060 | TERMSERIES, Relay, Number of contacts: 1, CO contact AgNi, Rated control voltage: 60 V DC, Continuous current: 6 A, Plug-in connection, Test button available: No
6411 | 4061220000 | SSS RELAIS 60V/230V 1AAC | TERMSERIES, Solid-state relay, 1 NO contact (Triac (zero-cross switch)), Rated control voltage: 52 V DC?60 V DC?72 V DC , Rated switching voltage: 24...240 V AC, Continuous current: 1 A, Plug-in connection
6412 | 4064310000 | SSS RELAIS 5V/24V 2ADC | TERMSERIES, Solid-state relay, 1 NO contact (MOS-FET), Rated control voltage: 2.5 V DC...5 V DC...6 V DC , Rated switching voltage: 3...33 V DC, Continuous current: 2 A, Plug-in connection
6413 | 1004320200 | SAIL-M12GM12W-3L2.0T | Sensor/actuator line, Connecting line, M12 / M12, Number of poles : 3, 2 m, pin, straight - socket, 90°, Shielded: No, LED: Yes, Sheath material: PUR, Halogen: No
6414 | 1004320300 | SAIL-M12GM12W-3L3.0T | Sensor/actuator line, Connecting line, M12 / M12, Number of poles : 3, 3 m, pin, straight - socket, 90°, Shielded: No, LED: Yes, Sheath material: PUR, Halogen: No
6415 | 1004321000 | SAIL-M12GM12W-3L10T | Sensor/actuator line, Connecting line, M12 / M12, Number of poles : 3, 10 m, pin, straight - socket, 90°, Shielded: No, LED: Yes, Sheath material: PUR, Halogen: No
6416 | 1004330150 | SAIL-M12BW-3L1.5T | Sensor/actuator line, One end without connector, M12, Number of poles : 3, 1.5 m, Socket, angled, Shielded: No, LED: Yes, Sheath material: PUR, Halogen: No
6417 | 1004330500 | SAIL-M12BW-3L5.0T | Sensor/actuator line, One end without connector, M12, Number of poles : 3, 5 m, Socket, angled, Shielded: No, LED: Yes, Sheath material: PUR, Halogen: No
6418 | 1005270200 | SAIL-ZW-M12BW-3-2.0U | Sensor/actuator line, Connecting line, M12 / M12, Number of poles : 3, 2 m, Twin cabling, pin, straight, 2x socket, angled, Shielded: No, LED: No, Sheath material: PUR, Halogen: No
6419 | 1010070000 | SAISM-M8-4P-(IF) | Plugs prefabricated to customer spec., M8, pin, straight
6420 | 1010090000 | SAIBM-M8-4P-(IF) | Sockets prefabricated to customer spec., M8, Female socket, straight
6421 | 1011970150 | SAIL-M12GM12G-5-1.5T | Sensor/actuator line, Connecting line, M12 / M12, Number of poles : 5, 1.5 m, pin, straight - socket, straight, Shielded: No, LED: No, Sheath material: PUR, Halogen: No
6422 | 1011990300 | SAIL-M12GM12W-5-3.0T | Sensor/actuator line, Connecting line, M12 / M12, Number of poles : 5, 3 m, pin, straight - socket, 90°, Shielded: No, LED: No, Sheath material: PUR, Halogen: No
6423 | 1011991000 | SAIL-M12GM12W-5-10T | Sensor/actuator line, Connecting line, M12 / M12, Number of poles : 5, 10 m, pin, straight - socket, 90°, Shielded: No, LED: No, Sheath material: PUR, Halogen: No
6424 | 1021290000 | SAISW-3/9 | Plugs prefabricated to customer spec., M12, pin, 90°
6425 | 1021310000 | SAIBW-3/7 | Sockets prefabricated to customer spec., M12, Socket, angled
6426 | 1021320000 | SAIBW-3/9 | Sockets prefabricated to customer spec., M12, Socket, angled
6427 | 1021480000 | SAIS-3/9 | Plugs prefabricated to customer spec., M12, pin, straight
6428 | 1021650150 | SAIL-M12G-5-1.5T | Sensor/actuator line, One end without connector, M12, Number of poles : 5, 1.5 m, pin, straight, Shielded: No, LED: No, Sheath material: PUR, Halogen: No
6429 | 1021650300 | SAIL-M12G-5-3.0T | Sensor/actuator line, One end without connector, M12, Number of poles : 5, 3 m, pin, straight, Shielded: No, LED: No, Sheath material: PUR, Halogen: No
6430 | 1021660150 | SAIL-M12W-5-1.5T | Sensor/actuator line, One end without connector, M12, Number of poles : 5, 1.5 m, pin, 90°, Shielded: No, LED: No, Sheath material: PUR, Halogen: No
6431 | 1021660500 | SAIL-M12W-5-5.0T | Sensor/actuator line, One end without connector, M12, Number of poles : 5, 5 m, pin, 90°, Shielded: No, LED: No, Sheath material: PUR, Halogen: No
6432 | 1021690150 | SAIL-M12BW-5-1.5T | Sensor/actuator line, One end without connector, M12, Number of poles : 5, 1.5 m, Socket, angled, Shielded: No, LED: No, Sheath material: PUR, Halogen: No
6433 | 1021710300 | SAIL-M12GM12G-3-3.0T | Sensor/actuator line, Connecting line, M12 / M12, Number of poles : 3, 3 m, pin, straight - socket, straight, Shielded: No, LED: No, Sheath material: PUR, Halogen: No
6434 | 1021710500 | SAIL-M12GM12G-3-5.0T | Sensor/actuator line, Connecting line, M12 / M12, Number of poles : 3, 5 m, pin, straight - socket, straight, Shielded: No, LED: No, Sheath material: PUR, Halogen: No
6435 | 1021721000 | SAIL-M12GM12W-3-10T | Sensor/actuator line, Connecting line, M12 / M12, Number of poles : 3, 10 m, pin, straight - socket, 90°, Shielded: No, LED: No, Sheath material: PUR, Halogen: No
6436 | 1021740150 | SAIL-M12GM12W-4-1.5T | Sensor/actuator line, Connecting line, M12 / M12, Number of poles : 4, 1.5 m, pin, straight - socket, 90°, Shielded: No, LED: No, Sheath material: PUR, Halogen: No
6437 | 1021740300 | SAIL-M12GM12W-4-3.0T | Sensor/actuator line, Connecting line, M12 / M12, Number of poles : 4, 3 m, pin, straight - socket, 90°, Shielded: No, LED: No, Sheath material: PUR, Halogen: No
6438 | 1021751000 | SAIL-M12G-3-10T | Sensor/actuator line, One end without connector, M12, Number of poles : 3, 10 m, pin, straight, Shielded: No, LED: No, Sheath material: PUR, Halogen: No
6439 | 1021770500 | SAIL-M12G-4-5.0T | Sensor/actuator line, One end without connector, M12, Number of poles : 4, 5 m, pin, straight, Shielded: No, LED: No, Sheath material: PUR, Halogen: No
6440 | 1025940030 | IE-C5DD4UG0030MCSXXX-X | Dragline cable, PROFINET, M12 D-code ? IP 67 straight pin, Open, Cat.5 (ISO/IEC 11801) / Cat.5e (TIA T568-B), PUR, 3 m
6441 | 1025940050 | IE-C5DD4UG0050MCSXXX-X | Dragline cable, PROFINET, M12 D-code ? IP 67 straight pin, Open, Cat.5 (ISO/IEC 11801) / Cat.5e (TIA T568-B), PUR, 5 m
6442 | 1025940100 | IE-C5DD4UG0100MCSXXX-X | Dragline cable, PROFINET, M12 D-code ? IP 67 straight pin, Open, Cat.5 (ISO/IEC 11801) / Cat.5e (TIA T568-B), PUR, 10 m
6443 | 1025940150 | IE-C5DD4UG0150MCSXXX-X | Dragline cable, PROFINET, M12 D-code ? IP 67 straight pin, Open, Cat.5 (ISO/IEC 11801) / Cat.5e (TIA T568-B), PUR, 15 m
6444 | 1025950010 | IE-C5DD4UG0010MCSMCS-E | Dragline cable, PROFINET, M12 D-code ? IP 67 straight pin, M12 D-code ? IP 67 straight pin, Cat.5 (ISO/IEC 11801) / Cat.5e (TIA T568-B), PUR, 1 m
6445 | 1025950030 | IE-C5DD4UG0030MCSMCS-E | Dragline cable, PROFINET, M12 D-code ? IP 67 straight pin, M12 D-code ? IP 67 straight pin, Cat.5 (ISO/IEC 11801) / Cat.5e (TIA T568-B), PUR, 3 m
6446 | 1025950160 | IE-C5DD4UG0160MCSMCS-E | Dragline cable, PROFINET, M12 D-code ? IP 67 straight pin, M12 D-code ? IP 67 straight pin, Cat.5 (ISO/IEC 11801) / Cat.5e (TIA T568-B), PUR, 16 m
6447 | 1025950200 | IE-C5DD4UG0200MCSMCS-E | Dragline cable, PROFINET, M12 D-code ? IP 67 straight pin, M12 D-code ? IP 67 straight pin, Cat.5 (ISO/IEC 11801) / Cat.5e (TIA T568-B), PUR, 20 m
6448 | 1025950300 | IE-C5DD4UG0300MCSMCS-E | Dragline cable, PROFINET, M12 D-code ? IP 67 straight pin, M12 D-code ? IP 67 straight pin, Cat.5 (ISO/IEC 11801) / Cat.5e (TIA T568-B), PUR, 30 m
6449 | 1044470100 | IE-C5DD4UG0100MCSA20-E | Dragline cable, PROFINET, M12 D-code ? IP 67 straight pin, RJ45 IP 20, Cat.5 (ISO/IEC 11801) / Cat.5e (TIA T568-B), PUR, 10 m
6450 | 1057760150 | SAIL-M12BW-5B-1.5U | Sensor/actuator line, One end without connector, M12, Number of poles : 5, 1.5 m, Socket, angled, Shielded: No, LED: No, Sheath material: PUR, Halogen: No
6451 | 1057760500 | SAIL-M12BW-5B-5.0U | Sensor/actuator line, One end without connector, M12, Number of poles : 5, 5 m, Socket, angled, Shielded: No, LED: No, Sheath material: PUR, Halogen: No
6452 | 1057781000 | SAIL-M12G-4B-10U | Sensor/actuator line, One end without connector, M12, Number of poles : 4, 10 m, pin, straight, Shielded: No, LED: No, Sheath material: PUR, Halogen: No
6453 | 1057790300 | SAIL-M12G-5B-3.0U | Sensor/actuator line, One end without connector, M12, Number of poles : 5, 3 m, pin, straight, Shielded: No, LED: No, Sheath material: PUR, Halogen: No
6454 | 1057790500 | SAIL-M12G-5B-5.0U | Sensor/actuator line, One end without connector, M12, Number of poles : 5, 5 m, pin, straight, Shielded: No, LED: No, Sheath material: PUR, Halogen: No
6455 | 1057791000 | SAIL-M12G-5B-10U | Sensor/actuator line, One end without connector, M12, Number of poles : 5, 10 m, pin, straight, Shielded: No, LED: No, Sheath material: PUR, Halogen: No
6456 | 1057810500 | SAIL-M12W-4B-5.0U | Sensor/actuator line, One end without connector, M12, Number of poles : 4, 5 m, pin, 90°, Shielded: No, LED: No, Sheath material: PUR, Halogen: No
6457 | 1057820500 | SAIL-M12W-5B-5.0U | Sensor/actuator line, One end without connector, M12, Number of poles : 5, 5 m, pin, 90°, Shielded: No, LED: No, Sheath material: PUR, Halogen: No
6458 | 1057840150 | SAIL-M12GM12G-4B-1.5U | Sensor/actuator line, Connecting line, M12 / M12, Number of poles : 4, 1.5 m, pin, straight - socket, straight, Shielded: No, LED: No, Sheath material: PUR, Halogen: No
6459 | 1057840300 | SAIL-M12GM12G-4B-3.0U | Sensor/actuator line, Connecting line, M12 / M12, Number of poles : 4, 3 m, pin, straight - socket, straight, Shielded: No, LED: No, Sheath material: PUR, Halogen: No
6460 | 1057841000 | SAIL-M12GM12G-4B-10U | Sensor/actuator line, Connecting line, M12 / M12, Number of poles : 4, 10 m, pin, straight - socket, straight, Shielded: No, LED: No, Sheath material: PUR, Halogen: No
6461 | 1057850150 | SAIL-M12GM12G-5B-1.5U | Sensor/actuator line, Connecting line, M12 / M12, Number of poles : 5, 1.5 m, pin, straight - socket, straight, Shielded: No, LED: No, Sheath material: PUR, Halogen: No
6462 | 1057870150 | SAIL-M12WM12G-3B-1.5U | Sensor/actuator line, Connecting line, M12 / M12, Number of poles : 3, 1.5 m, pin, angled - bush straight, Shielded: No, LED: No, Sheath material: PUR, Halogen: No
6463 | 1057880300 | SAIL-M12WM12G-4B-3.0U | Sensor/actuator line, Connecting line, M12 / M12, Number of poles : 4, 3 m, pin, angled - bush straight, Shielded: No, LED: No, Sheath material: PUR, Halogen: No
6464 | 1057880500 | SAIL-M12WM12G-4B-5.0U | Sensor/actuator line, Connecting line, M12 / M12, Number of poles : 4, 5 m, pin, angled - bush straight, Shielded: No, LED: No, Sheath material: PUR, Halogen: No
6465 | 1057881000 | SAIL-M12WM12G-4B-10U | Sensor/actuator line, Connecting line, M12 / M12, Number of poles : 4, 10 m, pin, angled - bush straight, Shielded: No, LED: No, Sheath material: PUR, Halogen: No
6466 | 1057891000 | SAIL-M12WM12G-5B-10U | Sensor/actuator line, Connecting line, M12 / M12, Number of poles : 5, 10 m, pin, angled - bush straight, Shielded: No, LED: No, Sheath material: PUR, Halogen: No
6467 | 1057900300 | SAIL-M12GM12W-3B-3.0U | Sensor/actuator line, Connecting line, M12 / M12, Number of poles : 3, 3 m, pin, straight - socket, 90°, Shielded: No, LED: No, Sheath material: PUR, Halogen: No
6468 | 1057900500 | SAIL-M12GM12W-3B-5.0U | Sensor/actuator line, Connecting line, M12 / M12, Number of poles : 3, 5 m, pin, straight - socket, 90°, Shielded: No, LED: No, Sheath material: PUR, Halogen: No
6469 | 1057901000 | SAIL-M12GM12W-3B-10U | Sensor/actuator line, Connecting line, M12 / M12, Number of poles : 3, 10 m, pin, straight - socket, 90°, Shielded: No, LED: No, Sheath material: PUR, Halogen: No
6470 | 1057910150 | SAIL-M12GM12W-4B-1.5U | Sensor/actuator line, Connecting line, M12 / M12, Number of poles : 4, 1.5 m, pin, straight - socket, 90°, Shielded: No, LED: No, Sheath material: PUR, Halogen: No
6471 | 1057911000 | SAIL-M12GM12W-4B-10U | Sensor/actuator line, Connecting line, M12 / M12, Number of poles : 4, 10 m, pin, straight - socket, 90°, Shielded: No, LED: No, Sheath material: PUR, Halogen: No
6472 | 1057921000 | SAIL-M12GM12W-5B-10U | Sensor/actuator line, Connecting line, M12 / M12, Number of poles : 5, 10 m, pin, straight - socket, 90°, Shielded: No, LED: No, Sheath material: PUR, Halogen: No
6473 | 1058490150 | SAIL-M12GM12G-3S1.5U | Sensor/actuator line, Connecting line, M12 / M12, Number of poles : 3, 1.5 m, pin, straight - socket, straight, Shielded: Yes, LED: No, Sheath material: PUR, Halogen: No
6474 | 1058490300 | SAIL-M12GM12G-3S3.0U | Sensor/actuator line, Connecting line, M12 / M12, Number of poles : 3, 3 m, pin, straight - socket, straight, Shielded: Yes, LED: No, Sheath material: PUR, Halogen: No
6475 | 1058490500 | SAIL-M12GM12G-3S5.0U | Sensor/actuator line, Connecting line, M12 / M12, Number of poles : 3, 5 m, pin, straight - socket, straight, Shielded: Yes, LED: No, Sheath material: PUR, Halogen: No
6476 | 1058501000 | SAIL-M12GM12G-4S10U | Sensor/actuator line, Connecting line, M12 / M12, Number of poles : 4, 10 m, pin, straight - socket, straight, Shielded: Yes, LED: No, Sheath material: PUR, Halogen: No
6477 | 1058510200 | SAIL-M12GM12G-5S2.0U | Sensor/actuator line, Connecting line, M12 / M12, Number of poles : 5, 2 m, pin, straight - socket, straight, Shielded: Yes, LED: No, Sheath material: PUR, Halogen: No
6478 | 1058510500 | SAIL-M12GM12G-5S5.0U | Sensor/actuator line, Connecting line, M12 / M12, Number of poles : 5, 5 m, pin, straight - socket, straight, Shielded: Yes, LED: No, Sheath material: PUR, Halogen: No
6479 | 1058511000 | SAIL-M12GM12G-5S10U | Sensor/actuator line, Connecting line, M12 / M12, Number of poles : 5, 10 m, pin, straight - socket, straight, Shielded: Yes, LED: No, Sheath material: PUR, Halogen: No
6480 | 1058541000 | SAIL-M12BG-PB-10E | Bus line, One end without connector, M12, Number of poles: 2, 10 m, Female socket, straight, Shielded: Yes, LED: No, Sheath material: PVC, Halogen: Yes
6481 | 1059330005 | IE-C5DD4UG0005MSSMCS-E | Dragline cable, PROFINET, M12 D-code ? IP 67 straight socket, M12 D-code ? IP 67 straight pin, Cat.5 (ISO/IEC 11801) / Cat.5e (TIA T568-B), PUR, 0.5 m
6482 | 1059330010 | IE-C5DD4UG0010MSSMCS-E | Dragline cable, PROFINET, M12 D-code ? IP 67 straight socket, M12 D-code ? IP 67 straight pin, Cat.5 (ISO/IEC 11801) / Cat.5e (TIA T568-B), PUR, 1 m
6483 | 1059471000 | SAIL-M12GM12W-3S10U | Sensor/actuator line, Connecting line, M12 / M12, Number of poles : 3, 10 m, pin, straight - socket, 90°, Shielded: Yes, LED: No, Sheath material: PUR, Halogen: No
6484 | 1060110150 | SAIL-M12G-CD-1.5B | Bus line, One end without connector, M12, Number of poles: 5, 1.5 m, pin, straight, Shielded: Yes, LED: No, Sheath material: PVC, Halogen: Yes
6485 | 1060111000 | SAIL-M12G-CD-10B | Bus line, One end without connector, M12, Number of poles: 5, 10 m, pin, straight, Shielded: Yes, LED: No, Sheath material: PVC, Halogen: Yes
6486 | 1060120150 | SAIL-M12BG-CD-1.5B | Bus line, One end without connector, M12, Number of poles: 5, 1.5 m, Female socket, straight, Shielded: Yes, LED: No, Sheath material: PVC, Halogen: Yes
6487 | 1060120500 | SAIL-M12BG-CD-5.0B | Bus line, One end without connector, M12, Number of poles: 5, 5 m, Female socket, straight, Shielded: Yes, LED: No, Sheath material: PVC, Halogen: Yes
6488 | 1060130500 | SAIL-M12GM12G-CD-5.0B | Bus line, Connecting line, M12 / M12, Number of poles: 5, 5 m, pin, straight - socket, straight, Shielded: Yes, LED: No, Sheath material: PVC, Halogen: Yes
6489 | 1060131000 | SAIL-M12GM12G-CD-10B | Bus line, Connecting line, M12 / M12, Number of poles: 5, 10 m, pin, straight - socket, straight, Shielded: Yes, LED: No, Sheath material: PVC, Halogen: Yes
6490 | 1061911000 | SAIL-M12WM12W-3B-10U | Sensor/actuator line, Connecting line, M12 / M12, Number of poles : 3, 10 m, pin, 90° - socket 90°, Shielded: No, LED: No, Sheath material: PUR, Halogen: No
6491 | 1061920300 | SAIL-M12WM12W-4B-3.0U | Sensor/actuator line, Connecting line, M12 / M12, Number of poles : 4, 3 m, pin, 90° - socket 90°, Shielded: No, LED: No, Sheath material: PUR, Halogen: No
6492 | 1061921000 | SAIL-M12WM12W-4B-10U | Sensor/actuator line, Connecting line, M12 / M12, Number of poles : 4, 10 m, pin, 90° - socket 90°, Shielded: No, LED: No, Sheath material: PUR, Halogen: No
6493 | 1062321000 | SAIL-M12WM12G-PB-10D | Bus line, Connecting line, M12 / M12, Number of poles: 2, 10 m, pin, angled - bush straight, Shielded: Yes, LED: No, Sheath material: PUR, Halogen: No
6494 | 1062380300 | SAIL-M12GM12W-PB-3.0E | Bus line, Connecting line, M12 / M12, Number of poles: 2, 3 m, pin, straight - socket, 90°, Shielded: Yes, LED: No, Sheath material: PVC, Halogen: Yes
6495 | 1062390300 | SAIL-M12WM12G-PB-3.0E | Bus line, Connecting line, M12 / M12, Number of poles: 2, 3 m, pin, angled - bush straight, Shielded: Yes, LED: No, Sheath material: PVC, Halogen: Yes
6496 | 1074330150 | SAIL-M12G-4-1.5U0.14 | Sensor/actuator line, One end without connector, M12, Number of poles : 4, 1.5 m, pin, straight, Shielded: No, LED: No, Sheath material: PUR, Halogen: No
6497 | 1074390150 | SAIL-M12BG-4-1.5U0.14 | Sensor/actuator line, M12, Number of poles : 4, 1.5 m
6498 | 1074400500 | SAIL-M8BG-3-5.0U0.14 | Sensor/actuator line, One end without connector, M8, Number of poles : 3, 5 m, Female socket, straight, Shielded: No, LED: No, Sheath material: PUR, Halogen: No
6499 | 1074430150 | SAIL-M8G-4-1.5U0.14 | Sensor/actuator line, One end without connector, M8, Number of poles : 4, 1.5 m, pin, straight, Shielded: No, LED: No, Sheath material: PUR, Halogen: No
6500 | 1075390100 | FBCEX PA M12 M-FMA 1M | Bus line, Connecting line, M12 / M12, Number of poles: 2, 1 m, pin, straight - socket, 90°, Shielded: Yes, LED: No, Sheath material: PVC, Halogen: Yes
6501 | 1075450100 | FBCEX PA M12 MA-FM 1M | Bus line, Connecting line, M12 / M12, Number of poles: 2, 1 m, pin, angled - bush straight, Shielded: Yes, LED: No, Sheath material: PVC, Halogen: Yes
6502 | 1075620100 | FBC PA M12 M-FMA 1M | Bus line, Connecting line, M12 / M12, Number of poles: 2, 1 m, pin, straight - socket, 90°, Shielded: Yes, LED: No, Sheath material: PVC, Halogen: Yes
6503 | 1076550200 | FBC PA M12 MA-FMA 2M | Bus line, Connecting line, M12 / M12, Number of poles: 2, 2 m, pin, 90° - socket 90°, Shielded: Yes, LED: No, Sheath material: PVC, Halogen: Yes
6504 | 1076580200 | FBCEX PA M12 MA 2M | Bus line, One end without connector, M12, Number of poles: 2, 2 m, pin, 90°, Shielded: Yes, LED: No, Sheath material: PVC, Halogen: Yes
6505 | 1092900150 | SAIL-M12BG-2/4-1.5UGE | Sensor/actuator line, One end without connector, M12, Number of poles : 2, 1.5 m, Female socket, straight, Shielded: No, LED: No, Sheath material: PUR, Halogen: No
6506 | 1092900300 | SAIL-M12BG-2/4-3.0UGE | Sensor/actuator line, One end without connector, M12, Number of poles : 2, 3 m, Female socket, straight, Shielded: No, LED: No, Sheath material: PUR, Halogen: No
6507 | 1092970150 | SAIL-M12BW-5-1.5UGE | Sensor/actuator line, One end without connector, M12, Number of poles : 5, 1.5 m, Socket, angled, Shielded: No, LED: No, Sheath material: PUR, Halogen: No
6508 | 1092970500 | SAIL-M12BW-5-5.0UGE | Sensor/actuator line, One end without connector, M12, Number of poles : 5, 5 m, Socket, angled, Shielded: No, LED: No, Sheath material: PUR, Halogen: No
6509 | 1092980150 | SAIL-M12G-3-1.5UGE | Sensor/actuator line, One end without connector, M12, Number of poles : 3, 1.5 m, pin, straight, Shielded: No, LED: No, Sheath material: PUR, Halogen: No
6510 | 1092981000 | SAIL-M12G-3-10UGE | Sensor/actuator line, One end without connector, M12, Number of poles : 3, 10 m, pin, straight, Shielded: No, LED: No, Sheath material: PUR, Halogen: No
6511 | 1092990500 | SAIL-M12G-5-5.0UGE | Sensor/actuator line, One end without connector, M12, Number of poles : 5, 5 m, pin, straight, Shielded: No, LED: No, Sheath material: PUR, Halogen: No
6512 | 1093000300 | SAIL-M12GM12G-2/4-3.0UGE | Sensor/actuator line, Connecting line, M12 / M12, Number of poles : 3, 3 m, pin, straight - socket, straight, Shielded: No, LED: No, Sheath material: PUR, Halogen: No
6513 | 1093001000 | SAIL-M12GM12G-2/4-10UGE | Sensor/actuator line, Connecting line, M12 / M12, Number of poles : 3, 10 m, pin, straight - socket, straight, Shielded: No, LED: No, Sheath material: PUR, Halogen: No
6514 | 1093020300 | SAIL-M12GM12G-4-3.0UGE | Sensor/actuator line, Connecting line, M12 / M12, Number of poles : 4, 3 m, pin, straight - socket, straight, Shielded: No, LED: No, Sheath material: PUR, Halogen: No
6515 | 1093021000 | SAIL-M12GM12G-4-10UGE | Sensor/actuator line, Connecting line, M12 / M12, Number of poles : 4, 10 m, pin, straight - socket, straight, Shielded: No, LED: No, Sheath material: PUR, Halogen: No
6516 | 1093040300 | SAIL-M12GM12W-2/4-3.0UGE | Sensor/actuator line, Connecting line, M12 / M12, Number of poles : 3, 3 m, pin, straight - socket, 90°, Shielded: No, LED: No, Sheath material: PUR, Halogen: No
6517 | 1093040500 | SAIL-M12GM12W-2/4-5.0UGE | Sensor/actuator line, Connecting line, M12 / M12, Number of poles : 3, 5 m, pin, straight - socket, 90°, Shielded: No, LED: No, Sheath material: PUR, Halogen: No
6518 | 1093050500 | SAIL-M12GM12W-3-5.0UGE | Sensor/actuator line, Connecting line, M12 / M12, Number of poles : 3, 5 m, pin, straight - socket, 90°, Shielded: No, LED: No, Sheath material: PUR, Halogen: No
6519 | 1093060150 | SAIL-M12GM12W-4-3LW1.5UGE | Sensor/actuator line, Connecting line, M12 / M12, Number of poles : 4, 1.5 m, pin, straight - socket, 90°, Shielded: No, LED: Yes, Sheath material: PUR, Halogen: No
6520 | 1093060500 | SAIL-M12GM12W-4-3LW5.0UGE | Sensor/actuator line, Connecting line, M12 / M12, Number of poles : 4, 5 m, pin, straight - socket, 90°, Shielded: No, LED: Yes, Sheath material: PUR, Halogen: No
6521 | 1093080150 | SAIL-M12GM12W-5-1.5UGE | Sensor/actuator line, Connecting line, M12 / M12, Number of poles : 5, 1.5 m, pin, straight - socket, 90°, Shielded: No, LED: No, Sheath material: PUR, Halogen: No
6522 | 1093080300 | SAIL-M12GM12W-5-3.0UGE | Sensor/actuator line, Connecting line, M12 / M12, Number of poles : 5, 3 m, pin, straight - socket, 90°, Shielded: No, LED: No, Sheath material: PUR, Halogen: No
6523 | 1093100150 | SAIL-M12GM8G-4-1.5UGE | Sensor/actuator line, Connecting line, M12 / M8, Number of poles : 4, 1.5 m, pin, straight - socket, straight, Shielded: No, LED: No, Sheath material: PUR, Halogen: No
6524 | 1093100500 | SAIL-M12GM8G-4-5.0UGE | Sensor/actuator line, Connecting line, M12 / M8, Number of poles : 4, 5 m, pin, straight - socket, straight, Shielded: No, LED: No, Sheath material: PUR, Halogen: No
6525 | 1093101000 | SAIL-M12GM8G-4-10UGE | Sensor/actuator line, Connecting line, M12 / M8, Number of poles : 4, 10 m, pin, straight - socket, straight, Shielded: No, LED: No, Sheath material: PUR, Halogen: No
6526 | 1093120150 | SAIL-M12GM8W-3-1.5UGE | Sensor/actuator line, Connecting line, M12 / M8, Number of poles : 3, 1.5 m, pin, straight - socket, 90°, Shielded: No, LED: No, Sheath material: PUR, Halogen: No
6527 | 1093121000 | SAIL-M12GM8W-3-10UGE | Sensor/actuator line, Connecting line, M12 / M8, Number of poles : 3, 10 m, pin, straight - socket, 90°, Shielded: No, LED: No, Sheath material: PUR, Halogen: No
6528 | 1093130300 | SAIL-M12GM8W-4L3.0UGE | Sensor/actuator line, Connecting line, M12 / M8, Number of poles : 4, 3 m, pin, straight - socket, 90°, Shielded: No, LED: Yes, Sheath material: PUR, Halogen: No
6529 | 1093131000 | SAIL-M12GM8W-4L10UGE | Sensor/actuator line, Connecting line, M12 / M8, Number of poles : 4, 10 m, pin, straight - socket, 90°, Shielded: No, LED: Yes, Sheath material: PUR, Halogen: No
6530 | 1093150300 | SAIL-M12GM8WR-3-3.0UGE | Sensor/actuator line, Connecting line, M12 / M8, Number of poles : 3, 3 m, pin, straight - socket, 90°, Shielded: No, LED: No, Sheath material: PUR, Halogen: No
6531 | 1093150500 | SAIL-M12GM8WR-3-5.0UGE | Sensor/actuator line, Connecting line, M12 / M8, Number of poles : 3, 5 m, pin, straight - socket, 90°, Shielded: No, LED: No, Sheath material: PUR, Halogen: No
6532 | 1093160150 | SAIL-M12W-3-1.5UGE | Sensor/actuator line, One end without connector, M12, Number of poles : 3, 1.5 m, pin, 90°, Shielded: No, LED: No, Sheath material: PUR, Halogen: No
6533 | 1093170150 | SAIL-M12W-4-1.5UGE | Sensor/actuator line, One end without connector, M12, Number of poles : 4, 1.5 m, pin, 90°, Shielded: No, LED: No, Sheath material: PUR, Halogen: No
6534 | 1093170300 | SAIL-M12W-4-3.0UGE | Sensor/actuator line, One end without connector, M12, Number of poles : 4, 3 m, pin, 90°, Shielded: No, LED: No, Sheath material: PUR, Halogen: No
6535 | 1093170500 | SAIL-M12W-4-5.0UGE | Sensor/actuator line, One end without connector, M12, Number of poles : 4, 5 m, pin, 90°, Shielded: No, LED: No, Sheath material: PUR, Halogen: No
6536 | 1093180150 | SAIL-M12W-5-1.5UGE | Sensor/actuator line, One end without connector, M12, Number of poles : 5, 1.5 m, pin, 90°, Shielded: No, LED: No, Sheath material: PUR, Halogen: No
6537 | 1093180500 | SAIL-M12W-5-5.0UGE | Sensor/actuator line, One end without connector, M12, Number of poles : 5, 5 m, pin, 90°, Shielded: No, LED: No, Sheath material: PUR, Halogen: No
6538 | 1093200150 | SAIL-M8BG-4-1.5UGE | Sensor/actuator line, One end without connector, M8, Number of poles : 4, 1.5 m, Female socket, straight, Shielded: No, LED: No, Sheath material: PUR, Halogen: No
6539 | 1093200500 | SAIL-M8BG-4-5.0UGE | Sensor/actuator line, One end without connector, M8, Number of poles : 4, 5 m, Female socket, straight, Shielded: No, LED: No, Sheath material: PUR, Halogen: No
6540 | 1093210150 | SAIL-M8BW-3L1.5UGE | Sensor/actuator line, One end without connector, M8, Number of poles : 3, 1.5 m, Socket, angled, Shielded: No, LED: Yes, Sheath material: PUR, Halogen: No
6541 | 1093210300 | SAIL-M8BW-3L3.0UGE | Sensor/actuator line, One end without connector, M8, Number of poles : 3, 3 m, Socket, angled, Shielded: No, LED: Yes, Sheath material: PUR, Halogen: No
6542 | 1093211000 | SAIL-M8BW-3L10UGE | Sensor/actuator line, One end without connector, M8, Number of poles : 3, 10 m, Socket, angled, Shielded: No, LED: Yes, Sheath material: PUR, Halogen: No
6543 | 1093220300 | SAIL-M8BW-3-3.0UGE | Sensor/actuator line, One end without connector, M8, Number of poles : 3, 3 m, Socket, angled, Shielded: No, LED: No, Sheath material: PUR, Halogen: No
6544 | 1093230500 | SAIL-M8BW-4L5.0UGE | Sensor/actuator line, One end without connector, M8, Number of poles : 4, 5 m, Socket, angled, Shielded: No, LED: Yes, Sheath material: PUR, Halogen: No
6545 | 1093231000 | SAIL-M8BW-4L10UGE | Sensor/actuator line, One end without connector, M8, Number of poles : 4, 10 m, Socket, angled, Shielded: No, LED: Yes, Sheath material: PUR, Halogen: No
6546 | 1093240150 | SAIL-M8BW-4-1.5UGE | Sensor/actuator line, One end without connector, M8, Number of poles : 4, 1.5 m, Socket, angled, Shielded: No, LED: No, Sheath material: PUR, Halogen: No
6547 | 1093240300 | SAIL-M8BW-4-3.0UGE | Sensor/actuator line, One end without connector, M8, Number of poles : 4, 3 m, Socket, angled, Shielded: No, LED: No, Sheath material: PUR, Halogen: No
6548 | 1093251000 | SAIL-ZW-M8BG-3-10UGE | Sensor/actuator line, Connecting line, M12 / M8, Number of poles : 3, 10 m, Twin cabling, pin, straight, 2x socket, straight, Shielded: No, LED: No, Sheath material: PUR, Halogen: No
6549 | 1093260300 | SAIL-ZW-M8BW-3-3.0UGE | Sensor/actuator line, Connecting line, M12 / M8, Number of poles : 3, 3 m, Twin cabling, pin, straight, 2x socket, angled, Shielded: No, LED: No, Sheath material: PUR, Halogen: No
6550 | 1093261000 | SAIL-ZW-M8BW-3-10UGE | Sensor/actuator line, Connecting line, M12 / M8, Number of poles : 3, 10 m, Twin cabling, pin, straight, 2x socket, angled, Shielded: No, LED: No, Sheath material: PUR, Halogen: No
6551 | 1094190500 | SAIL-M12BG-4-2L5.0U | Sensor/actuator line, One end without connector, M12, Number of poles : 4, 5 m, Female socket, straight, Shielded: No, LED: Yes, Sheath material: PUR, Halogen: No
6552 | 1099760030 | SAIL-VSA-M8G-3-0.3U | Valve plug, Straight plug - valve plug
6553 | 1102190050 | IE-C5DS4VG0050MCSMCS-E | System cable, M12 D-code ? IP 67 straight pin, M12 D-code ? IP 67 straight pin, Cat.5 (ISO/IEC 11801) / Cat.5e (TIA T568-B), PVC, 5 m
6554 | 1104470150 | SAIL-M8GM8G-3-1.5UGE | Sensor/actuator line, Connecting line, M8 / M8, Number of poles : 3, 1.5 m, pin, straight - socket, straight, Shielded: No, LED: No, Sheath material: PUR, Halogen: No
6555 | 1104470300 | SAIL-M8GM8G-3-3.0UGE | Sensor/actuator line, Connecting line, M8 / M8, Number of poles : 3, 3 m, pin, straight - socket, straight, Shielded: No, LED: No, Sheath material: PUR, Halogen: No
6556 | 1108870300 | SAIP-M12GM12W-3-3.0U | Sensor/actuator line, Connecting line, M12 / M12, Number of poles : 3, 3 m, pin, straight - socket, 90°, Shielded: No, LED: No, Sheath material: PUR, Halogen: No
6557 | 1114870150 | SAIL-M12BW-2/4L1.5UGE | Sensor/actuator line, One end without connector, M12, Number of poles : 3, 1.5 m, Socket, angled, Shielded: No, LED: Yes, Sheath material: PUR, Halogen: No
6558 | 1114871000 | SAIL-M12BW-2/4L10UGE | Sensor/actuator line, One end without connector, M12, Number of poles : 3, 10 m, Socket, angled, Shielded: No, LED: Yes, Sheath material: PUR, Halogen: No
6559 | 1114881000 | SAIL-M12BW-3L10UGE | Sensor/actuator line, One end without connector, M12, Number of poles : 3, 10 m, Socket, angled, Shielded: No, LED: Yes, Sheath material: PUR, Halogen: No
6560 | 1150610100 | SAIP-M12GM12G-2/4-1.0U | Sensor/actuator line, Connecting line, M12 / M12, Number of poles : 3, 1 m, pin, straight - socket, straight, Shielded: No, LED: No, Sheath material: PUR, Halogen: No
6561 | 1150610300 | SAIP-M12GM12G-2/4-3.0U | Sensor/actuator line, Connecting line, M12 / M12, Number of poles : 3, 3 m, pin, straight - socket, straight, Shielded: No, LED: No, Sheath material: PUR, Halogen: No
6562 | 1150620100 | SAIP-M12GM12W-2/4-1.0U | Sensor/actuator line, Connecting line, M12 / M12, Number of poles : 3, 1 m, pin, straight - socket, 90°, Shielded: No, LED: No, Sheath material: PUR, Halogen: No
6563 | 1150620300 | SAIP-M12GM12W-2/4-3.0U | Sensor/actuator line, Connecting line, M12 / M12, Number of poles : 3, 3 m, pin, straight - socket, 90°, Shielded: No, LED: No, Sheath material: PUR, Halogen: No
6564 | 1150620500 | SAIP-M12GM12W-2/4-5.0U | Sensor/actuator line, Connecting line, M12 / M12, Number of poles : 3, 5 m, pin, straight - socket, 90°, Shielded: No, LED: No, Sheath material: PUR, Halogen: No
6565 | 1150630200 | SAIP-M12BG-2/4-2.0U | Sensor/actuator line, One end without connector, M12, Number of poles : 4, 2 m, Female socket, straight, Shielded: No, LED: No, Sheath material: PUR, Halogen: No
6566 | 1150631000 | SAIP-M12BG-2/4-10U | Sensor/actuator line, One end without connector, M12, Number of poles : 4, 10 m, Female socket, straight, Shielded: No, LED: No, Sheath material: PUR, Halogen: No
6567 | 1160930050 | SAIL-M8GM8SG-4S0.5UIE | Bus line, Connecting line, M8 / M8, Number of poles: 4, 0.5 m, Male, straight - male, straight, Shielded: Yes, LED: No, Sheath material: PUR, Halogen: No
6568 | 1160930200 | SAIL-M8GM8SG-4S2.0UIE | Bus line, Connecting line, M8 / M8, Number of poles: 4, 2 m, Male, straight - male, straight, Shielded: Yes, LED: No, Sheath material: PUR, Halogen: No
6569 | 1160930300 | SAIL-M8GM8SG-4S3.0UIE | Bus line, Connecting line, M8 / M8, Number of poles: 4, 3 m, Male, straight - male, straight, Shielded: Yes, LED: No, Sheath material: PUR, Halogen: No
6570 | 1160930400 | SAIL-M8GM8SG-4S4.0UIE | Bus line, Connecting line, M8 / M8, Number of poles: 4, 4 m, Male, straight - male, straight, Shielded: Yes, LED: No, Sheath material: PUR, Halogen: No
6571 | 1160930500 | SAIL-M8GM8SG-4S5.0UIE | Bus line, Connecting line, M8 / M8, Number of poles: 4, 5 m, Male, straight - male, straight, Shielded: Yes, LED: No, Sheath material: PUR, Halogen: No
6572 | 1161590015 | IE-C5DB4RE0015MSSMCA-E | System cable, M12 D-code ? IP 67 straight socket, M12 D-code ? IP 67 angled pin, Cat.5 (ISO/IEC 11801) / Cat.5e (TIA T568-B), Radox GKW S, 1.5 m
6573 | 1740193000 | SAI-8-MHD 5P M12 OL | SAI Passive, Sensor-actuator passive distributor, M12, Hood version with M25 outlet, No
6574 | 1865873000 | SAIL-M12BG-8-30U | Sensor/actuator line, One end without connector, M12, Number of poles : 8, 30 m, Female socket, straight, Shielded: No, LED: No, Sheath material: PUR, Halogen: No
6575 | 1880470450 | SAIL-M8GM8G-4-4.5U | Sensor/actuator line, Connecting line, M8 / M8, Number of poles : 4, 4.5 m, pin, straight - socket, straight, Shielded: No, LED: No, Sheath material: PUR, Halogen: No
6576 | 1892080005 | SAI-8-M 5P M12 NPN ECO | Sensor-actuator passive distributor, M12, Hood version, Yes
6577 | 1892100005 | SAI-4-M 5P M12 NPN ECO | Sensor-actuator passive distributor, M12, Hood version, Yes
6578 | 1925370500 | SAIL-M12GM12W-2/4-5.0V | Sensor/actuator line, Connecting line, M12 / M12, Number of poles : 3, 5 m, pin, straight - socket, 90°, Shielded: No, LED: No, Sheath material: PVC, Halogen: Yes
6579 | 1925371000 | SAIL-M12GM12W-2/4-10V | Sensor/actuator line, Connecting line, M12 / M12, Number of poles : 3, 10 m, pin, straight - socket, 90°, Shielded: No, LED: No, Sheath material: PVC, Halogen: Yes
6580 | 9456661500 | SAIL-M12GM8G-4-15U | Sensor/actuator line, Connecting line, M12 / M8, Number of poles : 4, 15 m, pin, straight - socket, straight, Shielded: No, LED: No, Sheath material: PUR, Halogen: No
6581 | 9456690010 | SAIL-M12W-3-0.1U | Sensor/actuator line, One end without connector, M12, Number of poles : 3, 0.1 m, pin, 90°, Shielded: No, LED: No, Sheath material: PUR, Halogen: No
6582 | 9456690200 | SAIL-M12W-3-2.0U | Sensor/actuator line, One end without connector, M12, Number of poles : 3, 2 m, pin, 90°, Shielded: No, LED: No, Sheath material: PUR, Halogen: No
6583 | 9456960000 | SAIL-M12GM12G-2/4-0.6U | Sensor/actuator line, Connecting line, M12 / M12, Number of poles : 3, 0.6 m, pin, straight - socket, straight, Shielded: No, LED: No, Sheath material: PUR, Halogen: No
6584 | 9457230030 | SAIL-M12GM12G-3-0.3U | Sensor/actuator line, Connecting line, M12 / M12, Number of poles : 3, 0.3 m, pin, straight - socket, straight, Shielded: No, LED: No, Sheath material: PUR, Halogen: No
6585 | 9457230120 | SAIL-M12GM12G-3-1.2U | Sensor/actuator line, Connecting line, M12 / M12, Number of poles : 3, 1.2 m, pin, straight - socket, straight, Shielded: No, LED: No, Sheath material: PUR, Halogen: No
6586 | 9457230200 | SAIL-M12GM12G-3-2.0U | Sensor/actuator line, Connecting line, M12 / M12, Number of poles : 3, 2 m, pin, straight - socket, straight, Shielded: No, LED: No, Sheath material: PUR, Halogen: No
6587 | 9457230250 | SAIL-M12GM12G-3-2.5U | Sensor/actuator line, Connecting line, M12 / M12, Number of poles : 3, 2.5 m, pin, straight - socket, straight, Shielded: No, LED: No, Sheath material: PUR, Halogen: No
6588 | 9457230800 | SAIL-M12GM12G-3-8.0U | Sensor/actuator line, Connecting line, M12 / M12, Number of poles : 3, 8 m, pin, straight - socket, straight, Shielded: No, LED: No, Sheath material: PUR, Halogen: No
6589 | 9457270090 | SAIL-M12GM12W-5-0.9U | Sensor/actuator line, Connecting line, M12 / M12, Number of poles : 5, 0.9 m, pin, straight - socket, 90°, Shielded: No, LED: No, Sheath material: PUR, Halogen: No
6590 | 9457270100 | SAIL-M12GM12W-5-1.0U | Sensor/actuator line, Connecting line, M12 / M12, Number of poles : 5, 1 m, pin, straight - socket, 90°, Shielded: No, LED: No, Sheath material: PUR, Halogen: No
6591 | 9457270200 | SAIL-M12GM12W-5-2.0U | Sensor/actuator line, Connecting line, M12 / M12, Number of poles : 5, 2 m, pin, straight - socket, 90°, Shielded: No, LED: No, Sheath material: PUR, Halogen: No
6592 | 9457270650 | SAIL-M12GM12W-5-6.5U | Sensor/actuator line, Connecting line, M12 / M12, Number of poles : 5, 6.5 m, pin, straight - socket, 90°, Shielded: No, LED: No, Sheath material: PUR, Halogen: No
6593 | 9457270800 | SAIL-M12GM12W-5-8.0U | Sensor/actuator line, Connecting line, M12 / M12, Number of poles : 5, 8 m, pin, straight - socket, 90°, Shielded: No, LED: No, Sheath material: PUR, Halogen: No
6594 | 9457310120 | SAIL-M12GM12W-4-1.2U | Sensor/actuator line, Connecting line, M12 / M12, Number of poles : 4, 1.2 m, pin, straight - socket, 90°, Shielded: No, LED: No, Sheath material: PUR, Halogen: No
6595 | 9457310250 | SAIL-M12GM12W-4-2.5U | Sensor/actuator line, Connecting line, M12 / M12, Number of poles : 4, 2.5 m, pin, straight - socket, 90°, Shielded: No, LED: No, Sheath material: PUR, Halogen: No
6596 | 9457310750 | SAIL-M12GM12W-4-7.5U | Sensor/actuator line, Connecting line, M12 / M12, Number of poles : 4, 7.5 m, pin, straight - socket, 90°, Shielded: No, LED: No, Sheath material: PUR, Halogen: No
6597 | 9457320010 | SAIL-M12BW-3-0.1U | Sensor/actuator line, One end without connector, M12, Number of poles : 3, 0.1 m, Socket, angled, Shielded: No, LED: No, Sheath material: PUR, Halogen: No
6598 | 9457320200 | SAIL-M12BW-3-2.0U | Sensor/actuator line, One end without connector, M12, Number of poles : 3, 2 m, Socket, angled, Shielded: No, LED: No, Sheath material: PUR, Halogen: No
6599 | 9457340700 | SAIL-M12GM12G-5-7.0U | Sensor/actuator line, Connecting line, M12 / M12, Number of poles : 5, 7 m, pin, straight - socket, straight, Shielded: No, LED: No, Sheath material: PUR, Halogen: No
6600 | 9457342350 | SAIL-M12GM12G-5-23.5U | Sensor/actuator line, Connecting line, M12 / M12, Number of poles : 5, 23.5 m, pin, straight - socket, straight, Shielded: No, LED: No, Sheath material: PUR, Halogen: No
6601 | 9457380250 | SAIL-M8BW-3-2.5U | Sensor/actuator line, One end without connector, M8, Number of poles : 3, 2.5 m, Socket, angled, Shielded: No, LED: No, Sheath material: PUR, Halogen: No
6602 | 9457410300 | SAIL-ZW-M8BW-3L3.0U | Sensor/actuator line, Connecting line, M12 / M8, Number of poles : 3, 3 m, Twin cabling, pin, straight, 2x socket, angled, Shielded: No, LED: Yes, Sheath material: PUR, Halogen: No
6603 | 9457410500 | SAIL-ZW-M8BW-3L5.0U | Sensor/actuator line, Connecting line, M12 / M8, Number of poles : 3, 5 m, Twin cabling, pin, straight, 2x socket, angled, Shielded: No, LED: Yes, Sheath material: PUR, Halogen: No
6604 | 9457411000 | SAIL-ZW-M8BW-3L10U | Sensor/actuator line, Connecting line, M12 / M8, Number of poles : 3, 10 m, Twin cabling, pin, straight, 2x socket, angled, Shielded: No, LED: Yes, Sheath material: PUR, Halogen: No
6605 | 9457450250 | SAIL-M8BG-3-2.5U | Sensor/actuator line, One end without connector, M8, Number of poles : 3, 2.5 m, Female socket, straight, Shielded: No, LED: No, Sheath material: PUR, Halogen: No
6606 | 9457462000 | SAIL-M8BW-3L20U | Sensor/actuator line, One end without connector, M8, Number of poles : 3, 20 m, Socket, angled, Shielded: No, LED: Yes, Sheath material: PUR, Halogen: No
6607 | 9457490030 | SAIL-ZW-M8BG-3-0.3U | Sensor/actuator line, Connecting line, M12 / M8, Number of poles : 3, 0.3 m, Twin cabling, pin, straight, 2x socket, straight, Shielded: No, LED: No, Sheath material: PUR, Halogen: No
6608 | 9457490100 | SAIL-ZW-M8BG-3-1.0U | Sensor/actuator line, Connecting line, M12 / M8, Number of poles : 3, 1 m, Shielded: No, LED: No, Sheath material: PUR, Halogen: No
6609 | 9457490200 | SAIL-ZW-M8BG-3-2.0U | Sensor/actuator line, Connecting line, M12 / M8, Number of poles : 3, 2 m, Twin cabling, pin, straight, 2x socket, straight, Shielded: No, LED: No, Sheath material: PUR, Halogen: No
6610 | 9457570150 | SAIL-M12GM8WR-3-1.5U | Sensor/actuator line, Connecting line, M12 / M8, Number of poles : 3, 1.5 m, pin, straight - socket, 90°, Shielded: No, LED: No, Sheath material: PUR, Halogen: No
6611 | 9457570500 | SAIL-M12GM8WR-3-5.0U | Sensor/actuator line, Connecting line, M12 / M8, Number of poles : 3, 5 m, pin, straight - socket, 90°, Shielded: No, LED: No, Sheath material: PUR, Halogen: No
6612 | 9457610600 | SAIL-M12G-5-6.0U | Sensor/actuator line, One end without connector, M12, Number of poles : 5, 6 m, pin, straight, Shielded: No, LED: No, Sheath material: PUR, Halogen: No
6613 | 9457680060 | SAIL-VSB-M12G-0.6U | Valve plug, Straight plug - valve plug, B
6614 | 9457680100 | SAIL-VSB-M12G-1.0U | Valve plug, Straight plug - valve plug
6615 | 9457691500 | SAIL-M12BW-5-15U | Sensor/actuator line, One end without connector, M12, Number of poles : 5, 15 m, Socket, angled, Shielded: No, LED: No, Sheath material: PUR, Halogen: No
6616 | 9457710800 | SAIL-VSA-8.0U | Valve plug, One end without connector - valve plug
6617 | 9457730120 | SAIL-M12BG-4-1.2U | Sensor/actuator line, One end without connector, M12, Number of poles : 4, 1.2 m, Female socket, straight, Shielded: No, LED: No, Sheath material: PUR, Halogen: No
6618 | 9457740060 | SAIL-M12BW-4-0.6U | Sensor/actuator line, One end without connector, M12, Number of poles : 4, 0.6 m, Socket, angled, Shielded: No, LED: No, Sheath material: PUR, Halogen: No
6619 | 9457741500 | SAIL-M12BW-4-15U | Sensor/actuator line, One end without connector, M12, Number of poles : 4, 15 m, Socket, angled, Shielded: No, LED: No, Sheath material: PUR, Halogen: No
6620 | 9457750200 | SAIL-M12GM12W-2/4L2.0U | Sensor/actuator line, Connecting line, M12 / M12, Number of poles : 3, 2 m, pin, straight - socket, 90°, Shielded: No, LED: Yes, Sheath material: PUR, Halogen: No
6621 | 9457760060 | SAIL-M12GM8W-3L0.6U | Sensor/actuator line, Connecting line, M12 / M8, Number of poles : 3, 0.6 m, pin, straight - socket, 90°, Shielded: No, LED: Yes, Sheath material: PUR, Halogen: No
6622 | 9457770750 | SAIL-M12GM8G-3-7.5U | Sensor/actuator line, Connecting line, M12 / M8, Number of poles : 3, 7.5 m, pin, straight - socket, straight, Shielded: No, LED: No, Sheath material: PUR, Halogen: No
6623 | 9457790090 | SAIL-M12GM12W-3L0.9U | Sensor/actuator line, Connecting line, M12 / M12, Number of poles : 3, 0.9 m, pin, straight - socket, 90°, Shielded: No, LED: Yes, Sheath material: PUR, Halogen: No
6624 | 9457810030 | SAIL-M12G-3-0.3U | Sensor/actuator line, One end without connector, M12, Number of poles : 3, 0.3 m, pin, straight, Shielded: No, LED: No, Sheath material: PUR, Halogen: No
6625 | 9457890300 | SAIL-M12GM12W-2/4-3.0U | Sensor/actuator line, Connecting line, M12 / M12, Number of poles : 3, 3 m, pin, straight - socket, 90°, Shielded: No, LED: No, Sheath material: PUR, Halogen: No
6626 | 9457930750 | SAIL-VSB-7.5U | Valve plug
6627 | 9457950300 | SAIV-M12BG-4-3.0U | Sensor/actuator line, One end without connector, M12, Number of poles : 4, 3 m, Female socket, straight, Shielded: No, LED: No, Sheath material: PUR, Halogen: No
6628 | 9457980200 | SAIL-M12GM8W-3-2.0U | Sensor/actuator line, Connecting line, M12 / M8, Number of poles : 3, 2 m, pin, straight - socket, 90°, Shielded: No, LED: No, Sheath material: PUR, Halogen: No
6629 | 9457980300 | SAIL-M12GM8W-3-3.0U | Sensor/actuator line, Connecting line, M12 / M8, Number of poles : 3, 3 m, pin, straight - socket, 90°, Shielded: No, LED: No, Sheath material: PUR, Halogen: No
6630 | 1134610150 | IE-C5DS4VG0150MCAA20-E | System cable, M12 D-code ? IP 67 angled pin, RJ45 IP 20, Cat.5 (ISO/IEC 11801) / Cat.5e (TIA T568-B), PVC, 15 m
6631 | 9457772000 | SAIL-M12GM8G-3-20U | Sensor/actuator line, Connecting line, Number of poles : 3, pin, straight - socket, straight, Shielded: No
6632 | 1061890300 | SAIL-M12BW-3B-3.0U | Sensor/actuator line, One end without connector, M12, Number of poles : 3, 3 m, Socket, angled, Shielded: No, LED: No, Sheath material: PUR, Halogen: No
6633 | 1061890500 | SAIL-M12BW-3B-5.0U | Sensor/actuator line, One end without connector, M12, Number of poles : 3, 5 m, Socket, angled, Shielded: No, LED: No, Sheath material: PUR, Halogen: No
6634 | 1061891000 | SAIL-M12BW-3B-10U | Sensor/actuator line, One end without connector, M12, Number of poles : 3, 10 m, Socket, angled, Shielded: No, LED: No, Sheath material: PUR, Halogen: No
6635 | 1061900150 | SAIL-M12BW-4B-1.5U | Sensor/actuator line, One end without connector, M12, Number of poles : 4, 1.5 m, Socket, angled, Shielded: No, LED: No, Sheath material: PUR, Halogen: No
6636 | 1061900300 | SAIL-M12BW-4B-3.0U | Sensor/actuator line, One end without connector, M12, Number of poles : 4, 3 m, Socket, angled, Shielded: No, LED: No, Sheath material: PUR, Halogen: No
6637 | 1061900500 | SAIL-M12BW-4B-5.0U | Sensor/actuator line, One end without connector, M12, Number of poles : 4, 5 m, Socket, angled, Shielded: No, LED: No, Sheath material: PUR, Halogen: No
6638 | 1061970500 | SAIL-M12W-PB-5.0D | Bus line, One end without connector, M12, Number of poles: 2, 5 m, pin, 90°, Shielded: Yes, LED: No, Sheath material: PUR, Halogen: No
6639 | 1061980300 | SAIL-M12BW-CD-3.0A | Bus line, One end without connector, M12, Number of poles: 5, 3 m, Socket, angled, Shielded: Yes, LED: No, Sheath material: PUR, Halogen: No
6640 | 1062100150 | SAIL-M12WM12G-CD-1.5A | Bus line, Connecting line, M12 / M12, Number of poles: 5, 1.5 m, pin, angled - bush straight, Shielded: Yes, LED: No, Sheath material: PUR, Halogen: No
6641 | 1062150500 | SAIL-M12WM12W-CD-5.0A | Bus line, Connecting line, M12 / M12, Number of poles: 5, 5 m, pin, 90° - socket 90°, Shielded: Yes, LED: No, Sheath material: PUR, Halogen: No
6642 | 1062170500 | SAIL-M12W-CD-5.0B | Bus line, One end without connector, M12, Number of poles: 5, 5 m, pin, 90°, Shielded: Yes, LED: No, Sheath material: PVC, Halogen: Yes
6643 | 1062171000 | SAIL-M12W-CD-10B | Bus line, One end without connector, M12, Number of poles: 5, 10 m, pin, 90°, Shielded: Yes, LED: No, Sheath material: PVC, Halogen: Yes
6644 | 1062180300 | SAIL-M12BW-CD-3.0B | Bus line, One end without connector, M12, Number of poles: 5, 3 m, Socket, angled, Shielded: Yes, LED: No, Sheath material: PVC, Halogen: Yes
6645 | 1062180500 | SAIL-M12BW-CD-5.0B | Bus line, One end without connector, M12, Number of poles: 5, 5 m, Socket, angled, Shielded: Yes, LED: No, Sheath material: PVC, Halogen: Yes
6646 | 1062190150 | SAIL-M12GM12W-CD-1.5B | Bus line, Connecting line, M12 / M12, Number of poles: 5, 1.5 m, pin, straight - socket, 90°, Shielded: Yes, LED: No, Sheath material: PVC, Halogen: Yes
6647 | 1062221000 | SAIL-M12W-CD-10A | Bus line, One end without connector, M12, Number of poles: 5, 10 m, pin, 90°, Shielded: Yes, LED: No, Sheath material: PUR, Halogen: No
6648 | 1062300150 | SAIL-M12BW-PB-1.5D | Bus line, One end without connector, M12, Number of poles: 2, 1.5 m, Socket, angled, Shielded: Yes, LED: No, Sheath material: PUR, Halogen: No
6649 | 1062301000 | SAIL-M12BW-PB-10D | Bus line, One end without connector, M12, Number of poles: 2, 10 m, Socket, angled, Shielded: Yes, LED: No, Sheath material: PUR, Halogen: No
6650 | 1062320300 | SAIL-M12WM12G-PB-3.0D | Bus line, Connecting line, M12 / M12, Number of poles: 2, 3 m, pin, angled - bush straight, Shielded: Yes, LED: No, Sheath material: PUR, Halogen: No
6651 | 1062340300 | SAIL-M12W-PB-3.0E | Bus line, One end without connector, M12, Number of poles: 2, 3 m, pin, 90°, Shielded: Yes, LED: No, Sheath material: PVC, Halogen: Yes
6652 | 1062341000 | SAIL-M12W-PB-10E | Bus line, One end without connector, M12, Number of poles: 2, 10 m, pin, 90°, Shielded: Yes, LED: No, Sheath material: PVC, Halogen: Yes
6653 | 1062371000 | SAIL-M12BW-PB-10E | Bus line, One end without connector, M12, Number of poles: 2, 10 m, Socket, angled, Shielded: Yes, LED: No, Sheath material: PVC, Halogen: Yes
6654 | 1062390150 | SAIL-M12WM12G-PB-1.5E | Bus line, Connecting line, M12 / M12, Number of poles: 2, 1.5 m, pin, angled - bush straight, Shielded: Yes, LED: No, Sheath material: PVC, Halogen: Yes
6655 | 1062400300 | SAIL-M12WM12W-PB-3.0E | Bus line, Connecting line, M12 / M12, Number of poles: 2, 3 m, pin, 90° - socket 90°, Shielded: Yes, LED: No, Sheath material: PVC, Halogen: Yes
6656 | 1071990150 | SAIL-M12WM12G-4-1.5U | Sensor/actuator line, Connecting line, M12 / M12, Number of poles : 4, 1.5 m, pin, angled - bush straight, Shielded: No, LED: No, Sheath material: PUR, Halogen: No
6657 | 1076520500 | FBCEX PA M12 FMA 5M | Bus line, One end without connector, M12, Number of poles: 2, 5 m, Socket, angled, Shielded: Yes, LED: No, Sheath material: PVC, Halogen: Yes
6658 | 1076521000 | FBCEX PA M12 FMA 10M | Bus line, One end without connector, M12, Number of poles: 2, 10 m, Socket, angled, Shielded: Yes, LED: No, Sheath material: PVC, Halogen: Yes
6659 | 1092910300 | SAIL-M12BG-3-3.0UGE | Sensor/actuator line, One end without connector, M12, Number of poles : 3, 3 m, Female socket, straight, Shielded: No, LED: No, Sheath material: PUR, Halogen: No
6660 | 1092910500 | SAIL-M12BG-3-5.0UGE | Sensor/actuator line, One end without connector, M12, Number of poles : 3, 5 m, Female socket, straight, Shielded: No, LED: No, Sheath material: PUR, Halogen: No
6661 | 1092911000 | SAIL-M12BG-3-10UGE | Sensor/actuator line, One end without connector, M12, Number of poles : 3, 10 m, Female socket, straight, Shielded: No, LED: No, Sheath material: PUR, Halogen: No
6662 | 1092920150 | SAIL-M12BG-4-1.5UGE | Sensor/actuator line, One end without connector, M12, Number of poles : 4, 1.5 m, Female socket, straight, Shielded: No, LED: No, Sheath material: PUR, Halogen: No
6663 | 1092930500 | SAIL-M12BG-5-5.0UGE | Sensor/actuator line, One end without connector, M12, Number of poles : 5, 5 m, Female socket, straight, Shielded: No, LED: No, Sheath material: PUR, Halogen: No
6664 | 1092940150 | SAIL-M12BW-3-1.5UGE | Sensor/actuator line, One end without connector, M12, Number of poles : 3, 1.5 m, Socket, angled, Shielded: No, LED: No, Sheath material: PUR, Halogen: No
6665 | 1092940500 | SAIL-M12BW-3-5.0UGE | Sensor/actuator line, One end without connector, M12, Number of poles : 3, 5 m, Socket, angled, Shielded: No, LED: No, Sheath material: PUR, Halogen: No
6666 | 1092950500 | SAIL-M12BW-4-2L5.0UGE | Sensor/actuator line, One end without connector, M12, Number of poles : 4, 5 m, Socket, angled, Shielded: No, LED: Yes, Sheath material: PUR, Halogen: No
6667 | 1092951000 | SAIL-M12BW-4-2L10UGE | Sensor/actuator line, One end without connector, M12, Number of poles : 4, 10 m, Socket, angled, Shielded: No, LED: Yes, Sheath material: PUR, Halogen: No
6668 | 1784030001 | SAIB-3-IDC-M8 SMALL | Sockets prefabricated to customer spec., M8, Female socket, straight
6669 | 1784040001 | SAIS-3-IDC M8 SMALL | Plugs prefabricated to customer spec., M8, pin, straight
6670 | 1784050001 | SAIB-4-IDC-M8 SMALL | Sockets prefabricated to customer spec., M8, Female socket, straight
6671 | 1807250000 | SAIB-5/9 | Sockets prefabricated to customer spec., M12, Female socket, straight
6672 | 1807330000 | SAIBW-5/9 | Sockets prefabricated to customer spec., M12, Socket, angled
6673 | 1807340000 | SAIS-4/9 | Plugs prefabricated to customer spec., M12, pin, straight
6674 | 1807350000 | SAIS-5/9 | Plugs prefabricated to customer spec., M12, pin, straight
6675 | 1808971500 | SAIL-M12BW-4S15U | Sensor/actuator line, One end without connector, M12, Number of poles : 4, 15 m, Socket, angled, Shielded: Yes, LED: No, Sheath material: PUR, Halogen: No
6676 | 1808972000 | SAIL-M12BW-4S20U | Sensor/actuator line, One end without connector, M12, Number of poles : 4, 20 m, Socket, angled, Shielded: Yes, LED: No, Sheath material: PUR, Halogen: No
6677 | 1812551000 | SAIL-ZW-M12BG-2/4-10U | Sensor/actuator line, Connecting line, M12 / M12, Number of poles : 4, 10 m, Twin cabling, pin, straight, 2x socket, straight, Shielded: No, LED: No, Sheath material: PUR, Halogen: No
6678 | 1815670150 | SAIL-M12WM12W-3-1.5U | Sensor/actuator line, Connecting line, M12 / M12, Number of poles : 3, 1.5 m, pin, 90° - socket 90°, Shielded: No, LED: No, Sheath material: PUR, Halogen: No
6679 | 1815670300 | SAIL-M12WM12W-3-3.0U | Sensor/actuator line, Connecting line, M12 / M12, Number of poles : 3, 3 m, pin, 90° - socket 90°, Shielded: No, LED: No, Sheath material: PUR, Halogen: No
6680 | 1815700500 | SAIL-VSA-5.0U-220V-OB | Valve plug, One end without connector - valve plug
6681 | 1818140300 | SAIB-M23-19P-AN-3,0M | Sensor/actuator line, One end without connector, M23, Number of poles: 19, 3 m, Socket, angled, Shielded: No, LED: No, Sheath material: PUR, Halogen: No
6682 | 1818141000 | SAIB-M23-19P-AN-10M | Sensor/actuator line, One end without connector, M23, Number of poles: 19, 10 m, Socket, angled, Shielded: No, LED: No, Sheath material: PUR, Halogen: No
6683 | 1818161000 | SAIS-M23-19P-ST-10M | Sensor/actuator line, One end without connector, M23, Number of poles: 19, 10 m, pin, straight, Shielded: No, LED: No, Sheath material: PUR, Halogen: No
6684 | 1818180100 | SAIB-M23-19P-ST-1,0M | Sensor/actuator line, One end without connector, M23, Number of poles: 19, 1 m, Female socket, straight, Shielded: No, LED: No, Sheath material: PUR, Halogen: No
6685 | 1818180300 | SAIB-M23-19P-ST-3,0M | Sensor/actuator line, One end without connector, M23, Number of poles: 19, 3 m, Female socket, straight, Shielded: No, LED: No, Sheath material: PUR, Halogen: No
6686 | 1818181500 | SAIB-M23-19P-ST-15,0M | Sensor/actuator line, One end without connector, M23, Number of poles: 19, 15 m, Female socket, straight, Shielded: No, LED: No, Sheath material: PUR, Halogen: No
6687 | 1821050300 | SAIL-M12WM12G-3-3.0U | Sensor/actuator line, Connecting line, M12 / M12, Number of poles : 3, 3 m, pin, angled - bush straight, Shielded: No, LED: No, Sheath material: PUR, Halogen: No
6688 | 1821050500 | SAIL-M12WM12G-3-5.0U | Sensor/actuator line, Connecting line, M12 / M12, Number of poles : 3, 5 m, pin, angled - bush straight, Shielded: No, LED: No, Sheath material: PUR, Halogen: No
6689 | 1824570030 | SAIL-M8GM8G-3-0.3U | Sensor/actuator line, Connecting line, M8 / M8, Number of poles : 3, 0.3 m, pin, straight - socket, straight, Shielded: No, LED: No, Sheath material: PUR, Halogen: No
6690 | 1824570090 | SAIL-M8GM8G-3-0.9U | Sensor/actuator line, Connecting line, M8 / M8, Number of poles : 3, 0.9 m, pin, straight - socket, straight, Shielded: No, LED: No, Sheath material: PUR, Halogen: No
6691 | 1824570150 | SAIL-M8GM8G-3-1.5U | Sensor/actuator line, Connecting line, M8 / M8, Number of poles : 3, 1.5 m, pin, straight - socket, straight, Shielded: No, LED: No, Sheath material: PUR, Halogen: No
6692 | 1824570300 | SAIL-M8GM8G-3-3.0U | Sensor/actuator line, Connecting line, M8 / M8, Number of poles : 3, 3 m, pin, straight - socket, straight, Shielded: No, LED: No, Sheath material: PUR, Halogen: No
6693 | 1824570350 | SAIL-M8GM8G-3-3.5U | Sensor/actuator line, Connecting line, M8 / M8, Number of poles : 3, 3.5 m, pin, straight - socket, straight, Shielded: No, LED: No, Sheath material: PUR, Halogen: No
6694 | 1824580030 | SAIL-M8GM8W-3-0.3U | Sensor/actuator line, Connecting line, M8 / M8, Number of poles : 3, 0.3 m, pin, straight - socket, 90°, Shielded: No, LED: No, Sheath material: PUR, Halogen: No
6695 | 1824580150 | SAIL-M8GM8W-3-1.5U | Sensor/actuator line, Connecting line, M8 / M8, Number of poles : 3, 1.5 m, pin, straight - socket, 90°, Shielded: No, LED: No, Sheath material: PUR, Halogen: No
6696 | 1824581000 | SAIL-M8GM8W-3-10U | Sensor/actuator line, Connecting line, M8 / M8, Number of poles : 3, 10 m, pin, straight - socket, 90°, Shielded: No, LED: No, Sheath material: PUR, Halogen: No
6697 | 1824590010 | SAIL-M8G-3-0.1U | Sensor/actuator line, One end without connector, M8, Number of poles : 3, 0.1 m, pin, straight, Shielded: No, LED: No, Sheath material: PUR, Halogen: No
6698 | 1824590150 | SAIL-M8G-3-1.5U | Sensor/actuator line, One end without connector, M8, Number of poles : 3, 1.5 m, pin, straight, Shielded: No, LED: No, Sheath material: PUR, Halogen: No
6699 | 1824591500 | SAIL-M8G-3-15U | Sensor/actuator line, One end without connector, M8, Number of poles : 3, 15 m, pin, straight, Shielded: No, LED: No, Sheath material: PUR, Halogen: No
6700 | 1826880000 | SAI-Y-5S- M12/M12 | Y connector, M12 / M12
6701 | 1827010010 | SAIL-M8BWR-3-0.1U | Sensor/actuator line, One end without connector, M8, Number of poles : 3, 0.1 m, Socket, angled, Shielded: No, LED: No, Sheath material: PUR, Halogen: No
6702 | 1827010150 | SAIL-M8BWR-3-1.5U | Sensor/actuator line, One end without connector, M8, Number of poles : 3, 1.5 m, Socket, angled, Shielded: No, LED: No, Sheath material: PUR, Halogen: No
6703 | 1827010300 | SAIL-M8BWR-3-3.0U | Sensor/actuator line, One end without connector, M8, Number of poles : 3, 3 m, Socket, angled, Shielded: No, LED: No, Sheath material: PUR, Halogen: No
6704 | 1827011000 | SAIL-M8BWR-3-10U | Sensor/actuator line, One end without connector, M8, Number of poles : 3, 10 m, Socket, angled, Shielded: No, LED: No, Sheath material: PUR, Halogen: No
6705 | 1827020010 | SAIL-M8BGR-3-0.1U | Sensor/actuator line, One end without connector, M8, Number of poles : 3, 0.1 m, Female socket, straight, Shielded: No, LED: No, Sheath material: PUR, Halogen: No
6706 | 1827020300 | SAIL-M8BGR-3-3.0U | Sensor/actuator line, One end without connector, M8, Number of poles : 3, 3 m, Female socket, straight, Shielded: No, LED: No, Sheath material: PUR, Halogen: No
6707 | 1827020500 | SAIL-M8BGR-3-5.0U | Sensor/actuator line, One end without connector, M8, Number of poles : 3, 5 m, Female socket, straight, Shielded: No, LED: No, Sheath material: PUR, Halogen: No
6708 | 1828620000 | SAI-8-F 4P M8 L 5M | SAI Passive, Sensor-actuator passive distributor, M8, Fixed cable version, 5 m, Yes
6709 | 1828630000 | SAI-12-F 3P M8 L 10M | SAI Passive, Sensor-actuator passive distributor, M8, Fixed cable version, 10 m, Yes
6710 | 1828670000 | SAI-8-F 3P M8 L 10M | SAI Passive, Sensor-actuator passive distributor, M8, Fixed cable version, 10 m, Yes
6711 | 1828710000 | SAI-4-F 3P M8 L 10M | SAI Passive, Sensor-actuator passive distributor, M8, Fixed cable version, 10 m, Yes
6712 | 1828720000 | SAI-4-F 3P M8 L 5M | SAI Passive, Sensor-actuator passive distributor, M8, Fixed cable version, 5 m, Yes
6713 | 1828730000 | SAI-6-S 3P M8 L | SAI Passive, Sensor-actuator passive distributor, M8, with M12 outlet, 8-pole, A-coded, Yes
6714 | 1836960000 | SAIB-8/9 | Sockets prefabricated to customer spec., M12, Female socket, straight
6715 | 1845130150 | SAIL-VSA-1.5V(0.5) | Valve plug with integral seal, One end without connector - valve plug, A
6716 | 1845130300 | SAIL-VSA-3.0V(0.5) | Valve plug with integral seal, One end without connector - valve plug, A
6717 | 1845131000 | SAIL-VSA-10V(0.5) | Valve plug with integral seal, One end without connector - valve plug, A
6718 | 1845141000 | SAIL-VSB-180-10U(0.5) | Valve plug with integral seal, One end without connector - valve plug, B
6719 | 1845161000 | SAIL-VSBD-180-10U(0,5) | Valve plug with integral seal, One end without connector - valve plug, BD
6720 | 1845180500 | SAIL-VSC-5.0U(0.5) | Valve plug with integral seal, One end without connector - valve plug, C
6721 | 1845200150 | SAIL-VSCD-1.5U(0.5) | Valve plug with integral seal, One end without connector - valve plug, CD
6722 | 1845201000 | SAIL-VSCD-10U(0.5) | Valve plug with integral seal, One end without connector - valve plug, CD
6723 | 1847920000 | SAI-8-S 4P FC | Sensor-actuator passive distributor, Push-Pull, M12, with M23 outlet, 12-pole, Yes
6724 | 1847970000 | SAI-4-S 5P FC | Sensor-actuator passive distributor, Push-Pull, M12, with M23 outlet, 19-pole, Yes
6725 | 1848040000 | SAI-8-S 5P FC | Sensor-actuator passive distributor, Push-Pull, M12, with M23 outlet, 19-pole, Yes
6726 | 1849690000 | SAI-4-F 4P M8 L 10M | SAI Passive, Sensor-actuator passive distributor, M8, Fixed cable version, 10 m, Yes
6727 | 1849700000 | SAI-6-F 4P M8 L 5M | SAI Passive, Sensor-actuator passive distributor, M8, Fixed cable version, 5 m, Yes
6728 | 1852730000 | SAIB-3-4-5-IDC(0.75)M12 | Sockets prefabricated to customer spec., M12, Female socket, straight
6729 | 1852740000 | SAIS-4-IDC (0,75) M12 | Plugs prefabricated to customer spec., M12, pin, straight
6730 | 1856120000 | SAIE-M12S-5-0.5U-PG9 | Built-in plugs, M12, pin, straight, PG 9, Number of poles: 5, 0.5 m, Front mounting
6731 | 1856140000 | SAIE-M8B-4-0.5U-FP-M8 | Built-in plugs, M8 thread, Female socket, straight, M 8, Number of poles: 4, 0.5 m
6732 | 1857551000 | SAIL-M8W-3-10U | Sensor/actuator line, One end without connector, M8, Number of poles : 3, 10 m, pin, 90°, Shielded: No, LED: No, Sheath material: PUR, Halogen: No
6733 | 1857560150 | SAIL-M8W-4-1.5U | Sensor/actuator line, One end without connector, M8, Number of poles : 4, 1.5 m, pin, 90°, Shielded: No, LED: No, Sheath material: PUR, Halogen: No
6734 | 1857670150 | SAIL-M8WM8W-3-1.5U | Sensor/actuator line, Connecting line, M8 / M8, Number of poles : 3, 1.5 m, pin, 90° - socket 90°, Shielded: No, LED: No, Sheath material: PUR, Halogen: No
6735 | 1857680150 | SAIL-M8WM8W-4-1.5U | Sensor/actuator line, Connecting line, M8 / M8, Number of poles : 4, 1.5 m, pin, 90° - socket 90°, Shielded: No, LED: No, Sheath material: PUR, Halogen: No
6736 | 1857681000 | SAIL-M8WM8W-4-10U | Sensor/actuator line, Connecting line, M8 / M8, Number of poles : 4, 10 m, pin, 90° - socket 90°, Shielded: No, LED: No, Sheath material: PUR, Halogen: No
6737 | 1857690150 | SAIL-VSA-M12W-1.5U | Valve plug, 90° plug - valve plug, A
6738 | 1857690300 | SAIL-VSA-M12W-3.0U | Valve plug, 90° plug - valve plug, A
6739 | 1857701000 | SAIL-VSB-M12W-10U | Valve plug, 90° plug - valve plug, B
6740 | 1857720300 | SAIL-VSC-M12W-3.0U | Valve plug, 90° plug - valve plug, C
6741 | 1857721000 | SAIL-VSC-M12W-10U | Valve plug, 90° plug - valve plug, C
6742 | 1857730150 | SAIL-VSCD-M12W-1.5U | Valve plug, 90° plug - valve plug, CD
6743 | 1857730500 | SAIL-VSCD-M12W-5.0U | Valve plug, 90° plug - valve plug, CD
6744 | 1859120000 | SAI-8-SH 4P FC | Sensor-actuator passive distributor, Push-Pull, M12, with M23 outlet, 12-pole, Yes
6745 | 1859130000 | SAI-4-SH 5P FC | Sensor-actuator passive distributor, Push-Pull, M12, with M23 outlet, 19-pole, Yes
6746 | 1861090000 | SAIE-M12S-4-0.5U-M16 | Built-in plugs, M12, pin, straight, M 16, Number of poles: 4, 0.5 m, Front mounting
6747 | 1861160000 | SAIE-M12S-4-0.5U-FP-M16 | Built-in plugs, M12, pin, straight, M 16, Number of poles: 4, 0.5 m, Front mounting
6748 | 1861170000 | SAIE-M12S-5-0.5U-FP-M16 | Built-in plugs, M12, pin, straight, M 16, Number of poles: 5, 0.5 m, Front mounting
6749 | 1861220000 | SAIE-M12S-4-0.5U-PG9 | Built-in plugs, M12, pin, straight, PG 9, Number of poles: 4, 0.5 m, Front mounting
6750 | 1861250000 | SAIE-M12B-4-0.5U-PG9 | Built-in plugs, M12, Female socket, straight, PG 9, Number of poles: 4, 0.5 m, Front mounting
6751 | 1861280000 | SAIE-M8R-3-0.5U-FP-M8 | Built-in plugs, M8 snap, pin, straight, M 8, Number of poles: 3, 0.5 m
6752 | 1861290000 | SAIE-M8R-4-0.5U-FP-M8 | Built-in plugs, M8 snap, pin, straight, M 8, Number of poles: 4, 0.5 m
6753 | 1861580000 | SAI-8-S 5P CNOMO | Sensor-actuator passive distributor, Push-Pull, M12, with M23 outlet, 19-pole, No
6754 | 1864730000 | SAIS-2-IDC-M12B-COD | Plugs prefabricated to customer spec., M12, pin, straight
6755 | 1864740000 | SAIB-2-IDC-M12B-COD | Sockets prefabricated to customer spec., M12, Female socket, straight
6756 | 1865870500 | SAIL-M12BG-8-5.0U | Sensor/actuator line, One end without connector, M12, Number of poles : 8, 5 m, Female socket, straight, Shielded: No, LED: No, Sheath material: PUR, Halogen: No
6757 | 1865871500 | SAIL-M12BG-8-15U | Sensor/actuator line, One end without connector, M12, Number of poles : 8, 15 m, Female socket, straight, Shielded: No, LED: No, Sheath material: PUR, Halogen: No
6758 | 1867411000 | SAIL-M12BG-3S10U | Sensor/actuator line, One end without connector, M12, Number of poles : 3, 10 m, Female socket, straight, Shielded: Yes, LED: No, Sheath material: PUR, Halogen: No
6759 | 1871680000 | SAI-8-S12 3P M8 L | SAI Passive, Sensor-actuator passive distributor, M8, with M12 outlet, 12-pole, A-coded, Yes
6760 | 1873040000 | SAIE-M5B-4-0.2U | Built-in plugs, M5, Female socket, straight, M 5, Number of poles: 4, 0.2 m
6761 | 1873060000 | SAIE-M5B-3-0.2U | Built-in plugs, M5, Female socket, straight, M 5, Number of poles: 3, 0.2 m
6762 | 1873130000 | SAIB-VSA-3P/230/9-H/OB | Valve plug, Socket, angled
6763 | 1873180000 | SAIB-VSB-3P/24/9/LD | Valve plug, Socket, angled
6764 | 1873200000 | SAIB-VSC-3P/250/7-OB | Valve plug, Socket, angled
6765 | 1873210000 | SAIB-VSC-4P/250/7-OB | Valve plug, Socket, angled
6766 | 1873302000 | SAIL-M12G-PB-20D | Bus line, One end without connector, M12, Number of poles: 2, 20 m, pin, straight, Shielded: Yes, LED: No, Sheath material: PUR, Halogen: No
6767 | 1873310070 | SAIL-M12GM12G-PB-0.7D | Bus line, Connecting line, M12 / M12, Number of poles: 2, 0.7 m, pin, straight - socket, straight, Shielded: Yes, LED: No, Sheath material: PUR, Halogen: No
6768 | 1873310150 | SAIL-M12GM12G-PB-1.5D | Bus line, Connecting line, M12 / M12, Number of poles: 2, 1.5 m, pin, straight - socket, straight, Shielded: Yes, LED: No, Sheath material: PUR, Halogen: No
6769 | 1873323000 | SAIL-M12BG-PB-30D | Bus line, One end without connector, M12, Number of poles: 2, 30 m, Female socket, straight, Shielded: Yes, LED: No, Sheath material: PUR, Halogen: No
6770 | 1873520000 | HDC HE 6 FP | HDC insert, Female, 500 V, 24 A, Number of poles: 6, PUSH IN, Size: 3
6771 | 1873530000 | HDC HE 6 MP | HDC insert, Male, 500 V, 24 A, Number of poles: 6, PUSH IN, Size: 3
6772 | 1873550000 | HDC HE 10 MP | HDC insert, Male, 500 V, 16 A, Number of poles: 10, PUSH IN, Size: 4
6773 | 1873570000 | HDC HE 16 MP | HDC insert, Male, 500 V, 16 A, Number of poles: 16, PUSH IN, Size: 6
6774 | 1873580000 | HDC HE 24 FP | HDC insert, Female, 500 V, 16 A, Number of poles: 24, PUSH IN, Size: 8
6775 | 1873590000 | HDC HE 24 MP | HDC insert, Male, 500 V, 16 A, Number of poles: 24, PUSH IN, Size: 8
6776 | 1875740000 | HDC HE 16 FP 17-32 | HDC insert, Female, 500 V, 16 A, Number of poles: 16, PUSH IN, Size: 6
6777 | 1900031000 | SCREWTY-M8 F-DM | Cable gland tool for M8 connectors
6778 | 1912111000 | SAIL-ZW-M12BW-3L10U | Sensor/actuator line, Connecting line, M12 / M12, Number of poles : 3, 10 m, Twin cabling, pin, straight, 2x socket, angled, Shielded: No, LED: Yes, Sheath material: PUR, Halogen: No
6779 | 1916701000 | SAIL-VSCD-M8G-3-10U | Valve plug, Straight plug - valve plug
6780 | 1921060000 | SAIS-4/7-(KV) | Plugs prefabricated to customer spec., M12, pin, straight
6781 | 1921070000 | SAIB-5/7-(KV) | Sockets prefabricated to customer spec., M12, Female socket, straight
6782 | 1925302000 | SAIL-M12GM12G-3-20V | Sensor/actuator line, Connecting line, M12 / M12, Number of poles : 3, 20 m, pin, straight - socket, straight, Shielded: No, LED: No, Sheath material: PVC, Halogen: Yes
6783 | 1925310100 | SAIL-M12GM12G-4-1.0V | Sensor/actuator line, Connecting line, M12 / M12, Number of poles : 4, 1 m, pin, straight - socket, straight, Shielded: No, LED: No, Sheath material: PVC, Halogen: Yes
6784 | 1925310200 | SAIL-M12GM12G-4-2.0V | Sensor/actuator line, Connecting line, M12 / M12, Number of poles : 4, 2 m, pin, straight - socket, straight, Shielded: No, LED: No, Sheath material: PVC, Halogen: Yes
6785 | 1925310400 | SAIL-M12GM12G-4-4.0V | Sensor/actuator line, Connecting line, M12 / M12, Number of poles : 4, 4 m, pin, straight - socket, straight, Shielded: No, LED: No, Sheath material: PVC, Halogen: Yes
6786 | 1925320300 | SAIL-M12GM12G-5-3.0V | Sensor/actuator line, Connecting line, M12 / M12, Number of poles : 5, 3 m, pin, straight - socket, straight, Shielded: No, LED: No, Sheath material: PVC, Halogen: Yes
6787 | 1925321000 | SAIL-M12GM12G-5-10V | Sensor/actuator line, Connecting line, M12 / M12, Number of poles : 5, 10 m, pin, straight - socket, straight, Shielded: No, LED: No, Sheath material: PVC, Halogen: Yes
6788 | 1925330150 | SAIL-M12GM12G-2/4-1.5V | Sensor/actuator line, Connecting line, M12 / M12, Number of poles : 3, 1.5 m, pin, straight - socket, straight, Shielded: No, LED: No, Sheath material: PVC, Halogen: Yes
6789 | 1925330500 | SAIL-M12GM12G-2/4-5.0V | Sensor/actuator line, Connecting line, M12 / M12, Number of poles : 3, 5 m, pin, straight - socket, straight, Shielded: No, LED: No, Sheath material: PVC, Halogen: Yes
6790 | 1925340100 | SAIL-M12GM12W-3-1.0V | Sensor/actuator line, Connecting line, M12 / M12, Number of poles : 3, 1 m, pin, straight - socket, 90°, Shielded: No, LED: No, Sheath material: PVC, Halogen: Yes
6791 | 1925340150 | SAIL-M12GM12W-3-1.5V | Sensor/actuator line, Connecting line, M12 / M12, Number of poles : 3, 1.5 m, pin, straight - socket, 90°, Shielded: No, LED: No, Sheath material: PVC, Halogen: Yes
6792 | 1925340200 | SAIL-M12GM12W-3-2.0V | Sensor/actuator line, Connecting line, M12 / M12, Number of poles : 3, 2 m, pin, straight - socket, 90°, Shielded: No, LED: No, Sheath material: PVC, Halogen: Yes
6793 | 1925340300 | SAIL-M12GM12W-3-3.0V | Sensor/actuator line, Connecting line, M12 / M12, Number of poles : 3, 3 m, pin, straight - socket, 90°, Shielded: No, LED: No, Sheath material: PVC, Halogen: Yes
6794 | 1925340500 | SAIL-M12GM12W-3-5.0V | Sensor/actuator line, Connecting line, M12 / M12, Number of poles : 3, 5 m, pin, straight - socket, 90°, Shielded: No, LED: No, Sheath material: PVC, Halogen: Yes
6795 | 1925341000 | SAIL-M12GM12W-3-10V | Sensor/actuator line, Connecting line, M12 / M12, Number of poles : 3, 10 m, pin, straight - socket, 90°, Shielded: No, LED: No, Sheath material: PVC, Halogen: Yes
6796 | 1925350150 | SAIL-M12GM12W-4-1.5V | Sensor/actuator line, Connecting line, M12 / M12, Number of poles : 4, 1.5 m, pin, straight - socket, 90°, Shielded: No, LED: No, Sheath material: PVC, Halogen: Yes
6797 | 1925350250 | SAIL-M12GM12W-4-2.5V | Sensor/actuator line, Connecting line, M12 / M12, Number of poles : 4, 2.5 m, pin, straight - socket, 90°, Shielded: No, LED: No, Sheath material: PVC, Halogen: Yes
6798 | 1925350300 | SAIL-M12GM12W-4-3.0V | Sensor/actuator line, Connecting line, M12 / M12, Number of poles : 4, 3 m, pin, straight - socket, 90°, Shielded: No, LED: No, Sheath material: PVC, Halogen: Yes
6799 | 1925350500 | SAIL-M12GM12W-4-5.0V | Sensor/actuator line, Connecting line, M12 / M12, Number of poles : 4, 5 m, pin, straight - socket, 90°, Shielded: No, LED: No, Sheath material: PVC, Halogen: Yes
6800 | 1925360150 | SAIL-M12GM12W-5-1.5V | Sensor/actuator line, Connecting line, M12 / M12, Number of poles : 5, 1.5 m, pin, straight - socket, 90°, Shielded: No, LED: No, Sheath material: PVC, Halogen: Yes
6801 | 1925360500 | SAIL-M12GM12W-5-5.0V | Sensor/actuator line, Connecting line, M12 / M12, Number of poles : 5, 5 m, pin, straight - socket, 90°, Shielded: No, LED: No, Sheath material: PVC, Halogen: Yes
6802 | 1925381000 | SAIL-M12WM12W-3-10V | Sensor/actuator line, Connecting line, M12 / M12, Number of poles : 3, 10 m, pin, 90° - socket 90°, Shielded: No, LED: No, Sheath material: PVC, Halogen: Yes
6803 | 1925400300 | SAIL-M12WM12W-5-3.0V | Sensor/actuator line, Connecting line, M12 / M12, Number of poles : 5, 3 m, pin, 90° - socket 90°, Shielded: No, LED: No, Sheath material: PVC, Halogen: Yes
6804 | 1925400500 | SAIL-M12WM12W-5-5.0V | Sensor/actuator line, Connecting line, M12 / M12, Number of poles : 5, 5 m, pin, 90° - socket 90°, Shielded: No, LED: No, Sheath material: PVC, Halogen: Yes
6805 | 1925401000 | SAIL-M12WM12W-5-10V | Sensor/actuator line, Connecting line, M12 / M12, Number of poles : 5, 10 m, pin, 90° - socket 90°, Shielded: No, LED: No, Sheath material: PVC, Halogen: Yes
6806 | 1925410300 | SAIL-M12GM12W-3L3.0V | Sensor/actuator line, Connecting line, M12 / M12, Number of poles : 3, 3 m, pin, straight - socket, 90°, Shielded: No, LED: Yes, Sheath material: PVC, Halogen: Yes
6807 | 1925411000 | SAIL-M12GM12W-3L10V | Sensor/actuator line, Connecting line, M12 / M12, Number of poles : 3, 10 m, pin, straight - socket, 90°, Shielded: No, LED: Yes, Sheath material: PVC, Halogen: Yes
6808 | 1925431000 | SAIL-M12G-3-10V | Sensor/actuator line, One end without connector, M12, Number of poles : 3, 10 m, pin, straight, Shielded: No, LED: No, Sheath material: PVC, Halogen: Yes
6809 | 1925440500 | SAIL-M12G-4-5.0V | Sensor/actuator line, One end without connector, M12, Number of poles : 4, 5 m, pin, straight, Shielded: No, LED: No, Sheath material: PVC, Halogen: Yes
6810 | 1925441000 | SAIL-M12G-4-10V | Sensor/actuator line, One end without connector, M12, Number of poles : 4, 10 m, pin, straight, Shielded: No, LED: No, Sheath material: PVC, Halogen: Yes
6811 | 1925450500 | SAIL-M12G-5-5.0V | Sensor/actuator line, One end without connector, M12, Number of poles : 5, 5 m, pin, straight, Shielded: No, LED: No, Sheath material: PVC, Halogen: Yes
6812 | 1925460150 | SAIL-M12BW-3L1.5V | Sensor/actuator line, One end without connector, M12, Number of poles : 3, 1.5 m, Socket, angled, Shielded: No, LED: Yes, Sheath material: PVC, Halogen: Yes
6813 | 1925470300 | SAIL-M12BW-4-2L3.0V | Sensor/actuator line, One end without connector, M12, Number of poles : 4, 3 m, Socket, angled, Shielded: No, LED: Yes, Sheath material: PVC, Halogen: Yes
6814 | 1925470500 | SAIL-M12BW-4-2L5.0V | Sensor/actuator line, One end without connector, M12, Number of poles : 4, 5 m, Socket, angled, Shielded: No, LED: Yes, Sheath material: PVC, Halogen: Yes
6815 | 1925510300 | SAIL-M12W-3-3.0V | Sensor/actuator line, One end without connector, M12, Number of poles : 3, 3 m, pin, 90°, Shielded: No, LED: No, Sheath material: PVC, Halogen: Yes
6816 | 1925520150 | SAIL-M12W-4-1.5V | Sensor/actuator line, One end without connector, M12, Number of poles : 4, 1.5 m, pin, 90°, Shielded: No, LED: No, Sheath material: PVC, Halogen: Yes
6817 | 1925531000 | SAIL-M12W-5-10V | Sensor/actuator line, One end without connector, M12, Number of poles : 5, 10 m, pin, 90°, Shielded: No, LED: No, Sheath material: PVC, Halogen: Yes
6818 | 1925570300 | SAIL-M12BG-3-3.0V | Sensor/actuator line, One end without connector, M12, Number of poles : 3, 3 m, Female socket, straight, Shielded: No, LED: No, Sheath material: PVC, Halogen: Yes
6819 | 1925580150 | SAIL-M12BG-4-1.5V | Sensor/actuator line, One end without connector, M12, Number of poles : 4, 1.5 m, Female socket, straight, Shielded: No, LED: No, Sheath material: PVC, Halogen: Yes
6820 | 1925580200 | SAIL-M12BG-4-2.0V | Sensor/actuator line, One end without connector, M12, Number of poles : 4, 2 m, Female socket, straight, Shielded: No, LED: No, Sheath material: PVC, Halogen: Yes
6821 | 1925580300 | SAIL-M12BG-4-3.0V | Sensor/actuator line, One end without connector, M12, Number of poles : 4, 3 m, Female socket, straight, Shielded: No, LED: No, Sheath material: PVC, Halogen: Yes
6822 | 1925581500 | SAIL-M12BG-4-15V | Sensor/actuator line, One end without connector, M12, Number of poles : 4, 15 m, Female socket, straight, Shielded: No, LED: No, Sheath material: PVC, Halogen: Yes
6823 | 1925582000 | SAIL-M12BG-4-20V | Sensor/actuator line, One end without connector, M12, Number of poles : 4, 20 m, Female socket, straight, Shielded: No, LED: No, Sheath material: PVC, Halogen: Yes
6824 | 1925582500 | SAIL-M12BG-4-25V | Sensor/actuator line, One end without connector, M12, Number of poles : 4, 25 m, Female socket, straight, Shielded: No, LED: No, Sheath material: PVC, Halogen: Yes
6825 | 1925593000 | SAIL-M12BG-5-30V | Sensor/actuator line, One end without connector, M12, Number of poles : 5, 30 m, Female socket, straight, Shielded: No, LED: No, Sheath material: PVC, Halogen: Yes
6826 | 1925630200 | SAIL-M12BW-3-2.0V | Sensor/actuator line, One end without connector, M12, Number of poles : 3, 2 m, Socket, angled, Shielded: No, LED: No, Sheath material: PVC, Halogen: Yes
6827 | 1925631000 | SAIL-M12BW-3-10V | Sensor/actuator line, One end without connector, M12, Number of poles : 3, 10 m, Socket, angled, Shielded: No, LED: No, Sheath material: PVC, Halogen: Yes
6828 | 1927171000 | SAIL-M8GM8W-3-10V | Sensor/actuator line, Connecting line, M8 / M8, Number of poles : 3, 10 m, pin, straight - socket, 90°, Shielded: No, LED: No, Sheath material: PVC, Halogen: Yes
6829 | 1927180150 | SAIL-M8GM8W-4-1.5V | Sensor/actuator line, Connecting line, M8 / M8, Number of poles : 4, 1.5 m, pin, straight - socket, 90°, Shielded: No, LED: No, Sheath material: PVC, Halogen: Yes
6830 | 1927180500 | SAIL-M8GM8W-4-5.0V | Sensor/actuator line, Connecting line, M8 / M8, Number of poles : 4, 5 m, pin, straight - socket, 90°, Shielded: No, LED: No, Sheath material: PVC, Halogen: Yes
6831 | 1927190500 | SAIL-M8GM8W-3L5.0V | Sensor/actuator line, Connecting line, M8 / M8, Number of poles : 3, 5 m, pin, straight - socket, 90°, Shielded: No, LED: Yes, Sheath material: PVC, Halogen: Yes
6832 | 1927200300 | SAIL-M8GM8W-4L3.0V | Sensor/actuator line, Connecting line, M8 / M8, Number of poles : 4, 3 m, pin, straight - socket, 90°, Shielded: No, LED: Yes, Sheath material: PVC, Halogen: Yes
6833 | 1927211000 | SAIL-M8WM8W-3-10V | Sensor/actuator line, Connecting line, M8 / M8, Number of poles : 3, 10 m, pin, 90° - socket 90°, Shielded: No, LED: No, Sheath material: PVC, Halogen: Yes
6834 | 1927220150 | SAIL-M8WM8W-4-1.5V | Sensor/actuator line, Connecting line, M8 / M8, Number of poles : 4, 1.5 m, pin, 90° - socket 90°, Shielded: No, LED: No, Sheath material: PVC, Halogen: Yes
6835 | 1927230500 | SAIL-M8G-3-5.0V | Sensor/actuator line, One end without connector, M12 / M8, Number of poles : 3, 5 m, pin, straight, Shielded: No, LED: No, Sheath material: PVC, Halogen: Yes
6836 | 1927240300 | SAIL-M8BG-3-3.0V | Sensor/actuator line, One end without connector, M12 / M8, Number of poles : 3, 3 m, Female socket, straight, Shielded: No, LED: No, Sheath material: PVC, Halogen: Yes
6837 | 1927320500 | SAIL-M8BW-3-5.0V | Sensor/actuator line, One end without connector, M12 / M8, Number of poles : 3, 5 m, Socket, angled, Shielded: No, LED: No, Sheath material: PVC, Halogen: Yes
6838 | 1927321000 | SAIL-M8BW-3-10V | Sensor/actuator line, One end without connector, M12 / M8, Number of poles : 3, 10 m, Socket, angled, Shielded: No, LED: No, Sheath material: PVC, Halogen: Yes
6839 | 1927330150 | SAIL-M8W-4-1.5V | Sensor/actuator line, One end without connector, M8, Number of poles : 4, 1.5 m, pin, 90°, Shielded: No, LED: No, Sheath material: PVC, Halogen: Yes
6840 | 1927341000 | SAIL-M8BW-4-10V | Sensor/actuator line, One end without connector, M8, Number of poles : 4, 10 m, Socket, angled, Shielded: No, LED: No, Sheath material: PVC, Halogen: Yes
6841 | 1927341500 | SAIL-M8BW-4-15V | Sensor/actuator line, One end without connector, M8, Number of poles : 4, 1.5 m, Shielded: No, LED: No, Sheath material: PVC, Halogen: Yes
6842 | 1927350500 | SAIL-M8BW-3L5.0V | Sensor/actuator line, One end without connector, M12 / M8, Number of poles : 3, 5 m, Socket, angled, Shielded: No, LED: Yes, Sheath material: PVC, Halogen: Yes
6843 | 1927351000 | SAIL-M8BW-3L10V | Sensor/actuator line, One end without connector, M12 / M8, Number of poles : 3, 10 m, Socket, angled, Shielded: No, LED: Yes, Sheath material: PVC, Halogen: Yes
6844 | 1937970050 | SAIL-M8WM12W-3-0.5U | Sensor/actuator line, Connecting line, M8 / M12, Number of poles : 3, 0.5 m, pin, straight - socket, 90°, Shielded: No, LED: No, Sheath material: PUR, Halogen: No
6845 | 1937970150 | SAIL-M8WM12W-3-1.5U | Sensor/actuator line, Connecting line, M8 / M12, Number of poles : 3, 1.5 m, pin, straight - socket, 90°, Shielded: No, LED: No, Sheath material: PUR, Halogen: No
6846 | 1937980300 | SAIL-M8GM12G-4-3.0U | Sensor/actuator line, Connecting line, M8 / M12, Number of poles : 4, 3 m, pin, straight - socket, straight, Shielded: No, LED: No, Sheath material: PUR, Halogen: No
6847 | 1937990500 | SAIL-M8GM12W-4-5.0U | Sensor/actuator line, Connecting line, M8 / M12, Number of poles : 4, 5 m, pin, straight - socket, 90°, Shielded: No, LED: No, Sheath material: PUR, Halogen: No
6848 | 1938000150 | SAIL-M8WM12W-4-1.5U | Sensor/actuator line, Connecting line, M8 / M12, Number of poles : 4, 1.5 m, pin, straight - socket, 90°, Shielded: No, LED: No, Sheath material: PUR, Halogen: No
6849 | 1938000300 | SAIL-M8WM12W-4-3.0U | Sensor/actuator line, Connecting line, M8 / M12, Number of poles : 4, 3 m, pin, straight - socket, 90°, Shielded: No, LED: No, Sheath material: PUR, Halogen: No
6850 | 1938171000 | SAIL-M12GM8G-3-10V | Sensor/actuator line, Connecting line, M12 / M8, Number of poles : 3, 10 m, pin, straight - socket, straight, Shielded: No, LED: No, Sheath material: PVC, Halogen: Yes
6851 | 1938180300 | SAIL-M12GM8W-3-3.0V | Sensor/actuator line, Connecting line, M12 / M8, Number of poles : 3, 3 m, pin, straight - socket, 90°, Shielded: No, LED: No, Sheath material: PVC, Halogen: Yes
6852 | 1938181000 | SAIL-M12GM8W-3-10V | Sensor/actuator line, Connecting line, M12 / M8, Number of poles : 3, 10 m, pin, straight - socket, 90°, Shielded: No, LED: No, Sheath material: PVC, Halogen: Yes
6853 | 1938190500 | SAIL-M12WM8W-3-5.0V | Sensor/actuator line, Connecting line, M12 / M8, Number of poles : 3, 5 m, pin, 90° - socket 90°, Shielded: No, LED: No, Sheath material: PVC, Halogen: Yes
6854 | 1938191000 | SAIL-M12WM8W-3-10V | Sensor/actuator line, Connecting line, M12 / M8, Number of poles : 3, 10 m, pin, 90° - socket 90°, Shielded: No, LED: No, Sheath material: PVC, Halogen: Yes
6855 | 1938201000 | SAIL-M12GM8G-4-10V | Sensor/actuator line, Connecting line, M12 / M8, Number of poles : 4, 10 m, pin, straight - socket, straight, Shielded: No, LED: No, Sheath material: PVC, Halogen: Yes
6856 | 1938220150 | SAIL-M12WM8W-4-1.5V | Sensor/actuator line, Connecting line, M12 / M8, Number of poles : 4, 1.5 m, pin, 90° - socket 90°, Shielded: No, LED: No, Sheath material: PVC, Halogen: Yes
6857 | 1938220500 | SAIL-M12WM8W-4-5.0V | Sensor/actuator line, Connecting line, M12 / M8, Number of poles : 4, 5 m, pin, 90° - socket 90°, Shielded: No, LED: No, Sheath material: PVC, Halogen: Yes
6858 | 1938221000 | SAIL-M12WM8W-4-10V | Sensor/actuator line, Connecting line, M12 / M8, Number of poles : 4, 10 m, pin, 90° - socket 90°, Shielded: No, LED: No, Sheath material: PVC, Halogen: Yes
6859 | 1938241000 | SAIL-M8GM12W-3-10V | Sensor/actuator line, Connecting line, M8 / M12, Number of poles : 3, 10 m, pin, straight - socket, 90°, Shielded: No, LED: No, Sheath material: PVC, Halogen: Yes
6860 | 1938250300 | SAIL-M8WM12W-3-3.0V | Sensor/actuator line, Connecting line, M8 / M12, Number of poles : 3, 3 m, pin, straight - socket, 90°, Shielded: No, LED: No, Sheath material: PVC, Halogen: Yes
6861 | 1938260300 | SAIL-M8GM12G-4-3.0V | Sensor/actuator line, Connecting line, M8 / M12, Number of poles : 4, 3 m, pin, straight - socket, straight, Shielded: No, LED: No, Sheath material: PVC, Halogen: Yes
6862 | 1938260500 | SAIL-M8GM12G-4-5.0V | Sensor/actuator line, Connecting line, M8 / M12, Number of poles : 4, 5 m, pin, straight - socket, straight, Shielded: No, LED: No, Sheath material: PVC, Halogen: Yes
6863 | 1938270300 | SAIL-M8GM12W-4-3.0V | Sensor/actuator line, Connecting line, M8 / M12, Number of poles : 4, 3 m, pin, straight - socket, 90°, Shielded: No, LED: No, Sheath material: PVC, Halogen: Yes
6864 | 1938281000 | SAIL-M8WM12W-4-10V | Sensor/actuator line, Connecting line, M8 / M12, Number of poles : 4, 10 m, pin, straight - socket, 90°, Shielded: No, LED: No, Sheath material: PVC, Halogen: Yes
6865 | 1938610000 | SAI-AU M12 SB 8DI | SAI Active, Subbus, Complete modul
6866 | 1938630000 | SAI-AU M8 SB 8DIO | SAI Active, Subbus, Complete modul
6867 | 1939410200 | SAIV-M12BG-2/4-2.0U | Sensor/actuator line, One end without connector, M12, Number of poles : 4, 2 m, Female socket, straight, Shielded: No, LED: No, Sheath material: PUR, Halogen: No
6868 | 1948471000 | SAIL-M8GM8GR-3-10U | Sensor/actuator line, Connecting line, M8 / M8, Number of poles : 3, 10 m, pin, straight - socket, straight, Shielded: No, LED: No, Sheath material: PUR, Halogen: No
6869 | 1948480500 | SAIL-M8GM8WR-3-5.0U | Sensor/actuator line, Connecting line, M8 / M8, Number of poles : 3, 5 m, pin, straight - socket, 90°, Shielded: No, LED: No, Sheath material: PUR, Halogen: No
6870 | 1948481000 | SAIL-M8GM8WR-3-10U | Sensor/actuator line, Connecting line, M8 / M8, Number of poles : 3, 10 m, pin, straight - socket, 90°, Shielded: No, LED: No, Sheath material: PUR, Halogen: No
6871 | 1948530500 | SAIL-M8BGR-4-5.0U | Sensor/actuator line, One end without connector, M8, Number of poles : 4, 5 m, Female socket, straight, Shielded: No, LED: No, Sheath material: PUR, Halogen: No
6872 | 1948541000 | SAIL-M8BWR-4-10U | Sensor/actuator line, One end without connector, M8, Number of poles : 4, 10 m, Socket, angled, Shielded: No, LED: No, Sheath material: PUR, Halogen: No
6873 | 1948660500 | SAIL-M8GM8WR-3-5.0V | Sensor/actuator line, Connecting line, M8 / M8, Number of poles : 3, 5 m, pin, straight - socket, 90°, Shielded: No, LED: No, Sheath material: PVC, Halogen: Yes
6874 | 1948700500 | SAIL-M8WM8WR-4-5.0V | Sensor/actuator line, Connecting line, M8 / M8, Number of poles : 4, 5 m, pin, 90° - socket 90°, Shielded: No, LED: No, Sheath material: PVC, Halogen: Yes
6875 | 1948710150 | SAIL-M8BGR-3-1.5V | Sensor/actuator line, One end without connector, M12 / M8, Number of poles : 3, 1.5 m, Female socket, straight, Shielded: No, LED: No, Sheath material: PVC, Halogen: Yes
6876 | 1948740300 | SAIL-M8BWR-4-3.0V | Sensor/actuator line, One end without connector, M8, Number of poles : 4, 3 m, Socket, angled, Shielded: No, LED: No, Sheath material: PVC, Halogen: Yes
6877 | 1952230300 | SAIL-M8GM8G-K24-3.0U | Sensor/actuator line, Connecting line, M8 / M8, Number of poles : 3, 3 m, pin, straight - socket, straight, Shielded: No, LED: No, Sheath material: PUR, Halogen: No
6878 | 1962290150 | SAIL-M12GM8W-3L1.5V | Sensor/actuator line, Connecting line, M12 / M8, Number of poles : 3, 1.5 m, pin, straight - socket, 90°, Shielded: No, LED: Yes, Sheath material: PVC, Halogen: Yes
6879 | 1962410000 | SAIB-4-IDC-EMV-M12 | Sockets prefabricated to customer spec., M12, Female socket, straight
6880 | 1962420000 | SAIS-4-IDC-EMV-M12 | Plugs prefabricated to customer spec., M12, pin, straight
6881 | 1962800150 | SAIL-M12BG-B-USB-1.5U | Bus line, Connecting line, M12, Number of poles: 4, 1.5 m, pin, straight, Shielded: Yes, LED: No, Sheath material: PUR, Halogen: No
6882 | 1963910060 | SAIL-M12GM12W-4-3L0.6U | Sensor/actuator line, Connecting line, M12 / M12, Number of poles : 4, 0.6 m, pin, straight - socket, 90°, Shielded: No, LED: Yes, Sheath material: PUR, Halogen: No
6883 | 1963911000 | SAIL-M12GM12W-4-3L10U | Sensor/actuator line, Connecting line, M12 / M12, Number of poles : 4, 10 m, pin, straight - socket, 90°, Shielded: No, LED: Yes, Sheath material: PUR, Halogen: No
6884 | 1963920300 | SAIL-M12GM12W-5-3LW3.0TP | Sensor/actuator line, Connecting line, M12 / M12, Number of poles : 5, 3 m, pin, straight - socket, 90°, Shielded: No, LED: Yes, Sheath material: PUR, Halogen: No
6885 | 1964280060 | SAIL-ZW-M12BW-2/4-0.6U | Sensor/actuator line, Connecting line, M12 / M12, Number of poles : 4, 0.6 m, Twin cabling, pin, straight, 2x socket, angled, Shielded: No, LED: No, Sheath material: PUR, Halogen: No
6886 | 1964280150 | SAIL-ZW-M12BW-2/4-1.5U | Sensor/actuator line, Connecting line, M12 / M12, Number of poles : 4, 1.5 m, Twin cabling, pin, straight, 2x socket, angled, Shielded: No, LED: No, Sheath material: PUR, Halogen: No
6887 | 1964300300 | SAIL-ZW-M8BW-3-3.0U | Sensor/actuator line, Connecting line, M12 / M8, Number of poles : 3, 3 m, Twin cabling, pin, straight, 2x socket, angled, Shielded: No, LED: No, Sheath material: PUR, Halogen: No
6888 | 1964300500 | SAIL-ZW-M8BW-3-5.0U | Sensor/actuator line, Connecting line, M12 / M8, Number of poles : 3, 5 m, Twin cabling, pin, straight, 2x socket, angled, Shielded: No, LED: No, Sheath material: PUR, Halogen: No
6889 | 1964310500 | SAIL-ZW-3-5.0U | Sensor/actuator line, One end without connector, M12, Number of poles : 3, 5 m, Twin cabling, pin, straight, Shielded: No, LED: No, Sheath material: PUR, Halogen: No
6890 | 1964311000 | SAIL-ZW-3-10U | Sensor/actuator line, One end without connector, M12, Number of poles : 3, 10 m, Twin cabling, pin, straight, Shielded: No, LED: No, Sheath material: PUR, Halogen: No
6891 | 1964700150 | SAIL-M12G-CD-1.5A | Bus line, One end without connector, M12, Number of poles: 5, 1.5 m, pin, straight, Shielded: Yes, LED: No, Sheath material: PUR, Halogen: No
6892 | 1964700300 | SAIL-M12G-CD-3.0A | Bus line, One end without connector, M12, Number of poles: 5, 3 m, pin, straight, Shielded: Yes, LED: No, Sheath material: PUR, Halogen: No
6893 | 1964710030 | SAIL-M12GM12G-CD-0.3A | Bus line, Connecting line, M12 / M12, Number of poles: 5, 0.3 m, pin, straight - socket, straight, Shielded: Yes, LED: No, Sheath material: PUR, Halogen: No
6894 | 1964710300 | SAIL-M12GM12G-CD-3.0A | Bus line, Connecting line, M12 / M12, Number of poles: 5, 3 m, pin, straight - socket, straight, Shielded: Yes, LED: No, Sheath material: PUR, Halogen: No
6895 | 1968590300 | SAIL-M12BG-3-3.0T | Sensor/actuator line, One end without connector, M12, Number of poles : 3, 3 m, Female socket, straight, Shielded: No, LED: No, Sheath material: PUR, Halogen: No
6896 | 1981560000 | SCREWTY M23 | Bolting tool
6897 | 1981900015 | SAIL-M8GM8G-4S-0.15U | Bus line, Connecting line, M8 / M8, Number of poles: 4, 0.15 m, pin, straight - socket, straight, Shielded: Yes, LED: No, Sheath material: PUR, Halogen: No
6898 | 1981900150 | SAIL-M8GM8G-4S-1.5U | Bus line, Connecting line, M8 / M8, Number of poles: 4, 1.5 m, pin, straight - socket, straight, Shielded: Yes, LED: No, Sheath material: PUR, Halogen: No
6899 | 1981900200 | SAIL-M8GM8G-4S-2.0U | Bus line, Connecting line, M8 / M8, Number of poles: 4, 2 m, pin, straight - socket, straight, Shielded: Yes, LED: No, Sheath material: PUR, Halogen: No
6900 | 1981900750 | SAIL-M8GM8G-4S-7.5U | Bus line, Connecting line, M8 / M8, Number of poles: 4, 7.5 m, pin, straight - socket, straight, Shielded: Yes, LED: No, Sheath material: PUR, Halogen: No
6901 | 1981901000 | SAIL-M8GM8G-4S-10U | Bus line, Connecting line, M8 / M8, Number of poles: 4, 10 m, pin, straight - socket, straight, Shielded: Yes, LED: No, Sheath material: PUR, Halogen: No
6902 | 1981901250 | SAIL-M8GM8G-4S-12.5U | Bus line, Connecting line, M8 / M8, Number of poles: 4, 12.5 m, pin, straight - socket, straight, Shielded: Yes, LED: No, Sheath material: PUR, Halogen: No
6903 | 1981902000 | SAIL-M8GM8G-4S-20U | Bus line, Connecting line, M8 / M8, Number of poles: 4, 20 m, pin, straight - socket, straight, Shielded: Yes, LED: No, Sheath material: PUR, Halogen: No
6904 | 1981910500 | SAIL-M8BG-4S-5.0U | Bus line, One end without connector, M8, Number of poles: 4, 5 m, Female socket, straight, Shielded: Yes, LED: No, Sheath material: PUR, Halogen: No
6905 | 1981920150 | SAIL-M8G-4S-1.5U | Bus line, One end without connector, M8, Number of poles: 4, 1.5 m, pin, straight, Shielded: Yes, LED: No, Sheath material: PUR, Halogen: No
6906 | 1984530400 | SAIL-M12GM8GR-3-4.0U | Sensor/actuator line, Connecting line, M12 / M8, Number of poles : 3, 4 m, pin, straight - socket, straight, Shielded: No, LED: No, Sheath material: PUR, Halogen: No
6907 | 1984530500 | SAIL-M12GM8GR-3-5.0U | Sensor/actuator line, Connecting line, M12 / M8, Number of poles : 3, 5 m, pin, straight - socket, straight, Shielded: No, LED: No, Sheath material: PUR, Halogen: No
6908 | 1984530550 | SAIL-M12GM8GR-3-5.5U | Sensor/actuator line, Connecting line, M12 / M8, Number of poles : 3, 5.5 m, pin, straight - socket, straight, Shielded: No, LED: No, Sheath material: PUR, Halogen: No
6909 | 1984531000 | SAIL-M12GM8GR-3-10U | Sensor/actuator line, Connecting line, M12 / M8, Number of poles : 3, 10 m, pin, straight - socket, straight, Shielded: No, LED: No, Sheath material: PUR, Halogen: No
6910 | 1995800000 | SAI-M23-GS-L-7/12 | Sensor/Actuator plug-in connector, Empty enclosure
6911 | 1995840000 | SAI-M23-GS-7/12 | Sensor/Actuator plug-in connector, Empty enclosure
6912 | 9456100250 | SAIL-M12G-4-2.5U | Sensor/actuator line, One end without connector, M12, Number of poles : 4, 2.5 m, pin, straight, Shielded: No, LED: No, Sheath material: PUR, Halogen: No
6913 | 9456140120 | SAIL-M12BG-5S1.2U | Sensor/actuator line, One end without connector, M12, Number of poles : 5, 1.2 m, Female socket, straight, Shielded: Yes, LED: No, Sheath material: PUR, Halogen: No
6914 | 9456140300 | SAIL-M12BG-5S3.0U | Sensor/actuator line, One end without connector, M12, Number of poles : 5, 3 m, Female socket, straight, Shielded: Yes, LED: No, Sheath material: PUR, Halogen: No
6915 | 1877440150 | SAIB-M23-12P-AN-1,5M | Sensor/actuator line, One end without connector, M23, Inner thread, Number of poles: 12, 1.5 m, Socket, angled, Shielded: No, LED: No, Sheath material: PUR, Halogen: No
6916 | 1005460300 | SAIL-ZW-M12BG-3-3.0U | Sensor/actuator line, Connecting line, M12 / M12, Number of poles : 3, 3 m, Twin cabling, pin, straight, 2x socket, straight, Shielded: No, LED: No, Sheath material: PUR, Halogen: No
6917 | 1005461000 | SAIL-ZW-M12BG-3-10U | Sensor/actuator line, Connecting line, M12 / M12, Number of poles : 3, 10 m, Twin cabling, pin, straight, 2x socket, straight, Shielded: No, LED: No, Sheath material: PUR, Halogen: No
6918 | 1007070000 | SAIBW-5/9-(KV) | Sockets prefabricated to customer spec., M12, Socket, angled
6919 | 1007080000 | SAIS-5/9-(KV) | Plugs prefabricated to customer spec., M12, pin, straight
6920 | 1007090000 | SAIB-5/9-(KV) | Sockets prefabricated to customer spec., M12, Female socket, straight
6921 | 1009170300 | SAIL-M12GM8G-3/4-3.0U | Sensor/actuator line, Connecting line, M12 / M8, Number of poles : 3, 3 m, pin, straight - socket, straight, Shielded: No, LED: No, Sheath material: PUR, Halogen: No
6922 | 1009180800 | SAIL-M12BGM12G-4-8.0U | Sensor/actuator line, Connecting line, M12 / M12, Number of poles : 4, 8 m, Female socket, straight - Female socket, straight, Shielded: No, LED: No, Sheath material: PUR, Halogen: No
6923 | 1009370000 | SAI-T-5S-PARA | Y connector, M12
6924 | 1010840015 | IE-C5DB4RE0015MCSXXX-X | System cable, M12 D-code ? IP 67 straight pin, Open, Cat.5 (ISO/IEC 11801) / Cat.5e (TIA T568-B), Radox GKW S, 1.5 m
6925 | 1010840030 | IE-C5DB4RE0030MCSXXX-X | System cable, M12 D-code ? IP 67 straight pin, Open, Cat.5 (ISO/IEC 11801) / Cat.5e (TIA T568-B), Radox GKW S, 3 m
6926 | 1011630800 | SAIL-M12BWM12W-3-8.0T | Sensor/actuator line, Connecting line, M12 / M12, Number of poles : 3, 8 m, Socket, angled - socket, angled, Shielded: No, LED: No, Sheath material: PUR, Halogen: No
6927 | 1021730150 | SAIL-M12GM12G-4-1.5T | Sensor/actuator line, Connecting line, M12 / M12, Number of poles : 4, 1.5 m, pin, straight - socket, straight, Shielded: No, LED: No, Sheath material: PUR, Halogen: No
6928 | 1021730500 | SAIL-M12GM12G-4-5.0T | Sensor/actuator line, Connecting line, M12 / M12, Number of poles : 4, 5 m, pin, straight - socket, straight, Shielded: No, LED: No, Sheath material: PUR, Halogen: No
6929 | 1026180150 | SAIL-VSB-M8W-3-1.5U | Valve plug, 90° plug - valve plug
6930 | 1044700000 | SAIS-5/9-ZF | Plugs prefabricated to customer spec., M12, pin, straight
6931 | 1057720000 | SAI-6-S 3P M8 L SL | Sensor-actuator passive distributor, M8, with M12 outlet, 8-pole, A-coded, Yes
6932 | 1057940000 | SAI-T-5-M12/M12 B-COD | Y connector, M12
6933 | 1058390000 | SAI-8-F 5P PUR 25M | Sensor-actuator passive distributor, M12, Fixed cable version, 25 m, Yes
6934 | 1058500150 | SAIL-M12GM12G-4S1.5U | Sensor/actuator line, Connecting line, M12 / M12, Number of poles : 4, 1.5 m, pin, straight - socket, straight, Shielded: Yes, LED: No, Sheath material: PUR, Halogen: No
6935 | 1058540300 | SAIL-M12BG-PB-3.0E | Bus line, One end without connector, M12, Number of poles: 2, 3 m, Female socket, straight, Shielded: Yes, LED: No, Sheath material: PVC, Halogen: Yes
6936 | 1058570150 | SAIL-M12GM12G-PB-1.5E | Bus line, Connecting line, M12 / M12, Number of poles: 2, 1.5 m, pin, straight - socket, straight, Shielded: Yes, LED: No, Sheath material: PVC, Halogen: Yes
6937 | 1059330030 | IE-C5DD4UG0030MSSMCS-E | Dragline cable, PROFINET, M12 D-code ? IP 67 straight pin, M12 D-code ? IP 67 straight socket, Cat.5 (ISO/IEC 11801) / Cat.5e (TIA T568-B), PUR, 3 m
6938 | 1059340050 | IE-C5DB4RE0050MSSMCS-E | System cable, M12 D-code ? IP 67 straight pin, M12 D-code ? IP 67 straight socket, Cat.5 (ISO/IEC 11801) / Cat.5e (TIA T568-B), Radox GKW S, 5 m
6939 | 1059540300 | SAIL-M12GM12W-5S3.0U | Sensor/actuator line, Connecting line, M12 / M12, Number of poles : 5, 3 m, pin, straight - socket, 90°, Shielded: Yes, LED: No, Sheath material: PUR, Halogen: No
6940 | 1059650300 | SAIL-M12W-4S3.0U | Sensor/actuator line, One end without connector, M12, Number of poles : 4, 3 m, pin, 90°, Shielded: Yes, LED: No, Sheath material: PUR, Halogen: No
6941 | 1059681000 | SAIL-M12WM12G-3S10U | Sensor/actuator line, Connecting line, M12 / M12, Number of poles : 3, 10 m, pin, angled - bush straight, Shielded: Yes, LED: No, Sheath material: PUR, Halogen: No
6942 | 1059710500 | SAIL-M12WM12G-5S5.0U | Sensor/actuator line, Connecting line, M12 / M12, Number of poles : 5, 5 m, pin, angled - bush straight, Shielded: Yes, LED: No, Sheath material: PUR, Halogen: No
6943 | 1059711000 | SAIL-M12WM12G-5S10U | Sensor/actuator line, Connecting line, M12 / M12, Number of poles : 5, 10 m, pin, angled - bush straight, Shielded: Yes, LED: No, Sheath material: PUR, Halogen: No
6944 | 1059720150 | SAIL-M12WM12W-3S1.5U | Sensor/actuator line, Connecting line, M12 / M12, Number of poles : 3, 1.5 m, pin, 90° - socket 90°, Shielded: Yes, LED: No, Sheath material: PUR, Halogen: No
6945 | 1059730300 | SAIL-M12WM12W-4S3.0U | Sensor/actuator line, Connecting line, M12 / M12, Number of poles : 4, 3 m, pin, 90° - socket 90°, Shielded: Yes, LED: No, Sheath material: PUR, Halogen: No
6946 | 1059730500 | SAIL-M12WM12W-4S5.0U | Sensor/actuator line, Connecting line, M12 / M12, Number of poles : 4, 5 m, pin, 90° - socket 90°, Shielded: Yes, LED: No, Sheath material: PUR, Halogen: No
6947 | 1059731000 | SAIL-M12WM12W-4S10U | Sensor/actuator line, Connecting line, M12 / M12, Number of poles : 1, 10 m, pin, 90° - socket 90°, Shielded: Yes, LED: No, Sheath material: PUR, Halogen: No
6948 | 1059750030 | IE-C5DD4UG0030MCAXXX-X | Dragline cable, PROFINET, M12 D-code ? IP 67 angled pin, Open, Cat.5 (ISO/IEC 11801) / Cat.5e (TIA T568-B), PUR, 3 m
6949 | 1059760100 | IE-C5DD4UG0100MCAA20-E | Dragline cable, PROFINET, M12 D-code ? IP 67 angled pin, RJ45 IP 20, Cat.5 (ISO/IEC 11801) / Cat.5e (TIA T568-B), PUR, 10 m
6950 | 1059770015 | IE-C5DD4UG0015MCSMCA-E | Dragline cable, PROFINET, M12 D-code ? IP 67 straight pin, M12 D-code ? IP 67 angled pin, Cat.5 (ISO/IEC 11801) / Cat.5e (TIA T568-B), PUR, 1.5 m
6951 | 1059770050 | IE-C5DD4UG0050MCSMCA-E | Dragline cable, PROFINET, M12 D-code ? IP 67 straight pin, M12 D-code ? IP 67 angled pin, Cat.5 (ISO/IEC 11801) / Cat.5e (TIA T568-B), PUR, 5 m
6952 | 1059890050 | IE-C5DD4UG0050MCAMCA-E | Dragline cable, PROFINET, M12 D-code ? IP 67 angled pin, M12 D-code ? IP 67 angled pin, Cat.5 (ISO/IEC 11801) / Cat.5e (TIA T568-B), PUR, 5 m
6953 | 1059890100 | IE-C5DD4UG0100MCAMCA-E | Dragline cable, PROFINET, M12 D-code ? IP 67 angled pin, M12 D-code ? IP 67 angled pin, Cat.5 (ISO/IEC 11801) / Cat.5e (TIA T568-B), PUR, 10 m
6954 | 1059900030 | IE-C5DB4RE0030MCAXXX-X | System cable, M12 D-code ? IP 67 angled pin, Open, Cat.5 (ISO/IEC 11801) / Cat.5e (TIA T568-B), Radox GKW S, 3 m
6955 | 1059940015 | IE-C5DB4RE0015MCSMCA-E | System cable, M12 D-code ? IP 67 straight pin, M12 D-code ? IP 67 angled pin, Cat.5 (ISO/IEC 11801) / Cat.5e (TIA T568-B), Radox GKW S, 1.5 m
6956 | 1059940050 | IE-C5DB4RE0050MCSMCA-E | System cable, M12 D-code ? IP 67 straight pin, M12 D-code ? IP 67 angled pin, Cat.5 (ISO/IEC 11801) / Cat.5e (TIA T568-B), Radox GKW S, 5 m
6957 | 1059940100 | IE-C5DB4RE0100MCSMCA-E | System cable, M12 D-code ? IP 67 straight pin, M12 D-code ? IP 67 angled pin, Cat.5 (ISO/IEC 11801) / Cat.5e (TIA T568-B), Radox GKW S, 10 m
6958 | 1061970150 | SAIL-M12W-PB-1.5D | Bus line, One end without connector, M12, Number of poles: 2, 1.5 m, pin, 90°, Shielded: Yes, LED: No, Sheath material: PUR, Halogen: No
6959 | 1062340150 | SAIL-M12W-PB-1.5E | Bus line, One end without connector, M12, Number of poles: 2, 1.5 m, pin, 90°, Shielded: Yes, LED: No, Sheath material: PVC, Halogen: Yes
6960 | 1062370300 | SAIL-M12BW-PB-3.0E | Bus line, One end without connector, M12, Number of poles: 2, 3 m, Socket, angled, Shielded: Yes, LED: No, Sheath material: PVC, Halogen: Yes
6961 | 1062400150 | SAIL-M12WM12W-PB-1.5E | Bus line, Connecting line, M12 / M12, Number of poles: 2, 1.5 m, pin, 90° - socket 90°, Shielded: Yes, LED: No, Sheath material: PVC, Halogen: Yes
6962 | 1070640000 | SAI-4-F 5P M12 L 10M | Sensor-actuator passive distributor, M12, Fixed cable version, 10 m, Yes
6963 | 1070650000 | SAI-4-F 4P M12 L 5M | Sensor-actuator passive distributor, M12, Fixed cable version, 5 m, Yes
6964 | 1070660000 | SAI-4-F 4P M12 L 10M | Sensor-actuator passive distributor, M12, Fixed cable version, 10 m, Yes
6965 | 1073020038 | SAIL-M8WM8G-3-0.38U | Sensor/actuator line, Connecting line, M8 / M8, Number of poles : 3, 0.38 m, pin, angled - bush straight, Shielded: No, LED: No, Sheath material: PUR, Halogen: No
6966 | 1073020054 | SAIL-M8WM8G-3-0.54U | Sensor/actuator line, Connecting line, M8 / M8, Number of poles : 3, 0.54 m, pin, angled - bush straight, Shielded: No, LED: No, Sheath material: PUR, Halogen: No
6967 | 1073020300 | SAIL-M8WM8G-3-3.0U | Sensor/actuator line, Connecting line, M8 / M8, Number of poles : 3, 0.3 m, pin, angled - bush straight, Shielded: No, LED: No, Sheath material: PUR, Halogen: No
6968 | 1073020500 | SAIL-M8WM8G-3-5.0U | Sensor/actuator line, Connecting line, M8 / M8, Number of poles : 3, 5 m, pin, angled - bush straight, Shielded: No, LED: No, Sheath material: PUR, Halogen: No
6969 | 1073021000 | SAIL-M8WM8G-3-10U | Sensor/actuator line, Connecting line, M8 / M8, Number of poles : 3, 10 m, pin, angled - bush straight, Shielded: No, LED: No, Sheath material: PUR, Halogen: No
6970 | 1076520200 | FBCEX PA M12 FMA 2M | Bus line, One end without connector, M12, Number of poles: 2, 2 m, Socket, angled, Shielded: Yes, LED: No, Sheath material: PVC, Halogen: Yes
6971 | 1076530200 | FBC PA M12 FMA 2M | Bus line, One end without connector, M12, Number of poles: 2, 2 m, Socket, angled, Shielded: Yes, LED: No, Sheath material: PVC, Halogen: Yes
6972 | 1076540500 | FBC PA M12 MA 5M | Bus line, One end without connector, M12, Number of poles: 2, 5 m, pin, 90°, Shielded: Yes, LED: No, Sheath material: PVC, Halogen: Yes
6973 | 1092921000 | SAIL-M12BG-4-10UGE | Sensor/actuator line, One end without connector, M12, Number of poles : 4, 10 m, Female socket, straight, Shielded: No, LED: No, Sheath material: PUR, Halogen: No
6974 | 1092960500 | SAIL-M12BW-4-5.0UGE | Sensor/actuator line, One end without connector, M12, Number of poles : 4, 5 m, Socket, angled, Shielded: No, LED: No, Sheath material: PUR, Halogen: No
6975 | 1092961000 | SAIL-M12BW-4-10UGE | Sensor/actuator line, One end without connector, M12, Number of poles : 4, 10 m, Socket, angled, Shielded: No, LED: No, Sheath material: PUR, Halogen: No
6976 | 1093020500 | SAIL-M12GM12G-4-5.0UGE | Sensor/actuator line, Connecting line, M12 / M12, Number of poles : 4, 5 m, pin, straight - socket, straight, Shielded: No, LED: No, Sheath material: PUR, Halogen: No
6977 | 1093031000 | SAIL-M12GM12G-5-10UGE | Sensor/actuator line, Connecting line, M12 / M12, Number of poles : 5, 10 m, pin, straight - socket, straight, Shielded: No, LED: No, Sheath material: PUR, Halogen: No
6978 | 1093050150 | SAIL-M12GM12W-3-1.5UGE | Sensor/actuator line, Connecting line, M12 / M12, Number of poles : 3, 1.5 m, pin, straight - socket, 90°, Shielded: No, LED: No, Sheath material: PUR, Halogen: No
6979 | 1093190300 | SAIL-M8BG-3-3.0UGE | Sensor/actuator line, One end without connector, M8, Number of poles : 3, 3 m, Female socket, straight, Shielded: No, LED: No, Sheath material: PUR, Halogen: No
6980 | 1093191000 | SAIL-M8BG-3-10UGE | Sensor/actuator line, One end without connector, M8, Number of poles : 3, 10 m, Female socket, straight, Shielded: No, LED: No, Sheath material: PUR, Halogen: No
6981 | 1093250300 | SAIL-ZW-M8BG-3-3.0UGE | Sensor/actuator line, Connecting line, M12 / M8, Number of poles : 3, 3 m, Twin cabling, pin, straight, 2x socket, straight, Shielded: No, LED: No, Sheath material: PUR, Halogen: No
6982 | 1102190100 | IE-C5DS4VG0100MCSMCS-E | System cable, M12 D-code ? IP 67 straight pin, M12 D-code ? IP 67 straight pin, Cat.5 (ISO/IEC 11801) / Cat.5e (TIA T568-B), PVC, 10 m
6983 | 1104470500 | SAIL-M8GM8G-3-5.0UGE | Sensor/actuator line, Connecting line, M8 / M8, Number of poles : 3, 5 m, pin, straight - socket, straight, Shielded: No, LED: No, Sheath material: PUR, Halogen: No
6984 | 1108670500 | SAIP-M12W-3-5.0U | Sensor/actuator line, One end without connector, M12, Number of poles : 3, 5 m, pin, 90°, Shielded: No, LED: No, Sheath material: PUR, Halogen: No
6985 | 1108671000 | SAIP-M12W-3-10U | Sensor/actuator line, One end without connector, M12, Number of poles : 3, 10 m, pin, 90°, Shielded: No, LED: No, Sheath material: PUR, Halogen: No
6986 | 1108680500 | SAIP-M12W-4-5.0U | Sensor/actuator line, One end without connector, M12, Number of poles : 4, 5 m, pin, 90°, Shielded: No, LED: No, Sheath material: PUR, Halogen: No
6987 | 1108690300 | SAIP-M12W-5-3.0U | Sensor/actuator line, One end without connector, M12, Number of poles : 5, 3 m, pin, 90°, Shielded: No, LED: No, Sheath material: PUR, Halogen: No
6988 | 1108690500 | SAIP-M12W-5-5.0U | Sensor/actuator line, One end without connector, M12, Number of poles : 5, 5 m, pin, 90°, Shielded: No, LED: No, Sheath material: PUR, Halogen: No
6989 | 1108691000 | SAIP-M12W-5-10U | Sensor/actuator line, One end without connector, M12, Number of poles : 5, 10 m, pin, 90°, Shielded: No, LED: No, Sheath material: PUR, Halogen: No
6990 | 1108700150 | SAIP-M12WM12W-3-1.5U | Sensor/actuator line, Connecting line, M12 / M12, Number of poles : 3, 1.5 m, pin, 90° - socket 90°, Shielded: No, LED: No, Sheath material: PUR, Halogen: No
6991 | 1108710150 | SAIP-M12WM12W-4-1.5U | Sensor/actuator line, Connecting line, M12 / M12, Number of poles : 4, 1.5 m, pin, 90° - socket 90°, Shielded: No, LED: No, Sheath material: PUR, Halogen: No
6992 | 1108710300 | SAIP-M12WM12W-4-3.0U | Sensor/actuator line, Connecting line, M12 / M12, Number of poles : 4, 3 m, pin, 90° - socket 90°, Shielded: No, LED: No, Sheath material: PUR, Halogen: No
6993 | 1108730500 | SAIP-M12BG-3-5.0U | Sensor/actuator line, One end without connector, M12, Number of poles : 3, 5 m, Female socket, straight, Shielded: No, LED: No, Sheath material: PUR, Halogen: No
6994 | 1108731000 | SAIP-M12BG-3-10U | Sensor/actuator line, One end without connector, M12, Number of poles : 3, 10 m, Female socket, straight, Shielded: No, LED: No, Sheath material: PUR, Halogen: No
6995 | 1108740150 | SAIP-M12BG-4-1.5U | Sensor/actuator line, One end without connector, M12, Number of poles : 4, 1.5 m, Female socket, straight, Shielded: No, LED: No, Sheath material: PUR, Halogen: No
6996 | 1108770010 | SAIP-M12BW-3-0.1U | Sensor/actuator line, One end without connector, M12, Number of poles : 3, 0.1 m, Socket, angled, Shielded: No, LED: No, Sheath material: PUR, Halogen: No
6997 | 1108770300 | SAIP-M12BW-3-3.0U | Sensor/actuator line, One end without connector, M12, Number of poles : 3, 3 m, Socket, angled, Shielded: No, LED: No, Sheath material: PUR, Halogen: No
6998 | 1108771000 | SAIP-M12BW-3-10U | Sensor/actuator line, One end without connector, M12, Number of poles : 3, 10 m, Socket, angled, Shielded: No, LED: No, Sheath material: PUR, Halogen: No
6999 | 1108780300 | SAIP-M12BW-4-3.0U | Sensor/actuator line, One end without connector, M12, Number of poles : 4, 3 m, Socket, angled, Shielded: No, LED: No, Sheath material: PUR, Halogen: No
7000 | 1108781000 | SAIP-M12BW-4-10U | Sensor/actuator line, One end without connector, M12, Number of poles : 4, 10 m, Socket, angled, Shielded: No, LED: No, Sheath material: PUR, Halogen: No
7001 | 1108781500 | SAIP-M12BW-4-15U | Sensor/actuator line, One end without connector, M12, Number of poles : 4, 15 m, Socket, angled, Shielded: No, LED: No, Sheath material: PUR, Halogen: No
7002 | 1108790500 | SAIP-M12BW-5-5.0U | Sensor/actuator line, One end without connector, M12, Number of poles : 5, 5 m, Socket, angled, Shielded: No, LED: No, Sheath material: PUR, Halogen: No
7003 | 1108801000 | SAIP-M12G-3-10U | Sensor/actuator line, One end without connector, M12, Number of poles : 3, 10 m, pin, straight, Shielded: No, LED: No, Sheath material: PUR, Halogen: No
7004 | 1108810300 | SAIP-M12G-4-3.0U | Sensor/actuator line, One end without connector, M12, Number of poles : 4, 3 m, pin, straight, Shielded: No, LED: No, Sheath material: PUR, Halogen: No
7005 | 1108811000 | SAIP-M12G-4-10U | Sensor/actuator line, One end without connector, M12, Number of poles : 4, 10 m, pin, straight, Shielded: No, LED: No, Sheath material: PUR, Halogen: No
7006 | 1108830150 | SAIP-M12GM12G-3-1.5U | Sensor/actuator line, Connecting line, M12 / M12, Number of poles : 3, 1.5 m, pin, straight - socket, straight, Shielded: No, LED: No, Sheath material: PUR, Halogen: No
7007 | 1108840030 | SAIP-M12GM12G-4-0.3U | Sensor/actuator line, Connecting line, M12 / M12, Number of poles : 4, 0.3 m, pin, straight - socket, straight, Shielded: No, LED: No, Sheath material: PUR, Halogen: No
7008 | 1108840060 | SAIP-M12GM12G-4-0.6U | Sensor/actuator line, Connecting line, M12 / M12, Number of poles : 4, 0.6 m, pin, straight - socket, straight, Shielded: No, LED: No, Sheath material: PUR, Halogen: No
7009 | 1108840200 | SAIP-M12GM12G-4-2.0U | Sensor/actuator line, Connecting line, M12 / M12, Number of poles : 4, 2 m, pin, straight - socket, straight, Shielded: No, LED: No, Sheath material: PUR, Halogen: No
7010 | 1108840500 | SAIP-M12GM12G-4-5.0U | Sensor/actuator line, Connecting line, M12 / M12, Number of poles : 4, 5 m, pin, straight - socket, straight, Shielded: No, LED: No, Sheath material: PUR, Halogen: No
7011 | 1108840750 | SAIP-M12GM12G-4-7.5U | Sensor/actuator line, Connecting line, M12 / M12, Number of poles : 4, 7.5 m, pin, straight - socket, straight, Shielded: No, LED: No, Sheath material: PUR, Halogen: No
7012 | 1108841000 | SAIP-M12GM12G-4-10U | Sensor/actuator line, Connecting line, M12 / M12, Number of poles : 4, 10 m, pin, straight - socket, straight, Shielded: No, LED: No, Sheath material: PUR, Halogen: No
7013 | 1108850150 | SAIP-M12GM12G-5-1.5U | Sensor/actuator line, Connecting line, M12 / M12, Number of poles : 5, 1.5 m, pin, straight - socket, straight, Shielded: No, LED: No, Sheath material: PUR, Halogen: No
7014 | 1108851000 | SAIP-M12GM12G-5-10U | Sensor/actuator line, Connecting line, M12 / M12, Number of poles : 5, 10 m, pin, straight - socket, straight, Shielded: No, LED: No, Sheath material: PUR, Halogen: No
7015 | 1108870500 | SAIP-M12GM12W-3-5.0U | Sensor/actuator line, Connecting line, M12 / M12, Number of poles : 3, 5 m, pin, straight - socket, 90°, Shielded: No, LED: No, Sheath material: PUR, Halogen: No
7016 | 1108880200 | SAIP-M12GM12W-4-2.0U | Sensor/actuator line, Connecting line, M12 / M12, Number of poles : 4, 2 m, pin, straight - socket, 90°, Shielded: No, LED: No, Sheath material: PUR, Halogen: No
7017 | 1108880300 | SAIP-M12GM12W-4-3.0U | Sensor/actuator line, Connecting line, M12 / M12, Number of poles : 4, 3 m, pin, straight - socket, 90°, Shielded: No, LED: No, Sheath material: PUR, Halogen: No
7018 | 1108891000 | SAIP-M12GM12W-5-10U | Sensor/actuator line, Connecting line, M12 / M12, Number of poles : 5, 10 m, pin, straight - socket, 90°, Shielded: No, LED: No, Sheath material: PUR, Halogen: No
7019 | 1160820300 | SAIL-M8G-4S3.0UIE | Bus line, One end without connector, M8, Number of poles: 4, 3 m, pin, straight, Shielded: Yes, LED: No, Sheath material: PUR, Halogen: No
7020 | 1701232000 | SAI-4-MH-5P M12 | SAI Passive, Sensor-actuator passive distributor, M12, Hood version with M20 outlet, Yes
7021 | 1701242000 | SAI-6-MH-5P M12 | SAI Passive, Sensor-actuator passive distributor, M12, Hood version with M20 outlet, Yes
7022 | 1705920000 | SAI-4-M 4P M12 | Field bus components, Sensor-actuator passive distributor, M12, Hood version, Yes
7023 | 1705923000 | SAI-4-MHD-4P M12 | SAI Passive, Sensor-actuator passive distributor, M12, Hood version with M25 outlet, Yes
7024 | 1705932000 | SAI-6-MH-4P M12 | SAI Passive, Sensor-actuator passive distributor, M12, Hood version with M20 outlet, Yes
7025 | 1705941000 | SAI-8-M 4P M12 UT | SAI Passive, Sensor-actuator passive distributor, M12, Hood version, Yes
7026 | 1705942000 | SAI-8-MH-4P M12 | SAI Passive, Sensor-actuator passive distributor, M12, Hood version with M20 outlet, Yes
7027 | 1705943000 | SAI-8-MHD-4P M12 | SAI Passive, Sensor-actuator passive distributor, M12, Hood version with M25 outlet, Yes
7028 | 1724752000 | SAI-4/6/8 MH-MH BL 3.5 | SAI Passive, Sensor-actuator passive distributor, Hood version with M20 outlet, No
7029 | 1752080000 | SAI-4/6/8-MH BLZF3.5 | Sensor-actuator passive distributor, Hood version, No
7030 | 1752083000 | SAI 4/6/8 MH-MHD BLZF | SAI Passive, Sensor-actuator passive distributor, Hood version with M25 outlet
7031 | 1760040000 | SAI-4-M 3P IDC | SAI Passive, Sensor-actuator passive distributor, IDC, M12, Hood version, Yes
7032 | 1760050000 | SAI-6-M 3P IDC | SAI Passive, Sensor-actuator passive distributor, IDC, M12, Hood version, Yes
7033 | 1760060000 | SAI-8-M 3P IDC | SAI Passive, Sensor-actuator passive distributor, IDC, M12, Hood version, Yes
7034 | 1760061000 | SAI-8-M 3P IDC UT | SAI Passive, Sensor-actuator passive distributor, IDC, M12, Hood version, Yes
7035 | 1766660000 | SAI-4-F 4P IDC PUR 5M | SAI Passive, Sensor-actuator passive distributor, IDC, M12, Fixed cable version, 5 m, Yes
7036 | 1766670000 | SAI-4-F 4P IDC PUR 10M | SAI Passive, Sensor-actuator passive distributor, IDC, M12, Fixed cable version, 10 m, Yes
7037 | 1766690000 | SAI-6-F 4P IDC PUR 10M | SAI Passive, Sensor-actuator passive distributor, IDC, M12, Fixed cable version, 10 m, Yes
7038 | 1766710000 | SAI-8-F 4P IDC PUR 10M | SAI Passive, Sensor-actuator passive distributor, IDC, M12, Fixed cable version, 10 m, Yes
7039 | 1766780000 | SAI-4-M 4P IDC | SAI Passive, Sensor-actuator passive distributor, IDC, M12, Hood version, Yes
7040 | 1766801000 | SAI-8-M 4P IDC UT | SAI Passive, Sensor-actuator passive distributor, IDC, M12, Hood version, Yes
7041 | 1767880000 | SAI-8-M 5P M12 ZF III | SAI Passive, Sensor-actuator passive distributor, M12, Hood version, Yes
7042 | 1782740000 | SAI-8-MMH 5P M12 ZF | SAI Passive, Sensor-actuator passive distributor, M12, Hood version, Yes
7043 | 1783460000 | SAI-4/6/8-MH LEER | Sensor-actuator passive distributor, Hood version, No
7044 | 1783490000 | SAI-8-MM 5P M12 | SAI Passive, Sensor-actuator passive distributor, M12, Hood version, Yes
7045 | 1783491000 | SAI-8-MM 5P M12 UT | SAI Passive, Sensor-actuator passive distributor, M12, Hood version, Yes
7046 | 1784580000 | SAI-8-F 4P M8 PUR 5M | SAI Passive, Sensor-actuator passive distributor, M8, Fixed cable version, 5 m, Yes
7047 | 1784590000 | SAI-4-F 4P M8 PUR 10M | SAI Passive, Sensor-actuator passive distributor, M8, Fixed cable version, 10 m, Yes
7048 | 1784600000 | SAI-4-F 4P M8 PUR 5M | SAI Passive, Sensor-actuator passive distributor, M8, Fixed cable version, 5 m, Yes
7049 | 1784680000 | SAI-4-M 3P M8 | SAI Passive, Sensor-actuator passive distributor, M8, Hood version, Yes
7050 | 1791452800 | SAI-4/6/8-MHF 4P PUR28M | Sensor-actuator passive distributor, Hood version, 28 m, No
7051 | 1791460900 | SAI-4/6/8-MHF 5P PUR 9M | Sensor-actuator passive distributor, Hood version, 9 m, No
7052 | 1791462000 | SAI-4/6/8-MHF 5P PUR20M | Sensor-actuator passive distributor, Hood version, 20 m, No
7053 | 1791462500 | SAI-4/6/8-MHF 5P PUR25M | Sensor-actuator passive distributor, Hood version, 25 m, No
7054 | 1791462800 | SAI-4/6/8-MHF 5P PUR28M | Sensor-actuator passive distributor, Hood version, 28 m, No
7055 | 1791463400 | SAI-4/6/8-MHF 5P PUR34M | Sensor-actuator passive distributor, Hood version, 34 m, No
7056 | 1791464000 | SAI-4/6/8-MHF 5P PUR40M | Sensor-actuator passive distributor, Hood version, 40 m, No
7057 | 1791465500 | SAI-4/6/8-MHF 5P PUR55M | Sensor-actuator passive distributor, Hood version, 55 m, No
7058 | 1795900000 | SAI-8-M16 3P M8 | SAI Passive, Sensor-actuator passive distributor, M8, with M16 outlet, 12-pole, Yes
7059 | 1800000000 | SAI-4-M 5P M12 OL | SAI Passive, Sensor-actuator passive distributor, M12, Hood version, No
7060 | 1804600000 | SAI-4-MF 5P PUR 5M | Sensor-actuator passive distributor, M12, Hood version, 5 m, Yes
7061 | 1806010000 | SAI-4-M 5P M12 1:1 | Sensor-actuator passive distributor, M12, Hood version, No
7062 | 1807640000 | SAI-4-M 8P M12 | Sensor-actuator passive distributor, M12, Hood version, Yes
7063 | 1807641000 | SAI-4-M 8P M12 UT | Sensor-actuator passive distributor, M12, Hood version, Yes
7064 | 1808971000 | SAIL-M12BW-4S10U | Sensor/actuator line, One end without connector, M12, Number of poles : 4, 10 m, Socket, angled, Shielded: Yes, LED: No, Sheath material: PUR, Halogen: No
7065 | 1812540150 | SAIL-M12BG-4S1.5U | Sensor/actuator line, One end without connector, M12, Number of poles : 4, 1.5 m, Female socket, straight, Shielded: Yes, LED: No, Sheath material: PUR, Halogen: No
7066 | 1816610000 | SAI-8-M 5P M12 OL2 | SAI Passive, Sensor-actuator passive distributor, M12, Hood version, No
7067 | 1824580120 | SAIL-M8GM8W-3-1.2U | Sensor/actuator line, Connecting line, M8 / M8, Number of poles : 3, 1.2 m, pin, straight - socket, 90°, Shielded: No, LED: No, Sheath material: PUR, Halogen: No
7068 | 1845161500 | SAIL-VSBD-180-15U(0,5) | Valve plug with integral seal, One end without connector - valve plug
7069 | 1852750000 | SAIB-4-IDC (0,75) M12 | Sockets prefabricated to customer spec., M12, Female socket, straight
7070 | 1877440300 | SAIB-M23-12P-AN-3,0M | Sensor/actuator line, One end without connector, M23, Inner thread, Number of poles: 12, 3 m, Socket, angled, Shielded: No, LED: No, Sheath material: PUR, Halogen: No
7071 | 1877441000 | SAIB-M23-12P-AN-10M | Sensor/actuator line, One end without connector, M23, Inner thread, Number of poles: 12, 10 m, Socket, angled, Shielded: No, LED: No, Sheath material: PUR, Halogen: No
7072 | 1877442000 | SAIB-M23-12P-AN-20M | Sensor/actuator line, One end without connector, M23, Inner thread, Number of poles: 12, 20 m, Socket, angled, Shielded: No, LED: No, Sheath material: PUR, Halogen: No
7073 | 1878490000 | SAIB-ZW-MT | Sockets prefabricated to customer spec., M12, Female socket, straight
7074 | 1880470100 | SAIL-M8GM8G-4-1.0U | Sensor/actuator line, Connecting line, M8 / M8, Number of poles : 4, 1 m, pin, straight - socket, straight, Shielded: No, LED: No, Sheath material: PUR, Halogen: No
7075 | 1880470150 | SAIL-M8GM8G-4-1.5U | Sensor/actuator line, Connecting line, M8 / M8, Number of poles : 4, 1.5 m, pin, straight - socket, straight, Shielded: No, LED: No, Sheath material: PUR, Halogen: No
7076 | 1883460500 | SAIL-M12BW-8-5.0U | Sensor/actuator line, One end without connector, M12, Number of poles : 8, 5 m, Socket, angled, Shielded: No, LED: No, Sheath material: PUR, Halogen: No
7077 | 1883461000 | SAIL-M12BW-8-10U | Sensor/actuator line, One end without connector, M12, Number of poles : 8, 10 m, Socket, angled, Shielded: No, LED: No, Sheath material: PUR, Halogen: No
7078 | 1886440500 | SAIB-M23-12P-ST-5,0M | Sensor/actuator line, One end without connector, M23, Inner thread, Number of poles: 12, 5 m, Female socket, straight, Shielded: No, LED: No, Sheath material: PUR, Halogen: No
7079 | 1890520300 | SAIL-M12BG-8S3.0U | Sensor/actuator line, One end without connector, M12, Number of poles : 8, 3 m, Female socket, straight, Shielded: Yes, LED: No, Sheath material: PUR, Halogen: No
7080 | 1890520500 | SAIL-M12BG-8S5.0U | Sensor/actuator line, One end without connector, M12, Number of poles : 8, 5 m, Female socket, straight, Shielded: Yes, LED: No, Sheath material: PUR, Halogen: No
7081 | 1890521000 | SAIL-M12BG-8S10U | Sensor/actuator line, One end without connector, M12, Number of poles : 8, 10 m, Female socket, straight, Shielded: Yes, LED: No, Sheath material: PUR, Halogen: No
7082 | 1890521500 | SAIL-M12BG-8S15U | Sensor/actuator line, One end without connector, M12, Number of poles : 8, 15 m, Female socket, straight, Shielded: Yes, LED: No, Sheath material: PUR, Halogen: No
7083 | 1891000500 | SAIL-VSA-5.0U-(230) | Valve plug, One end without connector - valve plug, A
7084 | 1891001000 | SAIL-VSA-10U-(230) | Valve plug, One end without connector - valve plug, A
7085 | 1892080000 | SAI-8-M 5P M12 ECO | Sensor-actuator passive distributor, M12, Hood version, Yes
7086 | 1892090000 | SAI-6-M 5P M12 ECO | Sensor-actuator passive distributor, M12, Hood version, Yes
7087 | 1892120001 | SAISM-4/8S-M12 4P D-ZF | Plugs prefabricated to customer spec., M12, pin, straight
7088 | 1892130000 | SAIBM-4/8S-M12-4P D-COD | Sockets prefabricated to customer spec., M12, Female socket, straight
7089 | 1892130001 | SAIBM-4/8S-M12 4P D-ZF | Sockets prefabricated to customer spec., M12, Female socket, straight
7090 | 1894380000 | SAI-8-M 4P EXI Z1 OL | Sensor-actuator passive distributor, M12, Hood version Ex, No
7091 | 1896090000 | SAI-8-M 5P M12 EX IA | Sensor-actuator passive distributor, M12, Hood version Ex, Yes
7092 | 1896991000 | SAIL-VSA-DS-10U | Valve plug, One end without connector - valve plug
7093 | 1898240500 | SAIL-M12BW-12-5.0U | Sensor/actuator line, One end without connector, M12, Number of poles : 12, 5 m, Socket, angled, Shielded: No, LED: No, Sheath material: PUR, Halogen: No
7094 | 1898241500 | SAIL-M12BW-12-15U | Sensor/actuator line, One end without connector, M12, Number of poles : 12, 15 m, Socket, angled, Shielded: No, LED: No, Sheath material: PUR, Halogen: No
7095 | 1898242000 | SAIL-M12BW-12-20U | Sensor/actuator line, One end without connector, M12, Number of poles : 12, 20 m, Socket, angled, Shielded: No, LED: No, Sheath material: PUR, Halogen: No
7096 | 1900001000 | SCREWTY-M12-DM | Cable gland tool for moulded M12 lines
7097 | 1900110000 | SCREWTY M8 KO O. SD | Cable gland tool for moulded M12 lines
7098 | 1906280500 | SAIS-M23-12P-ST-5,0M | Sensor/actuator line, One end without connector, M23, External thread, Number of poles: 12, 5 m, pin, straight, Shielded: No, LED: No, Sheath material: PUR, Halogen: No
7099 | 1906341000 | SAIL-M12WM8W-4-10U | Sensor/actuator line, Connecting line, M12 / M8, Number of poles : 4, 10 m, pin, 90° - socket 90°, Shielded: No, LED: No, Sheath material: PUR, Halogen: No
7100 | 1906410300 | SAIL-M12GM12W-4-2L3.0U | Sensor/actuator line, Connecting line, M12 / M12, Number of poles : 4, 3 m, pin, straight - socket, 90°, Shielded: No, LED: Yes, Sheath material: PUR, Halogen: No
7101 | 1906410500 | SAIL-M12GM12W-4-2L5.0U | Sensor/actuator line, Connecting line, M12 / M12, Number of poles : 4, 5 m, pin, straight - socket, 90°, Shielded: No, LED: Yes, Sheath material: PUR, Halogen: No
7102 | 1906480300 | SAIL-M12G-4S3.0U | Sensor/actuator line, One end without connector, M12, Number of poles : 4, 3 m, pin, straight, Shielded: Yes, LED: No, Sheath material: PUR, Halogen: No
7103 | 1906500010 | SAIL-M12W-3S0.1U | Sensor/actuator line, One end without connector, M12, Number of poles : 3, 0.1 m, pin, 90°, Shielded: Yes, LED: No, Sheath material: PUR, Halogen: No
7104 | 1906500300 | SAIL-M12W-3S3.0U | Sensor/actuator line, One end without connector, M12, Number of poles : 3, 3 m, pin, 90°, Shielded: Yes, LED: No, Sheath material: PUR, Halogen: No
7105 | 1906500500 | SAIL-M12W-3S5.0U | Sensor/actuator line, One end without connector, M12, Number of poles : 3, 5 m, pin, 90°, Shielded: Yes, LED: No, Sheath material: PUR, Halogen: No
7106 | 1906501000 | SAIL-M12W-3S10U | Sensor/actuator line, One end without connector, M12, Number of poles : 3, 10 m, pin, 90°, Shielded: Yes, LED: No, Sheath material: PUR, Halogen: No
7107 | 1906521000 | SAIL-M12W-5S10U | Sensor/actuator line, One end without connector, M12, Number of poles : 5, 10 m, pin, 90°, Shielded: Yes, LED: No, Sheath material: PUR, Halogen: No
7108 | 1906540150 | SAIL-M12BW-5S1.5U | Sensor/actuator line, One end without connector, M12, Number of poles : 5, 1.5 m, Socket, angled, Shielded: Yes, LED: No, Sheath material: PUR, Halogen: No
7109 | 1906541000 | SAIL-M12BW-5S10U | Sensor/actuator line, One end without connector, M12, Number of poles : 5, 10 m, Socket, angled, Shielded: Yes, LED: No, Sheath material: PUR, Halogen: No
7110 | 1906541500 | SAIL-M12BW-5S15U | Sensor/actuator line, One end without connector, M12, Number of poles : 5, 15 m, Socket, angled, Shielded: Yes, LED: No, Sheath material: PUR, Halogen: No
7111 | 1906560300 | SAIL-M8G-3S3.0U | Sensor/actuator line, One end without connector, M8, Number of poles : 3, 3 m, pin, straight, Shielded: Yes, LED: No, Sheath material: PUR, Halogen: No
7112 | 1906561000 | SAIL-M8G-3S10U | Sensor/actuator line, One end without connector, M8, Number of poles : 3, 10 m, pin, straight, Shielded: Yes, LED: No, Sheath material: PUR, Halogen: No
7113 | 1906570150 | SAIL-M8G-4S1.5U | Sensor/actuator line, One end without connector, M8, Number of poles : 4, 1.5 m, pin, straight, Shielded: Yes, LED: No, Sheath material: PUR, Halogen: No
7114 | 1906570500 | SAIL-M8G-4S5.0U | Sensor/actuator line, One end without connector, M8, Number of poles : 4, 5 m, pin, straight, Shielded: Yes, LED: No, Sheath material: PUR, Halogen: No
7115 | 1906580150 | SAIL-M8W-3S1.5U | Sensor/actuator line, One end without connector, M8, Number of poles : 3, 1.5 m, pin, 90°, Shielded: Yes, LED: No, Sheath material: PUR, Halogen: No
7116 | 1906580300 | SAIL-M8W-3S3.0U | Sensor/actuator line, One end without connector, M8, Number of poles : 3, 3 m, pin, 90°, Shielded: Yes, LED: No, Sheath material: PUR, Halogen: No
7117 | 1906580500 | SAIL-M8W-3S5.0U | Sensor/actuator line, One end without connector, M8, Number of poles : 3, 5 m, pin, 90°, Shielded: Yes, LED: No, Sheath material: PUR, Halogen: No
7118 | 1906590300 | SAIL-M8W-4S3.0U | Sensor/actuator line, One end without connector, M8, Number of poles : 4, 3 m, pin, 90°, Shielded: Yes, LED: No, Sheath material: PUR, Halogen: No
7119 | 1906591000 | SAIL-M8W-4S10U | Sensor/actuator line, One end without connector, M8, Number of poles : 4, 10 m, pin, 90°, Shielded: Yes, LED: No, Sheath material: PUR, Halogen: No
7120 | 1906600300 | SAIL-M8BG-3S3.0U | Sensor/actuator line, One end without connector, M8, Number of poles : 3, 3 m, Female socket, straight, Shielded: Yes, LED: No, Sheath material: PUR, Halogen: No
7121 | 1906600500 | SAIL-M8BG-3S5.0U | Sensor/actuator line, One end without connector, M8, Number of poles : 3, 5 m, Female socket, straight, Shielded: Yes, LED: No, Sheath material: PUR, Halogen: No
7122 | 1906601500 | SAIL-M8BG-3S15U | Sensor/actuator line, One end without connector, M8, Number of poles : 3, 15 m, Female socket, straight, Shielded: Yes, LED: No, Sheath material: PUR, Halogen: No
7123 | 1906610300 | SAIL-M8BG-4S3.0U | Sensor/actuator line, One end without connector, M8, Number of poles : 4, 3 m, Female socket, straight, Shielded: Yes, LED: No, Sheath material: PUR, Halogen: No
7124 | 1906610500 | SAIL-M8BG-4S5.0U | Sensor/actuator line, One end without connector, M8, Number of poles : 4, 5 m, Female socket, straight, Shielded: Yes, LED: No, Sheath material: PUR, Halogen: No
7125 | 1906620500 | SAIL-M8BW-3S5.0U | Sensor/actuator line, One end without connector, M8, Number of poles : 3, 5 m, Socket, angled, Shielded: Yes, LED: No, Sheath material: PUR, Halogen: No
7126 | 1906621000 | SAIL-M8BW-3S10U | Sensor/actuator line, One end without connector, M8, Number of poles : 3, 10 m, Socket, angled, Shielded: Yes, LED: No, Sheath material: PUR, Halogen: No
7127 | 1906630150 | SAIL-M8BW-4S1.5U | Sensor/actuator line, One end without connector, M8, Number of poles : 4, 1.5 m, Socket, angled, Shielded: Yes, LED: No, Sheath material: PUR, Halogen: No
7128 | 1906950150 | SAIL-M12BW-3S1.5U | Sensor/actuator line, One end without connector, M12, Number of poles : 3, 1.5 m, Socket, angled, Shielded: Yes, LED: No, Sheath material: PUR, Halogen: No
7129 | 1920700000 | SAIS 5/9-VA | Plugs prefabricated to customer spec., M12, pin, straight
7130 | 1920710000 | SAIB 5/9-VA | Sockets prefabricated to customer spec., M12, Female socket, straight
7131 | 1920720000 | SAIS 5/9-VA-B-COD | Plugs prefabricated to customer spec., M12, pin, straight
7132 | 1920730000 | SAIB 5/9-VA-B-COD | Sockets prefabricated to customer spec., M12, Female socket, straight
7133 | 1920970000 | SAIBW-M8-3P(TL) | Sockets prefabricated to customer spec., M8, Socket, angled
7134 | 1920990000 | SAISW-M8-3P(TL) | Plugs prefabricated to customer spec., M8, pin, 90°
7135 | 1962620000 | SAISW-4/7-(KV) | Plugs prefabricated to customer spec., M12, pin, 90°
7136 | 1962630000 | SAIBW-5/7-(KV) | Sockets prefabricated to customer spec., M12, Socket, angled
7137 | 9456070150 | SAIL-VSBD-1.5U | Valve plug, One end without connector - valve plug, BD
7138 | 9456070300 | SAIL-VSBD-3.0U | Valve plug, One end without connector - valve plug, BD
7139 | 9456071000 | SAIL-VSBD-10U | Valve plug, One end without connector - valve plug, BD
7140 | 9456100300 | SAIL-M12G-4-3.0U | Sensor/actuator line, One end without connector, M12, Number of poles : 4, 3 m, pin, straight, Shielded: No, LED: No, Sheath material: PUR, Halogen: No
7141 | 9456101000 | SAIL-M12G-4-10U | Sensor/actuator line, One end without connector, M12, Number of poles : 4, 10 m, pin, straight, Shielded: No, LED: No, Sheath material: PUR, Halogen: No
7142 | 9456101500 | SAIL-M12G-4-15U | Sensor/actuator line, One end without connector, M12, Number of poles : 4, 15 m, pin, straight, Shielded: No, LED: No, Sheath material: PUR, Halogen: No
7143 | 9456141000 | SAIL-M12BG-5S10U | Sensor/actuator line, One end without connector, M12, Number of poles : 5, 10 m, Female socket, straight, Shielded: Yes, LED: No, Sheath material: PUR, Halogen: No
7144 | 9456141500 | SAIL-M12BG-5S15U | Sensor/actuator line, One end without connector, M12, Number of poles : 5, 15 m, Female socket, straight, Shielded: Yes, LED: No, Sheath material: PUR, Halogen: No
7145 | 9456170100 | SAIL-VSCD-M12G-1.0U | Valve plug, Straight plug - valve plug
7146 | 9456170300 | SAIL-VSCD-M12G-3.0U | Valve plug, Straight plug - valve plug, CD
7147 | 9456240500 | SAIL-VSCD-5.0U | Valve plug, One end without connector - valve plug, CD
7148 | 9456241000 | SAIL-VSCD-10U | Valve plug, One end without connector - valve plug, CD
7149 | 9456380500 | SAIL-M12BW-4-2L5.0U | Sensor/actuator line, One end without connector, M12, Number of poles : 4, 5 m, Socket, angled, Shielded: No, LED: Yes, Sheath material: PUR, Halogen: No
7150 | 9456500050 | SAIL-M12WM12G-5-0.5U | Sensor/actuator line, Connecting line, M12 / M12, Number of poles : 5, 0.5 m, pin, angled - bush straight, Shielded: No, LED: No, Sheath material: PUR, Halogen: No
7151 | 9456660030 | SAIL-M12GM8G-4-0.3U | Sensor/actuator line, Connecting line, M12 / M8, Number of poles : 4, 0.3 m, pin, straight - socket, straight, Shielded: No, LED: No, Sheath material: PUR, Halogen: No
7152 | 9456750000 | SAI-8-F 4P PUR 5M | Sensor-actuator passive distributor, M12, Fixed cable version, 5 m, Yes
7153 | 9456760002 | SAI-8-FMM-4P M12 10M | SAI Passive, Sensor-actuator passive distributor, M12, Fixed cable version, 10 m, No
7154 | 9456990300 | SAIL-M12GM12G-2/4-3.0U | Sensor/actuator line, Connecting line, M12 / M12, Number of poles : 3, 3 m, pin, straight - socket, straight, Shielded: No, LED: No, Sheath material: PUR, Halogen: No
7155 | 9457080000 | SAIL-M12GM12G-2/4-10U | Sensor/actuator line, Connecting line, M12 / M12, Number of poles : 3, 10 m, pin, straight - socket, straight, Shielded: No, LED: No, Sheath material: PUR, Halogen: No
7156 | 9457130100 | SAIL-VSA-M12G-1.0U | Valve plug, Straight plug - valve plug
7157 | 9457231000 | SAIL-M12GM12G-3-10U | Sensor/actuator line, Connecting line, M12 / M12, Number of poles : 3, 10 m, pin, straight - socket, straight, Shielded: No, LED: No, Sheath material: PUR, Halogen: No
7158 | 9457290000 | SAISW-4/7 | Plugs prefabricated to customer spec., M12, pin, 90°
7159 | 9457310100 | SAIL-M12GM12W-4-1.0U | Sensor/actuator line, Connecting line, M12 / M12, Number of poles : 4, 1 m, pin, straight - socket, 90°, Shielded: No, LED: No, Sheath material: PUR, Halogen: No
7160 | 9457321000 | SAIL-M12BW-3-10U | Sensor/actuator line, One end without connector, M12, Number of poles : 3, 10 m, Socket, angled, Shielded: No, LED: No, Sheath material: PUR, Halogen: No
7161 | 9457340250 | SAIL-M12GM12G-5-2.5U | Sensor/actuator line, Connecting line, M12 / M12, Number of poles : 5, 2.5 m, pin, straight - socket, straight, Shielded: No, LED: No, Sheath material: PUR, Halogen: No
7162 | 9457340300 | SAIL-M12GM12G-5-3.0U | Sensor/actuator line, Connecting line, M12 / M12, Number of poles : 5, 3 m, pin, straight - socket, straight, Shielded: No, LED: No, Sheath material: PUR, Halogen: No
7163 | 9457390100 | SAIL-M12GM12W-3-1.0U | Sensor/actuator line, Connecting line, M12 / M12, Number of poles : 3, 1 m, pin, straight - socket, 90°, Shielded: No, LED: No, Sheath material: PUR, Halogen: No
7164 | 9457390500 | SAIL-M12GM12W-3-5.0U | Sensor/actuator line, Connecting line, M12 / M12, Number of poles : 3, 5 m, pin, straight - socket, 90°, Shielded: No, LED: No, Sheath material: PUR, Halogen: No
7165 | 9457450200 | SAIL-M8BG-3-2.0U | Sensor/actuator line, One end without connector, M8, Number of poles : 3, 2 m, Female socket, straight, Shielded: No, LED: No, Sheath material: PUR, Halogen: No
7166 | 9457453000 | SAIL-M8BG-3-30U | Sensor/actuator line, One end without connector, M8, Number of poles : 3, 30 m, Female socket, straight, Shielded: No, LED: No, Sheath material: PUR, Halogen: No
7167 | 9457490300 | SAIL-ZW-M8BG-3-3.0U | Sensor/actuator line, Connecting line, M12 / M8, Number of poles : 3, 3 m, Twin cabling, pin, straight, 2x socket, straight, Shielded: No, LED: No, Sheath material: PUR, Halogen: No
7168 | 9457490500 | SAIL-ZW-M8BG-3-5.0U | Sensor/actuator line, Connecting line, M12 / M8, Number of poles : 3, 5 m, Twin cabling, pin, straight, 2x socket, straight, Shielded: No, LED: No, Sheath material: PUR, Halogen: No
7169 | 9457550000 | SAIS-4/7 | Plugs prefabricated to customer spec., M12, pin, straight
7170 | 9457612000 | SAIL-M12G-5-20U | Sensor/actuator line, One end without connector, M12, Number of poles : 5, 20 m, pin, straight, Shielded: No, LED: No, Sheath material: PUR, Halogen: No
7171 | 9457690200 | SAIL-M12BW-5-2.0U | Sensor/actuator line, One end without connector, M12, Number of poles : 5, 2 m, Socket, angled, Shielded: No, LED: No, Sheath material: PUR, Halogen: No
7172 | 9457693000 | SAIL-M12BW-5-30U | Sensor/actuator line, One end without connector, M12, Number of poles : 5, 30 m, Socket, angled, Shielded: No, LED: No, Sheath material: PUR, Halogen: No
7173 | 9457710200 | SAIL-VSA-2.0U | Valve plug, One end without connector - valve plug, A
7174 | 9457710500 | SAIL-VSA-5.0U | Valve plug, One end without connector - valve plug, A
7175 | 9457730200 | SAIL-M12BG-4-2.0U | Sensor/actuator line, One end without connector, M12, Number of poles : 4, 2 m, Female socket, straight, Shielded: No, LED: No, Sheath material: PUR, Halogen: No
7176 | 9457732500 | SAIL-M12BG-4-25U | Sensor/actuator line, One end without connector, M12, Number of poles : 4, 25 m, Female socket, straight, Shielded: No, LED: No, Sheath material: PUR, Halogen: No
7177 | 9457741000 | SAIL-M12BW-4-10U | Sensor/actuator line, One end without connector, M12, Number of poles : 4, 10 m, Socket, angled, Shielded: No, LED: No, Sheath material: PUR, Halogen: No
7178 | 9457743000 | SAIL-M12BW-4-30U | Sensor/actuator line, One end without connector, M12, Number of poles : 4, 30 m, Socket, angled, Shielded: No, LED: No, Sheath material: PUR, Halogen: No
7179 | 9457760100 | SAIL-M12GM8W-3L1.0U | Sensor/actuator line, Connecting line, M12 / M8, Number of poles : 3, 1 m, pin, straight - socket, 90°, Shielded: No, LED: Yes, Sheath material: PUR, Halogen: No
7180 | 9457760150 | SAIL-M12GM8W-3L1.5U | Sensor/actuator line, Connecting line, M12 / M8, Number of poles : 3, 1.5 m, pin, straight - socket, 90°, Shielded: No, LED: Yes, Sheath material: PUR, Halogen: No
7181 | 9457760300 | SAIL-M12GM8W-3L3.0U | Sensor/actuator line, Connecting line, M12 / M8, Number of poles : 3, 3 m, pin, straight - socket, 90°, Shielded: No, LED: Yes, Sheath material: PUR, Halogen: No
7182 | 9457780500 | SAIL-VSBD-M12G-5.0U | Valve plug, Straight plug - valve plug, BD
7183 | 9457790150 | SAIL-M12GM12W-3L1.5U | Sensor/actuator line, Connecting line, M12 / M12, Number of poles : 3, 1.5 m, pin, straight - socket, 90°, Shielded: No, LED: Yes, Sheath material: PUR, Halogen: No
7184 | 9457790300 | SAIL-M12GM12W-3L3.0U | Sensor/actuator line, Connecting line, M12 / M12, Number of poles : 3, 3 m, pin, straight - socket, 90°, Shielded: No, LED: Yes, Sheath material: PUR, Halogen: No
7185 | 9457800150 | SAIL-M12BW-3L1.5U | Sensor/actuator line, One end without connector, M12, Number of poles : 3, 1.5 m, Socket, angled, Shielded: No, LED: Yes, Sheath material: PUR, Halogen: No
7186 | 9457810100 | SAIL-M12G-3-1.0U | Sensor/actuator line, One end without connector, M12, Number of poles : 3, 1 m, pin, straight, Shielded: No, LED: No, Sheath material: PUR, Halogen: No
7187 | 9457810500 | SAIL-M12G-3-5.0U | Sensor/actuator line, One end without connector, M12, Number of poles : 3, 5 m, pin, straight, Shielded: No, LED: No, Sheath material: PUR, Halogen: No
7188 | 9457812000 | SAIL-M12G-3-20U | Sensor/actuator line, One end without connector, M12, Number of poles : 3, 20 m, pin, straight, Shielded: No, LED: No, Sheath material: PUR, Halogen: No
7189 | 9457820150 | SAIL-M12BG-3-1.5U | Sensor/actuator line, One end without connector, M12, Number of poles : 3, 1.5 m, Female socket, straight, Shielded: No, LED: No, Sheath material: PUR, Halogen: No
7190 | 9457820300 | SAIL-M12BG-3-3.0U | Sensor/actuator line, One end without connector, M12, Number of poles : 3, 3 m, Female socket, straight, Shielded: No, LED: No, Sheath material: PUR, Halogen: No
7191 | 9457821000 | SAIL-M12BG-3-10U | Sensor/actuator line, One end without connector, M12, Number of poles : 3, 10 m, Female socket, straight, Shielded: No, LED: No, Sheath material: PUR, Halogen: No
7192 | 9457850200 | SAIL-M8BG-4-2.0U | Sensor/actuator line, One end without connector, M8, Number of poles : 4, 2 m, Female socket, straight, Shielded: No, LED: No, Sheath material: PUR, Halogen: No
7193 | 9457851000 | SAIL-M8BG-4-10U | Sensor/actuator line, One end without connector, M8, Number of poles : 4, 10 m, Female socket, straight, Shielded: No, LED: No, Sheath material: PUR, Halogen: No
7194 | 9457851500 | SAIL-M8BG-4-15U | Sensor/actuator line, One end without connector, M8, Number of poles : 4, 15 m, Female socket, straight, Shielded: No, LED: No, Sheath material: PUR, Halogen: No
7195 | 9457900060 | SAIL-M12WM12W-5-0.6U | Sensor/actuator line, Connecting line, M12 / M12, Number of poles : 5, 0.6 m, pin, 90° - socket 90°, Shielded: No, LED: No, Sheath material: PUR, Halogen: No
7196 | 9457910030 | SAIL-M12BG-5-0.3U | Sensor/actuator line, One end without connector, M12, Number of poles : 5, 0.3 m, Female socket, straight, Shielded: No, LED: No, Sheath material: PUR, Halogen: No
7197 | 9457910200 | SAIL-M12BG-5-2.0U | Sensor/actuator line, One end without connector, M12, Number of poles : 5, 2 m, Female socket, straight, Shielded: No, LED: No, Sheath material: PUR, Halogen: No
7198 | 9457910300 | SAIL-M12BG-5-3.0U | Sensor/actuator line, One end without connector, M12, Number of poles : 5, 3 m, Female socket, straight, Shielded: No, LED: No, Sheath material: PUR, Halogen: No
7199 | 9457911000 | SAIL-M12BG-5-10U | Sensor/actuator line, One end without connector, M12, Number of poles : 5, 10 m, Female socket, straight, Shielded: No, LED: No, Sheath material: PUR, Halogen: No
7200 | 9457912000 | SAIL-M12BG-5-20U | Sensor/actuator line, One end without connector, M12, Number of poles : 5, 20 m, Female socket, straight, Shielded: No, LED: No, Sheath material: PUR, Halogen: No
7201 | 9457913000 | SAIL-M12BG-5-30U | Sensor/actuator line, One end without connector, M12, Number of poles : 5, 30 m, Female socket, straight, Shielded: No, LED: No, Sheath material: PUR, Halogen: No
7202 | 9457920150 | SAIL-VSC-1.5U | Valve plug, One end without connector - valve plug, C
7203 | 9457921000 | SAIL-VSC-10U | Valve plug, One end without connector - valve plug, C
7204 | 9457960300 | SAIV-M12BW-4-3.0U | Sensor/actuator line, One end without connector, M12, Number of poles : 4, 3 m, Socket, angled, Shielded: No, LED: No, Sheath material: PUR, Halogen: No
7205 | 9457981000 | SAIL-M12GM8W-3-10U | Sensor/actuator line, Connecting line, M12 / M8, Number of poles : 3, 10 m, pin, straight - socket, 90°, Shielded: No, LED: No, Sheath material: PUR, Halogen: No
7206 | 294800000 | VP 11-MS65 | VPMS (blanking plug in brass), Blanking plug, PG 11, 5 mm, Brass, nickel-plated
7207 | 501100000 | VP 29-MS65 | VPMS (blanking plug in brass), Blanking plug, PG 29, 8 mm, Brass, nickel-plated
7208 | 501160000 | VP 29-K54 | VPK (blanking plug in plastic), Blanking plug, PG 29, 8 mm, IP65, Polyamid 6 (PA6 - GF30)
7209 | 501200000 | VP 36-MS65 | VPMS (blanking plug in brass), Blanking plug, PG 36, 9 mm, Brass, nickel-plated
7210 | 1047940000 | IE-BHD-V14M | Empty enclosure, Device flange
7211 | 1058100000 | IE-PH-V14M-FO | Empty enclosure
7212 | 1058140000 | IE-BSS-V14M-SCRJ-SM-C | Flange FO, IP67, Variant 14 standardized flange, SCRJ Duplex coupling, Singlemode
7213 | 1062550000 | IE-FM5Z2VO0005MLD0LD0X | Pre-assembled patch cable, crossover, LC-Duplex IP 20, LC-Duplex IP 20, 50 µm, PVC, 5 m
7214 | 1142800000 | IE-C5ES8VG0150A40A40-E | System cable, RJ45 IP 20, RJ45 IP 20, Cat.5 (ISO/IEC 11801) / Cat.5e (TIA T568-B), PVC, 15 m
7215 | 1165900100 | IE-C6FP8LB0100M40M40-B | Patch cable, RJ45 IP 20, RJ45 IP 20, Cat.6A / Class EA (ISO/IEC 11801 2010), LSZH, 10 m
7216 | 1165940040 | IE-C6FP8LD0040M40M40-D | Patch cable, RJ45 IP 20, RJ45 IP 20, Cat.6A / Class EA (ISO/IEC 11801 2010), LSZH, 4 m
7217 | 1165940050 | IE-C6FP8LD0050M40M40-D | Patch cable, RJ45 IP 20, RJ45 IP 20, Cat.6A / Class EA (ISO/IEC 11801 2010), LSZH, 5 m
7218 | 1165940100 | IE-C6FP8LD0100M40M40-D | Patch cable, RJ45 IP 20, RJ45 IP 20, Cat.6A / Class EA (ISO/IEC 11801 2010), LSZH, 10 m
7219 | 1165940200 | IE-C6FP8LD0200M40M40-D | Patch cable, RJ45 IP 20, RJ45 IP 20, Cat.6A / Class EA (ISO/IEC 11801 2010), LSZH, 20 m
7220 | 1165940250 | IE-C6FP8LD0250M40M40-D | Patch cable, RJ45 IP 20, RJ45 IP 20, Cat.6A / Class EA (ISO/IEC 11801 2010), LSZH, 25 m
7221 | 1165940300 | IE-C6FP8LD0300M40M40-D | Patch cable, RJ45 IP 20, RJ45 IP 20, Cat.6A / Class EA (ISO/IEC 11801 2010), LSZH, 30 m
7222 | 1165940500 | IE-C6FP8LD0500M40M40-D | Patch cable, RJ45 IP 20, RJ45 IP 20, Cat.6A / Class EA (ISO/IEC 11801 2010), LSZH, 50 m
7223 | 1165940800 | IE-C6FP8LD0800M40M40-D | Patch cable, RJ45 IP 20, RJ45 IP 20, Cat.6A / Class EA (ISO/IEC 11801 2010), LSZH, 80 m
7224 | 1166000020 | IE-C5ES8UG0020M40M40-G | System cable, RJ45 IP 20, RJ45 IP 20, Cat.5 (ISO/IEC 11801), PUR, 2 m
7225 | 1166000030 | IE-C5ES8UG0030M40M40-G | System cable, RJ45 IP 20, RJ45 IP 20, Cat.5 (ISO/IEC 11801), PUR, 3 m
7226 | 1166000100 | IE-C5ES8UG0100M40M40-G | System cable, RJ45 IP 20, RJ45 IP 20, Cat.5 (ISO/IEC 11801), PUR, 10 m
7227 | 1166000200 | IE-C5ES8UG0200M40M40-G | System cable, RJ45 IP 20, RJ45 IP 20, Cat.5 (ISO/IEC 11801), PUR, 20 m
7228 | 1166020005 | IE-C5ES8VG0005M40M40-G | System cable, RJ45 IP 20, RJ45 IP 20, Cat.5 (ISO/IEC 11801), PVC, 0.5 m
7229 | 1166020010 | IE-C5ES8VG0010M40M40-G | System cable, RJ45 IP 20, RJ45 IP 20, Cat.5 (ISO/IEC 11801), PVC, 1 m
7230 | 1166020100 | IE-C5ES8VG0100M40M40-G | System cable, RJ45 IP 20, RJ45 IP 20, Cat.5 (ISO/IEC 11801), PVC, 10 m
7231 | 1166020200 | IE-C5ES8VG0200M40M40-G | System cable, RJ45 IP 20, RJ45 IP 20, Cat.5 (ISO/IEC 11801), PVC, 20 m
7232 | 1166030005 | IE-C6FP8LR0005M40M40-R | Patch cable, RJ45 IP 20, RJ45 IP 20, Cat.6A / Class EA (ISO/IEC 11801 2010), LSZH, 0.5 m
7233 | 1166030010 | IE-C6FP8LR0010M40M40-R | Patch cable, RJ45 IP 20, RJ45 IP 20, Cat.6A / Class EA (ISO/IEC 11801 2010), LSZH, 1 m
7234 | 1166030030 | IE-C6FP8LR0030M40M40-R | Patch cable, RJ45 IP 20, RJ45 IP 20, Cat.6A / Class EA (ISO/IEC 11801 2010), LSZH, 3 m
7235 | 1166030100 | IE-C6FP8LR0100M40M40-R | Patch cable, RJ45 IP 20, RJ45 IP 20, Cat.6A / Class EA (ISO/IEC 11801 2010), LSZH, 10 m
7236 | 1177270000 | IE-C5ED8UG0020A40A40-E | Dragline cable, RJ45 IP 20, RJ45 IP 20, Cat.5 (ISO/IEC 11801) / Cat.5e (TIA T568-B), PUR, 2 m
7237 | 1191010020 | IE-C5DS4VG0020A20A20-E | System cable, RJ45 IP 20, RJ45 IP 20, Cat.5 (ISO/IEC 11801) / Cat.5e (TIA T568-B), PVC, 2 m
7238 | 1191010150 | IE-C5DS4VG0150A20A20-E | System cable, RJ45 IP 20, RJ45 IP 20, Cat.5 (ISO/IEC 11801) / Cat.5e (TIA T568-B), PVC, 15 m
7239 | 1208600000 | HDC 16B ABU | HDC enclosures, Size: 6, Protection degree: IP65 (in plugged condition), Bulkhead housing, Side-locking clamp on lower side, Side-locking clamp not replaceable, Standard
7240 | 1212400000 | HDC 24B ABU | HDC enclosures, Size: 8, Protection degree: IP65 (in plugged condition), Bulkhead housing, Side-locking clamp on lower side, Side-locking clamp not replaceable, Standard
7241 | 1213300000 | HDC 24B ADBO | HDC enclosures, Size: 8, Protection degree: IP65 (in plugged condition), Bulkhead housing, Side-locking clamp on upper side, Standard, with cover
7242 | 1220930000 | IE-FM6D2UE0005MLD0LD0X | Dragline cable, LC-Duplex IP 20, LC-Duplex IP 20, 62.5 µm, PUR, 5 m
7243 | 1222890000 | IE-C5ES8VG0450A40A40-E | System cable, RJ45 IP 20, RJ45 IP 20, Cat.5 (ISO/IEC 11801) / Cat.5e (TIA T568-B), PVC, 45 m
7244 | 1276880000 | IE-FM5Z2VO0001MLD0LD0X | Pre-assembled patch cable, crossover, LC-Duplex IP 20, LC-Duplex IP 20, 50 µm, PVC, 1 m
7245 | 1318000000 | IE-C5ES8VG0600A40A40-E | System cable, RJ45 IP 20, RJ45 IP 20, Cat.5 (ISO/IEC 11801) / Cat.5e (TIA T568-B), PVC, 60 m
7246 | 1355250000 | IE-C5ED8UG0300A40A40-E | Dragline cable, RJ45 IP 20, RJ45 IP 20, Cat.5 (ISO/IEC 11801) / Cat.5e (TIA T568-B), PUR, 30 m
7247 | 1355270000 | IE-C5ED8UG0400A40A40-E | Dragline cable, RJ45 IP 20, RJ45 IP 20, Cat.5 (ISO/IEC 11801) / Cat.5e (TIA T568-B), PUR, 40 m
7248 | 1568970000 | VG 7-K68 | VG K (standard plastic cable gland), Cable glands, PG 7, 8 mm, OD min. 3 - OD max. 6.5 mm, IP54, IP66, IP67, IP68 - 5 bar (30 min.), Polyamide 6
7249 | 1568980000 | VG 9-K68 | VG K (standard plastic cable gland), Cable glands, PG 9, 8 mm, OD min. 4 - OD max. 8 mm, IP54, IP66, IP67, IP68 - 5 bar (30 min.), Polyamide 6
7250 | 1568990000 | VG 11-K68 | VG K (standard plastic cable gland), Cable glands, PG 11, 8 mm, OD min. 5 - OD max. 10 mm, IP54, IP66, IP67, IP68 - 5 bar (30 min.), Polyamide 6
7251 | 1569000000 | VG 13.5-K68 | VG K (standard plastic cable gland), Cable glands, PG 13.5, 10 mm, OD min. 6 - OD max. 12 mm, IP54, IP66, IP67, IP68 - 5 bar (30 min.), Polyamide 6
7252 | 1569010000 | VG 16-K68 | VG K (standard plastic cable gland), Cable glands, PG 16, 10 mm, OD min. 10 - OD max. 14 mm, IP54, IP66, IP67, IP68 - 5 bar (30 min.), Polyamide 6
7253 | 1569020000 | VG 21-K68 | VG K (standard plastic cable gland), Cable glands, PG 21, 11 mm, OD min. 13 - OD max. 18 mm, IP54, IP66, IP67, IP68 - 5 bar (30 min.), Polyamide 6
7254 | 1569050000 | VG 42-K68 | VG K (standard plastic cable gland), Cable glands, PG 42, 13 mm, OD min. 30 - OD max. 38 mm, IP54, IP66, IP67, IP68 - 5 bar (30 min.), Polyamide 6
7255 | 1569060000 | VG 7-MS68 | VG MS (standard brass cable gland), Cable glands, PG 7, 6 mm, OD min. 3 - OD max. 6.5 mm, IP54, IP66, IP67, IP68 - 5 bar (30 min.), IP69K, Brass, nickel-plated
7256 | 1569070000 | VG 9-MS68 | VG MS (standard brass cable gland), Cable glands, PG 9, 6 mm, OD min. 4 - OD max. 8 mm, IP54, IP66, IP67, IP68 - 5 bar (30 min.), IP69K, Brass, nickel-plated
7257 | 1569080000 | VG 11-MS68 | VG MS (standard brass cable gland), Cable glands, PG 11, 6 mm, OD min. 5 - OD max. 10 mm, IP54, IP66, IP67, IP68 - 5 bar (30 min.), IP69K, Brass, nickel-plated
7258 | 1569090000 | VG 13,5-MS68 | VG MS (standard brass cable gland), Cable glands, PG 13.5, 6.5 mm, OD min. 6 - OD max. 12 mm, IP54, IP66, IP67, IP68 - 5 bar (30 min.), IP69K, Brass, nickel-plated
7259 | 1569100000 | VG 16-MS68 | VG MS (standard brass cable gland), Cable glands, PG 16, 6.5 mm, OD min. 10 - OD max. 14 mm, IP54, IP66, IP67, IP68 - 5 bar (30 min.), IP69K, Brass, nickel-plated
7260 | 1569110000 | VG 21-MS68 | VG MS (standard brass cable gland), Cable glands, PG 21, 7.2 mm, OD min. 13 - OD max. 18 mm, IP54, IP66, IP67, IP68 - 5 bar (30 min.), IP69K, Brass, nickel-plated
7261 | 1569380000 | VP 11-EXE SW | VPK EX (Ex blanking plug in plastic), Blanking plug, PG 11, 10.5 mm, IP66, IP68, Polyamide
7262 | 1694080000 | SKMU PG9-MS | SKMU MS (brass locknut), Locknut, PG 9, 2.8 mm, Brass, nickel-plated
7263 | 1694090000 | SKMU PG11-MS | SKMU MS (brass locknut), Locknut, PG 11, 3 mm, Brass, nickel-plated
7264 | 1694110000 | SKMU PG16-MS | SKMU MS (brass locknut), Locknut, PG 16, 3 mm, Brass, nickel-plated
7265 | 1697450000 | SKMU PG9-K GR | SKMU PA (plastic locknut), Locknut, PG 9, 5 mm, Polyamid 6 (PA6 - GF30)
7266 | 1697480000 | SKMU PG16-K GR | SKMU PA (plastic locknut), Locknut, PG 16, 6 mm, Polyamid 6 (PA6 - GF30)
7267 | 1718770000 | VG 48-K68 | VG K (standard plastic cable gland), Cable glands, PG 48, 14 mm, OD min. 34 - OD max. 44 mm, IP54, IP66, IP67, IP68 - 5 bar (30 min.), Polyamide 6
7268 | 1718790000 | VG 48-MS68 | VG MS (standard brass cable gland), Cable glands, PG 48, 14 mm, OD min. 34 - OD max. 44 mm, IP67, IP68 - 5 bar (30 min.), Brass, nickel-plated
7269 | 1718820000 | VG 11-MS54-ZE | VG MS ZE (standard brass cable gland strain relief), Cable glands, PG 11, 6 mm, OD min. 6.5 - OD max. 12.5 mm, IP65, Brass, nickel-plated
7270 | 1718920000 | SKMU EMV PG11 | SKMU MS EMV (brass locknut - EMC), Locknut, PG 11, 4.7 mm, Brass, nickel-plated
7271 | 1718950000 | SKMU EMV PG21 | SKMU MS EMV (brass locknut - EMC), Locknut, PG 21, 5.2 mm, Brass, nickel-plated
7272 | 1718960000 | SKMU EMV PG29 | SKMU MS EMV (brass locknut - EMC), Locknut, PG 29, 5.7 mm, Brass, nickel-plated
7273 | 1719130000 | SKMU PG13,5-K SW | SKMU PA (plastic locknut), Locknut, PG 13.5, 6 mm, Polyamid 6 (PA6 - GF30)
7274 | 1719140000 | SKMU PG16-K SW | SKMU PA (plastic locknut), Locknut, PG 16, 6 mm, Polyamid 6 (PA6 - GF30)
7275 | 1719220000 | SKMU PG36-MS | SKMU MS (brass locknut), Locknut, PG 36, 5 mm, Brass, nickel-plated
7276 | 1719300000 | VP 29-EXE SW | VPK EX (Ex blanking plug in plastic), Blanking plug, PG 29, 13.5 mm, IP66, IP68, Polyamide
7277 | 1719310000 | VP 36-EXE SW | VPK EX (Ex blanking plug in plastic), Blanking plug, PG 36, 15 mm, IP66, IP68, Polyamide
7278 | 1719330000 | VP 48-EXE SW | VPK EX (Ex blanking plug in plastic), Blanking plug, PG 48, 15.5 mm, IP66, IP68, Polyamide
7279 | 1719450000 | GWDR PG9-PO | GWDR PO (flat gasket - polyethylene), Sealing ring, PG 9, Polyethylene
7280 | 1719480000 | GWDR PG16-PO | GWDR PO (flat gasket - polyethylene), Sealing ring, PG 16, Polyethylene
7281 | 1719490000 | GWDR PG21-PO | GWDR PO (flat gasket - polyethylene), Sealing ring, PG 21, Polyethylene
7282 | 1719530000 | GWDR PG48-PO | GWDR PO (flat gasket - polyethylene), Sealing ring, PG 48, Polyethylene
7283 | 1719540000 | GWDR PG7-NP | GWDR NP (flat gasket - neoprene), Sealing ring, PG 7, Neoprene
7284 | 1719550000 | GWDR PG9-NP | GWDR NP (flat gasket - neoprene), Sealing ring, PG 9, Neoprene
7285 | 1719570000 | GWDR PG13,5-NP | GWDR NP (flat gasket - neoprene), Sealing ring, PG 13.5, Neoprene
7286 | 1719590000 | GWDR PG21-NP | GWDR NP (flat gasket - neoprene), Sealing ring, PG 21, Neoprene
7287 | 1719630000 | GWDR PG48-NP | GWDR NP (flat gasket - neoprene), Sealing ring, PG 48, Neoprene
7288 | 1720510000 | VG 16-K68 SKS | VG K SZS (standard plastic cable gland with anti-kink coils), Cable glands, PG 16, 10 mm, OD min. 10 - OD max. 14 mm, Polyamide 6
7289 | 1736240000 | GWDR M20-NP | GWDR NP (flat gasket - neoprene), Sealing ring, M 20, Neoprene
7290 | 1736260000 | GWDR M32-NP | GWDR NP (flat gasket - neoprene), Sealing ring, M 32, Neoprene
7291 | 1736280000 | GWDR M50-NP | GWDR NP (flat gasket - neoprene), Sealing ring, M 50, Neoprene
7292 | 1736930000 | SKMU M20 K SW | SKMU PA (plastic locknut), Locknut, M 20, 6 mm, Polyamid 6 (PA6 - GF30)
7293 | 1736940000 | SKMU M25 K SW | SKMU PA (plastic locknut), Locknut, M 25, 6 mm, Polyamid 6 (PA6 - GF30)
7294 | 1736950000 | SKMU M32 K SW | SKMU PA (plastic locknut), Locknut, M 32, 7 mm, Polyamid 6 (PA6 - GF30)
7295 | 1737070000 | VP M16-EXE SW | VPK EX (Ex blanking plug in plastic), Blanking plug, M 16, 15 mm, IP66, IP68, Polyamide
7296 | 1737080000 | VP M20-EXE SW | VPK EX (Ex blanking plug in plastic), Blanking plug, M 20, 15 mm, IP66, IP68, Polyamide
7297 | 1737090000 | VP M25-EXE SW | VPK EX (Ex blanking plug in plastic), Blanking plug, M 25, 15 mm, IP66, IP68, Polyamide
7298 | 1737120000 | VP M50-EXE SW | VPK EX (Ex blanking plug in plastic), Blanking plug, M 50, 15 mm, IP66, IP68, Polyamide
7299 | 1772260000 | VG M50 - MS 68 | VG MS (standard brass cable gland), Cable glands, M 50, 9 mm, OD min. 22 - OD max. 32 mm, IP54, IP66, IP67, IP68 - 5 bar (30 min.), Brass, nickel-plated
7300 | 1772280000 | VG M12-1/K68 | VG K (standard plastic cable gland), Cable glands, M 12, 8 mm, OD min. 3 - OD max. 6.5 mm, IP54, IP66, IP67, IP68 - 5 bar (30 min.), Polyamide 6
7301 | 1772290000 | VG M16 - K 68 | VG K (standard plastic cable gland), Cable glands, M 16, 10 mm, OD min. 5 - OD max. 10 mm, IP54, IP66, IP67, IP68 - 5 bar (30 min.), Polyamide 6
7302 | 1772300000 | VG M20-1/K68 | VG K (standard plastic cable gland), Cable glands, M 20, 10 mm, OD min. 6 - OD max. 12 mm, IP54, IP66, IP67, IP68 - 5 bar (30 min.), Polyamide 6
7303 | 1772450000 | SKMU M16 - K GR | SKMU PA (plastic locknut), Locknut, M 16, 5 mm, Polyamid 6 (PA6 - GF30)
7304 | 1772490000 | SKMU M40 - K GR | SKMU PA (plastic locknut), Locknut, M 40, 7 mm, Polyamid 6 (PA6 - GF30)
7305 | 1776720000 | VG M20-K68 SKS 10-14 | VG K SZS (standard plastic cable gland with anti-kink coils), Cable glands, M 20, 15 mm, OD min. 10 - OD max. 14 mm, Polyamide 6
7306 | 1776900000 | VP M25 K54 | VPK (blanking plug in plastic), Blanking plug, M 25, 10 mm, IP65, Polyamid 6 (PA6 - GF30)
7307 | 1776920000 | VP M16 K54 | VPK (blanking plug in plastic), Blanking plug, M 16, 7 mm, IP65, Polyamid 6 (PA6 - GF30)
7308 | 1776950000 | VP M40 K54 | VPK (blanking plug in plastic), Blanking plug, M 40, 13 mm, IP65, Polyamid 6 (PA6 - GF30)
7309 | 1776970000 | VP M63 K54 | VPK (blanking plug in plastic), Blanking plug, M 63, 15 mm, IP65, Polyamid 6 (PA6 - GF30)
7310 | 1777660000 | SKMU EMV M40 | SKMU MS EMV (brass locknut - EMC), Locknut, M 40, 4.6 mm, Brass, nickel-plated
7311 | 1777680000 | SKMU EMV M63 | SKMU MS EMV (brass locknut - EMC), Locknut, M 63, 6.6 mm, Brass, nickel-plated
7312 | 1777710000 | SKMU EMV PG 36 | SKMU MS EMV (brass locknut - EMC), Locknut, PG 36, 4.6 mm, Brass, nickel-plated
7313 | 1777730000 | VP M16-MS65 | VPMS (blanking plug in brass), Blanking plug, M 16, 5 mm, Brass, nickel-plated
7314 | 1777920000 | GWDR M12-PO | GWDR PO (flat gasket - polyethylene), Sealing ring, M 12, Polyethylene
7315 | 1777940000 | GWDR M20-PO | GWDR PO (flat gasket - polyethylene), Sealing ring, M 20, Polyethylene
7316 | 1777960000 | GWDR M32-PO | GWDR PO (flat gasket - polyethylene), Sealing ring, M 32, Polyethylene
7317 | 1778460000 | VGM20-MS54 ZE 6,0-13,5 | VG MS ZE (standard brass cable gland strain relief), Cable glands, M 20, 6 mm, OD min. 6.5 - OD max. 12.5 mm, IP65, Brass, nickel-plated
7318 | 1778860000 | VG M20-K68 SKS 6-12 | VG K SZS (standard plastic cable gland with anti-kink coils), Cable glands, M 20, 11 mm, OD min. 6 - OD max. 12 mm, Polyamide 6
7319 | 1788180000 | HDC 16B TSBU 1M25G | HDC enclosures, Size: 6, Protection degree: IP65 (in plugged condition), Cable entry from side, Plug housing, Side-locking clamp on lower side, Standard, Size of cable entries: M 25
7320 | 1788250000 | HDC 16B SLU 2M25G | HDC enclosures, Size: 6, Protection degree: IP65 (in plugged condition), Base housing, End-locking clamp, lower side, Standard, Size of cable entries: M 25
7321 | 1788270000 | HDC 16B SDLU 2M25G | HDC enclosures, Size: 6, Protection degree: IP65 (in plugged condition), Base housing, End-locking clamp, lower side, Standard, with cover, Size of cable entries: M 25
7322 | 1788340000 | HDC 48B TOLU 1M40G | HDC enclosures, Size: 12, Protection degree: IP65 (in plugged condition), Cable entry from top, Plug housing, End-locking clamp, lower side, Standard, Size of cable entries: M 40
7323 | 1877250030 | SAIL-M8GM8W-3L0.3U | Sensor/actuator line, Connecting line, M8 / M8, Number of poles : 3, 0.3 m, pin, straight - socket, 90°, Shielded: No, LED: Yes, Sheath material: PUR, Halogen: No
7324 | 1877250100 | SAIL-M8GM8W-3L1.0U | Sensor/actuator line, Connecting line, M8 / M8, Number of poles : 3, 1 m, pin, straight - socket, 90°, Shielded: No, LED: Yes, Sheath material: PUR, Halogen: No
7325 | 1877250150 | SAIL-M8GM8W-3L1.5U | Sensor/actuator line, Connecting line, M8 / M8, Number of poles : 3, 1.5 m, pin, straight - socket, 90°, Shielded: No, LED: Yes, Sheath material: PUR, Halogen: No
7326 | 1877251000 | SAIL-M8GM8W-3L10U | Sensor/actuator line, Connecting line, M8 / M8, Number of poles : 3, 10 m, pin, straight - socket, 90°, Shielded: No, LED: Yes, Sheath material: PUR, Halogen: No
7327 | 1886441500 | SAIB-M23-12P-ST-15,0M | Sensor/actuator line, One end without connector, M23, Inner thread, Number of poles: 12, 15 m, Female socket, straight, Shielded: No, LED: No, Sheath material: PUR, Halogen: No
7328 | 1890520150 | SAIL-M12BG-8S1.5U | Sensor/actuator line, One end without connector, M12, Number of poles : 8, 1.5 m, Female socket, straight, Shielded: Yes, LED: No, Sheath material: PUR, Halogen: No
7329 | 1909360000 | KDSU M63 BN O SC 2 G63S | KDSU (Klippon double seal universal Ex cable gland), Cable glands, M 63, 19 mm, Single-wire armouring, Metal foil armouring, Braided armouring, 0.1 - 2.5 mm, OD min. 52.1 - OD max. 59.5 mm, ID min. 39.20 - ID max. 50.10 mm, IP66, IP68 - 2.5 bar, Brass
7330 | 1909370000 | KDSU M63 BN O SC 2 G63 | KDSU (Klippon double seal universal Ex cable gland), Cable glands, M 63, 19 mm, Single-wire armouring, Metal foil armouring, Braided armouring, 0.1 - 2.5 mm, OD min. 58.4 - OD max. 65.8 mm, ID min. 46.70 - ID max. 56.00 mm, IP66, IP68 - 2.5 bar, Brass
7331 | 1909470000 | KSG M63 BN O SC 2 G63S | KSG (Klippon standard Ex cable gland), Cable glands, M 63, 19 mm, OD min. 39.2 - OD max. 50.1 mm, IP66, IP68 - 2.5 bar, Brass
7332 | 1909480000 | KSG M63 BN O SC 2 G63 | KSG (Klippon standard Ex cable gland), Cable glands, M 63, 19 mm, OD min. 46.7 - OD max. 56 mm, IP66, IP68 - 2.5 bar, Brass
7333 | 1909500000 | VG M16 - MS 1/EMV | VG EMV GEN 1 (EMC cable gland with clamping cage), Cable glands, M 16, 7, OD min. 5 - OD max. 10 mm, IP68 - 5 bar (30 min.), IP69K, Brass, nickel-plated
7334 | 1909510000 | VG M20 - MS 1/EMV | VG EMV GEN 1 (EMC cable gland with clamping cage), Cable glands, M 20, 8, OD min. 6 - OD max. 12 mm, IP68 - 5 bar (30 min.), IP69K, Brass, nickel-plated
7335 | 1909520000 | VG M25 - MS 1/EMV | VG EMV GEN 1 (EMC cable gland with clamping cage), Cable glands, M 25, 8, OD min. 11 - OD max. 17 mm, IP68 - 5 bar (30 min.), IP69K, Brass, nickel-plated
7336 | 1909560000 | VG M63 - MS 1/EMV | VG EMV GEN 1 (EMC cable gland with clamping cage), Cable glands, M 63, 14, OD min. 34 - OD max. 44 mm, IP68 - 5 bar (30 min.), IP69K, Brass, nickel-plated
7337 | 1909690000 | VG M20-K67 6-12 | VG K (standard plastic cable gland), Cable glands, M 20, 10 mm, OD min. 6 - OD max. 12 mm, Polyamide 6
7338 | 1909700000 | VG M20-K67 10-14 | VG K (standard plastic cable gland), Cable glands, M 20, 10 mm, OD min. 10 - OD max. 14 mm, Polyamide 6
7339 | 1909720000 | VG M32-K67 | VG K (standard plastic cable gland), Cable glands, M 32, 15 mm, OD min. 18 - OD max. 25 mm, Polyamide 6
7340 | 1909790000 | VG PG13.5-K67 | VG K (standard plastic cable gland), Cable glands, PG 13.5, 10 mm, OD min. 6 - OD max. 12 mm, Polyamide 6
7341 | 1909820000 | VG PG29-K67 | VG K (standard plastic cable gland), Cable glands, PG 29, 11 mm, OD min. 18 - OD max. 25 mm, Polyamide 6
7342 | 1909860000 | VG M16-1/K68 | VG K (standard plastic cable gland), Cable glands, M 16, 8 mm, OD min. 4 - OD max. 8 mm, IP54, IP66, IP67, IP68 - 5 bar (30 min.), Polyamide 6
7343 | 1909870000 | VG M25-1/K68 | VG K (standard plastic cable gland), Cable glands, M 25, 8 mm, OD min. 11 - OD max. 17 mm, IP54, IP66, IP67, IP68 - 5 bar (30 min.), Polyamide 6
7344 | 1909910000 | VG M16-1/MS68 | VG MS (standard brass cable gland), Cable glands, M 16, 7 mm, OD min. 5 - OD max. 10 mm, IP54, IP66, IP67, IP68 - 5 bar (30 min.), Brass, nickel-plated
7345 | 1911480000 | KDSU M63 BN O NI 2 G63S | KDSU (Klippon double seal universal Ex cable gland), Cable glands, M 63, 19 mm, Single-wire armouring, Metal foil armouring, Braided armouring, 0.1 - 2.5 mm, OD min. 52.1 - OD max. 59.5 mm, ID min. 39.20 - ID max. 50.10 mm, IP66, IP68 - 2.5 bar, Brass, nickel-plated
7346 | 1911610000 | KSG M50 BN O NI 2 G50 | KSG (Klippon standard Ex cable gland), Cable glands, M 50, 16 mm, OD min. 33.1 - OD max. 44.1 mm, IP66, IP68 - 2.5 bar, Brass, nickel-plated
7347 | 1921760000 | VG H M32 MS | VG H (HDC halved cable gland), Cable glands, M 32, IP65, Brass, nickel-plated
7348 | 1962540000 | IE-PH-V05M | Empty enclosure, Plug housing, Variant 5 to IEC 61076-3-106, IP67
7349 | 1962720000 | IE-PI-RJ45-TH | Plug insert RJ45 IDC, Plug insert RJ45, crimp
7350 | 1962730000 | IE-PI-RJ45-FH | Plug insert RJ45 IDC, Plug insert RJ45, no tools required, TIA-568A, EIA/TIA T568 B, PROFINET
7351 | 1962790000 | IE-PI-2LC-SM | LC insert, Plug insert 2 LC, singlemode
7352 | 1962840000 | IE-BI-RJ45-C | RJ45 insert socket, Bulkhead inserts coupler
7353 | 1962970000 | IE-PS-LCD-MM | FO connector, Plug LC duplex, multimode, IP20
7354 | 1963110000 | IE-PS-V05M-RJ45-TH | RJ45 crimp plug, Variant 5, Cat.6A / Class EA (ISO/IEC 11801 2010)
7355 | 1963120000 | IE-PS-V01M-RJ45-FH | RJ45 plug, no tools required, Variant 1 metal, Cat.6A / Class EA (ISO/IEC 11801 2010)
7356 | 1963200000 | IE-PS-V05M-RJ45-FH | RJ45 plug, no tools required, Variant 5, Cat.6A / Class EA (ISO/IEC 11801 2010)
7357 | 1963230000 | IE-PS-V01M-2LC-MM-BP | FO connector, Variant 1, LC-Duplex multi-mode, with kink prevention, IP67
7358 | 1963280000 | IE-PS-V01M-2SC-POF | FO connector, Version 1, SC-RJ POF, IP67
7359 | 1963290000 | IE-PS-V01M-2SC-POF-BP | FO connector, Variant 1, SC-RJ POF, with kink protection, IP67
7360 | 1963300000 | IE-PS-V01M-2SC-SM | FO connector, Variant 1, SC-Duplex single-mode, IP67
7361 | 1963310000 | IE-PS-V01M-2SC-SM-BP | FO connector, Variant 1, SC-Duplex single-mode, with kink prevention, IP67
7362 | 1963440000 | IE-BS-V01M-SCRJ2SC-SM-C | Flange FO, IP67, Version 1, coupling from SCRJ on 2*SC, Singlemode
7363 | 1963460000 | IE-BS-V05M-RJ45-FJ-A | Flange RJ45, IP67, Variant 5, IDC, EIA/TIA 586 A, Cat.6A / Class EA (ISO/IEC 11801 2010)
7364 | 1963470000 | IE-BS-V01M-RJ45-C | Flange RJ45, IP67, Variant 1 metal, RJ45 / RJ45 coupling, Cat.6A / Class EA (ISO/IEC 11801 2010)
7365 | 1963480000 | IE-BS-V01M-RJ45-FJ-A | Flange RJ45, IP67, Variant 1 metal, IDC, EIA/TIA 586 A, Cat.6A / Class EA (ISO/IEC 11801 2010)
7366 | 1963490000 | IE-BS-V04P-RJ45-C | Flange RJ45, IP67, Variant 4, RJ45 / RJ45 coupling, Cat.6A / Class EA (ISO/IEC 11801 2010)
7367 | 1963500000 | IE-BS-V04P-RJ45-FJ-A | Flange RJ45, IP67, Variant 4, IDC, EIA/TIA 586 A, Cat.6A / Class EA (ISO/IEC 11801 2010)
7368 | 1963520000 | IE-BH-V04P | Empty enclosure, Flange-mounted housing, Variant 4 to IEC 61076-3-106, IP67
7369 | 1963530000 | IE-BH-V05M | Empty enclosure, Flange-mounted housing, Variant 5 to IEC 61076-3-106, IP67
7370 | 1963540000 | IE-BH-V01M | Empty enclosure, Flange-mounted housing, Variant 1 to IEC 61076-3-106, IP67
7371 | 1963600000 | IE-PS-RJ45-FH-BK | RJ45 IDC plug, Cat.6A / Class EA (ISO/IEC 11801 2010), 8-core, 4-core, EIA/TIA T568 A, EIA/TIA T568 B, PROFINET
7372 | 1963700000 | IE-BS-V05M-RJ45-FJ-P | Flange RJ45, IP67, Variant 5, IDC, PROFINET, Cat.5 (ISO/IEC 11801)
7373 | 1963730000 | IE-BS-V04P-RJ45-FJ-B | Flange RJ45, IP67, Variant 4, IDC, PROFINET, Cat.6A / Class EA (ISO/IEC 11801 2010)
7374 | 1963830000 | IE-BI-RJ45-FJ-P | RJ45 insert socket, Connector for base, PROFINET
7375 | 1963890000 | IE-PP-V04P | Plug housing protective cap
7376 | 1964410000 | IE-PS-SCD-SM | FO connector, Plug SC duplex, singlemode, IP20
7377 | 1964450000 | IE-BS-V01M-SCRJ2SC-MM-C | Flange FO, IP67, Version 1, coupling from SCRJ on 2*SC, Multimode
7378 | 1964460000 | IE-BS-V04P-LCD-MM-C | Flange FO, IP67, Version 4, LC Duplex coupling, Multimode
7379 | 1964470000 | IE-BS-V04P-SCRJ2SC-MM-C | Flange FO, IP67, Version 4, coupling from SCRJ on 2*SC, Multimode, POF
7380 | 1964480000 | IE-PS-SCD-MM | FO connector, Plug SC duplex, multimode, IP20
7381 | 1966220000 | IE-OM-V04P-K11-1S | Junction box, IP67, Variant 4, 1 port, straight
7382 | 8808330000 | IE-XRJ45/IDC | Flange insert, Cat.6A / Class EA (ISO/IEC 11801 2010), IP20
7383 | 8808360000 | IE-XM-RJ45/IDC | Mounting rail outlet, RJ45, RJ45 module, IP20, Cat.6A / Class EA (ISO/IEC 11801 2010)
7384 | 8808400000 | IE-CSM 1 SET | Cable splitter module, Cat.5 (ISO/IEC 11801), IP20
7385 | 8808450000 | IE-XM-RJ45/RJ45-IP67 | Mounting flange, Coupling flange, straight, Cat. 6A, IP67
7386 | 8813140000 | IE-C7BS8UG-100 | Installation cable, Cat.7 (ISO/IEC 11801), PUR, 100 m
7387 | 8813170000 | IE-C7ES8VG-100 | System cable, Cat.7 (ISO/IEC 11801), PVC, 100 m
7388 | 8813190000 | IE-C5ES8VG-100 | System cable, Cat.5 (ISO/IEC 11801) / Cat.5e (TIA T568-B), PVC, 100 m
7389 | 8813200000 | IE-C5ES8UG-100 | System cable, Cat.5 (ISO/IEC 11801) / Cat.5e (TIA T568-B), PUR, 100 m
7390 | 8813210000 | IE-C5ED8UG-100 | Dragline cable, Cat.5 (ISO/IEC 11801) / Cat.5e (TIA T568-B), PUR, 100 m
7391 | 8813270000 | IE-FM6Z2VO0001MST0ST0X | Patch cable, ST, ST IP 20, 62.5 µm, PVC, 1 m
7392 | 8813310000 | IE-FM5Z2VO0002MSD0SD0X | Pre-assembled patch cable, crossover, SC duplex IP 20, SC duplex IP 20, 50 µm, PVC, 2 m
7393 | 8813320000 | IE-FM5Z2VO0003MSD0SD0X | Pre-assembled patch cable, crossover, SC duplex IP 20, SC duplex IP 20, 50 µm, PVC, 3 m
7394 | 8815100000 | IE-C6ES8UG0050A46A46-X | System cable, RJ45 IP 67 snap-in V06 plastic, RJ45 IP 67 V 06, Cat.6A / Class EA (ISO/IEC 11801 2010), PUR, 5 m
7395 | 8829620000 | IE-C5ES8UG0050A40A40-E | System cable, RJ45 IP 20, RJ45 IP 20, Cat.5 (ISO/IEC 11801) / Cat.5e (TIA T568-B), PUR, 5 m
7396 | 8876350100 | IE-FM5Z2VO0010MSD0SD0X | Pre-assembled patch cable, crossover, SC duplex IP 20, SC duplex IP 20, 50 µm, PVC, 10 m
7397 | 8876360100 | IE-FM6Z2VO0010MSD0SD0X | Pre-assembled patch cable, crossover, SC duplex IP 20, SC duplex IP 20, 62.5 µm, PVC, 10 m
7398 | 8876360200 | IE-FM6Z2VO0020MSD0SD0X | Pre-assembled patch cable, crossover, SC duplex IP 20, SC duplex IP 20, 62.5 µm, PVC, 20 m
7399 | 8876380050 | IE-FM6Z2VO0005MST0ST0X | Patch cable, ST, ST IP 20, 62.5 µm, PVC, 5 m
7400 | 8876440050 | IE-FM6D2UE0005MSD0SD0X | Dragline cable, SC duplex IP 20, SC duplex IP 20, 62.5 µm, PUR, 5 m
7401 | 8876450010 | IE-FM5D2UE0001MST0ST0X | Dragline cable, ST, ST IP 20, 50 µm, PUR, 1 m
7402 | 8876450030 | IE-FM5D2UE0003MST0ST0X | Dragline cable, ST, ST IP 20, 50 µm, PUR, 3 m
7403 | 8876460010 | IE-FM6D2UE0001MST0ST0X | Dragline cable, ST, ST IP 20, 62.5 µm, PUR, 1 m
7404 | 8876460030 | IE-FM6D2UE0003MST0ST0X | Dragline cable, ST, ST IP 20, 62.5 µm, PUR, 3 m
7405 | 8879050000 | IE-XM-RJ45/RJ45 | Mounting rail outlet, RJ45, RJ45-RJ45 coupler, IP20, Cat.6 (ISO/IEC 11801)
7406 | 8899000000 | IE-C5AS4VG-100 | Installation cable, PROFINET, Cat.5 (ISO/IEC 11801) / Cat.5e (TIA T568-B), PVC
7407 | 8901630000 | IE-M12-ADAP A | Adapter, angled, RJ45 90°, M12, Cat.5 (ISO/IEC 11801), IP67
7408 | 8941350005 | IE-C6FS8UG0005A40A40-G | System cable, RJ45 IP 20, RJ45 IP 20, Cat.6A / Class EA (ISO/IEC 11801 2010), PUR, 0.5 m
7409 | 8941350030 | IE-C6FS8UG0030A40A40-G | System cable, RJ45 IP 20, RJ45 IP 20, Cat.6A / Class EA (ISO/IEC 11801 2010), PUR, 3 m
7410 | 8946920000 | IE-TO-RJ45-C | Mounting rail outlet, RJ45, Coupling, IP20, Cat.6A / Class EA (ISO/IEC 11801 2010)
7411 | 8946950000 | IE-TO-RJ45-FJ-P | Mounting rail outlet, RJ45, PROFINET, IP20, Cat.5 (ISO/IEC 11801)
7412 | 8979040000 | IE-FM5D2UE0050MLD0LD0X | Dragline cable, LC-Duplex IP 20, LC-Duplex IP 20, 50 µm, PUR, 50 m
7413 | 9456190002 | SAI-4-FMM-4P M12 5M | SAI Passive, Sensor-actuator passive distributor, M12, Fixed cable version, 5 m, No
7414 | 9456200000 | SAI-4-F 4P PUR 10M | Sensor-actuator passive distributor, M12, Fixed cable version, 10 m, Yes
7415 | 9456200002 | SAI-4-FMM-4P M12 10M | SAI Passive, Sensor-actuator passive distributor, M12, Fixed cable version, 10 m, No
7416 | 9456210000 | SAI-4-F 4P PUR 15M | Sensor-actuator passive distributor, M12, Fixed cable version, 15 m, Yes
7417 | 9456320000 | SAI-4-F 5P PUR 3M | Sensor-actuator passive distributor, M12, Fixed cable version, 3 m, Yes
7418 | 9456330000 | SAI-4-F 5P PUR 5M | Sensor-actuator passive distributor, M12, Fixed cable version, 5 m, Yes
7419 | 9456350000 | SAI-4-F 5P PUR 15M | Sensor-actuator passive distributor, M12, Fixed cable version, 15 m, Yes
7420 | 9456380300 | SAIL-M12BW-4-2L3.0U | Sensor/actuator line, One end without connector, M12, Number of poles : 4, 3 m, Socket, angled, Shielded: No, LED: Yes, Sheath material: PUR, Halogen: No
7421 | 9456470000 | SAI-6-F 4P PUR 5M | Sensor-actuator passive distributor, M12, Fixed cable version, 5 m, Yes
7422 | 9456480000 | SAI-6-F 4P PUR 10M | Sensor-actuator passive distributor, M12, Fixed cable version, 10 m, Yes
7423 | 9456500500 | SAIL-M12WM12G-5-5.0U | Sensor/actuator line, Connecting line, M12 / M12, Number of poles : 5, 5 m, pin, angled - bush straight, Shielded: No, LED: No, Sheath material: PUR, Halogen: No
7424 | 9456510000 | SAI-6-F 4P PUR 20M | Sensor-actuator passive distributor, M12, Fixed cable version, 20 m, Yes
7425 | 9456610000 | SAI-6-F 5P PUR 5M | Sensor-actuator passive distributor, M12, Fixed cable version, 5 m, Yes
7426 | 9456630000 | SAI-6-F 5P PUR 15M | Sensor-actuator passive distributor, M12, Fixed cable version, 15 m, Yes
7427 | 9456650000 | SAI-6-F 5P PUR 20M | Sensor-actuator passive distributor, M12, Fixed cable version, 20 m, Yes
7428 | 9456750002 | SAI-8-FMM-4P M12 5M | SAI Passive, Sensor-actuator passive distributor, M12, Fixed cable version, 5 m, No
7429 | 9456770000 | SAI-8-F 4P PUR 15M | Sensor-actuator passive distributor, M12, Fixed cable version, 15 m, Yes
7430 | 9456790000 | SAI-8-F 4P PUR 20M | Sensor-actuator passive distributor, M12, Fixed cable version, 20 m, Yes
7431 | 9456880000 | SAI-8-F 5P PUR 3M | Sensor-actuator passive distributor, M12, Fixed cable version, 3 m, Yes
7432 | 9456930000 | SAI-8-F 5P PUR 20M | Sensor-actuator passive distributor, M12, Fixed cable version, 20 m, Yes
7433 | 2726030000 | IE-BHD-SPE-M8-OT-BP | PCB, M8 socket housing, IP67, Backpanel mounting
7434 | 1000920001 | HDC HB 24 TEK TSS1XM40G | HDC enclosures, Size: 8, Protection degree: IP66 (in plugged condition), IP68 (in plugged condition), Plug housing, Clamping yoke connection, high, Size of cable entries: M 40
7435 | 1000950001 | SHIELD LEVER 8 MOD 35MM | Heavy-duty connectors, Accessories, Shield clamp
7436 | 1003050000 | HDC HQM ALU | HDC enclosures, Size: HQ, Protection degree: IP65 (in plugged condition), Bulkhead housing, Side-locking clamp on lower side, Standard
7437 | 1003080000 | HDC HQM TOLU 1PG21 | HDC enclosures, Size: HQ, Protection degree: IP65 (in plugged condition), Cable entry from top, Plug housing, Side-locking clamp on lower side, Standard, Size of cable entries: PG 21
7438 | 1003090000 | HDC HQP TSLU 1PG16 | HDC enclosures, Size: HQ, Protection degree: IP65 (in plugged condition), Cable entry from side, Plug housing, Side-locking clamp on lower side, Standard, Size of cable entries: PG 16
7439 | 1003130000 | HDC HQP DMD 2BO | HDC enclosures, Size: HQ, Protection degree: IP65 (in plugged condition), Cover for lower part of housing, Side-locking clamp on lower side, Standard
7440 | 1003210000 | HDC HQ 17 MC | HDC insert, Male, 250 V, 10 A, Number of poles: 17, Crimp connection, Size: HQ
7441 | 1003470000 | HDC 24B XXL MOUNT FRAME | HDC enclosures, Size: 8, Protection degree: IP66 (in plugged condition), IP68 (in plugged condition), , Clamping yoke connection, Standard
7442 | 1011380000 | HDC SHIELD LEVER 8 LL | Heavy-duty connectors, Accessories, Shield clamp
7443 | 1014080000 | HDC CM BUS SV GCA M | Heavy-duty connectors, HDC insert, ConCept module
7444 | 1016120000 | VG 21 HQ EMV68 11-15.5 | Heavy-duty connectors, Accessories, Cable glands, Brass, nickel-plated
7445 | 1016130000 | VG 21 HQ EMV68 14-18 | Heavy-duty connectors, Accessories, Cable glands, Brass, nickel-plated
7446 | 1017010000 | HDC ADAPTER W. SCREW | Heavy-duty connectors, Accessories
7447 | 1017040000 | SHIELD LEVER 3 CSB 45° | Heavy-duty connectors, Accessories, Shield clamp
7448 | 1018760000 | SHIELD LEVER 8 CSB 45°L | Heavy-duty connectors, Accessories, Shield clamp
7449 | 1041760000 | HDC 16A TSLU 1M20G | HDC enclosures, Size: 5, Protection degree: IP65 (in plugged condition), Cable entry from side, Plug housing, End-locking clamp, lower side, Standard, Size of cable entries: M 20
7450 | 1044480000 | HDC FLDG 04A | Accessories, flat gasket, Protection degree: Design of housing: Clamp version: Design: Approvals :
7451 | 1044500000 | HDC FLDG 06B | Accessories, flat gasket, Protection degree: Design of housing: Clamp version: Design: Approvals :
7452 | 1044640000 | HDC DG 32A | Accessories, Moulded gasket seal, Protection degree: Design of housing: Clamp version: Design: Approvals :
7453 | 1045560000 | HDC 64D TOBU 1M40G | HDC enclosures, Size: 8, Protection degree: IP65 (in plugged condition), Cable entry from top, Plug housing, Side-locking clamp on lower side, high, Size of cable entries: M 40
7454 | 1205600000 | HDC 10B ADBO | HDC enclosures, Size: 4, Protection degree: IP65 (in plugged condition), Bulkhead housing, Side-locking clamp on upper side, Standard, with cover
7455 | 1209200000 | HDC 16B ADBO | HDC enclosures, Size: 6, Protection degree: IP65 (in plugged condition), Bulkhead housing, Side-locking clamp on upper side, Standard, with cover
7456 | 1209700000 | HDC 16B ALU | HDC enclosures, Size: 6, Protection degree: IP65 (in plugged condition), Bulkhead housing, End-locking clamp, lower side, Standard
7457 | 1214500000 | HDC 24B SDLU 2PG21G | HDC enclosures, Size: 8, Protection degree: IP65 (in plugged condition), Base housing, End-locking clamp, lower side, Standard, with cover, Size of cable entries: PG 21
7458 | 1218800000 | HDC 32B ADBO | HDC enclosures, Size: 10, Protection degree: IP65 (in plugged condition), Bulkhead housing, Side-locking clamp on upper side, Standard, with cover
7459 | 1222900000 | HDC 48B ADLU | HDC enclosures, Size: 12, Protection degree: IP65 (in plugged condition), Bulkhead housing, End-locking clamp, lower side, Standard, with cover
7460 | 1611350000 | HDC 24B AZO | HDC enclosures, Size: 8, Protection degree: IP65 (in plugged condition), Bulkhead housing, Central locking at the top, Standard
7461 | 1650850000 | HDC 48B TSLU 1PG29G | HDC enclosures, Size: 12, Protection degree: IP65 (in plugged condition), Cable entry from side, Plug housing, End-locking clamp, lower side, Standard, Size of cable entries: PG 29
7462 | 1652520000 | HDC 06B TSLU 1PG16G | HDC enclosures, Size: 3, Protection degree: IP65 (in plugged condition), Cable entry from side, Plug housing, End-locking clamp, lower side, Standard, Size of cable entries: PG 16
7463 | 1652560000 | HDC 16D TSLU 1PG21G | HDC enclosures, Size: 3, Protection degree: IP65 (in plugged condition), Cable entry from side, Plug housing, End-locking clamp, lower side, high, Size of cable entries: PG 21
7464 | 1652680000 | HDC 16D TOLU 1PG21G | HDC enclosures, Size: 3, Protection degree: IP65 (in plugged condition), Cable entry from top, Plug housing, End-locking clamp, lower side, high, Size of cable entries: PG 21
7465 | 1652750000 | HDC 06B SLU 1PG16G | HDC enclosures, Size: 3, Protection degree: IP65 (in plugged condition), Base housing, End-locking clamp, lower side, Standard, Size of cable entries: PG 16
7466 | 1652840000 | HDC 16D SLU 2PG21G | HDC enclosures, Size: 3, Protection degree: IP65 (in plugged condition), Base housing, End-locking clamp, lower side, high, Size of cable entries: PG 21
7467 | 1652980000 | HDC 06B SDLU 1PG16G | HDC enclosures, Size: 3, Protection degree: IP65 (in plugged condition), Base housing, End-locking clamp, lower side, Standard, with cover, Size of cable entries: PG 16
7468 | 1654150000 | HDC 24D TSBU 1PG21G | HDC enclosures, Size: 4, Protection degree: IP65 (in plugged condition), Cable entry from side, Plug housing, Side-locking clamp on lower side, high, Size of cable entries: PG 21
7469 | 1654370000 | HDC 10B SBU 1PG16G | HDC enclosures, Size: 4, Protection degree: IP65 (in plugged condition), Base housing, Side-locking clamp on lower side, Standard, Size of cable entries: PG 16
7470 | 1654380000 | HDC 10B SBU 2PG16G | HDC enclosures, Size: 4, Protection degree: IP65 (in plugged condition), Base housing, Side-locking clamp on lower side, Standard, Size of cable entries: PG 16
7471 | 1654470000 | HDC 24D SBU 1PG29G | HDC enclosures, Size: 4, Protection degree: IP65 (in plugged condition), Base housing, Side-locking clamp on lower side, high, Size of cable entries: PG 29
7472 | 1654920000 | HDC 24D TOBO 1PG29G | HDC enclosures, Size: 4, Protection degree: IP65 (in plugged condition), Cable entry from top, Plug housing, Side-locking clamp on upper side, high, Size of cable entries: PG 29
7473 | 1655000000 | HDC 10B SDBO 2PG16G | HDC enclosures, Size: 4, Protection degree: IP65 (in plugged condition), Base housing, Side-locking clamp on upper side, Standard, with cover, Size of cable entries: PG 16
7474 | 1655250000 | HDC 24D TSLU 1PG21G | HDC enclosures, Size: 4, Protection degree: IP65 (in plugged condition), Cable entry from side, Plug housing, End-locking clamp, lower side, high, Size of cable entries: PG 21
7475 | 1655360000 | HDC 24D TOLU 1PG21G | HDC enclosures, Size: 4, Protection degree: IP65 (in plugged condition), Cable entry from top, Plug housing, End-locking clamp, lower side, high, Size of cable entries: PG 21
7476 | 1655380000 | HDC 24D TOLU 1PG29G | HDC enclosures, Size: 4, Protection degree: IP65 (in plugged condition), Cable entry from top, Plug housing, End-locking clamp, lower side, high, Size of cable entries: PG 29
7477 | 1655470000 | HDC 10B SLU 2PG16G | HDC enclosures, Size: 4, Protection degree: IP65 (in plugged condition), Base housing, End-locking clamp, lower side, Standard, Size of cable entries: PG 16
7478 | 1655680000 | HDC 10B SDLU 2PG16G | HDC enclosures, Size: 4, Protection degree: IP65 (in plugged condition), Base housing, End-locking clamp, lower side, Standard, with cover, Size of cable entries: PG 16
7479 | 1656520000 | HDC 40D TSBU 1PG21G | HDC enclosures, Size: 6, Protection degree: IP65 (in plugged condition), Cable entry from side, Plug housing, Side-locking clamp on lower side, high, Size of cable entries: PG 21
7480 | 1656540000 | HDC 40D TSBU 1PG29G | HDC enclosures, Size: 6, Protection degree: IP65 (in plugged condition), Cable entry from side, Plug housing, Side-locking clamp on lower side, high, Size of cable entries: PG 29
7481 | 1656590000 | HDC 16B TOBU 1PG21G | HDC enclosures, Size: 6, Protection degree: IP65 (in plugged condition), Cable entry from top, Plug housing, Side-locking clamp on lower side, Standard, Size of cable entries: PG 21
7482 | 1656730000 | HDC 16B SBU 2PG21G | HDC enclosures, Size: 6, Protection degree: IP65 (in plugged condition), Base housing, Side-locking clamp on lower side, Standard, Size of cable entries: PG 21
7483 | 1656830000 | HDC 40D SBU 1PG29G | HDC enclosures, Size: 6, Protection degree: IP65 (in plugged condition), Base housing, Side-locking clamp on lower side, high, Size of cable entries: PG 29
7484 | 1657270000 | HDC 16B KBU 1PG21G | HDC enclosures, Size: 6, Protection degree: IP65 (in plugged condition), Coupling housing, Side-locking clamp on lower side, Standard, Size of cable entries: PG 21
7485 | 1657310000 | HDC 40D KBU 1PG21G | HDC enclosures, Size: 6, Protection degree: IP65 (in plugged condition), Coupling housing, Side-locking clamp on lower side, high, Size of cable entries: PG 21
7486 | 1657420000 | HDC 40D TSBO 1PG21G | HDC enclosures, Size: 6, Protection degree: IP65 (in plugged condition), Cable entry from side, Plug housing, Side-locking clamp on upper side, high, Size of cable entries: PG 21
7487 | 1657490000 | HDC 16B TOBO 1PG21G | HDC enclosures, Size: 6, Protection degree: IP65 (in plugged condition), Cable entry from top, Plug housing, Side-locking clamp on upper side, Standard, Size of cable entries: PG 21
7488 | 1657550000 | HDC 40D TOBO 1PG29G | HDC enclosures, Size: 6, Protection degree: IP65 (in plugged condition), Cable entry from top, Plug housing, Side-locking clamp on upper side, high, Size of cable entries: PG 29
7489 | 1657640000 | HDC 16B SDBO 2PG21G | HDC enclosures, Size: 6, Protection degree: IP65 (in plugged condition), Base housing, Side-locking clamp on upper side, Standard, with cover, Size of cable entries: PG 21
7490 | 1657960000 | HDC 16B TOLU 1PG21G | HDC enclosures, Size: 6, Protection degree: IP65 (in plugged condition), Cable entry from top, Plug housing, End-locking clamp, lower side, Standard, Size of cable entries: PG 21
7491 | 1658020000 | HDC 40D TOLU 1PG29G | HDC enclosures, Size: 6, Protection degree: IP65 (in plugged condition), Cable entry from top, Plug housing, End-locking clamp, lower side, high, Size of cable entries: PG 29
7492 | 1658110000 | HDC 16B SLU 1PG21G | HDC enclosures, Size: 6, Protection degree: IP65 (in plugged condition), Base housing, End-locking clamp, lower side, Standard, Size of cable entries: PG 21
7493 | 1658320000 | HDC 16B SDLU 1PG21G | HDC enclosures, Size: 6, Protection degree: IP65 (in plugged condition), Base housing, End-locking clamp, lower side, Standard, with cover, Size of cable entries: PG 21
7494 | 1661240000 | HDC 24B TSBU 1PG29G | HDC enclosures, Size: 8, Protection degree: IP65 (in plugged condition), Cable entry from side, Plug housing, Side-locking clamp on lower side, Standard, Size of cable entries: PG 29
7495 | 1661300000 | HDC 64D TSBU 1PG21G | HDC enclosures, Size: 8, Protection degree: IP65 (in plugged condition), Cable entry from side, Plug housing, Side-locking clamp on lower side, high, Size of cable entries: PG 21
7496 | 1661370000 | HDC 24B TOBU 1PG21G | HDC enclosures, Size: 8, Protection degree: IP65 (in plugged condition), Cable entry from top, Plug housing, Side-locking clamp on lower side, Standard, Size of cable entries: PG 21
7497 | 1661380000 | HDC 24B TOBU 1PG29G | HDC enclosures, Size: 8, Protection degree: IP65 (in plugged condition), Cable entry from top, Plug housing, Side-locking clamp on lower side, Standard, Size of cable entries: PG 29
7498 | 1661460000 | HDC 64D TOBU 1PG29G | HDC enclosures, Size: 8, Protection degree: IP65 (in plugged condition), Cable entry from top, Plug housing, Side-locking clamp on lower side, high, Size of cable entries: PG 29
7499 | 1661510000 | HDC 24B SBU 1PG21G | HDC enclosures, Size: 8, Protection degree: IP65 (in plugged condition), Base housing, Side-locking clamp on lower side, Standard, Size of cable entries: PG 21
7500 | 1661590000 | HDC 64D SBU 2PG21G | HDC enclosures, Size: 8, Protection degree: IP65 (in plugged condition), Base housing, Side-locking clamp on lower side, high, Size of cable entries: PG 21
7501 | 1661720000 | HDC 24B KBU 1PG21G | HDC enclosures, Size: 8, Protection degree: IP65 (in plugged condition), Coupling housing, Side-locking clamp on lower side, Standard, Size of cable entries: PG 21
7502 | 1661860000 | HDC 24B TSBO 1PG21G | HDC enclosures, Size: 8, Protection degree: IP65 (in plugged condition), Cable entry from side, Plug housing, Side-locking clamp on upper side, Standard, Size of cable entries: PG 21
7503 | 1661880000 | HDC 24B TSBO 1PG29G | HDC enclosures, Size: 8, Protection degree: IP65 (in plugged condition), Cable entry from side, Plug housing, Side-locking clamp on upper side, Standard, Size of cable entries: PG 29
7504 | 1662020000 | HDC 24B TOBO 1PG29G | HDC enclosures, Size: 8, Protection degree: IP65 (in plugged condition), Cable entry from top, Plug housing, Side-locking clamp on upper side, Standard, Size of cable entries: PG 29
7505 | 1662100000 | HDC 64D TOBO 1PG29G | HDC enclosures, Size: 8, Protection degree: IP65 (in plugged condition), Cable entry from top, Plug housing, Side-locking clamp on upper side, high, Size of cable entries: PG 29
7506 | 1662390000 | HDC 24B TSLU 1PG21G | HDC enclosures, Size: 8, Protection degree: IP65 (in plugged condition), Cable entry from side, Plug housing, End-locking clamp, lower side, Standard, Size of cable entries: PG 21
7507 | 1662470000 | HDC 64D TSLU 1PG21G | HDC enclosures, Size: 8, Protection degree: IP65 (in plugged condition), Cable entry from side, Plug housing, End-locking clamp, lower side, high, Size of cable entries: PG 21
7508 | 1662550000 | HDC 24B TOLU 1PG29G | HDC enclosures, Size: 8, Protection degree: IP65 (in plugged condition), Cable entry from top, Plug housing, End-locking clamp, lower side, Standard, Size of cable entries: PG 29
7509 | 1662610000 | HDC 64D TOLU 1PG21G | HDC enclosures, Size: 8, Protection degree: IP65 (in plugged condition), Cable entry from top, Plug housing, End-locking clamp, lower side, high, Size of cable entries: PG 21
7510 | 1662630000 | HDC 64D TOLU 1PG29G | HDC enclosures, Size: 8, Protection degree: IP65 (in plugged condition), Cable entry from top, Plug housing, End-locking clamp, lower side, high, Size of cable entries: PG 29
7511 | 1663370000 | HDC 64D TSZO 1PG21G | HDC enclosures, Size: 8, Protection degree: IP65 (in plugged condition), Cable entry from side, Plug housing, Central locking at the top, high, Size of cable entries: PG 21
7512 | 1666870000 | HDC 32B TOBU 1PG29G | HDC enclosures, Size: 10, Protection degree: IP65 (in plugged condition), Cable entry from top, Plug housing, Side-locking clamp on lower side, Standard, Size of cable entries: PG 29
7513 | 1667560000 | HDC 48B SDLU 2PG29G | HDC enclosures, Size: 12, Protection degree: IP65 (in plugged condition), Base housing, End-locking clamp, lower side, Standard, with cover, Size of cable entries: PG 29
7514 | 1670470000 | HDC 48B TSLU 1PG42G | HDC enclosures, Size: 12, Protection degree: IP65 (in plugged condition), Cable entry from side, Plug housing, End-locking clamp, lower side, Standard, Size of cable entries: PG 42
7515 | 1670500000 | HDC 06B TOLU 1PG13G | HDC enclosures, Size: 3, Protection degree: IP65 (in plugged condition), Cable entry from top, Plug housing, End-locking clamp, lower side, Standard, Size of cable entries: PG 13.5
7516 | 1752970000 | MODUFLEX C-MH/ZE | Heavy-duty connectors, MODUFLEX C, Modulflex C frame
7517 | 1786780000 | HDC 64D TSBU 1M25G | HDC enclosures, Size: 8, Protection degree: IP65 (in plugged condition), Cable entry from side, Plug housing, Side-locking clamp on lower side, high, Size of cable entries: M 25
7518 | 1786810000 | HDC 64D TSLU 1M32G | HDC enclosures, Size: 8, Protection degree: IP65 (in plugged condition), Cable entry from side, Plug housing, End-locking clamp, lower side, high, Size of cable entries: M 32
7519 | 1786830000 | HDC 64D TOBU 1M32G | HDC enclosures, Size: 8, Protection degree: IP65 (in plugged condition), Cable entry from top, Plug housing, Side-locking clamp on lower side, high, Size of cable entries: M 32
7520 | 1786860000 | HDC 64D TOLU 1M32G | HDC enclosures, Size: 8, Protection degree: IP65 (in plugged condition), Cable entry from top, Plug housing, End-locking clamp, lower side, high, Size of cable entries: M 32
7521 | 1786870000 | HDC 64D TOLU 1M25G | HDC enclosures, Size: 8, Protection degree: IP65 (in plugged condition), Cable entry from top, Plug housing, End-locking clamp, lower side, high, Size of cable entries: M 25
7522 | 1786910000 | HDC 64D SLU 2M25G | HDC enclosures, Size: 8, Protection degree: IP65 (in plugged condition), Base housing, End-locking clamp, lower side, high, Size of cable entries: M 25
7523 | 1786920000 | HDC 64D SDBO 2M32G | HDC enclosures, Size: 8, Protection degree: IP65 (in plugged condition), Base housing, Side-locking clamp on upper side, high, with cover, Size of cable entries: M 32
7524 | 1786950000 | HDC 64D SDLU 2M25G | HDC enclosures, Size: 8, Protection degree: IP65 (in plugged condition), Base housing, End-locking clamp, lower side, high, with cover, Size of cable entries: M 25
7525 | 1787010000 | HDC 40D TSBU 1M25G | HDC enclosures, Size: 6, Protection degree: IP65 (in plugged condition), Cable entry from side, Plug housing, Side-locking clamp on lower side, high, Size of cable entries: M 25
7526 | 1787050000 | HDC 40D TSLU 1M25G | HDC enclosures, Size: 6, Protection degree: IP65 (in plugged condition), Cable entry from side, Plug housing, End-locking clamp, lower side, high, Size of cable entries: M 25
7527 | 1787070000 | HDC 40D TOBU 1M25G | HDC enclosures, Size: 6, Protection degree: IP65 (in plugged condition), Cable entry from top, Plug housing, Side-locking clamp on lower side, high, Size of cable entries: M 25
7528 | 1787100000 | HDC 40D TOLU 1M32G | HDC enclosures, Size: 6, Protection degree: IP65 (in plugged condition), Cable entry from top, Plug housing, End-locking clamp, lower side, high, Size of cable entries: M 32
7529 | 1787180000 | HDC 40D SDLU 2M25G | HDC enclosures, Size: 6, Protection degree: IP65 (in plugged condition), Base housing, End-locking clamp, lower side, high, with cover, Size of cable entries: M 25
7530 | 1787190000 | HDC 40D KBU 1M32G | HDC enclosures, Size: 6, Protection degree: IP65 (in plugged condition), Coupling housing, Side-locking clamp on lower side, high, Size of cable entries: M 32
7531 | 1787230000 | HDC 24D TSBU 1M32G | HDC enclosures, Size: 4, Protection degree: IP65 (in plugged condition), Cable entry from side, Plug housing, Side-locking clamp on lower side, high, Size of cable entries: M 32
7532 | 1787240000 | HDC 24D TSBU 1M25G | HDC enclosures, Size: 4, Protection degree: IP65 (in plugged condition), Cable entry from side, Plug housing, Side-locking clamp on lower side, high, Size of cable entries: M 25
7533 | 1787250000 | HDC 24D TSBO 1M32G | HDC enclosures, Size: 4, Protection degree: IP65 (in plugged condition), Cable entry from side, Plug housing, Side-locking clamp on upper side, high, Size of cable entries: M 32
7534 | 1787280000 | HDC 24D TSLU 1M25G | HDC enclosures, Size: 4, Protection degree: IP65 (in plugged condition), Cable entry from side, Plug housing, End-locking clamp, lower side, high, Size of cable entries: M 25
7535 | 1787330000 | HDC 24D TOLU 1M32G | HDC enclosures, Size: 4, Protection degree: IP65 (in plugged condition), Cable entry from top, Plug housing, End-locking clamp, lower side, high, Size of cable entries: M 32
7536 | 1787340000 | HDC 24D TOLU 1M25G | HDC enclosures, Size: 4, Protection degree: IP65 (in plugged condition), Cable entry from top, Plug housing, End-locking clamp, lower side, high, Size of cable entries: M 25
7537 | 1787350000 | HDC 24D SBU 2M25G | HDC enclosures, Size: 4, Protection degree: IP65 (in plugged condition), Base housing, Side-locking clamp on lower side, high, Size of cable entries: M 25
7538 | 1787360000 | HDC 24D SBU 2M32G | HDC enclosures, Size: 4, Protection degree: IP65 (in plugged condition), Base housing, Side-locking clamp on lower side, high, Size of cable entries: M 32
7539 | 1787400000 | HDC 24D SDBO 2M25G | HDC enclosures, Size: 4, Protection degree: IP65 (in plugged condition), Base housing, Side-locking clamp on upper side, high, with cover, Size of cable entries: M 25
7540 | 1787490000 | HDC 16D TOLU 1M32G | HDC enclosures, Size: 3, Protection degree: IP65 (in plugged condition), Cable entry from top, Plug housing, End-locking clamp, lower side, high, Size of cable entries: M 32
7541 | 1787520000 | HDC 16D SLU 2M25G | HDC enclosures, Size: 3, Protection degree: IP65 (in plugged condition), Base housing, End-locking clamp, lower side, high, Size of cable entries: M 25
7542 | 1787540000 | HDC 16D SDLU 2M25G | HDC enclosures, Size: 3, Protection degree: IP65 (in plugged condition), Base housing, End-locking clamp, lower side, high, with cover, Size of cable entries: M 25
7543 | 1787560000 | HDC 10B TSBU 1M20G | HDC enclosures, Size: 4, Protection degree: IP65 (in plugged condition), Cable entry from side, Plug housing, Side-locking clamp on lower side, Standard, Size of cable entries: M 20
7544 | 1787570000 | HDC 10B TSBO 1M25G | HDC enclosures, Size: 4, Protection degree: IP65 (in plugged condition), Cable entry from side, Plug housing, Side-locking clamp on upper side, Standard, Size of cable entries: M 25
7545 | 1787580000 | HDC 10B TSLU 1M25G | HDC enclosures, Size: 4, Protection degree: IP65 (in plugged condition), Cable entry from side, Plug housing, End-locking clamp, lower side, Standard, Size of cable entries: M 25
7546 | 1787610000 | HDC 10B TOBO 1M25G | HDC enclosures, Size: 4, Protection degree: IP65 (in plugged condition), Cable entry from top, Plug housing, Side-locking clamp on upper side, Standard, Size of cable entries: M 25
7547 | 1787640000 | HDC 10B SBU 2M20G | HDC enclosures, Size: 4, Protection degree: IP65 (in plugged condition), Base housing, Side-locking clamp on lower side, Standard, Size of cable entries: M 20
7548 | 1787730000 | HDC 10B KLU 1M25G | HDC enclosures, Size: 4, Protection degree: IP65 (in plugged condition), Coupling housing, End-locking clamp, lower side, Standard, Size of cable entries: M 25
7549 | 1787740000 | HDC 10B KLU 1M20G | HDC enclosures, Size: 4, Protection degree: IP65 (in plugged condition), Coupling housing, End-locking clamp, lower side, Standard, Size of cable entries: M 20
7550 | 1787750000 | HDC 24B TSBU 1M32G | HDC enclosures, Size: 8, Protection degree: IP65 (in plugged condition), Cable entry from side, Plug housing, Side-locking clamp on lower side, Standard, Size of cable entries: M 32
7551 | 1787780000 | HDC 24B TSBO 1M25G | HDC enclosures, Size: 8, Protection degree: IP65 (in plugged condition), Cable entry from side, Plug housing, Side-locking clamp on upper side, Standard, Size of cable entries: M 25
7552 | 1787790000 | HDC 24B TSLU 1M32G | HDC enclosures, Size: 8, Protection degree: IP65 (in plugged condition), Cable entry from side, Plug housing, End-locking clamp, lower side, Standard, Size of cable entries: M 32
7553 | 1787830000 | HDC 24B TOBO 1M32G | HDC enclosures, Size: 8, Protection degree: IP65 (in plugged condition), Cable entry from top, Plug housing, Side-locking clamp on upper side, Standard, Size of cable entries: M 32
7554 | 1787860000 | HDC 24B TOLU 1M25G | HDC enclosures, Size: 8, Protection degree: IP65 (in plugged condition), Cable entry from top, Plug housing, End-locking clamp, lower side, Standard, Size of cable entries: M 25
7555 | 1787870000 | HDC 24B SBU 2M25G | HDC enclosures, Size: 8, Protection degree: IP65 (in plugged condition), Base housing, Side-locking clamp on lower side, Standard, Size of cable entries: M 25
7556 | 1787920000 | HDC 24B KBU 1M25G | HDC enclosures, Size: 8, Protection degree: IP65 (in plugged condition), Coupling housing, Side-locking clamp on lower side, Standard, Size of cable entries: M 25
7557 | 1787990000 | HDC 32A TOBU 1M32G | HDC enclosures, Size: 7, Protection degree: IP65 (in plugged condition), Cable entry from top, Plug housing, Side-locking clamp on lower side, Standard, Size of cable entries: M 32
7558 | 1788040000 | HDC 32A SBU 2M25G | HDC enclosures, Size: 7, Protection degree: IP65 (in plugged condition), Base housing, Side-locking clamp on lower side, Standard, Size of cable entries: M 25
7559 | 1788060000 | HDC 32A SDBO 2M25G | HDC enclosures, Size: 7, Protection degree: IP65 (in plugged condition), Base housing, Side-locking clamp on upper side, Standard, with cover, Size of cable entries: M 25
7560 | 1788070000 | HDC 32A KBU 1M32G | HDC enclosures, Size: 7, Protection degree: IP65 (in plugged condition), Coupling housing, Side-locking clamp on lower side, Standard, Size of cable entries: M 32
7561 | 1788110000 | HDC 06B TOLU 1M25G | HDC enclosures, Size: 3, Protection degree: IP65 (in plugged condition), Cable entry from top, Plug housing, End-locking clamp, lower side, Standard, Size of cable entries: M 25
7562 | 1788140000 | HDC 06B SLU 2M20G | HDC enclosures, Size: 3, Protection degree: IP65 (in plugged condition), Base housing, End-locking clamp, lower side, Standard, Size of cable entries: M 20
7563 | 1788170000 | HDC 06B SDLU 2M20G | HDC enclosures, Size: 3, Protection degree: IP65 (in plugged condition), Base housing, End-locking clamp, lower side, Standard, with cover, Size of cable entries: M 20
7564 | 1788210000 | HDC 16B TOBU 1M25G | HDC enclosures, Size: 6, Protection degree: IP65 (in plugged condition), Cable entry from top, Plug housing, Side-locking clamp on lower side, Standard, Size of cable entries: M 25
7565 | 1788290000 | HDC 16B KLU 1M25G | HDC enclosures, Size: 6, Protection degree: IP65 (in plugged condition), Coupling housing, End-locking clamp, lower side, Standard, Size of cable entries: M 25
7566 | 1788310000 | HDC 48B TSLU 1M40G | HDC enclosures, Size: 12, Protection degree: IP65 (in plugged condition), Cable entry from side, Plug housing, End-locking clamp, lower side, Standard, Size of cable entries: M 40
7567 | 1788320000 | HDC 48B TSLU 1M32G | HDC enclosures, Size: 12, Protection degree: IP65 (in plugged condition), Cable entry from side, Plug housing, End-locking clamp, lower side, Standard, Size of cable entries: M 32
7568 | 1788350000 | HDC 48B TOLU 1M32G | HDC enclosures, Size: 12, Protection degree: IP65 (in plugged condition), Cable entry from top, Plug housing, End-locking clamp, lower side, Standard, Size of cable entries: M 32
7569 | 1788370000 | HDC 48B SLU 2M32G | HDC enclosures, Size: 12, Protection degree: IP65 (in plugged condition), Base housing, End-locking clamp, lower side, Standard, Size of cable entries: M 32
7570 | 1788390000 | HDC 48B SDLU 2M32G | HDC enclosures, Size: 12, Protection degree: IP65 (in plugged condition), Base housing, End-locking clamp, lower side, Standard, with cover, Size of cable entries: M 32
7571 | 1788410000 | HDC 32B TSBO 1M32G | HDC enclosures, Size: 10, Protection degree: IP65 (in plugged condition), Cable entry from side, Plug housing, Side-locking clamp on upper side, Standard, Size of cable entries: M 32
7572 | 1788420000 | HDC 32B TSLU 1M32G | HDC enclosures, Size: 10, Protection degree: IP65 (in plugged condition), Cable entry from side, Plug housing, End-locking clamp, lower side, Standard, Size of cable entries: M 32
7573 | 1788430000 | HDC 32B TOBU 1M32G | HDC enclosures, Size: 10, Protection degree: IP65 (in plugged condition), Cable entry from top, Plug housing, Side-locking clamp on lower side, Standard, Size of cable entries: M 32
7574 | 1788450000 | HDC 32B TOLU 1M32G | HDC enclosures, Size: 10, Protection degree: IP65 (in plugged condition), Cable entry from top, Plug housing, End-locking clamp, lower side, Standard, Size of cable entries: M 32
7575 | 1788460000 | HDC 32B SBU 2M32G | HDC enclosures, Size: 10, Protection degree: IP65 (in plugged condition), Base housing, Side-locking clamp on lower side, Standard, Size of cable entries: M 32
7576 | 1788470000 | HDC 32B SLU 2M32G | HDC enclosures, Size: 10, Protection degree: IP65 (in plugged condition), Base housing, End-locking clamp, lower side, Standard, Size of cable entries: M 32
7577 | 1788500000 | HDC 32B KLU 1M32G | HDC enclosures, Size: 10, Protection degree: IP65 (in plugged condition), Coupling housing, End-locking clamp, lower side, Standard, Size of cable entries: M 32
7578 | 1804610000 | HDC 64D TSLU 1M40G | HDC enclosures, Size: 8, Protection degree: IP65 (in plugged condition), Cable entry from side, Plug housing, End-locking clamp, lower side, high, Size of cable entries: M 40
7579 | 1804630000 | HDC 16B TOLU 1M32G | HDC enclosures, Size: 6, Protection degree: IP65 (in plugged condition), Cable entry from top, Plug housing, End-locking clamp, lower side, Standard, Size of cable entries: M 32
7580 | 1804640000 | HDC 16B TSLU 1M32G | HDC enclosures, Size: 6, Protection degree: IP65 (in plugged condition), Cable entry from side, Plug housing, End-locking clamp, lower side, Standard, Size of cable entries: M 32
7581 | 1804650000 | HDC 40D TSLU 1M40G | HDC enclosures, Size: 6, Protection degree: IP65 (in plugged condition), Cable entry from side, Plug housing, End-locking clamp, lower side, high, Size of cable entries: M 40
7582 | 1809620000 | HDC 16B TSBU 1M40G | HDC enclosures, Size: 6, Protection degree: IP65 (in plugged condition), Cable entry from side, Plug housing, Side-locking clamp on lower side, Standard, Size of cable entries: M 40
7583 | 1812470000 | SAIBW-4/9-7/8 | Sockets prefabricated to customer spec., 7/8", Socket, angled
7584 | 1826770000 | HDC HEE 46 MC | HDC insert, Male, 500 V, 16 A, Number of poles: 46, Crimp connection, Size: 8
7585 | 1826790000 | HDC HEE 32 MC | HDC insert, Male, 500 V, 16 A, Number of poles: 32, Crimp connection, Size: 6
7586 | 1826810000 | HDC HEE 18 MC | HDC insert, Male, 500 V, 16 A, Number of poles: 18, Crimp connection, Size: 4
7587 | 1826820000 | HDC HEE 18 FC | HDC insert, Female, 500 V, 16 A, Number of poles: 18, Crimp connection, Size: 4
7588 | 1826830000 | HDC HEE 10 MC | HDC insert, Male, 500 V, 16 A, Number of poles: 10, Crimp connection, Size: 3
7589 | 1826840000 | HDC HEE 10 FC | HDC insert, Female, 500 V, 16 A, Number of poles: 10, Crimp connection, Size: 3
7590 | 1827470000 | HDC HB 24 TEK AS M4 | HDC enclosures, Size: 8, Protection degree: IP66 (in plugged condition), IP68 (in plugged condition), Bulkhead housing, Clamping yoke connection, Standard
7591 | 1848600000 | DSTV HE BR6 S | HDC insert, Female, 500 V, 16 A, Number of poles: 6, Screw connection, Size: 3
7592 | 1848730000 | DSTV HE SL24 S | HDC insert, Pin, 500 V, 16 A, Number of poles: 24, Screw connection, Size: 8
7593 | 1848750000 | DSTV HE SR10 S | HDC insert, Pin, 500 V, 16 A, Number of poles: 10, Screw connection, Size: 4
7594 | 1848770000 | DSTV HE SR24 S | HDC insert, Pin, 500 V, 16 A, Number of poles: 24, Screw connection, Size: 8
7595 | 1862080000 | HDC CM HV 3 MC | Heavy-duty connectors, HDC insert, ConCept module
7596 | 1867360000 | HDC SHIELD LEVER 8 SC | Heavy-duty connectors, Accessories, Shield clamp
7597 | 1867370000 | HDC SHIELD LEVER 4 SC | Heavy-duty connectors, Accessories, Shield clamp
7598 | 1873890000 | HDC HA 16 MC | HDC insert, Male, 250 V, 16 A, Number of poles: 16, Crimp connection, Size: 5
7599 | 1894720000 | HDC-CM-1BPN4.0 | Heavy-duty connectors, HDC insert, ConCept module
7600 | 1894730000 | HDC-CM-1SPN2.5 | Heavy-duty connectors, HDC insert, ConCept module
7601 | 1894770000 | HDC-CM-2SPN2.5 | Heavy-duty connectors, HDC insert, ConCept module
7602 | 1899980000 | HDC 16B SBU 1M25G | HDC enclosures, Size: 6, Protection degree: IP65 (in plugged condition), Base housing, Side-locking clamp on lower side, Standard, Size of cable entries: M 25
7603 | 1900460000 | HDC 06B SLU 1M20G | HDC enclosures, Size: 3, Protection degree: IP65 (in plugged condition), Base housing, End-locking clamp, lower side, Standard, Size of cable entries: M 20
7604 | 1901040000 | HDC 10A SDLU 1M25G | HDC enclosures, Size: 2, Protection degree: IP65 (in plugged condition), Base housing, End-locking clamp, lower side, Standard, with cover, Size of cable entries: M 25
7605 | 1901370000 | HDC 10B SBU 1M25G | HDC enclosures, Size: 4, Protection degree: IP65 (in plugged condition), Base housing, Side-locking clamp on lower side, Standard, Size of cable entries: M 25
7606 | 1901480000 | HDC 24B SDLU 1M25G | HDC enclosures, Size: 8, Protection degree: IP65 (in plugged condition), Base housing, End-locking clamp, lower side, Standard, with cover, Size of cable entries: M 25
7607 | 1901490000 | HDC 10B SDBO 1M20G | HDC enclosures, Size: 4, Protection degree: IP65 (in plugged condition), Base housing, Side-locking clamp on upper side, Standard, with cover, Size of cable entries: M 20
7608 | 1901560000 | HDC 24B SLU 1M25G | HDC enclosures, Size: 8, Protection degree: IP65 (in plugged condition), Base housing, End-locking clamp, lower side, Standard, Size of cable entries: M 25
7609 | 1901570000 | HDC 10B SDLU 1M20G | HDC enclosures, Size: 4, Protection degree: IP65 (in plugged condition), Base housing, End-locking clamp, lower side, Standard, with cover, Size of cable entries: M 20
7610 | 1902740000 | HDC 32B KBU 1PG29G | HDC enclosures, Size: 10, Protection degree: IP65 (in plugged condition), Coupling housing, Side-locking clamp on lower side, Standard, Size of cable entries: PG 29
7611 | 1902970000 | HDC 40D SBU 1M25G | HDC enclosures, Size: 6, Protection degree: IP65 (in plugged condition), Base housing, Side-locking clamp on lower side, high, Size of cable entries: M 25
7612 | 1903080000 | HDC 40D SDLU 1M32G | HDC enclosures, Size: 6, Protection degree: IP65 (in plugged condition), Base housing, End-locking clamp, lower side, high, with cover, Size of cable entries: M 32
7613 | 1903110000 | HDC 40D SLU 1M32G | HDC enclosures, Size: 6, Protection degree: IP65 (in plugged condition), Base housing, End-locking clamp, lower side, high, Size of cable entries: M 32
7614 | 1903410000 | HDC 24D SDLU 1M25G | HDC enclosures, Size: 4, Protection degree: IP65 (in plugged condition), Base housing, End-locking clamp, lower side, high, with cover, Size of cable entries: M 25
7615 | 1903510000 | HDC 24D SDLU 1M32G | HDC enclosures, Size: 4, Protection degree: IP65 (in plugged condition), Base housing, End-locking clamp, lower side, high, with cover, Size of cable entries: M 32
7616 | 1903910000 | HDC 32A SDBO 1M32G | HDC enclosures, Size: 7, Protection degree: IP65 (in plugged condition), Base housing, Side-locking clamp on upper side, Standard, with cover, Size of cable entries: M 32
7617 | 1904190000 | HDC 48B SLU 1M32G | HDC enclosures, Size: 12, Protection degree: IP65 (in plugged condition), Base housing, End-locking clamp, lower side, Standard, Size of cable entries: M 32
7618 | 1904340000 | HDC 64D SBU 1M25G | HDC enclosures, Size: 8, Protection degree: IP65 (in plugged condition), Base housing, Side-locking clamp on lower side, high, Size of cable entries: M 25
7619 | 1904430000 | HDC 64D SDLU 1M25G | HDC enclosures, Size: 8, Protection degree: IP65 (in plugged condition), Base housing, End-locking clamp, lower side, high, with cover, Size of cable entries: M 25
7620 | 1904480000 | HDC 64D SLU 1M25G | HDC enclosures, Size: 8, Protection degree: IP65 (in plugged condition), Base housing, End-locking clamp, lower side, high, Size of cable entries: M 25
7621 | 1904490000 | HDC 64D SLU 1M32G | HDC enclosures, Size: 8, Protection degree: IP65 (in plugged condition), Base housing, End-locking clamp, lower side, high, Size of cable entries: M 32
7622 | 1904690000 | HDC 64D TSZO 1M40G | HDC enclosures, Size: 8, Protection degree: IP65 (in plugged condition), Cable entry from side, Plug housing, Central locking at the top, high, Size of cable entries: M 40
7623 | 1908520000 | HDC CM BUS M1 CT | Heavy-duty connectors, HDC insert, ConCept module
7624 | 1912290000 | HDC SHIELD LEVER 8 S | Heavy-duty connectors, Accessories, Shield clamp
7625 | 1912460000 | HDC HQ 5 FC | HDC insert, Female, 250 V, 16 A, Number of poles: 5, Crimp connection, Size: 1
7626 | 1919980000 | HDC HQ 8 FC | HDC insert, Female, 500 V, 16 A, Number of poles: 8, Crimp connection, Size: HQ
7627 | 1928060000 | TS15 68 KLIPPON POK1 CSS | Rail, TS 15, Width: 68 mm, without slot, Steel, galvanized, chromium-plated
7628 | 1928080000 | TS15 147 KLIPPON POK3 CSS | Rail, TS 15, Width: 147 mm, without slot, Steel, galvanized, chromium-plated
7629 | 1983470000 | HDC 64D TOLU 1M40G | HDC enclosures, Size: 8, Protection degree: IP65 (in plugged condition), Cable entry from top, Plug housing, End-locking clamp, lower side, high, Size of cable entries: M 40
7630 | 1983510000 | HDC 48B SDLU 2M50G | HDC enclosures, Size: 12, Protection degree: IP65 (in plugged condition), Base housing, End-locking clamp, lower side, Standard, with cover, Size of cable entries: M 50
7631 | 1983750000 | HDC CM BUS SV M2 | Heavy-duty connectors, HDC insert, ConCept module
7632 | 1983770000 | HDC CM BUS SV F4 CT | Heavy-duty connectors, HDC insert, ConCept module
7633 | 1983800000 | HDC CM BUS SV F1 CT | Heavy-duty connectors, HDC insert, ConCept module
7634 | 1983830000 | HDC CFM 6 2M | Heavy-duty connectors, HDC insert, ConCept frame
7635 | 1983840000 | HDC CFM 6 2F | Heavy-duty connectors, HDC insert, ConCept frame
7636 | 1983870000 | HDC CFM 16 5M | Heavy-duty connectors, HDC insert, ConCept frame
7637 | 1983930000 | SHIELD LEVER 6 MOD | Heavy-duty connectors, Accessories, Shield clamp
7638 | 1983940000 | SHIELD LEVER 8 MOD | Heavy-duty connectors, Accessories, Shield clamp
7639 | 8000003909 | TS35X7.5 ST POK 1626 | Rail, TS 35, TS 35 x 7.5, Width: 243 mm, without slot, Steel, galvanic zinc plated and passivated
7640 | 191600000 | QL 4 SAKS1 | SAK Series, Cross-connector, for cross-connection link, Number of poles: 4
7641 | 249600000 | ZS 2.3/4 | Accessories, Adapter plug
7642 | 267200000 | STB 25 IH/GE | SAK Series, Socket
7643 | 271200000 | STB 25 IH/GN | SAK Series, Socket
7644 | 300800000 | VH 12.5/5/3.5 SAK10-2.5 | SAK Series, Connecting sleeve, for cross-connection link, Number of poles:
7645 | 329300000 | QVS 3 SAKT1+2 | SAK Series, Cross-connector, Cross-connector, Number of poles: 3
7646 | 335400000 | BS 25 IH/BL SAKT1 | SAK Series, Set of fixings
7647 | 338800000 | QL 10 SAKS1 | SAK Series, Cross-connector, for cross-connection link, Number of poles: 10
7648 | 343300000 | STB 25 IH/RT | SAK Series, Socket
7649 | 545300000 | QB 58/8/9/WI | SAK Series, Cross-connector, for cross-connection link, Number of poles: 58
7650 | 545400000 | QB 58/8/15 | SAK Series, Cross-connector, for cross-connection link, Number of poles: 58
7651 | 573200000 | KLIPPON K0 | Klippon K (aluminium empty enclosure), Empty enclosure, Aluminium enclosure, Height: 45 mm, Width: 50 mm, Depth: 30 mm, Material: Aluminium AlSi12, untreated, silver
7652 | 573300000 | KLIPPON K11 | Klippon K (aluminium empty enclosure), Empty enclosure, Aluminium enclosure, Height: 80 mm, Width: 75 mm, Depth: 57 mm, Material: Aluminium AlSi12, untreated, silver
7653 | 573500000 | KLIPPON K31 | Klippon K (aluminium empty enclosure), Empty enclosure, Aluminium enclosure, Height: 80 mm, Width: 175 mm, Depth: 57 mm, Material: Aluminium AlSi12, untreated, silver
7654 | 573600000 | KLIPPON K61 | Klippon K (aluminium empty enclosure), Empty enclosure, Aluminium enclosure, Height: 160 mm, Width: 260 mm, Depth: 91 mm, Material: Aluminium AlSi12, untreated, silver
7655 | 573700000 | KLIPPON K71 | Klippon K (aluminium empty enclosure), Empty enclosure, Aluminium enclosure, Height: 230 mm, Width: 280 mm, Depth: 111 mm, Material: Aluminium AlSi12, untreated, silver
7656 | 1058460000 | WSD 2.5/D+/- WTR2.5 | W-Series, Component plug, Rated cross-section: Plug-in connection, dark beige
7657 | 1061740000 | HDC KIT HE-P 10.111 M | RockStar® HDC kits-Heavy-duty connectors, Kit, HE, Size: 4, Poles: 10, PUSH IN, 500 V, 16 A, diecast aluminium, M 25
7658 | 1064900000 | WQL 2 WFF35 | Bolt-type screw terminals, Cross-connector, Number of poles: 2
7659 | 1065000000 | WQL 2 WFF70 | Bolt-type screw terminals, Cross-connector, Number of poles: 2
7660 | 1065300000 | WQL 2 WFF300 | Bolt-type screw terminals, Cross-connector, Number of poles: 2
7661 | 1066400000 | WZAF 185 | W-Series, Additional connection
7662 | 1070500000 | WZAF 35 | W-Series, Additional connection
7663 | 1565250000 | KLIPPON K02 | Klippon K (aluminium empty enclosure), Empty enclosure, Aluminium enclosure, Height: 64 mm, Width: 98 mm, Depth: 34 mm, Material: Aluminium AlSi12, untreated, silver
7664 | 1565280000 | KLIPPON K51 | Klippon K (aluminium empty enclosure), Empty enclosure, Aluminium enclosure, Height: 120 mm, Width: 220 mm, Depth: 81 mm, Material: Aluminium AlSi12, untreated, silver
7665 | 1579000000 | WQB A/24 | W-Series, Cross-connector, For the terminals, Number of poles: 24
7666 | 1579050000 | WQB B/10 | W-Series, Cross-connector, For the terminals, Number of poles: 10
7667 | 1652380000 | HDC 07A TOLU 1PG11G | HDC enclosures, Size: 1, Protection degree: IP65 (in plugged condition), Cable entry from top, Plug housing, Side-locking clamp on lower side, Standard, Size of cable entries: PG 11
7668 | 1652420000 | HDC 07A AWLU | HDC enclosures, Size: 1, Protection degree: IP65 (in plugged condition), Bulkhead housing, Side-locking clamp on lower side, Standard
7669 | 1663850000 | HDC 15A TSLU 1PG16G | HDC enclosures, Size: 2, Protection degree: IP65 (in plugged condition), Cable entry from side, Plug housing, End-locking clamp, lower side, high, Size of cable entries: PG 16
7670 | 1663990000 | HDC 15A TOLU 1PG21G | HDC enclosures, Size: 2, Protection degree: IP65 (in plugged condition), Cable entry from top, Plug housing, End-locking clamp, lower side, high, Size of cable entries: PG 21
7671 | 1664420000 | HDC 10A SDLU 2PG16G | HDC enclosures, Size: 2, Protection degree: IP65 (in plugged condition), Base housing, End-locking clamp, lower side, Standard, with cover, Size of cable entries: PG 16
7672 | 1664730000 | HDC 25A TSLU 1PG16G | HDC enclosures, Size: 5, Protection degree: IP65 (in plugged condition), Cable entry from side, Plug housing, End-locking clamp, lower side, high, Size of cable entries: PG 16
7673 | 1664870000 | HDC 25A TOLU 1PG21G | HDC enclosures, Size: 5, Protection degree: IP65 (in plugged condition), Cable entry from top, Plug housing, End-locking clamp, lower side, high, Size of cable entries: PG 21
7674 | 1664940000 | HDC 16A ADLU | HDC enclosures, Size: 5, Protection degree: IP65 (in plugged condition), Bulkhead housing, End-locking clamp, lower side, Standard, with cover
7675 | 1665070000 | HDC 16A SLU 2PG16G | HDC enclosures, Size: 5, Protection degree: IP65 (in plugged condition), Base housing, End-locking clamp, lower side, Standard, Size of cable entries: PG 16
7676 | 1665300000 | HDC 16A SDLU 2PG16G | HDC enclosures, Size: 5, Protection degree: IP65 (in plugged condition), Base housing, End-locking clamp, lower side, Standard, with cover, Size of cable entries: PG 16
7677 | 1712460000 | HDC-KIT-HE 06.100 | RockStar® HDC kits-Heavy-duty connectors, Kit, HE, Size: 3, Poles: 6, Screw connection, 500 V, 24 A, diecast aluminium, PG 16
7678 | 1712510000 | HDC-KIT-HE 10.110 | RockStar® HDC kits-Heavy-duty connectors, Kit, HE, Size: 4, Poles: 10, Screw connection, 500 V, 16 A, diecast aluminium, PG 16
7679 | 1712540000 | HDC-KIT-HE 32.140 | RockStar® HDC kits-Heavy-duty connectors, Kit, HE, Size: 10, Poles: 32, Screw connection, 500 V, 16 A, diecast aluminium, PG 29
7680 | 1712580000 | HDC-KIT-HA 03.302 | RockStar® HDC kits-Heavy-duty connectors, Kit, HA, Size: 1, Poles: 3, Screw connection, 400 V, 16 A, PG 11
7681 | 1712610000 | HDC-KIT-HA 04.402 | RockStar® HDC kits-Heavy-duty connectors, Kit, HA, Size: 1, Poles: 4, Screw connection, 400 V, 16 A, PG 11
7682 | 1712630000 | HDC-KIT-HA 03.404 | RockStar® HDC kits-Heavy-duty connectors, Kit, HA, Size: 1, Poles: 3, Screw connection, 400 V, 16 A, PG 11
7683 | 1712660000 | HDC-KIT-HE 06.101 | RockStar® HDC kits-Heavy-duty connectors, Kit, HE, Size: 3, Poles: 6, Screw connection, 500 V, 24 A, diecast aluminium, PG 16
7684 | 1746170000 | HDC 10A TOLU 2PG11G | HDC enclosures, Size: 2, Protection degree: IP65 (in plugged condition), Cable entry from top, Plug housing, End-locking clamp, lower side, Standard, Size of cable entries: PG 11
7685 | 1780980000 | WQL 3 WF6 | Bolt-type screw terminals, Cross-connector, Number of poles: 3
7686 | 1781040000 | WQL 3 WF12 | Bolt-type screw terminals, Cross-connector, Number of poles: 3
7687 | 1783250000 | HDC 10A KLU 2PG09G | HDC enclosures, Size: 2, Protection degree: IP65 (in plugged condition), Coupling housing, End-locking clamp, lower side, Standard, Size of cable entries: PG 9
7688 | 1788520000 | HDC 07A TOLU 1M20G | HDC enclosures, Size: 1, Protection degree: IP65 (in plugged condition), Cable entry from top, Plug housing, Side-locking clamp on lower side, Standard, Size of cable entries: M 20
7689 | 1788540000 | HDC 07A KOLU 1M20G | HDC enclosures, Size: 1, Protection degree: IP65 (in plugged condition), Coupling housing, Side-locking clamp on lower side, Standard, Size of cable entries: M 20
7690 | 1788560000 | HDC 48A TOLU 1M32G | HDC enclosures, Size: 9, Protection degree: IP65 (in plugged condition), Cable entry from top, Plug housing, End-locking clamp, lower side, Standard, Size of cable entries: M 32
7691 | 1788660000 | HDC 10A SDLU 2M20G | HDC enclosures, Size: 2, Protection degree: IP65 (in plugged condition), Base housing, End-locking clamp, lower side, Standard, with cover, Size of cable entries: M 20
7692 | 1788670000 | HDC 10A KLU 1M25G | HDC enclosures, Size: 2, Protection degree: IP65 (in plugged condition), Coupling housing, End-locking clamp, lower side, Standard, Size of cable entries: M 25
7693 | 1788690000 | HDC 25A TSLU 1M25G | HDC enclosures, Size: 5, Protection degree: IP65 (in plugged condition), Cable entry from side, Plug housing, End-locking clamp, lower side, high, Size of cable entries: M 25
7694 | 1788710000 | HDC 25A TOLU 1M20G | HDC enclosures, Size: 5, Protection degree: IP65 (in plugged condition), Cable entry from top, Plug housing, End-locking clamp, lower side, high, Size of cable entries: M 20
7695 | 1788750000 | HDC 16A TOLU 1M25G | HDC enclosures, Size: 5, Protection degree: IP65 (in plugged condition), Cable entry from top, Plug housing, End-locking clamp, lower side, Standard, Size of cable entries: M 25
7696 | 1788760000 | HDC 16A SLU 2M25G | HDC enclosures, Size: 5, Protection degree: IP65 (in plugged condition), Base housing, End-locking clamp, lower side, Standard, Size of cable entries: M 25
7697 | 1788790000 | HDC 16A SDLU 2M20G | HDC enclosures, Size: 5, Protection degree: IP65 (in plugged condition), Base housing, End-locking clamp, lower side, Standard, with cover, Size of cable entries: M 20
7698 | 1788810000 | HDC 04A TWLU 1M20G | HDC enclosures, Size: 1, Protection degree: IP65 (in plugged condition), Cable entry from side, Plug housing, Side-locking clamp on lower side, Standard, Size of cable entries: M 20
7699 | 1788820000 | HDC 04A TOLU 1M20G | HDC enclosures, Size: 1, Protection degree: IP65 (in plugged condition), Cable entry from top, Plug housing, Side-locking clamp on lower side, Standard, Size of cable entries: M 20
7700 | 1788830000 | HDC 04A SLU 1M20G | HDC enclosures, Size: 1, Protection degree: IP65 (in plugged condition), Base housing, Side-locking clamp on lower side, Standard, Size of cable entries: M 20
7701 | 1788840000 | HDC 04A KOLU 1M20G | HDC enclosures, Size: 1, Protection degree: IP65 (in plugged condition), Coupling housing, Side-locking clamp on lower side, Standard, Size of cable entries: M 20
7702 | 1788850000 | HDC 15A TSLU 1M25G | HDC enclosures, Size: 2, Protection degree: IP65 (in plugged condition), Cable entry from side, Plug housing, End-locking clamp, lower side, high, Size of cable entries: M 25
7703 | 1788860000 | HDC 15A TSLU 1M20G | HDC enclosures, Size: 2, Protection degree: IP65 (in plugged condition), Cable entry from side, Plug housing, End-locking clamp, lower side, high, Size of cable entries: M 20
7704 | 1802400000 | HDC-KIT-HE 16.120 M | RockStar® HDC kits-Heavy-duty connectors, Kit, HE, Size: 6, Poles: 16, Screw connection, 500 V, 16 A, diecast aluminium, M 25
7705 | 1802410000 | HDC-KIT-HE 10.111 M | RockStar® HDC kits-Heavy-duty connectors, Kit, HE, Size: 4, Poles: 10, Screw connection, 500 V, 16 A, diecast aluminium, M 25
7706 | 1802420000 | HDC-KIT-HE 10.110 M | RockStar® HDC kits-Heavy-duty connectors, Kit, HE, Size: 4, Poles: 10, Screw connection, 500 V, 16 A, diecast aluminium, M 25
7707 | 1802440000 | HDC-KIT-HA 04.400 M | RockStar® HDC kits-Heavy-duty connectors, Kit, HA, Size: 1, Poles: 4, Screw connection, 400 V, 16 A, M 20
7708 | 1802460000 | HDC-KIT-HA 03.301 M | RockStar® HDC kits-Heavy-duty connectors, Kit, HA, Size: 1, Poles: 3, Screw connection, 400 V, 16 A, M 20
7709 | 1812740000 | WQL 3 WF5 | Bolt-type screw terminals, Cross-connector, Number of poles: 3
7710 | 1847740000 | STB 36.8/IH/DB WTL6/1 | Accessories, Socket
7711 | 1847770000 | STB 36.8/IH/GN WTL6/1 | Accessories, Socket
7712 | 1859620000 | Q WDU10-2.5 SET | W-Series, Cross-connector, For the terminals, Number of poles: 2
7713 | 1868560000 | DAE M12 PA SHORT | DAE (ventilation element), Compensating element, M 12, 6 mm, IP66, IP68, IP69K, Polyamide 6
7714 | 1884310000 | HDC-KIT-HA 10.110 | RockStar® HDC kits-Heavy-duty connectors, Kit, HA, Size: 2, Poles: 10, Screw connection, 250 V, 16 A, PG 16
7715 | 1936260000 | STB 21.6/45 VI | Accessories, Socket
7716 | 1936270000 | STB 21.6/45 SW | Accessories, Socket
7717 | 1936290000 | STB 21.6/45 BL | Accessories, Socket
7718 | 1937720000 | KLIPPON K71 VMQ RAL7001 | Klippon K (aluminium empty enclosure), Empty enclosure, Aluminium enclosure, Height: 230 mm, Width: 280 mm, Depth: 111 mm, Material: Aluminium AlSi12, Powder-coated, textured, Silver grey
7719 | 1937750000 | KLIPPON K51 VMQ RAL7001 | Klippon K (aluminium empty enclosure), Empty enclosure, Aluminium enclosure, Height: 120 mm, Width: 220 mm, Depth: 81 mm, Material: Aluminium AlSi12, Powder-coated, textured, Silver grey
7720 | 1937850000 | KLIPPON K01 VMQ RAL7001 | Klippon K (aluminium empty enclosure), Empty enclosure, Aluminium enclosure, Height: 64 mm, Width: 58 mm, Depth: 34 mm, Material: Aluminium AlSi12, Powder-coated, textured, Silver grey
7721 | 1937900000 | KLIPPON K3 VMQ RAL7001 | Klippon K (aluminium empty enclosure), Empty enclosure, Aluminium enclosure, Height: 70 mm, Width: 165 mm, Depth: 45 mm, Material: Aluminium AlSi12, Powder-coated, textured, Silver grey
7722 | 1937920000 | KLIPPON K0 VMQ RAL7001 | Klippon K (aluminium empty enclosure), Empty enclosure, Aluminium enclosure, Height: 45 mm, Width: 50 mm, Depth: 30 mm, Material: Aluminium AlSi12, Powder-coated, textured, Silver grey
7723 | 1939560000 | KLIPPON K1 VMQ | Klippon K (aluminium empty enclosure), Empty enclosure, Aluminium enclosure, Height: 70 mm, Width: 70 mm, Depth: 45 mm, Material: Aluminium AlSi12, untreated, silver
7724 | 1939570000 | KLIPPON K11 VMQ | Klippon K (aluminium empty enclosure), Empty enclosure, Aluminium enclosure, Height: 80 mm, Width: 75 mm, Depth: 57 mm, Material: Aluminium AlSi12, untreated, silver
7725 | 1939610000 | KLIPPON K31 VMQ | Klippon K (aluminium empty enclosure), Empty enclosure, Aluminium enclosure, Height: 80 mm, Width: 175 mm, Depth: 57 mm, Material: Aluminium AlSi12, untreated, silver
7726 | 1939620000 | KLIPPON K32 VMQ | Klippon K (aluminium empty enclosure), Empty enclosure, Aluminium enclosure, Height: 80 mm, Width: 250 mm, Depth: 55 mm, Material: Aluminium AlSi12, untreated, silver
7727 | 1939650000 | KLIPPON K5 VMQ | Klippon K (aluminium empty enclosure), Empty enclosure, Aluminium enclosure, Height: 130 mm, Width: 170 mm, Depth: 90 mm, Material: Aluminium AlSi12, untreated, silver
7728 | 1939670000 | KLIPPON K52 VMQ | Klippon K (aluminium empty enclosure), Empty enclosure, Aluminium enclosure, Height: 160 mm, Width: 160 mm, Depth: 91 mm, Material: Aluminium AlSi12, untreated, silver
7729 | 3073040000 | MOPL K31 STAHL | Klippon K (aluminium empty enclosure), Mounting plate, Mounting plate, Height: 67 mm, Width: 164 mm, Depth: 2 mm, Material: Sheet steel, galvanized, galvanized, silver
7730 | 3073050000 | MOPL K32 STAHL | Klippon K (aluminium empty enclosure), Mounting plate, Mounting plate, Height: 67 mm, Width: 239 mm, Depth: 2 mm, Material: Sheet steel, galvanized, galvanized, silver
7731 | 3073060000 | MOPL K4 STAHL | Klippon K (aluminium empty enclosure), Mounting plate, Mounting plate, Height: 68 mm, Width: 116 mm, Depth: 2 mm, Material: Sheet steel, galvanized, galvanized, silver
7732 | 7940011570 | DI350 0-10V/0-100.0 | Signal converter/insulator, 0...10 V
7733 | 7940015595 | PMX400HZX | Display, 0...10 kHz
7734 | 7940018956 | PMX420 | Display, -22...+22 mA / -11...+11 V
7735 | 8432250000 | WTZ4 PT100/4 V 0-10V | RTD transformer, PT100, 2-/3-/4-wire connection technology, Configurable, Input : Temperature, PT100 (4- wire), Output : 0-10 V
7736 | 8445010000 | WAS4 CCC DC 4-20/0-20MA | Signal converter/insulator, Input : 4-20 mA, Output : 0-20 mA
7737 | 8560700000 | WAS5 PRO RTD | RTD isolating transformer, 2-/3-/4- wire RTD, Configurable, Input : Temperature, PT100, Output : 0(4)-20 mA, 0-10 V
7738 | 8705630000 | WAS2 VMR 3PH | WAVESERIES, Voltage monitoring, 1 x three-phase (R, S, T, N), 250 V, Screw connection
7739 | 8924270000 | VSPC BASE 2CL FG | Surge protection, Flange-mounted housing, Flange-mounted housing
7740 | 8924300000 | VSPC BASE 2/4CH FG | Surge protection, Flange-mounted housing, Flange-mounted housing
7741 | 8924320000 | VSPC 4SL 24VDC | Surge protection for instrumentation and control, without warning function / function indicator, UP(L/N-PE) 250 V
7742 | 8924340000 | VSPC 4SL 24VAC | Surge protection for instrumentation and control, without warning function / function indicator, UP(L/N-PE) 250 V
7743 | 8924350000 | VSPC 2SL 24VAC | Surge protection for instrumentation and control, without warning function / function indicator, UP(L/N-PE) 250 V
7744 | 8924430000 | VSPC 2CL HF 5VDC | Surge protection for instrumentation and control, without warning function / function indicator, UP(L/N-PE) < 800 V
7745 | 8924550000 | VSPC 3/4WIRE 24VDC | Surge protection for instrumentation and control, without warning function / function indicator, UP(L/N-PE) < 800 V
7746 | 8939670000 | WAS6 TTA | Input : universal U, I, R,?, Output : I/U universal, 2 x relays
7747 | 8951550000 | VSPC 1CL 24VDC R | Surge protection for instrumentation and control, with warning function / function indicator, UP(L/N-PE) < 800 V
7748 | 8951590000 | VSPC 4SL 24VDC R | Surge protection for instrumentation and control, with warning function / function indicator, UP(L/N-PE) < 200 V
7749 | 8951630000 | VSPC 2SL 24VDC R | Surge protection for instrumentation and control, with warning function / function indicator, UP(L/N-PE) < 200 V
7750 | 8951680000 | VSPC 2CL HF 5VDC R | Surge protection for instrumentation and control, with warning function / function indicator, UP(L/N-PE) < 800 V
7751 | 8951780000 | VSPC BASE 2SL FG R | Surge protection, Flange-mounted housing, Flange-mounted housing
7752 | 8953600000 | VSPC 1CL 24VDC EX | Surge protection for instrumentation and control, without warning function / function indicator, UP(L/N-PE) < 800 V
7753 | 8953620000 | VSPC 2SL 12VDC EX | Surge protection for instrumentation and control, without warning function / function indicator, UP(L/N-PE) < 200 V
7754 | 8953670000 | VSPC 2SL 24VDC EX | Surge protection for instrumentation and control, without warning function / function indicator, UP(L/N-PE) 250 V
7755 | 8965340000 | ACT20X-HDI-SDO-RNO-S | EX signal isolating converter, Ex-input: NAMUR sensor/switch, Safe-output: relay, NO contact, 1-channel
7756 | 8965400000 | ACT20X-SDI-HDO-L-S | EX signal isolating converter, Safe-input: relay, Ex-output: Opto module, 1-channel, Output current : max. 35 mA
7757 | 8965450000 | ACT20X-SAI-HAO-S | EX signal isolating converter, Safe-input: 4-20mA, Ex output: 4 - 20 mA, 1-channel
7758 | 8965480000 | ACT20X-2HTI-2SAO-S | EX signal isolating converter, Ex-input: I,?, Safe-output: 4-20mA, 2-channel
7759 | 9445060000 | RSM-12 C 1CO S | Interface, RSM, 12 compact, RCL, Screw connection
7760 | 9445180000 | RSM16 1T/CDE-EV 24V-H/V | Interface, RSM, 16 with fuse, RCL, Screw connection
7761 | 9445220000 | RSM-32 FUS 1CO S | Interface, RSM, 32 with fuse, RCL, Screw connection
7762 | 9445700000 | RS 16IO 1W H S | Interface, RS, 1-wire, Screw connection
7763 | 9445730000 | RS 16IO 2W L H S | Interface, RS, LED, 2-wire, Screw connection
7764 | 9445750000 | RS 16IO 2W I-L H S | Interface, RS, Spacer, LED, 2-wire, Screw connection
7765 | 9445820000 | RS 16IO 2W F H S | Interface, RS, Fuse, 2-wire, Screw connection
7766 | 9445870000 | RS 32IO 1W I-L H S | Interface, RS, Spacer, LED, 1-wire, Screw connection
7767 | 9445900000 | RS 32IO 1W H S | Interface, RS, 1-wire, Screw connection
7768 | 9445960000 | RS 32IO 3W H S | Interface, RS, 3-wire, Screw connection
7769 | 9445970000 | RS 32IO 3W L H S | Interface, RS, LED, 3-wire, Screw connection
7770 | 9447000000 | RSM-8 C 1CO Z | Interface, RSM, 8 compact, RCL, Tension-clamp connection
7771 | 9447100000 | RSM-16 C 1CO Z | Interface, RSM, 16 compact, RCL, Tension-clamp connection
7772 | 9447120000 | RSM-16 FUS 1CO Z | Interface, RSM, 16 with fuse, RCL, Tension-clamp connection
7773 | 9447930000 | RS 32IO 2W L H Z | Interface, RS, LED, 2-wire, Tension-clamp connection
7774 | 9448020000 | RS 16AIO DP SD S | Interface, RS, 2-wire, Screw connection
7775 | 9448040000 | RS 8AI1AO MICRO SD S | Interface, RS, 1-wire, Screw connection
7776 | 9510570000 | POK MOPL 0808 | Klippon POK (polyester empty enclosure), Mounting plate, Height: 64 mm, Width: 69 mm, Depth: 1.5 mm, Material: Sheet steel, galvanized, galvanized, silver
7777 | 9510600000 | POK MOPL 1222 | Klippon POK (polyester empty enclosure), Mounting plate, Height: 107 mm, Width: 207 mm, Depth: 1.5 mm, Material: Sheet steel, galvanized, Miscellaneous, silver
7778 | 9510610000 | POK MOPL 1616 | Klippon POK (polyester empty enclosure), Mounting plate, Height: 143 mm, Width: 145 mm, Depth: 1.5 mm, Material: Sheet steel, galvanized, Miscellaneous, silver
7779 | 9510640000 | POK MOPL 2525 | Klippon POK (polyester empty enclosure), Mounting plate, Height: 233 mm, Width: 238 mm, Depth: 1.5 mm, Material: Sheet steel, galvanized, Miscellaneous, silver
7780 | 9510660000 | POK MOPL 2560 | Klippon POK (polyester empty enclosure), Mounting plate, Height: 233 mm, Width: 583 mm, Depth: 1.5 mm, Material: Sheet steel, galvanized, Miscellaneous, silver
7781 | 9510710000 | POK MOPL 1656 | Klippon POK (polyester empty enclosure), Mounting plate, Height: 143 mm, Width: 545 mm, Depth: 1.5 mm, Material: Sheet steel, galvanized, Miscellaneous, silver
7782 | 9525840000 | WQV 70N-PEN | W-Series, Cross-connector, For the terminals, Number of poles: 2
7783 | 9526850000 | KLIPPON K11 EX | Klippon K (aluminium empty enclosure), Empty enclosure, Aluminium enclosure, Height: 80 mm, Width: 75 mm, Depth: 57 mm, Material: Aluminium AlSi12, untreated, silver
7784 | 9526870000 | KLIPPON K21 EX | Klippon K (aluminium empty enclosure), Empty enclosure, Aluminium enclosure, Height: 80 mm, Width: 125 mm, Depth: 57 mm, Material: Aluminium AlSi12, untreated, silver
7785 | 9526900000 | KLIPPON K32 EX | Klippon K (aluminium empty enclosure), Empty enclosure, Aluminium enclosure, Height: 80 mm, Width: 250 mm, Depth: 55 mm, Material: Aluminium AlSi12, untreated, silver
7786 | 9526910000 | KLIPPON K4 EX | Klippon K (aluminium empty enclosure), Empty enclosure, Aluminium enclosure, Height: 82 mm, Width: 130 mm, Depth: 72 mm, Material: Aluminium AlSi12, untreated, silver
7787 | 9526920000 | KLIPPON K41 EX | Klippon K (aluminium empty enclosure), Empty enclosure, Aluminium enclosure, Height: 120 mm, Width: 122 mm, Depth: 81 mm, Material: Aluminium AlSi12, untreated, silver
7788 | 9526930000 | KLIPPON K5 EX | Klippon K (aluminium empty enclosure), Empty enclosure, Aluminium enclosure, Height: 130 mm, Width: 170 mm, Depth: 90 mm, Material: Aluminium AlSi12, untreated, silver
7789 | 9526940000 | KLIPPON K51 EX | Klippon K (aluminium empty enclosure), Empty enclosure, Aluminium enclosure, Height: 120 mm, Width: 220 mm, Depth: 81 mm, Material: Aluminium AlSi12, untreated, silver
7790 | 9526990000 | KLIPPON K71 EX | Klippon K (aluminium empty enclosure), Empty enclosure, Aluminium enclosure, Height: 230 mm, Width: 280 mm, Depth: 111 mm, Material: Aluminium AlSi12, untreated, silver
7791 | 9529090000 | KLIPPON K0 RAL7001 | Klippon K (aluminium empty enclosure), Empty enclosure, Aluminium enclosure, Height: 45 mm, Width: 50 mm, Depth: 30 mm, Material: Aluminium AlSi12, Powder-coated, textured, Silver grey
7792 | 9529100000 | KLIPPON K01 RAL7001 | Klippon K (aluminium empty enclosure), Empty enclosure, Aluminium enclosure, Height: 64 mm, Width: 58 mm, Depth: 34 mm, Material: Aluminium AlSi12, Powder-coated, textured, Silver grey
7793 | 9529120000 | KLIPPON K1 RAL7001 | Klippon K (aluminium empty enclosure), Empty enclosure, Aluminium enclosure, Height: 70 mm, Width: 70 mm, Depth: 45 mm, Material: Aluminium AlSi12, Powder-coated, textured, Silver grey
7794 | 9529130000 | KLIPPON K11 RAL7001 | Klippon K (aluminium empty enclosure), Empty enclosure, Aluminium enclosure, Height: 80 mm, Width: 75 mm, Depth: 57 mm, Material: Aluminium AlSi12, Powder-coated, textured, Silver grey
7795 | 9529140000 | KLIPPON K2 RAL7001 | Klippon K (aluminium empty enclosure), Empty enclosure, Aluminium enclosure, Height: 70 mm, Width: 100 mm, Depth: 45 mm, Material: Aluminium AlSi12, Powder-coated, textured, Silver grey
7796 | 9529160000 | KLIPPON K3 RAL7001 | Klippon K (aluminium empty enclosure), Empty enclosure, Aluminium enclosure, Height: 70 mm, Width: 165 mm, Depth: 45 mm, Material: Aluminium AlSi12, Powder-coated, textured, Silver grey
7797 | 9529190000 | KLIPPON K4 RAL7001 | Klippon K (aluminium empty enclosure), Empty enclosure, Aluminium enclosure, Height: 82 mm, Width: 130 mm, Depth: 72 mm, Material: Aluminium AlSi12, Powder-coated, textured, Silver grey
7798 | 9529210000 | KLIPPON K5 RAL7001 | Klippon K (aluminium empty enclosure), Empty enclosure, Aluminium enclosure, Height: 130 mm, Width: 170 mm, Depth: 90 mm, Material: Aluminium AlSi12, Powder-coated, textured, Silver grey
7799 | 9529230000 | KLIPPON K52 RAL7001 | Klippon K (aluminium empty enclosure), Empty enclosure, Aluminium enclosure, Height: 160 mm, Width: 160 mm, Depth: 91 mm, Material: Aluminium AlSi12, Powder-coated, textured, Silver grey
7800 | 8965360000 | ACT20X-HDI-SDO-S | EX signal isolating converter, Ex-input: NAMUR sensor/switch, Safe-output: Optocoupler, 1-channel
7801 | 8965390000 | ACT20X-2HDI-2SDO-S | EX signal isolating converter, Ex-input: NAMUR sensor/switch, Safe-output: Optocoupler, 2-channel
7802 | 8965430000 | ACT20X-HAI-SAO-S | EX signal isolating converter, Ex-input: 4 - 20 mA, Safe-output: 4-20mA, 1-channel
7803 | 8965380000 | ACT20X-2HDI-2SDO-RNC-S | EX signal isolating converter, Ex-input: NAMUR sensor/switch, Safe-output: relay, NC contact, 2-channel
7804 | 178600000 | AD 4 SAK10 | SAK Series, cover plate, yellow, 25 mm
7805 | 179900000 | TW SAKG46 HP/TF/GE/2 | SAK Series, Partition plate, yellow, 2 mm
7806 | 180600000 | EP 1 SAKG32/35 HP/TF/GE | SAK Series, End plate, yellow, 2 mm
7807 | 199360000 | EWK 2 | Accessories, End bracket
7808 | 205200000 | EP 1 SAKG28/32 HP/TF/GE | SAK Series, End plate, yellow, 2 mm
7809 | 240600000 | ZU 1 | Accessories, Strain relief
7810 | 285300000 | AD 4 SAK4 | SAK Series, cover plate, yellow, 25.6 mm
7811 | 294460000 | AP AKZ4 | SAK Series, End plate, 1.5 mm, beige, Direct mounting
7812 | 348260000 | TW AKZ4 | SAK Series, Partition plate, 0.6 mm, dark beige, Used between terminals
7813 | 1002740000 | KLIPPON STB 2 SS | Klippon STB (Small Terminal Box), Empty enclosure, stainless steel enclosure, Height: 150 mm, Width: 150 mm, Depth: 90 mm, Material: Stainless steel 1.4404 (316L), Mirror polished, silver
7814 | 1002760000 | KLIPPON STB 6 SS | Klippon STB (Small Terminal Box), Empty enclosure, stainless steel enclosure, Height: 250 mm, Width: 400 mm, Depth: 130 mm, Material: Stainless steel 1.4404 (316L), Mirror polished, silver
7815 | 1009090000 | HDC 16B DODQ 2QB | HDC enclosures, Size: 6, Protection degree: IP65 (in plugged condition), Cover for lower part of housing, Side-locking clamp on upper side, Standard
7816 | 1009850000 | VGM16-SS 68 KB 4-8 | VG S (standard stainless steel cable gland), Cable glands, M 16, 7 mm, OD min. 4 - OD max. 8 mm, Stainless steel 1.4305 (303)
7817 | 1023040000 | HDC HD 25 MC Z | HDC insert, Pin, 250 V, 10 A, Number of poles: 25, Crimp connection, Size: 5, 7
7818 | 1023220000 | HDC S4/0 MS | HDC insert, Male, 830 V, 80 A, Number of poles: 4, Screw connection, Size: 6
7819 | 1023260000 | HDC S4/8 MS | HDC insert, Male, 400 V, 80 A, Number of poles: 12, Screw connection, Size: 8
7820 | 1023330000 | HDC S12/2 FC | HDC insert, Female, 690 V, 40 A, Number of poles: 14, Crimp connection, Size: 6
7821 | 1023350000 | HDC S8/0 FAS | HDC insert, Female, 690 V, 110 A, Number of poles: 8, Axial screw connection, Size: 8
7822 | 1023360000 | HDC S8/0 MAS | HDC insert, Male, 690 V, 110 A, Number of poles: 8, Axial screw connection, Size: 8
7823 | 1024980000 | KLIPPON STB 1.1 MS HT | Klippon STB (Small Terminal Box), Empty enclosure, Sheet steel enclosure, Height: 150 mm, Width: 120 mm, Depth: 80 mm, Material: Sheet steel, Powder-coated, Pebble grey
7824 | 1024990000 | KLIPPON STB 2 MS HT | Klippon STB (Small Terminal Box), Empty enclosure, Sheet steel enclosure, Height: 150 mm, Width: 150 mm, Depth: 90 mm, Material: Sheet steel, Powder-coated, Pebble grey
7825 | 1025010000 | KLIPPON STB 2.1 MS HT | Klippon STB (Small Terminal Box), Empty enclosure, Sheet steel enclosure, Height: 190 mm, Width: 150 mm, Depth: 90 mm, Material: Sheet steel, Powder-coated, Pebble grey
7826 | 1025030000 | KLIPPON STB 4 MS HT | Klippon STB (Small Terminal Box), Empty enclosure, Sheet steel enclosure, Height: 250 mm, Width: 250 mm, Depth: 120 mm, Material: Sheet steel, Powder-coated, Pebble grey
7827 | 1027160000 | TW AKZ4 GN | SAK Series, Partition plate, 0.6 mm, green, Direct mounting
7828 | 1044090000 | HÜLSE REMOVAL TOOL CM 5 | Accessories, Accessories
7829 | 1044100000 | HUELSE REMOVAL TOOL HD | Accessories, Accessories
7830 | 1052290000 | PAP 2.5/4/4AN BL | P-series, End plate, blue, 2.5 mm
7831 | 1058810000 | KLIPPON STB 1 SS E | Klippon STB (Small Terminal Box), Empty enclosure, stainless steel enclosure, Height: 120 mm, Width: 120 mm, Depth: 80 mm, Material: Stainless steel 1.4404 (316L), electropolished, silver
7832 | 1058820000 | KLIPPON STB 1.1 SS E | Klippon STB (Small Terminal Box), Empty enclosure, stainless steel enclosure, Height: 150 mm, Width: 120 mm, Depth: 80 mm, Material: Stainless steel 1.4404 (316L), electropolished, silver
7833 | 1058830000 | KLIPPON STB 2 SS E | Klippon STB (Small Terminal Box), Empty enclosure, stainless steel enclosure, Height: 150 mm, Width: 150 mm, Depth: 90 mm, Material: Stainless steel 1.4404 (316L), electropolished, silver
7834 | 1058840000 | KLIPPON STB 2.1 SS E | Klippon STB (Small Terminal Box), Empty enclosure, stainless steel enclosure, Height: 190 mm, Width: 150 mm, Depth: 90 mm, Material: Stainless steel 1.4404 (316L), electropolished, silver
7835 | 1058850000 | KLIPPON STB 3 SS E | Klippon STB (Small Terminal Box), Empty enclosure, stainless steel enclosure, Height: 190 mm, Width: 190 mm, Depth: 100 mm, Material: Stainless steel 1.4404 (316L), electropolished, silver
7836 | 1059110000 | ZZE ZP2.5/4/K | Z-series, Strain relief
7837 | 1059170000 | FPL 4G2.5/PD/F/3+3 | FieldPower®, Cable, Number of wires: 4, Ölflex Classic 110 4G2.5 or similar, Cross-section: 2.5 mm² , 3 m, 3 m
7838 | 1059190000 | FPL 4G2.5/P/F/3 | FieldPower®, Cable, Number of wires: 4, Ölflex Classic 110 4G2.5 or similar, Cross-section: 2.5 mm² , 3 m
7839 | 1067100000 | WTW WFF35 | Bolt-type screw terminals, Partition plate, grey, 2 mm
7840 | 1067300000 | WTW WFF120 | Bolt-type screw terminals, Partition plate, grey, 2 mm
7841 | 1072660000 | WBB WDK2.5/BL5.08 | W-Series, Fixing bracket, orange, 5 mm
7842 | 1074600000 | WAP WTR2.5/ZZ | W-Series, End plate
7843 | 1083100000 | WSH 18 MT | Accessories, Rail support, metal
7844 | 1113561001 | RSM 8RS 24VDC LP GEM.- | RSM-Series, Relay module, Number of contacts: 8, CO contact AgNi 90/10, Rated control voltage: 24 V DC, Continuous current: 6 A, Screw connection, Test button available: No
7845 | 1114561001 | RSM 4RS 115VUC LP | RSM-Series, Relay module, Number of contacts: 4, CO contact AgNi 90/10, Rated control voltage: 115 V AC / DC, Continuous current: 6 A, Screw connection, Test button available: No
7846 | 1114661001 | RSM 8RS 115VUC LP | RSM-Series, Relay module, Number of contacts: 8, CO contact AgNi 90/10, Rated control voltage: 115 V AC / DC, Continuous current: 6 A, Screw connection, Test button available: No
7847 | 1114861001 | RSM 4RS 230VAC LP | RSM-Series, Relay module, Number of contacts: 4, CO contact AgNi 90/10, Rated control voltage: 230 V AC, Continuous current: 3 A, Screw connection, Test button available: No
7848 | 1115061001 | RSM 16RS 230VAC LP | RSM-Series, Relay module, Number of contacts: 16, CO contact AgNi 90/10, Rated control voltage: 230 V AC, Continuous current: 3 A, Screw connection, Test button available: No
7849 | 1200000000 | HDC HE 6 MS | HDC insert, Male, 500 V, 24 A, Number of poles: 6, Screw connection, Size: 3
7850 | 1201000000 | HDC HE 6 FC | HDC insert, Female, 500 V, 24 A, Number of poles: 6, Crimp connection, Size: 3
7851 | 1211300000 | HDC HE 24 FS | HDC insert, Female, 500 V, 16 A, Number of poles: 24, Screw connection, Size: 8
7852 | 1211500000 | HDC HE 24 MC | HDC insert, Male, 500 V, 16 A, Number of poles: 24, Crimp connection, Size: 8
7853 | 1211600000 | HDC HE 24 FC | HDC insert, Female, 500 V, 16 A, Number of poles: 24, Crimp connection, Size: 8
7854 | 1216700000 | HDC HE 16 FC 17-32 | HDC insert, Female, 500 V, 16 A, Number of poles: 16, Crimp connection, Size: 6
7855 | 1221200000 | HDC HE 24 FS 25-48 | HDC insert, Female, 500 V, 16 A, Number of poles: 24, Screw connection, Size: 8
7856 | 1226600000 | HDC HE 24 FC 25-48 | HDC insert, Female, 500 V, 16 A, Number of poles: 24, Crimp connection, Size: 8
7857 | 1430800000 | HDC COS 32 | Heavy-duty connectors, Accessories, Coding System
7858 | 1430900000 | HDC COS 24 | Heavy-duty connectors, Accessories, Coding System
7859 | 1498700000 | HDC HSB 6 MS | HDC insert, Male, 400 V, 35 A, Number of poles: 6, Screw connection, Size: 6
7860 | 1498800000 | HDC HSB 6 MS 7 - 12 | HDC insert, Pin, 400 V, 35 A, Number of poles: 6, Screw connection, Size: 6
7861 | 1601710000 | HDC HD 40 MC | HDC insert, Male, 250 V, 10 A, Number of poles: 40, Crimp connection, Size: 6
7862 | 1601720000 | HDC HD 64 MC | HDC insert, Male, 250 V, 10 A, Number of poles: 64, Crimp connection, Size: 8
7863 | 1650600000 | HDC HD 8 FC | HDC insert, Female, 50 V, 10 A, Number of poles: 8, Crimp connection, Size: 1
7864 | 1650660000 | HDC HD 15 FC | HDC insert, Female, 250 V, 10 A, Number of poles: 15, Crimp connection, Size: 2
7865 | 1650810000 | HDC HD 25 MC | HDC insert, Male, 250 V, 10 A, Number of poles: 25, Crimp connection, Size: 5
7866 | 1650870000 | HDC HD 24 MC | HDC insert, Pin, 250 V, 10 A, Number of poles: 24, Crimp connection, Size: 4
7867 | 1650890000 | HDC HD 24 FC | HDC insert, Female, 250 V, 10 A, Number of poles: 24, Crimp connection, Size: 4
7868 | 1651160000 | HDC HDD 24 FC | HDC insert, Female, 250 V, 10 A, Number of poles: 24, Crimp connection, Size: 3
7869 | 1651200000 | HDC HDD 72 FC | HDC insert, Female, 250 V, 10 A, Number of poles: 72, Crimp connection, Size: 6
7870 | 1651210000 | HDC HDD 108 MC | HDC insert, Male, 250 V, 10 A, Number of poles: 108, Crimp connection, Size: 8
7871 | 1651260000 | HDC HDD 72 FC 73-144 | HDC insert, Female, 250 V, 10 A, Number of poles: 72, Crimp connection, Size: 6
7872 | 1651310000 | HDC HVE 3+2 MS | HDC insert, Pin, 830 V, 20 A, Number of poles: 5, Screw connection, Size: 4
7873 | 1651330000 | HDC HVE 6+2 MS | HDC insert, Male, 830 V, 20 A, Number of poles: 8, Screw connection, Size: 6
7874 | 1651350000 | HDC HVE 10+2 MS | HDC insert, Male, 830 V, 20 A, Number of poles: 12, Screw connection, Size: 8
7875 | 1664330000 | ABD-2-GR | Heavy-duty connectors, Accessories, cover plate, Size: 2, Plastic, grey
7876 | 1664970000 | ABD-8-GR | Heavy-duty connectors, Accessories, cover plate, Size: 8, Plastic, grey
7877 | 1664990000 | ADP-8/3-GR | Heavy-duty connectors, Accessories, Adapter plate, Size: 8, Plastic, grey, 3
7878 | 1665250000 | HDC 10B DMDQ 4BO | HDC enclosures, Size: 4, Protection degree: IP65 (in plugged condition), Cover for upper part of housing, Side-locking clamp on upper side, Standard
7879 | 1665270000 | HDC 16B DMDQ 2QB | HDC enclosures, Size: 6, Protection degree: IP65 (in plugged condition), Cover for upper part of housing, Side-locking clamp on lower side, Standard
7880 | 1665640000 | HDC 24B DMDQ 2QB | HDC enclosures, Size: 8, Protection degree: IP65 (in plugged condition), Cover for upper part of housing, Side-locking clamp on lower side, Standard
7881 | 1665650000 | HDC 24B DMDQ 4BO | HDC enclosures, Size: 8, Protection degree: IP65 (in plugged condition), Cover for upper part of housing, Side-locking clamp on upper side, Standard
7882 | 1665740000 | HDC 04A DODL 2BO | HDC enclosures, Size: 1, Protection degree: IP65 (in plugged condition), Cover for lower part of housing, Side-locking clamp on lower side, Standard
7883 | 1665750000 | HDC 04A DMDL 2BO | HDC enclosures, Size: 1, Protection degree: IP65 (in plugged condition), Cover for lower part of housing, Side-locking clamp on lower side, Standard
7884 | 1665770000 | HDC 07A DMDL 2BO | HDC enclosures, Size: 1, Protection degree: IP65 (in plugged condition), Cover for lower part of housing, Side-locking clamp on lower side, Standard
7885 | 1739690000 | ZQV 16/2 | Accessories, Cross-connector, 76 A
7886 | 1758390000 | HDC CM 5 FC | Heavy-duty connectors, HDC insert, ConCept module
7887 | 1758410000 | HDC CM 10 FC | Heavy-duty connectors, HDC insert, ConCept module
7888 | 1776050000 | ZAP/TW ZDU1.5/2AN OR | Z-series, End plate, Partition plate
7889 | 1785120100 | FBC PA M12 M 1M | Bus line, One end without connector, M12, Number of poles: 2, 1 m, pin, straight, Shielded: Yes, LED: No, Sheath material: PVC, Halogen: Yes
7890 | 1785120500 | FBC PA M12 M 5M | Bus line, One end without connector, M12, Number of poles: 2, 5 m, pin, straight, Shielded: Yes, LED: No, Sheath material: PVC, Halogen: Yes
7891 | 1785140100 | FBCEX PA M12 FM 1M | Bus line, One end without connector, M12, Number of poles: 2, 1 m, Female socket, straight, Shielded: Yes, LED: No, Sheath material: PVC, Halogen: Yes
7892 | 1785140200 | FBCEX PA M12 FM 2M | Bus line, One end without connector, M12, Number of poles: 2, 2 m, Female socket, straight, Shielded: Yes, LED: No, Sheath material: PVC, Halogen: Yes
7893 | 1785150200 | FBCEX PA M12 M 2M | Bus line, One end without connector, M12, Number of poles: 2, 2 m, pin, straight, Shielded: Yes, LED: No, Sheath material: PVC, Halogen: Yes
7894 | 1789990000 | HDC S4 SAS | HDC insert, Male, 1000 V, 40 A, Number of poles: 4, Axial screw connection, Size: 3
7895 | 1790000000 | HDC S6 12 SAS | HDC insert, Male, 690 V, 48 A, Number of poles: 18, Axial screw connection, Size: 6
7896 | 1790020000 | HDC S6 6 BAS | HDC insert, Female, 690 V, 100 A, Number of poles: 12, Axial screw connection, Size: 8
7897 | 1791060000 | ZAP/TW ZDK2.5-2 BL | Z-series, End plate, Partition plate
7898 | 1791070000 | ZAP/TW ZDK2.5-2 OR | Z-series, End plate, Partition plate
7899 | 1791160000 | ZAP/TW ZDK1.5 | Z-series, End plate, Partition plate
7900 | 1803940000 | SAISW-M-5/8 M12 | Plugs prefabricated to customer spec., M12, pin, 90°
7901 | 1805610000 | MEW 35/1 | Accessories, End bracket
7902 | 1806030000 | HDC CM BUS 2BS T PBDP | Heavy-duty connectors, HDC insert, ConCept module
7903 | 1808170000 | ZAP/TW ZDUA2.5-2N | Z-series, End plate, Partition plate
7904 | 1814310000 | HDC CM BUS 4SS | Heavy-duty connectors, HDC insert, ConCept module
7905 | 1828380000 | HDC CM 2 MS | Heavy-duty connectors, HDC insert, ConCept module
7906 | 1828390000 | HDC CM 1 MS +PE | Heavy-duty connectors, HDC insert, ConCept module
7907 | 1837070000 | PAP PDL4S | P-series, End plate, dark beige, 1.5 mm
7908 | 1855310000 | SAI-SK M5 | Protected component assemblies, Protective cap
7909 | 1866730000 | REMOVAL TOOL HD | Tools, Contact Removal Tool
7910 | 1866740000 | REMOVAL TOOL CM 20 | Tools, Contact Removal Tool
7911 | 1905150000 | WAP WDU/WTR4/ZZ | W-Series, End plate
7912 | 1916170000 | PAD 16/4 | P-series, Cover, yellow, 7.3 mm
7913 | 1916400000 | PRH 2.5/4/2 | P-series, Reducing sleeve
7914 | 1916790000 | PHP PNT 2.5/4 SO | P-series, End plate, Fixing plate, blue, 3 mm
7915 | 1919710000 | PHP PNT 6/10 SO | P-series, End plate, Fixing plate, blue, 3 mm
7916 | 1934160000 | ZAD 9/4 | Z-series, Cover
7917 | 1934700000 | PAP PTR2.5/4/4AN | P-series, End plate, dark beige, 2.5 mm
7918 | 1950280000 | HDC CM RJ45 M | Heavy-duty connectors, HDC insert, ConCept module
7919 | 1957710000 | WAP WTL6/1 EN | W-Series, End plate
7920 | 1963690000 | HDC 04A DODL 1LB | HDC enclosures, Size: 1, Protection degree: IP65 (in plugged condition), Cover for upper part of housing, Side-locking clamp on lower side, Standard
7921 | 3073070000 | MOPL K41 STAHL | Klippon K (aluminium empty enclosure), Mounting plate, Mounting plate, Height: 104 mm, Width: 109 mm, Depth: 2 mm, Material: Sheet steel, galvanized, galvanized, silver
7922 | 3073080000 | MOPL K5 STAHL | Klippon K (aluminium empty enclosure), Mounting plate, Mounting plate, Height: 110 mm, Width: 150 mm, Depth: 2 mm, Material: Sheet steel, galvanized, galvanized, silver
7923 | 3073100000 | MOPL K52 STAHL | Klippon K (aluminium empty enclosure), Mounting plate, Mounting plate, Height: 146 mm, Width: 145 mm, Depth: 2 mm, Material: Sheet steel, galvanized, galvanized, silver
7924 | 7904120000 | ZAP/TW 4/3AN OR | Z-series, End plate, Partition plate
7925 | 7904210000 | ZAP/TW4/4AN | Z-series, End plate, Partition plate
7926 | 7904230000 | ZAP/TW4/4AN OR | Z-series, End plate, Partition plate
7927 | 7907380000 | ZAP/TW6/3AN BL | Z-series, End plate, Partition plate
7928 | 7907390000 | ZAP/TW6/3AN OR | Z-series, End plate, Partition plate
7929 | 7920080000 | ZQV 16-10 | Accessories, Cross-connector, 76 A
7930 | 7920100000 | ZQV 35-10 | Accessories, Cross-connector, 125 A
7931 | 8425960000 | SAI-SK-M12 BU | Protected component assemblies, Protective cap
7932 | 8426220000 | FBCON M12 4P FM EMC | Sockets prefabricated to customer spec., M12, Female socket, straight
7933 | 8433290100 | SIM S7/300 FB40 1.0M | Pre-assembled cable, SIM, Siemens S7-300, 40 P
7934 | 8433310200 | SIM S7/300 FB4*10 2.0M | Pre-assembled cable, SIM, Siemens S7-300, 40 P
7935 | 8692620000 | SRC CLIP HM | RIDERSERIES RCI, Retaining clip
7936 | 8869850000 | RCI314615 | RIDERSERIES RCI, Relay, Number of contacts: 1, CO contact AgNi, Rated control voltage: 115 V AC, Continuous current: 16 A, Plug-in connection, Test button available: No
7937 | 8869930000 | RCI424615 | RIDERSERIES RCI, Relay, Number of contacts: 2, CO contact AgNi, Rated control voltage: 115 V AC, Continuous current: 8 A, Plug-in connection, Test button available: No
7938 | 9003140000 | ERTE ES HTX 138 | Pressing tool, Replacement part
7939 | 9003640000 | MEHA KP SW M-D-SPX | Accessories, Set of cutters
7940 | 9008320000 | SDS 0.5X3.0X80 | Screwdriver, Screwdriver
7941 | 9008410000 | SDIS 1.0X5.5X125 | Screwdriver, Screwdriver
7942 | 9008450000 | SDIZ 0.6X3.5X100 | Screwdriver, Blade width (B): 3.5 mm, Blade length: 100 mm, Blade thickness (A): 0.6 mm
7943 | 9008460000 | SDIZ 0.8X4.0X100 | Screwdriver, Blade width (B): 4 mm, Blade length: 100 mm, Blade thickness (A): 0.8 mm
7944 | 9008500000 | SDK PH3 | Screwdriver, Screwdriver
7945 | 9008590000 | SDIK PH3 | Screwdriver, Screwdriver
7946 | 9008860000 | SKS 2,0-8,0 | Mounting tool
7947 | 9008880000 | TH-S 9-40 | socket wrenches
7948 | 9009030000 | SDS 0.4X2.5X75 | Screwdriver, Screwdriver
7949 | 9032220000 | MEKA SW CST | Accessories, Cutter cassette
7950 | 9202300000 | AIE MULTI-STRIPAX ASI | Insert
7951 | 9202680000 | ERTE MEHA SPX P | Cutter holder
7952 | 9204260000 | ERME AM 16 | Accessories, Spare cutting blade
7953 | 9204570000 | AIE M-SPX 1.5-6.0 S | Insert
7954 | 9444610000 | RSM-16 24V(-/+) 1CO S | Interface, RSM, 16, RCL, Screw connection
7955 | 9445100000 | RSM-16 C 1CO S | Interface, RSM, 16 compact, RCL, Screw connection
7956 | 9509630000 | AP KSKM | SAK Series, End plate, 1.5 mm, beige, Direct mounting
7957 | 9535190000 | MPC 07/12/10 7035 | MPC (polycarbonate empty enclosure), Empty enclosure, Height: 75 mm, Width: 125 mm, Depth: 100 mm, Material: Polycarbonate, Light Grey
7958 | 9535230000 | MPC 12/12/07 7035 | MPC (polycarbonate empty enclosure), Empty enclosure, Height: 125 mm, Width: 125 mm, Depth: 75 mm, Material: Polycarbonate, Light Grey
7959 | 9535280000 | MPC 12/12/12 TRSP | MPC (polycarbonate empty enclosure), Empty enclosure, Height: 125 mm, Width: 125 mm, Depth: 125 mm, Material: Polycarbonate, Light Grey, Transparent
7960 | 9535310000 | MPC 12/17/10 7035 | MPC (polycarbonate empty enclosure), Empty enclosure, Height: 125 mm, Width: 175 mm, Depth: 100 mm, Material: Polycarbonate, Light Grey
7961 | 9535400000 | MPC 17/17/10 TRSP | MPC (polycarbonate empty enclosure), Empty enclosure, Height: 175 mm, Width: 175 mm, Depth: 100 mm, Material: Polycarbonate, Light Grey, Transparent
7962 | 9535440000 | MPC 17/17/15 TRSP | MPC (polycarbonate empty enclosure), Empty enclosure, Height: 175 mm, Width: 175 mm, Depth: 150 mm, Material: Polycarbonate, Light Grey, Transparent
7963 | 9535470000 | MPC 17/25/10 7035 | MPC (polycarbonate empty enclosure), Empty enclosure, Height: 175 mm, Width: 250 mm, Depth: 100 mm, Material: Polycarbonate, Light Grey
7964 | 9535490000 | MPC 17/25/15 7035 | MPC (polycarbonate empty enclosure), Empty enclosure, Height: 175 mm, Width: 250 mm, Depth: 150 mm, Material: Polycarbonate, Light Grey
7965 | 9535540000 | MP MPC 07/12 | MPC (polycarbonate empty enclosure), Mounting plate, Mounting plate, Material: Sheet steel, galvanized
7966 | 9535550000 | MP MPC 12/12 | MPC (polycarbonate empty enclosure), Mounting plate, Mounting plate, Material: Sheet steel, galvanized
7967 | 9535580000 | MP MPC 17/25 | MPC (polycarbonate empty enclosure), Mounting plate, Mounting plate, Material: Sheet steel, galvanized
7968 | 9535590000 | HG MPC | MPC (polycarbonate empty enclosure), External joint, Hinge, Material: Plastic
7969 | 9535640000 | SC MPC | MPC (polycarbonate empty enclosure), Mounting screw, Screws, Material: Steel, galvanised
7970 | 9535710000 | FPC 20/30/13 7035 | FPC (polycarbonate empty enclosure), Empty enclosure, Height: 200 mm, Width: 300 mm, Depth: 132 mm, Material: Polycarbonate, Light Grey
7971 | 9535740000 | FPC 30/30/13 TRSP | FPC (polycarbonate empty enclosure), Empty enclosure, Height: 300 mm, Width: 300 mm, Depth: 132 mm, Material: Polycarbonate, Light Grey, Transparent
7972 | 9535760000 | FPC 30/40/13 TRSP | FPC (polycarbonate empty enclosure), Empty enclosure, Height: 300 mm, Width: 400 mm, Depth: 132 mm, Material: Polycarbonate, Light Grey, Transparent
7973 | 9535770000 | FPC 30/40/13 7035 | FPC (polycarbonate empty enclosure), Empty enclosure, Height: 300 mm, Width: 400 mm, Depth: 132 mm, Material: Polycarbonate, Light Grey
7974 | 9535940000 | MP FPC 20/40 | FPC (polycarbonate empty enclosure), Mounting plate, Mounting plate, Height: 160 mm, Width: 360 mm, Depth: 1.5 mm, Material: Sheet steel, galvanized, silver
7975 | 9535990000 | HG FPC | FPC (polycarbonate empty enclosure), External joint, Hinge, Height: 40 mm, Width: 50 mm, Depth: 16.5 mm, Material: Plastic, Light Grey
7976 | 9537680000 | SIHA STRAP | Accessories, Fuse holder, Rated cross-section:
7977 | 9537910000 | AP AKZ4 DB | SAK Series, End plate, 1.5 mm, dark beige, Direct mounting
7978 | 1934480000 | LL 5.08/03/90 4.5SN OR BX | Printed circuit board terminals, 5.08 mm, Number of poles: 3, 90°, Solder pin length (l): 4.5 mm, tinned, black, Clamping yoke connection, Clamping range, max. : 6 mm², Box
7979 | 1979170000 | LL3R 5.08/45/90 3.2SN OR BX | Printed circuit board terminals, 5.08 mm, Number of poles: 45, 90°, Solder pin length (l): 3.2 mm, tinned, orange, Clamping yoke connection, Clamping range, max. : 6 mm², Box
7980 | 1979130000 | LL3R 5.08/33/90 3.2SN OR BX | Printed circuit board terminals, 5.08 mm, Number of poles: 33, 90°, Solder pin length (l): 3.2 mm, tinned, orange, Clamping yoke connection, Clamping range, max. : 6 mm², Box
7981 | 1979210000 | LL3R 5.08/57/90 3.2SN OR BX | Printed circuit board terminals, 5.08 mm, Number of poles: 57, 90°, Solder pin length (l): 3.2 mm, tinned, orange, Clamping yoke connection, Clamping range, max. : 6 mm², Box
7982 | 1979070000 | LL3R 5.08/15/90 3.2SN OR BX | Printed circuit board terminals, 5.08 mm, Number of poles: 15, 90°, Solder pin length (l): 3.2 mm, tinned, orange, Clamping yoke connection, Clamping range, max. : 6 mm², Box
7983 | 1979250000 | LL3R 5.08/69/90 3.2SN OR BX | Printed circuit board terminals, 5.08 mm, Number of poles: 69, 90°, Solder pin length (l): 3.2 mm, tinned, orange, Clamping yoke connection, Clamping range, max. : 6 mm², Box
7984 | 1977460000 | LL2N 5.00/46/90 3.2SN OR BX | Printed circuit board terminals, 5.00 mm, Number of poles: 46, 90°, Solder pin length (l): 3.2 mm, tinned, orange, Clamping yoke connection, Clamping range, max. : 6 mm², Box
7985 | 1977420000 | LL2N 5.00/38/90 3.2SN OR BX | Printed circuit board terminals, 5.00 mm, Number of poles: 38, 90°, Solder pin length (l): 3.2 mm, tinned, orange, Clamping yoke connection, Clamping range, max. : 6 mm², Box
7986 | 1977650000 | LL2N 5.08/42/90 3.2SN OR BX | Printed circuit board terminals, 5.08 mm, Number of poles: 42, 90°, Solder pin length (l): 3.2 mm, tinned, orange, Clamping yoke connection, Clamping range, max. : 6 mm², Box
7987 | 1977400000 | LL2N 5.00/34/90 3.2SN OR BX | Printed circuit board terminals, 5.00 mm, Number of poles: 34, 90°, Solder pin length (l): 3.2 mm, tinned, orange, Clamping yoke connection, Clamping range, max. : 6 mm², Box
7988 | 1977270000 | LL2N 5.00/10/90 3.2SN OR BX | Printed circuit board terminals, 5.00 mm, Number of poles: 10, 90°, Solder pin length (l): 3.2 mm, tinned, orange, Clamping yoke connection, Clamping range, max. : 6 mm², Box
7989 | 1977630000 | LL2N 5.08/38/90 3.2SN OR BX | Printed circuit board terminals, 5.08 mm, Number of poles: 38, 90°, Solder pin length (l): 3.2 mm, tinned, orange, Clamping yoke connection, Clamping range, max. : 6 mm², Box
7990 | 1977550000 | LL2N 5.08/22/90 3.2SN OR BX | Printed circuit board terminals, 5.08 mm, Number of poles: 22, 90°, Solder pin length (l): 3.2 mm, tinned, orange, Clamping yoke connection, Clamping range, max. : 6 mm², Box
7991 | 1977610000 | LL2N 5.08/34/90 3.2SN OR BX | Printed circuit board terminals, 5.08 mm, Number of poles: 34, 90°, Solder pin length (l): 3.2 mm, tinned, orange, Clamping yoke connection, Clamping range, max. : 6 mm², Box
7992 | 1934320000 | LL2N 5.00/06/90 3.2SN OR BX | Printed circuit board terminals, 5.00 mm, Number of poles: 6, 90°, tinned, Clamping yoke connection, Clamping range, max. : 6 mm², Box
7993 | 1979190000 | LL3R 5.08/51/90 3.2SN OR BX | Printed circuit board terminals, 5.08 mm, Number of poles: 51, 90°, Solder pin length (l): 3.2 mm, tinned, orange, Clamping yoke connection, Clamping range, max. : 6 mm², Box
7994 | 224461001 | RS F40 LP2N 5/40 | Interface, RSF, Plug-in connector in acc. with IEC60603-13 / DIN41651, 40-pole, Screw connection
7995 | 224561001 | RS F50 LP2N 5/50 | Interface, RSF, Plug-in connector in acc. with IEC60603-13 / DIN41651, 50-pole, Screw connection
7996 | 225061001 | RS F14 LP2N 5/14 | Interface, RSF, Plug-in connector in acc. with IEC60603-13 / DIN41651, 14-pole, Screw connection
7997 | 360200000 | TBF 30/19/18 7035 | TBF (polyester empty enclosure), Empty enclosure, Height: 302 mm, Width: 186 mm, Depth: 175 mm, Material: Glass fibre-reinforced polyester, Light Grey
7998 | 500500000 | TBF 19/15/14 TRSP | TBF (polyester empty enclosure), Empty enclosure, Height: 186 mm, Width: 151 mm, Depth: 140 mm, Material: Glass fibre-reinforced polyester, Light Grey, Transparent
7999 | 500600000 | TBF 30/19/18 TRSP | TBF (polyester empty enclosure), Empty enclosure, Height: 302 mm, Width: 186 mm, Depth: 175 mm, Material: Glass fibre-reinforced polyester, Light Grey, Transparent
8000 | 514570000 | TS 35X7.5/LL/6 2M/ST/ZN | Rail, TS 35, TS 35 x 7.5, with slot, Steel, galvanic zinc plated and passivated
8001 | 563600000 | CLI RH 20-10 CLI R 10 | CableLine, Mounting mandrel holder
8002 | 586861001 | SKH F32 (Z&B) LP RH2 | Interface, Plug-in connector, acc. to DIN 41612 female, 32F
8003 | 648661001 | SKH 31 LP 250VAC RH1 | Interface, Plug-in connector, acc. to DIN 41617 female
8004 | 1002900000 | FP BOX 10P 4XVG | FieldPower® Box, IP65, AC Box
8005 | 1049230000 | WFF 70 NFF | Bolt-type screw terminals, Feed-through terminal, Rated cross-section: 70 mm², Threaded stud connection, Direct mounting, TS 35
8006 | 1049240000 | WFF 120 NFF | Bolt-type screw terminals, Feed-through terminal, Rated cross-section: 120 mm², Direct mounting, TS 35
8007 | 1498400000 | HDC HA 4 FS | HDC insert, Female, 400 V, 16 A, Number of poles: 4, Screw connection, Size: 1
8008 | 1650770000 | HDC HA 16 MS | HDC insert, Male, 250 V, 16 A, Number of poles: 16, Screw connection, Size: 5
8009 | 1714680000 | ZVL 1.5 INV | Plug-in connector, Tension-clamp connection, 1.5 mm², Distribution strip, dark beige
8010 | 1745760000 | HDC HE 6 FT | HDC insert, Female, 500 V, 24 A, Number of poles: 6, Tension-clamp connection, Size: 3
8011 | 1745770000 | HDC HE 10 FT | HDC insert, Female, 500 V, 16 A, Number of poles: 10, Tension-clamp connection, Size: 4
8012 | 1745790000 | HDC HE 24 FT | HDC insert, Female, 500 V, 16 A, Number of poles: 24, Tension-clamp connection, Size: 8
8013 | 1745800000 | HDC HE 16 FT 17-32 | HDC insert, Female, 500 V, 16 A, Number of poles: 16, Tension-clamp connection, Size: 6
8014 | 1745820000 | HDC HE 6 MT | HDC insert, Male, 500 V, 24 A, Number of poles: 6, Tension-clamp connection, Size: 3
8015 | 1745850000 | HDC HE 24 MT | HDC insert, Male, 500 V, 16 A, Number of poles: 24, Tension-clamp connection, Size: 8
8016 | 1773630000 | HDC-C-HD-S-LWL1.0POF | Heavy-duty connectors, Crimp contact, HD, HDD, HQ, MixMate, Pin, Conductor cross-section, max.: 1, turned, Copper alloy
8017 | 1802690000 | TS 27X12.5M/ST/F.ZN | Terminal rails, Rail, DIN EN 60715, Steel
8018 | 1803870000 | SAIB-M8-3P | Sockets prefabricated to customer spec., M8, Female socket, straight
8019 | 1834070000 | WQV 50N/3 | W-Series, Cross-connector, For the terminals, Number of poles: 3
8020 | 1861030000 | ZAD ZT/ZPS2.5 | Z-series, cover plate, yellow, 4.2 mm
8021 | 1880450000 | WAP WSI4/2 | W-Series, End plate
8022 | 1896780000 | HDC HA 10 FT | HDC insert, Female, 250 V, 16 A, Number of poles: 10, Tension-clamp connection, Size: 2
8023 | 1896790000 | HDC HA 10 MT | HDC insert, Male, 250 V, 16 A, Number of poles: 10, Tension-clamp connection, Size: 2
8024 | 1896800000 | HDC HA 16 FT | HDC insert, Female, 250 V, 16 A, Number of poles: 16, Tension-clamp connection, Size: 5
8025 | 1896840000 | HDC HA 16 MT 17-32 | HDC insert, Male, 250 V, 16 A, Number of poles: 16, Tension-clamp connection, Size: 5
8026 | 1896850000 | HDC HA 16 MT 33-48 | HDC insert, Male, 250 V, 16 A, Number of poles: 16, Tension-clamp connection, Size: 5
8027 | 1910070000 | TS35 105 KLIPPON K41/POK4 | Rail, TS 35, TS 35 x 7.5, Width: 105 mm, without slot, Steel, galvanized, chromium-plated
8028 | 1910080000 | TS35/148 KLIPPON K5 CSS | Rail, TS 35, TS 35 x 7.5, Width: 148 mm, without slot, Steel, galvanized, chromium-plated
8029 | 1910090000 | TS35/203 KLIPPON K51POK5 | Rail, TS 35, TS 35 x 7.5, Width: 203 mm, without slot, Steel, galvanized, chromium-plated
8030 | 1910140000 | TS35/260 KLIPPON K71 CSS | Rail, TS 35, TS 35 x 7.5, Width: 260 mm, without slot, Steel, galvanized, chromium-plated
8031 | 1967110000 | DIHUE WZAD70N/WQV | W-Series, Spacer sleeve
8032 | 1967210000 | HDC HVE 10+2 MT CTH | HDC insert, Male, 830 V, 20 A, Number of poles: 12, Tension-clamp connection, Size: 8
8033 | 1967250000 | HDC HVE 6+2 MT CTH | HDC insert, Male, 830 V, 20 A, Number of poles: 8, Tension-clamp connection, Size: 6
8034 | 1968340000 | HDC 24B KLU 1M25G | HDC enclosures, Size: 8, Protection degree: IP65 (in plugged condition), Coupling housing, End-locking clamp, lower side, Standard, Size of cable entries: M 25
8035 | 1968370000 | HDC 64D SZO 2PG29G | HDC enclosures, Size: 8, Protection degree: IP65 (in plugged condition), Base housing, Central locking at the top, high, Size of cable entries: PG 29
8036 | 8174830000 | SKH2 D32 LP | Interface, Plug-in connector, acc. to DIN 41612 female, 32D
8037 | 8216360000 | FBK 40/150 RK | Pre-assembled cable, FBK, FLAT CABLE PLANO HE10 40P
8038 | 8216390000 | FBK 40/300 RK | Pre-assembled cable, FBK, FLAT CABLE PLANO HE10 40P
8039 | 8395500000 | PB-DP SUB-D | SUB-D
8040 | 8540340000 | WAZ5 VVC 0-10V/0-10V | Signal converter/insulator, Input : 0-10 V, Output : 0-10 V
8041 | 8543820000 | WAS5 DC/ALARM | Limit value monitoring, Input : 0-20 mA, 0-10 V, Output : 2 x relays
8042 | 8581180000 | WAS4 PRO FREQ | Frequency signal isolating transformer, Input : Frequency, Output : I / U
8043 | 8594810000 | MAS DC/DC SELECT | MICROSERIES, Signal converter/insulator
8044 | 8615240000 | MAZ THERMO-J 0...700°C OUTPUT SELECT | TC isolating transformer, Thermocouple, Configurable
8045 | 8615700000 | WDS2 RS232/RS485/422 | Interface converter, RS232, RS485, RS422
8046 | 8952140000 | PSSR 230VAC/3PH AC 20A | Power Solid-State Relais, Solid state contactor, 3 NO contact (Triac (zero-cross switch)), Rated control voltage: 90...240 V AC / DC , Rated switching voltage: 24...520 V AC, Continuous current: 20 A @ 55 °C, 12 A (AC 53), Screw connection
8047 | 8975590000 | WAS1 CMA LP 1/5/10A EX | Current monitoring, Input current: 0...1 A AC/ 0...5 A AC/ 0...10 A AC, Output : 4-20 mA, (loop powered)
8048 | 9003610000 | MEHA KP RT M-D-SPX | Accessories, Set of cutters
8049 | 9004810000 | BLOCKBATTERIE 9V | Testing tools, Battery
8050 | 9006970000 | MEHA KP WS M-D-SPX | Accessories, Set of cutters
8051 | 9013960000 | ERME 110 PDT | Accessories, Spare cutting blade
8052 | 9014000000 | ERME LSA PLUS STANDARD | Accessories, Spare cutting blade
8053 | 9014050000 | ERME LSA PLUS SCHERE | Accessories, Spare cutting blade
8054 | 9205630000 | BIT E6,3 0,6X4,5X110 | Accessories, Screwdriver insert
8055 | 9205640000 | BIT E6.3 1.0X5.5X110 | Accessories, Screwdriver insert
8056 | 9457260000 | SAIBW-5/7 | Sockets prefabricated to customer spec., M12, Socket, angled
8057 | 9457720000 | SAI-SA-3-IDC | Sensor/Actuator plug-in connector, M12, pin, straight
8058 | 9502740000 | MP TBF 37/30 | TBF (polyester empty enclosure), Mounting plate, Mounting plate, Height: 319 mm, Width: 249 mm, Depth: 2 mm, Material: Sheet steel, galvanized, silver
8059 | 9502750000 | MP TBF 60/30 | TBF (polyester empty enclosure), Mounting plate, Mounting plate, Height: 550 mm, Width: 249 mm, Depth: 2 mm, Material: Sheet steel, galvanized, silver
8060 | 9502800000 | TBF 49/30/18 7035 | TBF (polyester empty enclosure), Empty enclosure, Height: 488 mm, Width: 302 mm, Depth: 175 mm, Material: Glass fibre-reinforced polyester, Light Grey
8061 | 9510910000 | MF POK BIG | Klippon POK (polyester empty enclosure), Mounting foot, Fixing lugs, Material: Stainless steel 1.4301, Miscellaneous
8062 | 9529080000 | KLIPPON K MF KIT 16 | Klippon K (aluminium empty enclosure), Mounting foot, Fixing lugs, Material: Stainless steel 1.4301, silver
8063 | 9532470000 | AP KDKS1 DB | SAK Series, End plate, 1.5 mm, dark beige, Direct mounting
8064 | 1615580000 | SL 3.50/07/90F 4.5SN BK BX | PCB plug-in connector, male header, Flange, THT solder connection, 3.50 mm, Number of poles: 7, 90°, Solder pin length (l): 4.5 mm, tinned, black, Box
8065 | 1206360000 | A2LC/40/NPT1-1/4-NPT1 | A2LC (Klippon unarmored with conduit connection thread, Ex e/d cable gland), Cable glands, 1 1/4" NPT, 18 mm, OD min. 25.5 - OD max. 32.2 mm, Brass, nickel-plated
8066 | 1185070000 | E1XZ/63/M63-WM | E1XZ (Klippon double seal SWB/STA armored Ex e/d cable gland), Cable glands, M 63 x 1.5, 19 mm, Braided armouring, Metal foil armouring, 2.5 - 2.5 mm, OD min. 58 - OD max. 66 mm, ID min. 49.50 - ID max. 56.00 mm, Brass, nickel-plated
8067 | 1205190000 | A2LC/16/M16-NPT1/2F-WM | A2LC (Klippon unarmored with conduit connection thread, Ex e/d cable gland), Cable glands, M 16 x 1.5, 16 mm, OD min. 4.5 - OD max. 8.7 mm, Brass, nickel-plated
8068 | 1186990000 | A2L/16/NPT1/2-WM | A2L (Klippon unarmored Ex e/d cable gland), Cable glands, 1/2" NPT, 13.6 mm, OD min. 4.5 - OD max. 8.7 mm, Brass, nickel-plated
8069 | 1184940000 | E1W/50S/NPT2-WM | E1W (Klippon double seal SWA armored Ex e/d cable gland), Cable glands, 2" NPT, 19.2 mm, Single-wire armouring, 2 - 2.5 mm, OD min. 38.5 - OD max. 46.5 mm, ID min. 31.50 - ID max. 38.20 mm, Brass, nickel-plated
8070 | 1205180000 | A2LC/63/M63-M63F-WM | A2LC (Klippon unarmored with conduit connection thread, Ex e/d cable gland), Cable glands, M 63 x 1.5, 19 mm, OD min. 49.5 - OD max. 56 mm, Brass, nickel-plated
8071 | 1205320000 | A2LC/50S/M50-NPT2F-WM | A2LC (Klippon unarmored with conduit connection thread, Ex e/d cable gland), Cable glands, M 50 x 1.5, 16 mm, OD min. 31.5 - OD max. 38.2 mm, Brass, nickel-plated
8072 | 8000005295 | FPL 4G2.5/P/Q4MG/5 | FieldPower®, Cable, Metal housing, Number of wires: 4, Ölflex Classic 110 4G2.5 or similar, Cross-section: 2.5 mm² , 5 m
8073 | 8000003591 | KLIPPON K41 M20WCSS EX | Terminal Box, ATEX ll 2GD T85°C Ex e ll T6, KLIPPON K41 EX, KL SET 12W4 S, Drill holes side A: 3 x M20x1.5, Drill holes side B: 3 x M20x1.5
8074 | 8000004209 | KLIPPON K11 M20ACSS EX | Terminal Box, ATEX ll 2GD T85°C Ex e ll T6, KLIPPON K11 EX, KL SET 5A4 S, Drill holes side A: 2 x M20x1.5, Drill holes side B: 2 x M20x1.5
8075 | 8000004211 | KLIPPON K21 M16ZCSS EX | Terminal Box, ATEX ll 2GD T85°C Ex e ll T6, KLIPPON K21 EX, KL SET 14Z2.5 S, Drill holes side A: 3 x M16x1.5, Drill holes side B: 3 x M16x1.5
8076 | 8000004215 | KLIPPON K31 M20ACSS EX | Terminal Box, ATEX ll 2GD T85°C Ex e ll T6, KLIPPON K31 EX, KL SET 21A4 S, Drill holes side A: 4 x M20x1.5, Drill holes side B: 4 x M20x1.5
8077 | 8000004224 | KLIPPON POK2 M20BCSS EX | Terminal Box, ATEX ll 2GD T85°C Ex e ll T6, KLIPPON POK 081106 EX, KL SET KLIPPON POK2 BK6, Drill holes side A: 2 x M20x1.5, Drill holes side B: 2 x M20x1.5
8078 | 8000004229 | KLIPPON POK51 M20WCSS E | Terminal Box, ATEX ll 2GD T85°C Ex e ll T6, KLIPPON POK 161609 EX, KL SET 32W4 S, Drill holes side A: 4 x M20x1.5, Drill holes side B: 4 x M20x1.5
8079 | 8000011750 | FPL 4G2.5C/Q8MW/10 | FieldPower®, Cable, Metal housing, Number of wires: 4, Ölflex Classic 110 CY 4G2.5 or similar, Cross-section: 2.5 mm² , 10 m
8080 | 8000003903 | TS35X7.5 ST K6 | Rail, TS 35, TS 35 x 7.5, Width: 172 mm, without slot, Steel, galvanized, chromium-plated
8081 | 8000003899 | TS35X7.5 ST K11 | Rail, TS 35, TS 35 x 7.5, Width: 64 mm, without slot, Steel, galvanic zinc plated and passivated
8082 | 8000003890 | TS15X5 ST POK 0811 | Rail, TS 15, Width: 15 mm, without slot, Steel, galvanic zinc plated and passivated
8083 | 8000006720 | TS35X7.5 ST KTB2215 HOR | Rail, TS 35, TS 35 x 7.5, Width: 91 mm, without slot, Steel, galvanized, chromium-plated
8084 | 8000003897 | TS35X7.5 ST K21 | Rail, TS 35, TS 35 x 7.5, Width: 114 mm, without slot, Steel, galvanic zinc plated and passivated
8085 | 8000003891 | TS15X5 ST POK 0816 | Rail, TS 15, Width: 147 mm, without slot, Steel, galvanic zinc plated and passivated
8086 | 8000003912 | TS35X7.5 ST POK 2525 | Rail, TS 35, TS 35 x 7.5, Width: 239 mm, without slot, Steel, galvanic zinc plated and passivated
8087 | 8000006709 | TS35X7.5 ST KTB2626 VER | Rail, TS 35, TS 35 x 7.5, Width: 205 mm, without slot, Steel, galvanic zinc plated and passivated
8088 | 8000006722 | TS35X7.5 ST KTB3030 HOR | Rail, TS 35, TS 35 x 7.5, Width: 245 mm, without slot, Steel, galvanized, chromium-plated
8089 | 8000006726 | TS35X7.5 ST KTB5535 HOR | Rail, TS 35, TS 35 x 7.5, Width: 289 mm, without slot, Steel, galvanized, chromium-plated
8090 | 8000006728 | TS35X7.5 ST KTB7650 HOR | Rail, TS 35, TS 35 x 7.5, Width: 447 mm, without slot, Steel, galvanic zinc plated and passivated
8091 | 8000006715 | TS35X7.5 ST KTB5535 VER | Rail, TS 35, TS 35 x 7.5, Width: 495 mm, without slot, Steel, galvanized, chromium-plated
8092 | 8000003911 | TS35X7.5 ST POK 1656 | Rail, TS 35, TS 35 x 7.5, Width: 543 mm, with slot, Steel, galvanic zinc plated and passivated
8093 | 8000006718 | TS35X7.5 ST KTB9161 VER | Rail, TS 35, TS 35 x 7.5, Width: 845 mm, without slot, Steel, galvanized, chromium-plated
8094 | 8000006719 | TS35X7.5 ST KTB9874 VER | Rail, TS 35, TS 35 x 7.5, Width: 912 mm, without slot, Steel, galvanized, chromium-plated
8095 | 8000004365 | KL SET KLIPPON POK1 BK4 | Terminal strip, Fit to housing size: Klippon POK 1, POK 1
8096 | 8000004139 | KL SET 4Z4 S | Terminal strip, Rail: TS 35, Fit to housing size: K4, KLIPPON K4
8097 | 8000003905 | TS35X7.5 ST K7 | Rail, TS 35, TS 35 x 7.5, Width: 324 mm, without slot, Steel, galvanized, chromium-plated
8098 | 8000003439 | TS35X7.5 ST K41 | Rail, TS 35, TS 35 x 7.5, Width: 105 mm, without slot, Steel, galvanic zinc plated and passivated
8099 | 8000003913 | TS35X7.5 ST POK 4040 | Rail, TS 35, TS 35 x 7.5, Width: 384 mm, without slot, Steel, galvanic zinc plated and passivated
8100 | 8000015137 | HDC FBS TOOL 13-50 | Mounting tool
8101 | 8000003589 | KLIPPON K41 M25WCSS EX | Terminal Box, ATEX ll 2GD T85°C Ex e ll T6, KLIPPON K41 EX, KL SET 12W4 S, Drill holes side A: 2 x M25x1.5, Drill holes side B: 2 x M25x1.5
8102 | 8000004222 | KLIPPON POK1 M16BCSS EX | Terminal Box, ATEX ll 2GD T85°C Ex e ll T6, KLIPPON POK 080806 EX, KL SET 6A4 S, Drill holes side A: 2 x M16x1.5, Drill holes side B: 2 x M16x1.5
8103 | 8000011743 | FPL 4G2.5/Q8KW/5 | FieldPower®, Cable, Plastic housing, Number of wires: 4, Ölflex Classic 110 4G2.5 or similar, Cross-section: 2.5 mm² , 5 m
8104 | 8003881001 | RS SD37S UNC 4.40 LP2N | Interface, RSSD, D-sub connectors, acc. to IEC 60807 / DIN 41652, 37-pole plug, Screw connection
8105 | 8005161001 | RS SD50S UNC 4.40 LP2N | Interface, RSSD, D-sub connectors, acc. to IEC 60807 / DIN 41652, 50-pole plug, Screw connection
8106 | 8005171001 | RS SD50B UNC 4.40 LP2N | Interface, RSSD, D-sub connectors, acc. to IEC 60807 / DIN 41652, 50-pole female, Screw connection
8107 | 8012850000 | RS F10 LP3R 3/12 | Interface, RSF, Plug-in connector in acc. with IEC60603-13 / DIN41651, 10-pole, Screw connection
8108 | 8012960000 | RS F60 LP3R 3/63 | Interface, RSF, Plug-in connector in acc. with IEC60603-13 / DIN41651, 60-pole, Screw connection
8109 | 8155630000 | RS SD37B UNC LPK2 | Interface, RSSD, D-sub connectors, acc. to IEC 60807 / DIN 41652, 37-pole female, Screw connection
8110 | 8155650000 | RS SD25S UNC LPK2 | Interface, RSSD, D-sub connectors, acc. to IEC 60807 / DIN 41652, 25-pole plug, Screw connection
8111 | 8155670000 | RS SD50S UNC LPK2 | Interface, RSSD, D-sub connectors, acc. to IEC 60807 / DIN 41652, 50-pole female, Screw connection
8112 | 8259000000 | RS F60 LPK 2H/62 | Interface, RSF, Plug-in connector in acc. with IEC60603-13 / DIN41651, 60-pole, Screw connection
8113 | 8428870000 | RS F10 I/O8 LMZF | Interface, RSF, 1-wire, Tension-clamp connection
8114 | 8537110000 | RS F20 Z | Interface, RSF, Plug-in connector in acc. with IEC60603-13 / DIN41651, 20-pole, Tension-clamp connection
8115 | 8537200000 | RS F14 Z | Interface, RSF, Plug-in connector in acc. with IEC60603-13 / DIN41651, 14-pole, Tension-clamp connection
8116 | 8537240000 | RS SD37 SZ | Interface, RSSD, D-sub connectors, acc. to IEC 60807 / DIN 41652, 37-pole plug, Tension-clamp connection
8117 | 8537350000 | RS SD50 SZ | Interface, RSSD, D-sub connectors, acc. to IEC 60807 / DIN 41652, 50-pole plug, Tension-clamp connection
8118 | 8564060000 | FBCON PA CG/M12 1WAY | Standard distributor, 1-way distributor, IP66
8119 | 8564160000 | FBCON PA CG/M12 2WAY EX | Standard distributor for Ex applications EEx(ia), 2-way distributor EEx, IP66
8120 | 8564170000 | FBCON PA CG/M12 4WAY EX | Standard distributor for Ex applications EEx(ia), 4-way distributor EEx, IP66
8121 | 8564180000 | FBCON PA CG 1WAY EX | Standard distributor for Ex applications EEx(ia), 1-way distributor EEx, IP66
8122 | 8564200000 | FBCON PA CG 4WAY EX | Standard distributor for Ex applications EEx(ia), 4-way distributor EEx, IP66
8123 | 8564320000 | FBCON DP M12 TERM 5V | Standard distributor with bus termination (active), Terminator, IP66
8124 | 8606200000 | FBCON TERM.D EX PEAN | Standard distributor for Ex applications EEx(ia), IP66
8125 | 8613680000 | FBCON SS PCG 4WAY | Standard distributor, 4-way distributor, IP66
8126 | 8630780000 | RT314024 24VDC 1CO | RIDERSERIES, Relay, Number of contacts: 1, CO contact AgNi 90/10, Rated control voltage: 24 V DC, Continuous current: 16 A, Plug-in connection, Test button available: No
8127 | 8694400000 | SCM CLIP LM | RIDERSERIES RCM, Retaining clip
8128 | 8714180000 | FBCON PA CG/M12 4WAY LIMITER | Standard distributor with current limiting, 4-channel distributor LIMITER, IP66
8129 | 8714200000 | FBCON PA CG 1WAY LIMITER | Standard distributor with current limiting, 1-channel distributor LIMITER, IP66
8130 | 8714220000 | FBCON PA CG 4WAY LIMITER | Standard distributor with current limiting, 4-channel distributor LIMITER, IP66
8131 | 8714250000 | FBCON SS DP M12 TERM 24V | Standard distributor with bus termination (active), Terminator, IP66
8132 | 8715260000 | FBCON SS PCG 4WAY LIMITER | Standard distributor with current limiting, 4-channel distributor LIMITER, IP66
8133 | 8726110000 | FBCON SS PCG 1WAY LIMITER | Standard distributor with current limiting, 1-channel distributor LIMITER, IP66
8134 | 8800220000 | MI8A-I/O S SUBD15B | Adapter, MICRO-Interface, IEC 60603/DIN41612 plug-in connectors, Screw connection
8135 | 8800230000 | MI-A-PSM24VDC | Adapter, MICRO-Interface, IEC 60603/DIN41612 plug-in connectors, Screw connection
8136 | 8937830000 | MOS 24VDC/12-300VDC 1A | MICROOPTO, Solid-state relay, 1 NO contact (POWER MOS-FET), Rated control voltage: 24 V DC ±20 % , Rated switching voltage: 12...300 V DC, Continuous current: 1 A, Screw connection
8137 | 8937920000 | MOS 5VTTL/24VDC 0,1A | MICROOPTO, Solid-state relay, 1 NO contact (Bipolar transistor), Rated control voltage: 5 V TTL , Rated switching voltage: 24 VDC ±20%, Continuous current: 100 mA, Screw connection
8138 | 8937990000 | MOS 12-28VDC 100KHZ | MICROOPTO, Solid-state relay, 1 NO contact (Transistor), Rated control voltage: 12 V DC...28 V DC , Rated switching voltage: 19.6?28.8 V DC, Continuous current: 50 mA, Screw connection
8139 | 8973450000 | MOS FEED THROUGH | MICROOPTO, Feed-through terminal, Screw connection
8140 | 8973460000 | MOS SUPPLY | MICROOPTO, Supply module, Screw connection
8141 | 8000005264 | FPL 4G2.5/PD/Q4KW/2+2 | FieldPower®, Cable, Plastic housing, Number of wires: 4, Ölflex Classic 110 4G2.5 or similar, Cross-section: 2.5 mm² , 2 m, 2 m
8142 | 2698080000 | KTB MH 507620 S4E0 | Klippon TB MH (Terminal Box - Multi Hinge), Empty enclosure, stainless steel enclosure, Height: 500 mm, Width: 760 mm, Depth: 200 mm, Material: Stainless steel 1.4404 (316L), electropolished, silver
8143 | 2741590000 | MPS 5/05 S TN B B | PCB plug-in connector, female plug, Pitch in mm (P): 5.00 mm, Number of poles: 5, 180°, Box
8144 | 2741690000 | MPS 5/04 S F2 TN B B | PCB plug-in connector, female plug, Pitch in mm (P): 5.00 mm, Number of poles: 4, 180°, Box
8145 | 2741730000 | MPS 5/08 S F4 TN B B | PCB plug-in connector, female plug, Pitch in mm (P): 5.00 mm, Number of poles: 8, 180°, Box
8146 | 2741460000 | MHS 5/07 H T3 B T | PCB plug-in connector, male header, THT/THR solder connection, Pitch in mm (P): 5.00 mm, Number of poles: 7, 90°, Tube
8147 | 2741400000 | MHS 5/02 H T3 B T | PCB plug-in connector, male header, THT/THR solder connection, Pitch in mm (P): 5.00 mm, Number of poles: 2, 90°, Tube
8148 | 2741490000 | MHS 5/10 H T3 B T | PCB plug-in connector, male header, THT/THR solder connection, Pitch in mm (P): 5.00 mm, Number of poles: 10, 90°, Tube
8149 | 2741430000 | MHS 5/04 H T3 B T | PCB plug-in connector, male header, THT/THR solder connection, Pitch in mm (P): 5.00 mm, Number of poles: 4, 90°, Tube
8150 | 2741580000 | MPS 5/04 S TN B B | PCB plug-in connector, female plug, Pitch in mm (P): 5.00 mm, Number of poles: 4, 180°, Box
8151 | 4000002611 | FUSE WSFL 10X85 25A 1K5V GPV | Photovoltaics
8152 | 4000002613 | FUSEHOLDER WSFH 10X85 1K5V | Photovoltaics, 1500 V, 10x85
8153 | 8000068264 | PV 224S0F4CXXV0O0T9P015PWW | Photovoltaics, Assembled enclosure, Combiner Box, With fuse holder, Surge protection II, Cable gland, for wall mounting, Switch disconnector
8154 | 8000071485 | PV 220S0F3CXXV0O0T9P015LWW | Photovoltaics, Assembled enclosure, Combiner Box, With fuse holder, Surge protection II, Cable gland, for wall mounting, Switch disconnector
8155 | 2716130000 | KTB MOPL 5076 MSZN H | Klippon TB (Terminal Box), Mounting plate, prepunched, Height: 453 mm, Width: 701 mm, Depth: 1.5 mm, Material: Sheet steel, galvanized, silver
8156 | 2716120000 | KTB MOPL 5076 MSZN | Klippon TB (Terminal Box), Mounting plate, Height: 453 mm, Width: 701 mm, Depth: 1.5 mm, Material: Sheet steel, galvanized, silver
8157 | 1206620000 | A2LC/32/NPT1-1/4-NPT1F | A2LC (Klippon unarmored with conduit connection thread, Ex e/d cable gland), Cable glands, 1 1/4" NPT, 18 mm, OD min. 19.5 - OD max. 26.3 mm, Brass, nickel-plated
8158 | 1206570000 | A2LC/63S/NPT2-1/2-NPT2F | A2LC (Klippon unarmored with conduit connection thread, Ex e/d cable gland), Cable glands, 2 1/2" NPT, 19.2 mm, OD min. 43.5 - OD max. 50.1 mm, Brass, nickel-plated
8159 | 1186930000 | A2L/40/M40-WM | A2L (Klippon unarmored Ex e/d cable gland), Cable glands, M 40 x 1.5, 16 mm, OD min. 25.5 - OD max. 32.2 mm, Brass, nickel-plated
8160 | 1184830000 | E1W/50S/NPT1-1/2-WM | E1W (Klippon double seal SWA armored Ex e/d cable gland), Cable glands, 1 1/2" NPT, 18.4 mm, Single-wire armouring, 2 - 2.5 mm, OD min. 38.5 - OD max. 46.5 mm, ID min. 31.50 - ID max. 38.20 mm, Brass, nickel-plated
8161 | 1762630000 | ZQV 4N/3 GE | Accessories, Cross-connector, 32 A
8162 | 1206640000 | A2LC/40/NPT1-1/2-NPT1-1 | A2LC (Klippon unarmored with conduit connection thread, Ex e/d cable gland), Cable glands, 1 1/2" NPT, 18.4 mm, OD min. 25.5 - OD max. 32.2 mm, Brass, nickel-plated
8163 | 1206590000 | A2LC/40/NPT1-1/2-NPT1 | A2LC (Klippon unarmored with conduit connection thread, Ex e/d cable gland), Cable glands, 1 1/2" NPT, 18.4 mm, OD min. 25.5 - OD max. 32.2 mm, Brass, nickel-plated
8164 | 1205440000 | A2LC/25/NPT3/4-NPT1F-WM | A2LC (Klippon unarmored with conduit connection thread, Ex e/d cable gland), Cable glands, 3/4" NPT, 13.9 mm, OD min. 13.5 - OD max. 20 mm, Brass, nickel-plated
8165 | 1206290000 | A2LC/63/NPT2-1/2-NPT2 | A2LC (Klippon unarmored with conduit connection thread, Ex e/d cable gland), Cable glands, 2 1/2" NPT, 28.9 mm, OD min. 49.5 - OD max. 56 mm, Brass, nickel-plated
8166 | 1206560000 | A2LC/16/NPT3/4-NPT3/4F | A2LC (Klippon unarmored with conduit connection thread, Ex e/d cable gland), Cable glands, 3/4" NPT, 13.9 mm, OD min. 4.5 - OD max. 8.7 mm, Brass, nickel-plated
8167 | 2771440000 | CH20M6 BP 4P-4P BUS GY LF 1 | Modular housing, OMNIMATE Housing - series CH20M Pebble grey, Housing base part, Width: 6.1 mm
8168 | 2771180000 | CH20M6 BC 4P-4P GY 1 | Flange-mounted housing, OMNIMATE Housing - series CH20M Pebble grey, Hood, Width: 5.2 mm
8169 | 2771400000 | CH20M6 BP 4P-4P BUS TGY LF 1 | Modular housing, OMNIMATE Housing - series CH20M Traffic grey (RAL), Housing base part, Width: 6.1 mm
8170 | 2771130000 | CH20M6 BC 4P-4P BUS BK 1 | Flange-mounted housing, OMNIMATE Housing - series CH20M black, Hood, Width: 5.2 mm
8171 | 2771420000 | CH20M6 BP 4P-4P BUS AGY LF 1 | Modular housing, OMNIMATE Housing - series CH20M Agate grey, Housing base part, Width: 6.1 mm
8172 | 2771430000 | CH20M6 BP 4P-4P BUS BK LF 1 | Modular housing, OMNIMATE Housing - series CH20M black, Housing base part, Width: 6.1 mm
8173 | 2771210000 | CH20M6 BC 4P-4P AGY 1 | Flange-mounted housing, OMNIMATE Housing - series CH20M Agate grey, Hood, Width: 5.2 mm
8174 | 2771160000 | CH20M6 BC 4P-4P BK 1 | Flange-mounted housing, OMNIMATE Housing - series CH20M black, Hood, Width: 5.2 mm
8175 | 8000054730 | KLIPPON POK 252512 M32 E60 | Klippon POK (polyester empty enclosure), Enclosures, Height: 250 mm, Width: 255 mm, Depth: 120 mm, Material: Glass fibre-reinforced polyester, untreated, Light Grey
8176 | 1424760000 | LMF 5.00/02/90 3.5SN BK BX | Printed circuit board terminals, 5.00 mm, Number of poles: 2, 90°, Solder pin length (l): 3.5 mm, tinned, black, PUSH IN with actuator, Clamping range, max. : 2.5 mm², Box
8177 | 1424770000 | LMF 5.00/03/90 3.5SN BK BX | Printed circuit board terminals, 5.00 mm, Number of poles: 3, 90°, Solder pin length (l): 3.5 mm, tinned, black, PUSH IN with actuator, Clamping range, max. : 2.5 mm², Box
8178 | 1424880000 | LMF 5.00/12/90 3.5SN BK BX | Printed circuit board terminals, 5.00 mm, Number of poles: 12, 90°, Solder pin length (l): 3.5 mm, tinned, black, PUSH IN with actuator, Clamping range, max. : 2.5 mm², Box
8179 | 1424890000 | LMF 5.00/13/90 3.5SN BK BX | Printed circuit board terminals, 5.00 mm, Number of poles: 13, 90°, Solder pin length (l): 3.5 mm, tinned, black, PUSH IN with actuator, Clamping range, max. : 2.5 mm², Box
8180 | 1424910000 | LMF 5.00/14/90 3.5SN BK BX | Printed circuit board terminals, 5.00 mm, Number of poles: 14, 90°, Solder pin length (l): 3.5 mm, tinned, black, PUSH IN with actuator, Clamping range, max. : 2.5 mm², Box
8181 | 1424940000 | LMF 5.00/17/90 3.5SN BK BX | Printed circuit board terminals, 5.00 mm, Number of poles: 17, 90°, Solder pin length (l): 3.5 mm, tinned, black, PUSH IN with actuator, Clamping range, max. : 2.5 mm², Box
8182 | 1424950000 | LMF 5.00/18/90 3.5SN BK BX | Printed circuit board terminals, 5.00 mm, Number of poles: 18, 90°, Solder pin length (l): 3.5 mm, tinned, black, PUSH IN with actuator, Clamping range, max. : 2.5 mm², Box
8183 | 1424970000 | LMF 5.00/20/90 3.5SN BK BX | Printed circuit board terminals, 5.00 mm, Number of poles: 20, 90°, Solder pin length (l): 3.5 mm, tinned, black, PUSH IN with actuator, Clamping range, max. : 2.5 mm², Box
8184 | 1425010000 | LMF 5.00/23/90 3.5SN BK BX | Printed circuit board terminals, 5.00 mm, Number of poles: 23, 90°, Solder pin length (l): 3.5 mm, tinned, black, PUSH IN with actuator, Clamping range, max. : 2.5 mm², Box
8185 | 1425020000 | LMF 5.00/24/90 3.5SN BK BX | Printed circuit board terminals, 5.00 mm, Number of poles: 24, 90°, Solder pin length (l): 3.5 mm, tinned, black, PUSH IN with actuator, Clamping range, max. : 2.5 mm², Box
8186 | 1425340000 | LMFS 5.00/07/90 3.5SN BK BX | Printed circuit board terminals, 5.00 mm, Number of poles: 7, 90°, Solder pin length (l): 3.5 mm, tinned, black, PUSH IN without actuator, Clamping range, max. : 2.5 mm², Box
8187 | 1425360000 | LMFS 5.00/09/90 3.5SN BK BX | Printed circuit board terminals, 5.00 mm, Number of poles: 9, 90°, Solder pin length (l): 3.5 mm, tinned, black, PUSH IN without actuator, Clamping range, max. : 2.5 mm², Box
8188 | 1425430000 | LMFS 5.00/15/90 3.5SN BK BX | Printed circuit board terminals, 5.00 mm, Number of poles: 15, 90°, Solder pin length (l): 3.5 mm, tinned, black, PUSH IN without actuator, Clamping range, max. : 2.5 mm², Box
8189 | 1425460000 | LMFS 5.00/18/90 3.5SN BK BX | Printed circuit board terminals, 5.00 mm, Number of poles: 18, 90°, Solder pin length (l): 3.5 mm, tinned, black, PUSH IN without actuator, Clamping range, max. : 2.5 mm², Box
8190 | 1425480000 | LMFS 5.00/20/90 3.5SN BK BX | Printed circuit board terminals, 5.00 mm, Number of poles: 20, 90°, Solder pin length (l): 3.5 mm, tinned, black, PUSH IN without actuator, Clamping range, max. : 2.5 mm², Box
8191 | 1425510000 | LMFS 5.00/22/90 3.5SN BK BX | Printed circuit board terminals, 5.00 mm, Number of poles: 22, 90°, Solder pin length (l): 3.5 mm, tinned, black, PUSH IN without actuator, Clamping range, max. : 2.5 mm², Box
8192 | 1425860000 | LMF 5.08/07/90 3.5SN BK BX | Printed circuit board terminals, 5.08 mm, Number of poles: 7, 90°, Solder pin length (l): 3.5 mm, tinned, black, PUSH IN with actuator, Clamping range, max. : 2.5 mm², Box
8193 | 1425920000 | LMF 5.08/12/90 3.5SN BK BX | Printed circuit board terminals, 5.08 mm, Number of poles: 12, 90°, Solder pin length (l): 3.5 mm, tinned, black, PUSH IN with actuator, Clamping range, max. : 2.5 mm², Box
8194 | 1425940000 | LMF 5.08/14/90 3.5SN BK BX | Printed circuit board terminals, 5.08 mm, Number of poles: 14, 90°, Solder pin length (l): 3.5 mm, tinned, black, PUSH IN with actuator, Clamping range, max. : 2.5 mm², Box
8195 | 1425950000 | LMF 5.08/15/90 3.5SN BK BX | Printed circuit board terminals, 5.08 mm, Number of poles: 15, 90°, Solder pin length (l): 3.5 mm, tinned, black, PUSH IN with actuator, Clamping range, max. : 2.5 mm², Box
8196 | 1426020000 | LMF 5.08/21/90 3.5SN BK BX | Printed circuit board terminals, 5.08 mm, Number of poles: 21, 90°, Solder pin length (l): 3.5 mm, tinned, black, PUSH IN with actuator, Clamping range, max. : 2.5 mm², Box
8197 | 1426040000 | LMF 5.08/23/90 3.5SN BK BX | Printed circuit board terminals, 5.08 mm, Number of poles: 23, 90°, Solder pin length (l): 3.5 mm, tinned, black, PUSH IN with actuator, Clamping range, max. : 2.5 mm², Box
8198 | 1426350000 | LMFS 5.08/05/90 3.5SN BK BX | Printed circuit board terminals, 5.08 mm, Number of poles: 5, 90°, Solder pin length (l): 3.5 mm, tinned, black, PUSH IN without actuator, Clamping range, max. : 2.5 mm², Box
8199 | 1426390000 | LMFS 5.08/09/90 3.5SN BK BX | Printed circuit board terminals, 5.08 mm, Number of poles: 9, 90°, Solder pin length (l): 3.5 mm, tinned, black, PUSH IN without actuator, Clamping range, max. : 2.5 mm², Box
8200 | 1426410000 | LMFS 5.08/10/90 3.5SN BK BX | Printed circuit board terminals, 5.08 mm, Number of poles: 10, 90°, Solder pin length (l): 3.5 mm, tinned, black, PUSH IN without actuator, Clamping range, max. : 2.5 mm², Box
8201 | 1426430000 | LMFS 5.08/12/90 3.5SN BK BX | Printed circuit board terminals, 5.08 mm, Number of poles: 12, 90°, Solder pin length (l): 3.5 mm, tinned, black, PUSH IN without actuator, Clamping range, max. : 2.5 mm², Box
8202 | 1426460000 | LMFS 5.08/15/90 3.5SN BK BX | Printed circuit board terminals, 5.08 mm, Number of poles: 15, 90°, Solder pin length (l): 3.5 mm, tinned, black, PUSH IN without actuator, Clamping range, max. : 2.5 mm², Box
8203 | 1426510000 | LMFS 5.08/19/90 3.5SN BK BX | Printed circuit board terminals, 5.08 mm, Number of poles: 19, 90°, Solder pin length (l): 3.5 mm, tinned, black, PUSH IN without actuator, Clamping range, max. : 2.5 mm², Box
8204 | 1426540000 | LMFS 5.08/22/90 3.5SN BK BX | Printed circuit board terminals, 5.08 mm, Number of poles: 22, 90°, Solder pin length (l): 3.5 mm, tinned, black, PUSH IN without actuator, Clamping range, max. : 2.5 mm², Box
8205 | 2047520000 | MF-ABB 12/8 MC SDR | MultiFit, Terminal marker, 12 x 8 mm, Pitch in mm (P): 8.00 ABB SNK series, To customer specification
8206 | 1454790000 | FESA CF L/LS V2 | Automatic machines, Replacement part
8207 | 2472150000 | LLF 7.50/09/90V 5.0SN BK BX | Printed circuit board terminals, 7.50 mm, Number of poles: 9, 90°, Solder pin length (l): 5 mm, tinned, black, PUSH IN with actuator, Clamping range, max. : 6 mm², Box
8208 | 2472160000 | LLF 7.50/10/90V 5.0SN BK BX | Printed circuit board terminals, 7.50 mm, Number of poles: 10, 90°, Solder pin length (l): 5 mm, tinned, black, PUSH IN with actuator, Clamping range, max. : 6 mm², Box
8209 | 2472170000 | LLF 7.50/11/90V 5.0SN BK BX | Printed circuit board terminals, 7.50 mm, Number of poles: 11, 90°, Solder pin length (l): 5 mm, tinned, black, PUSH IN with actuator, Clamping range, max. : 6 mm², Box
8210 | 2224040000 | KOPL MCZ 1.5 1816 | Small housing, OMNIMATE Housing - TERMINALBOX Transparent, Tilt cover, Width: 5.9 mm
8211 | 1132810000 | SRD ECO 2CO | D-SERIES DRR, Relay socket, Number of contacts: 2, CO contact, Continuous current: 12 A, Screw connection
8212 | 1133360000 | DRR270012L | D-SERIES DRR, Relay, Number of contacts: 2, CO contact AgCdO, Rated control voltage: 12 V DC, Continuous current: 10 A, Plug-in connection, Test button available: No
8213 | 1133380000 | DRR270048L | D-SERIES DRR, Relay, Number of contacts: 2, CO contact AgCdO, Rated control voltage: 48 V DC, Continuous current: 10 A, Plug-in connection, Test button available: No
8214 | 1133510000 | DRL270012L | D-SERIES DRL, Relay, Number of contacts: 2, CO contact AgCdO, Rated control voltage: 12 V DC, Continuous current: 10 A, Flat blade connections (4.8 mm x 0.5 mm), Test button available: No
8215 | 1133540000 | DRL270110L | D-SERIES DRL, Relay, Number of contacts: 2, CO contact AgCdO, Rated control voltage: 110 V DC, Continuous current: 10 A, Flat blade connections (4.8 mm x 0.5 mm), Test button available: No
8216 | 1133570000 | DRL370012L | D-SERIES DRL, Relay, Number of contacts: 3, CO contact AgCdO, Rated control voltage: 12 V DC, Continuous current: 10 A, Flat blade connections (4.8 mm x 0.5 mm), Test button available: No
8217 | 1133600000 | DRL370110L | D-SERIES DRL, Relay, Number of contacts: 3, CO contact AgCdO, Rated control voltage: 110 V DC, Continuous current: 10 A, Flat blade connections (4.8 mm x 0.5 mm), Test button available: No
8218 | 1133640000 | DRL570048L | D-SERIES DRL, Relay, Number of contacts: 4, CO contact AgCdO, Rated control voltage: 48 V DC, Continuous current: 10 A, Flat blade connections (4.8 mm x 0.5 mm), Test button available: No
8219 | 1133650000 | DRL570110L | D-SERIES DRL, Relay, Number of contacts: 4, CO contact AgCdO, Rated control voltage: 110 V DC, Continuous current: 10 A, Flat blade connections (4.8 mm x 0.5 mm), Test button available: No
8220 | 1133780000 | DRR270615L | D-SERIES DRR, Relay, Number of contacts: 2, CO contact AgCdO, Rated control voltage: 115 V AC, Continuous current: 10 A, Plug-in connection, Test button available: No
8221 | 1219430000 | DRW370615LT | D-SERIES DRW / DRH, Relay, Number of contacts: 3, CO contact AgCdO, Rated control voltage: 115 V AC, Continuous current: 16 A, Flat blade connections (4.8 mm x 0.5 mm), Test button available: Yes
8222 | 1219570000 | PWR276110L | D-SERIES PWR, Relay module, Number of contacts: 2, NO contact AgSnO, Rated control voltage: 110 V DC, Continuous current: 25 A, Test button available: No
8223 | 1219890000 | DRH173524LT | D-SERIES DRW / DRH, Relay, Number of contacts: 1, NO contact with blow-out magnet AgSnO, Rated control voltage: 24 V AC, Continuous current: 16 A, Flat blade connections (4.8 mm x 0.5 mm), Test button available: Yes
8224 | 1219980000 | DRH174220LT | D-SERIES DRW / DRH, Relay, Number of contacts: 1, NC contact with blow-out magnet AgSnO, Rated control voltage: 220 V DC, Continuous current: 16 A, Flat blade connections (4.8 mm x 0.5 mm), Test button available: Yes
8225 | 1219990000 | DRH174524LT | D-SERIES DRW / DRH, Relay, Number of contacts: 1, NC contact with blow-out magnet AgSnO, Rated control voltage: 24 V AC, Continuous current: 16 A, Flat blade connections (4.8 mm x 0.5 mm), Test button available: Yes
8226 | 1220020000 | DRH174615LT | D-SERIES DRW / DRH, Relay, Number of contacts: 1, NC contact with blow-out magnet AgSnO, Rated control voltage: 115 V AC, Continuous current: 16 A, Flat blade connections (4.8 mm x 0.5 mm), Test button available: Yes
8227 | 1220090000 | DRH275524LT | D-SERIES DRW / DRH, Relay 1 NO contact and 1 NC contact with blow-out magnet AgSnO, Rated control voltage: 24 V AC, Continuous current: 16 A, Flat blade connections (4.8 mm x 0.5 mm), Test button available: Yes
8228 | 1319040000 | WF 5/32 | Bolt-type screw terminals, Feed-through terminal, Rated cross-section: 16 mm², Threaded stud connection
8229 | 1417650000 | PTR 2.5/4 OR | Test-disconnect terminal, PUSH IN, 4 mm², 500 V, 23 A, Pivoting, orange
8230 | 1429440000 | THM WO 15/70 WS | THM, Conductor and cable markers, 9.6 - 12.7 mm, 15 x 70 mm, white
8231 | 1476280000 | H2,5/15D BL SP | Wire-end ferrule, Standard, 10 mm, 8 mm, blue
8232 | 1502470000 | ES APG 80 WM 16 | 16mm², WM crimp
8233 | 1502540000 | ES APG 80 WM 120 | 120mm², WM crimp
8234 | 1502600000 | ES APG 80 HEX 6 | Hexagonal crimp
8235 | 1502670000 | ES APG 80 HEX 50 | Hexagonal crimp
8236 | 1502690000 | ES APG 80 HEX 95 | Hexagonal crimp
8237 | 1502750000 | ES APG 80 HEX 300 | Hexagonal crimp
8238 | 1502780000 | ES APG 80 HEX 300AL | Hexagonal crimp
8239 | 1502800000 | ES APG 80 DIN 150 | 150mm², Indent crimp
8240 | 1502820000 | ES APG 80 DIN 6 | 6mm², Indent crimp
8241 | 1502830000 | ES APG 80 DIN 10 | 10mm², Indent crimp
8242 | 1502840000 | ES APG 80 DIN 16 | 16mm², Indent crimp
8243 | 1516990000 | THM MT30X 16.5/5.1 GE | THM, Device markers, 5.1 x 16.5 mm, yellow
8244 | 1517180000 | THM EL 30 WS 30M | THM, Device markers, 30 x , white
8245 | 1517230000 | THM EL 50 GE 30M | THM, Device markers, 30 x , yellow
8246 | 1521900000 | A2C 2.5 RD | Feed-through terminal, PUSH IN, 2.5 mm², 800, 24 A, red
8247 | 1529600000 | PTR 2.5/4/3AN SW | Test-disconnect terminal, PUSH IN, 4 mm², 500 V, 24 A, Pivoting, black
8248 | 1562780000 | HSS-HF 3.2-6.4 EL R30M | Conductor and cable markers, 3.2 - 6.4 mm, red
8249 | 1562790000 | HSS-HF 4.8-9.5 EL R30M | Conductor and cable markers, 4.8 - 9.5 mm, red
8250 | 1562830000 | HSS-HF 12.7-25.4EL R30M | Conductor and cable markers, 12.7 - 25.4 mm, red
8251 | 1562880000 | HSS-HF 3.2-6.4 EL B30M | Conductor and cable markers, 3.2 - 6.4 mm, blue
8252 | 1562900000 | HSS-HF 6.4-12.7 EL B30M | Conductor and cable markers, 6.4 - 12.7 mm, blue
8253 | 1984030000 | RCL314012W | TERMSERIES, Relay, Number of contacts: 1, CO contact AgNi, Rated control voltage: 12 V DC, Continuous current: 16 A, Plug-in connection, Test button available: No
8254 | 2051580000 | A4C 4 GN | Feed-through terminal, PUSH IN, 4 mm², 800 V, 32 A, green
8255 | 2051610000 | A4C 4 WT | Feed-through terminal, PUSH IN, 4 mm², 800 V, 32 A, white
8256 | 2051660000 | A4C 4 BK | Feed-through terminal, PUSH IN, 4 mm², 800 V, 32 A, black
8257 | 2112290000 | WMF 2.5 FU SW WO FUCR | W-Series, Fuse terminal, Rated cross-section: 2.5 mm², Screw connection
8258 | 2153550000 | TRS 60VUC 1CO AGSNO | TERMSERIES, Relay module, Number of contacts: 1, CO contact AgSnO, Rated control voltage: 60 V UC ±10 %, Continuous current: 6 A, Screw connection, Test button available: No
8259 | 2436360000 | WTR 4/ZZ STB/O.TNHE | Test-disconnect terminal, Screw connection, 4 mm², 500 V, 27 A, without, dark beige
8260 | 9802720001 | KDKS 1EN/LLC 10-36V AC/DC | W-Series, Fuse terminal, Rated cross-section: 4 mm², Screw connection
8261 | 1095720000 | BLZ 7.62HP/06/180F SN BK BX | PCB plug-in connector, female plug, 7.62 mm, Number of poles: 6, Clamping yoke connection, Clamping range, max. : 4 mm², Box
8262 | 1095730000 | BLZ 7.62HP/07/180F SN BK BX | PCB plug-in connector, female plug, 7.62 mm, Number of poles: 7, Clamping yoke connection, Clamping range, max. : 4 mm², Box
8263 | 1095740000 | BLZ 7.62HP/08/180F SN BK BX | PCB plug-in connector, female plug, 7.62 mm, Number of poles: 8, Clamping yoke connection, Clamping range, max. : 4 mm², Box
8264 | 1095760000 | BLZ 7.62HP/10/180F SN BK BX | PCB plug-in connector, female plug, 7.62 mm, Number of poles: 10, Clamping yoke connection, Clamping range, max. : 4 mm², Box
8265 | 1095770000 | BLZ 7.62HP/11/180F SN BK BX | PCB plug-in connector, female plug, 7.62 mm, Number of poles: 11, Clamping yoke connection, Clamping range, max. : 4 mm², Box
8266 | 1119580000 | HTF HYB | Pressing tool, Crimping tool for contacts, 0.08mm², 1mm², FoderBcrimp
8267 | 1120900000 | AIMESA CF LZ | Accessories, Replacement part
8268 | 1133420000 | DRR370024L | D-SERIES DRR, Relay, Number of contacts: 3, CO contact AgCdO, Rated control voltage: 24 V DC, Continuous current: 10 A, Plug-in connection, Test button available: No
8269 | 1133480000 | DRL170110L | D-SERIES DRL, Relay, Number of contacts: 1, CO contact AgCdO, Rated control voltage: 110 V DC, Continuous current: 16 A, Flat blade connections (4.8 mm x 0.5 mm), Test button available: No
8270 | 1133840000 | DRL170524L | D-SERIES DRL, Relay, Number of contacts: 1, CO contact AgCdO, Rated control voltage: 24 V AC, Continuous current: 16 A, Flat blade connections (4.8 mm x 0.5 mm), Test button available: No
8271 | 1133860000 | DRL170730L | D-SERIES DRL, Relay, Number of contacts: 1, CO contact AgCdO, Rated control voltage: 230 V AC, Continuous current: 16 A, Flat blade connections (4.8 mm x 0.5 mm), Test button available: No
8272 | 1133950000 | DRL570615L | D-SERIES DRL, Relay, Number of contacts: 4, CO contact AgCdO, Rated control voltage: 115 V AC, Continuous current: 10 A, Flat blade connections (4.8 mm x 0.5 mm), Test button available: No
8273 | 1133960000 | DRL570730L | D-SERIES DRL, Relay, Number of contacts: 4, CO contact AgCdO, Rated control voltage: 230 V AC, Continuous current: 10 A, Flat blade connections (4.8 mm x 0.5 mm), Test button available: No
8274 | 1134160000 | DRR CLIP M | D-SERIES DRR, Retaining clip
8275 | 1219140000 | PWR173730L | D-SERIES PWR, Relay module, Number of contacts: 1, NO contact AgSnO, Rated control voltage: 230 V AC, Continuous current: 30 A, Test button available: No
8276 | 1219160000 | PWR276524L | D-SERIES PWR, Relay module, Number of contacts: 2, NO contact AgSnO, Rated control voltage: 24 V AC, Continuous current: 25 A, Test button available: No
8277 | 1219190000 | PWR276730L | D-SERIES PWR, Relay module, Number of contacts: 2, NO contact AgSnO, Rated control voltage: 230 V AC, Continuous current: 25 A, Test button available: No
8278 | 1219220000 | PWR276880L | D-SERIES PWR, Relay module, Number of contacts: 2, NO contact AgSnO, Rated control voltage: 380 V AC, Continuous current: 25 A, Test button available: No
8279 | 1219350000 | DRW270524LT | D-SERIES DRW / DRH, Relay, Number of contacts: 2, CO contact AgCdO, Rated control voltage: 24 V AC, Continuous current: 16 A, Flat blade connections (4.8 mm x 0.5 mm), Test button available: Yes
8280 | 1219370000 | DRW270615LT | D-SERIES DRW / DRH, Relay, Number of contacts: 2, CO contact AgCdO, Rated control voltage: 115 V AC, Continuous current: 16 A, Flat blade connections (4.8 mm x 0.5 mm), Test button available: Yes
8281 | 1219380000 | DRW270730LT | D-SERIES DRW / DRH, Relay, Number of contacts: 2, CO contact AgCdO, Rated control voltage: 230 V AC, Continuous current: 16 A, Flat blade connections (4.8 mm x 0.5 mm), Test button available: Yes
8282 | 1219460000 | PWR173006L | D-SERIES PWR, Relay module, Number of contacts: 1, NO contact AgSnO, Rated control voltage: 6 V DC, Continuous current: 30 A, Test button available: No
8283 | 1219470000 | PWR173012L | D-SERIES PWR, Relay module, Number of contacts: 1, NO contact AgSnO, Rated control voltage: 12 V DC, Continuous current: 30 A, Test button available: No
8284 | 1219490000 | PWR173048L | D-SERIES PWR, Relay module, Number of contacts: 1, NO contact AgSnO, Rated control voltage: 48 V DC, Continuous current: 30 A, Test button available: No
8285 | 1219520000 | PWR173220L | D-SERIES PWR, Relay module, Number of contacts: 1, NO contact AgSnO, Rated control voltage: 220 V DC, Continuous current: 30 A, Test button available: No
8286 | 1219560000 | PWR276048L | D-SERIES PWR, Relay module, Number of contacts: 2, NO contact AgSnO, Rated control voltage: 48 V DC, Continuous current: 25 A, Test button available: No
8287 | 1219580000 | PWR276220L | D-SERIES PWR, Relay module, Number of contacts: 2, NO contact AgSnO, Rated control voltage: 220 V DC, Continuous current: 25 A, Test button available: No
8288 | 1219730000 | DRW270012LT | D-SERIES DRW / DRH, Relay, Number of contacts: 2, CO contact AgCdO, Rated control voltage: 12 V DC, Continuous current: 16 A, Flat blade connections (4.8 mm x 0.5 mm), Test button available: Yes
8289 | 1219860000 | DRH173048LT | D-SERIES DRW / DRH, Relay, Number of contacts: 1, NO contact with blow-out magnet AgSnO, Rated control voltage: 48 V DC, Continuous current: 16 A, Flat blade connections (4.8 mm x 0.5 mm), Test button available: Yes
8290 | 1219870000 | DRH173110LT | D-SERIES DRW / DRH, Relay, Number of contacts: 1, NO contact with blow-out magnet AgSnO, Rated control voltage: 110 V DC, Continuous current: 16 A, Flat blade connections (4.8 mm x 0.5 mm), Test button available: Yes
8291 | 1220050000 | DRH275024LT | D-SERIES DRW / DRH, Relay 1 NO contact and 1 NC contact with blow-out magnet AgSnO, Rated control voltage: 24 V DC, Continuous current: 16 A, Flat blade connections (4.8 mm x 0.5 mm), Test button available: Yes
8292 | 1220120000 | DRH275615LT | D-SERIES DRW / DRH, Relay 1 NO contact and 1 NC contact with blow-out magnet AgSnO, Rated control voltage: 115 V AC, Continuous current: 16 A, Flat blade connections (4.8 mm x 0.5 mm), Test button available: Yes
8293 | 1220180000 | DRH276110LT | D-SERIES DRW / DRH, Relay, Number of contacts: 2, NO contact with blow-out magnet AgSnO, Rated control voltage: 110 V DC, Continuous current: 16 A, Flat blade connections (4.8 mm x 0.5 mm), Test button available: Yes
8294 | 1220190000 | DRH276220LT | D-SERIES DRW / DRH, Relay, Number of contacts: 2, NO contact with blow-out magnet AgSnO, Rated control voltage: 220 V DC, Continuous current: 16 A, Flat blade connections (4.8 mm x 0.5 mm), Test button available: Yes
8295 | 1220250000 | SPW ECO 3CO | D-SERIES DRW / DRH, Relay socket, Number of contacts: 3, CO contact, Continuous current: 16 A, Screw connection
8296 | 1232650000 | SAIH-CD-2X0.34/0.22-PVC | Bus line, Number of poles: 4, Shielded: Yes, LED: No, Sheath material: PVC, Halogen: Yes
8297 | 1266150000 | CC DIA 30/3.5 SDR | ClipCard, Device markers, 30 x 30 mm, With hole, To customer specification
8298 | 1270320000 | CTX CM 3.6 ZERT | Pressing tool, Crimping tool for contacts, 4mm², 10mm², W crimp
8299 | 1276220000 | BG GHDE HO PT6 | FieldPower® enclosures, IP65 with corresponding housing, Polycarbonate, GF 10
8300 | 1338800000 | CS 30-20 | Cutting tool for one-hand operation
8301 | 1362930000 | WMF 2.5 DI BLZ SW WO.DL | W-Series, Test-disconnect terminal, Rated cross-section: 2.5 mm², Screw connection
8302 | 1393390000 | WDU 16 IR | Feed-through terminal, Screw connection, 16 mm², 1000 V, 76 A, dark beige
8303 | 1398110000 | RCMKITP-I 230VAC 4CO AU | RIDERSERIES, Relay module, Number of contacts: 4, CO contact with test button AgNi gold-plated, Rated control voltage: 230 V AC, Continuous current: 6 A, PUSH IN, Test button available: Yes
8304 | 1399770000 | TW PRV8 H-A I-R | P-series, Partition plate, grey, 2 mm, printed
8305 | 1403050000 | KLBUE 10-20 RC TS27 | Clamping yoke, Clamping yoke, PA 66 GF 30
8306 | 1403080000 | KLBUE 10-20 RC TS35 | Clamping yoke, Clamping yoke, PA 66 GF 30
8307 | 1411500000 | CH20M22 S PPP GGY 2019 | Modular housing, OMNIMATE Housing - series CH20M Graphite grey, Width: 22.5 mm
8308 | 1412950000 | WDU 2.5 HV | Feed-through terminal, Screw connection, 2.5 mm², 1000 V, 24 A, dark beige
8309 | 1415650000 | THM FS 76.2/50.8 SI | THM, Device markers, 50.8 x 76.2 mm, silver
8310 | 1417670000 | PDK 2.5/4 OR | Feed-through terminal, Double-tier terminal, PUSH IN, 4 mm², 800 V, 24 A, orange
8311 | 1418030000 | H35,0/30 S BE | Wire-end ferrule, Standard, 19 mm, 16 mm, beige
8312 | 1420020000 | THM WO VIN 25.4/95.2 BL | THM, Conductor and cable markers, 12.7 mm, 25.4 x 95.3 mm, white / yellow
8313 | 1421440000 | VSSC6 TR SL FG 24VAC/DC EX | Surge protection for instrumentation and control, Surge protection for measurement and control, UP(L/N-PE) ? 1870 V
8314 | 1422430000 | WPE 50N IR | PE terminal, Screw connection, 50 mm², 6000 A (50 mm²), Green/yellow
8315 | 1423230000 | HSS-HF 1.6-3.2 EL Y13M | Conductor and cable markers, 1.6 - 3.2 mm, yellow
8316 | 1423260000 | HSS-HF 4.8-9.5 EL Y13M | Conductor and cable markers, 4.8 - 9.5 mm, yellow
8317 | 1423280000 | HSS-HF 9.5-19.1 EL Y10M | Conductor and cable markers, 9.5 - 19.1 mm, yellow
8318 | 1423310000 | HSS-HF 19.1-38.1EL Y10M | Conductor and cable markers, 19.1 - 38.1 mm, yellow
8319 | 1423330000 | HSS-HF 1.2-2.4 EL W13M | Conductor and cable markers, 1.2 - 2.4 mm, white
8320 | 1423360000 | HSS-HF 3.2-6.4 EL W13M | Conductor and cable markers, 3.2 - 6.4 mm, white
8321 | 1423380000 | HSS-HF 6.4-12.7 EL W13M | Conductor and cable markers, 6.4 - 12.7 mm, white
8322 | 1423410000 | HSS-HF 12.7-25.4EL W10M | Conductor and cable markers, 12.7 - 25.4 mm, white
8323 | 1423430000 | HSS-HF 25.4-50.8EL W10M | Conductor and cable markers, 25.4 - 50.8 mm, white
8324 | 1426210000 | RIBBON HSS HF EL 40/300 | Ink ribbon
8325 | 1429430000 | ESO UR20 DIN A4 WS | Terminal markers, Insert markers, 90 x 8 mm, white
8326 | 1434760000 | TM-I 12 MC NE WS V0 | TM-I, Insert markers, 12 x 4 mm, white
8327 | 1444310000 | SF 3/12 MC NE GN V2 | SlimFix, Conductor and cable markers, 3 - 3.7 mm, 12 x 4.6 mm, green
8328 | 1454770000 | SCHRSA TPE CF UNI | Automatic machines, Replacement part
8329 | 1469110000 | WSI 25/2 10X38 1KV | W-Series, Fuse terminal, Rated cross-section: 25 mm², Screw connection
8330 | 1469160000 | FUCR RT | Accessories, Fuse holder, Rated cross-section: Direct mounting
8331 | 1473300000 | PHP PDL6S | P-series, End plate, Fixing plate, blue, 3 mm
8332 | 1474640000 | THM EL VIN 45 WS 30M | THM, Device markers, 45 x , white
8333 | 1476120000 | H2,5/16T GR BD GSP | Wire-end ferrule, Standard, 12 mm, 10 mm, grey
8334 | 1476240000 | H0,75/14 W SP | Wire-end ferrule, Standard, 10 mm, 8 mm, white
8335 | 1476250000 | H1,0/14 GE SP | Wire-end ferrule, Standard, 10 mm, 8 mm, yellow
8336 | 1476310000 | H0,75/14D GR SP | Wire-end ferrule, Standard, 10 mm, 8 mm, grey
8337 | 1483920000 | WDU 6 SL/EN RT | W-Series, Feed-through terminal, Rated cross-section: 6 mm², Screw connection
8338 | 1487680000 | THM ET 200SP 12.8/31 TU | THM, Device markers, 31 x 12.8 mm, Siemens, Turquoise
8339 | 1489550000 | HSS 1.6-4.8 EL Y13M | Conductor and cable markers, 1.6 - 4.8 mm, yellow
8340 | 1489560000 | HSS 2.1-6.4 EL Y13M | Conductor and cable markers, 2.1 - 6.4 mm, yellow
8341 | 1489580000 | HSS 4.2-12.7 EL Y13M | Conductor and cable markers, 4.2 - 12.7 mm, yellow
8342 | 1489630000 | HSS 1.0-3.2 EL W13M | Conductor and cable markers, 1 - 3.2 mm, white
8343 | 1489640000 | HSS 1.6-4.8 EL W13M | Conductor and cable markers, 1.6 - 4.8 mm, white
8344 | 1489660000 | HSS 3.2-9.5 EL W13M | Conductor and cable markers, 3.2 - 9.5 mm, white
8345 | 1491270000 | KQIG-M4/-6 | cable lug, terminal end,Insulated cable connector,6 mm²,4 mm² - 6 mm²
8346 | 1491290000 | KQIG-M6/-6 | cable lug, terminal end,Insulated cable connector,4 mm²,4 mm² - 6 mm²
8347 | 1491350000 | KQIG-M6/-16 | cable lug, terminal end,Insulated cable connector,16 mm²,16 mm² - 16 mm²
8348 | 1491370000 | KSI/0,1-0,5 | cable lug, terminal end,Insulated cable connector,0.5 mm²,0.1 mm² - 0.5 mm²
8349 | 1491390000 | KSI/1,5-2,5 | cable lug, terminal end,Insulated cable connector,2.5 mm²,1.5 mm² - 2.5 mm²
8350 | 1491430000 | KSI/-10 | cable lug, terminal end,Insulated cable connector,10 mm²,10 mm²
8351 | 1491460000 | VPLI/0,5-1,0 | cable lug, terminal end,Insulated cable connector,1 mm²,0.5 mm² - 1 mm²
8352 | 1491620000 | VFSKHI/0,1-0,5/285 | cable lug, terminal end,Insulated cable connector,0.5 mm²,0.1 mm² - 0.5 mm²
8353 | 1491630000 | VFSKHI/0,1-0,5/288 | cable lug, terminal end,Insulated cable connector,0.5 mm²,0.1 mm² - 0.5 mm²
8354 | 1491680000 | VFSKHI/0,5-1,0/638 | cable lug, terminal end,Insulated cable connector,1 mm²,0.5 mm² - 1 mm²
8355 | 1491720000 | VFSKHI/1,5-2,5/638 | cable lug, terminal end,Insulated cable connector,2.5 mm²,1.5 mm² - 2.5 mm²
8356 | 1491760000 | VFSKHI/4,0-6,0/9512 | cable lug, terminal end,Insulated cable connector,6 mm²,4 mm² - 6 mm²
8357 | 1491840000 | FSKI/4,0-6,0/638 | cable lug, terminal end,Insulated cable connector,6 mm²,4 mm² - 6 mm²
8358 | 1491870000 | VFSKHV/0,5-1,0/288 | cable lug, terminal end,Insulated cable connector,1 mm²,0.5 mm² - 1 mm²
8359 | 1491920000 | VFSKHV/1,5-2,5/485 | cable lug, terminal end,Insulated cable connector,2.5 mm²,1.5 mm² - 2.5 mm²
8360 | 1491950000 | VFSKHV/4,0-6,0/638 | cable lug, terminal end,Insulated cable connector,6 mm²,4 mm² - 6 mm²
8361 | 1492010000 | VRSHVI/4,0-6,0 | cable lug, terminal end,Insulated cable connector,6 mm²,4 mm² - 6 mm²
8362 | 1492050000 | VRSTI/1,5-2,5 | cable lug, terminal end,Insulated cable connector,2.5 mm²,1.5 mm² - 2.5 mm²
8363 | 1492060000 | VRSTI/4,0-6,0 | cable lug, terminal end,Insulated cable connector,6 mm²,4 mm² - 6 mm²
8364 | 1492070000 | VRSTI/0,5-1,0 | cable lug, terminal end,Insulated cable connector,1 mm²,0.5 mm² - 1 mm²
8365 | 1492140000 | KQI-M2/-1 | cable lug, terminal end,Insulated cable connector,1 mm²,0.5 mm² - 1 mm²
8366 | 1492150000 | KQI-M2,5/-1 | cable lug, terminal end,Insulated cable connector,1 mm²,0.5 mm² - 1 mm²
8367 | 1492170000 | KQI-M3/-1 | cable lug, terminal end,Insulated cable connector,1 mm²,0.5 mm² - 1 mm²
8368 | 1492250000 | KQI-M3/-2,5 | cable lug, terminal end,Insulated cable connector,2.5 mm²,1.5 mm² - 2.5 mm²
8369 | 1492270000 | KQI-M3,5/-2,5 | cable lug, terminal end,Insulated cable connector,2.5 mm²,1.5 mm² - 2.5 mm²
8370 | 1492290000 | KQI-M4/-2,5 | cable lug, terminal end,Insulated cable connector,2.5 mm²,1.5 mm² - 2.5 mm²
8371 | 1492350000 | KQI-M12/-2,5 | cable lug, terminal end,Insulated cable connector,2.5 mm²,1.5 mm² - 2.5 mm²
8372 | 1492450000 | KQI-M8/-10 | cable lug, terminal end,Insulated cable connector,10 mm²,10 mm² - 10 mm²
8373 | 1492490000 | KQI-M6/-16 | cable lug, terminal end,Insulated cable connector,16 mm²,16 mm² - 16 mm²
8374 | 1492510000 | KQI-M10/-16 | cable lug, terminal end,Insulated cable connector,16 mm²,16 mm² - 16 mm²
8375 | 1492530000 | KQIG-M3,5/-1 | cable lug, terminal end,Insulated cable connector,1 mm²,0.5 mm² - 1 mm²
8376 | 1492540000 | KQIG-M4/S/-1 | cable lug, terminal end,Insulated cable connector,1 mm²,0.5 mm² - 1 mm²
8377 | 1492600000 | KQIG-M3/-2,5 | cable lug, terminal end,Insulated cable connector,2.5 mm²,1.5 mm² - 2.5 mm²
8378 | 1492620000 | KQIG-M4/S/-2,5 | cable lug, terminal end,Insulated cable connector,2.5 mm²,1.5 mm² - 2.5 mm²
8379 | 1492650000 | KQNG-M5/-6 | cable lug, terminal end,4 mm²,6 mm²
8380 | 1492680000 | KQNG-M5/-10 | cable lug, terminal end,10 mm²,10 mm²
8381 | 1492690000 | KQNG-M6/-10 | cable lug, terminal end,10 mm²,10 mm²
8382 | 1492720000 | KSN/0,1-0,5 | cable lug, terminal end,0.1 mm² - 0.5 mm²
8383 | 1492730000 | KSN/0,5-1,0 | cable lug, terminal end,0.5 mm² - 1 mm²
8384 | 1492740000 | KSN/1,5-2,5 | cable lug, terminal end,1.5 mm² - 2.5 mm²
8385 | 1492750000 | KSN/-2,5 | cable lug, terminal end,1.5 mm² - 2.5 mm²
8386 | 1492770000 | KSN/-6,0 | cable lug, terminal end,4 mm² - 6 mm²
8387 | 1492870000 | VPLN/1,5-2,5 | cable lug, terminal end,1.5 mm² - 2.5 mm²
8388 | 1493220000 | KQN-M10/-70 | cable lug, terminal end,70 mm²
8389 | 1493240000 | KQN-M16/-70 | cable lug, terminal end,70 mm²
8390 | 1493250000 | KQN-M20/-70 | cable lug, terminal end,70 mm²
8391 | 1493290000 | KQN-M16/-95 | cable lug, terminal end,95 mm²
8392 | 1493340000 | KQN-M12/-120 | cable lug, terminal end,120 mm²
8393 | 1493450000 | KQN-M20/-185 | cable lug, terminal end,185 mm²
8394 | 1494580000 | KWN-M20/-185 90 | cable lug, terminal end,185 mm²
8395 | 1494630000 | KWN-M20/-240 90 | cable lug, terminal end,240 mm²
8396 | 1494670000 | KWN-M14/-95 90 | cable lug, terminal end,95 mm²
8397 | 1495420000 | KWN-M20/-240 45 | cable lug, terminal end,240 mm²
8398 | 1496210000 | KWN-M12/-25 45 | cable lug, terminal end,25 mm²
8399 | 1496720000 | KWPN-M20/-185 90 | cable lug, terminal end,185 mm²
8400 | 1497020000 | KWN-M5/-10 90 | cable lug, terminal end,10 mm²
8401 | 1497210000 | KRN-M12/-6 | cable lug, terminal end,6 mm²
8402 | 1497320000 | KWN-M20/-300 90 | cable lug, terminal end,300 mm²
8403 | 1497420000 | KWPN-M6/-10 90 | cable lug, terminal end,10 mm²
8404 | 1497580000 | KWPN-M12/-35 90 | cable lug, terminal end,35 mm²
8405 | 1497710000 | KWPN-M10/-95 90 | cable lug, terminal end,95 mm²
8406 | 1497730000 | KWPN-M16/-95 90 | cable lug, terminal end,95 mm²
8407 | 1497780000 | KWPN-M20/-120 90 | cable lug, terminal end,120 mm²
8408 | 1497790000 | KWPN-M8/-150 90 | cable lug, terminal end,150 mm²
8409 | 1498790000 | THM MT30X 76/25 WS | THM, Device markers, 25 x 76 mm, white
8410 | 1501070000 | ES EPG 45 AEH 25 | 25mm², Trapezoidal crimp
8411 | 1502090000 | ES APG 80 AEH 120 | 120mm², Trapezoidal crimp
8412 | 1502390000 | APG 80 | 6mm², 400mm²
8413 | 1502440000 | ES APG 80 WM10 | 10mm², WM crimp
8414 | 1502870000 | ES APG 80 DIN 35 | 35mm², Indent crimp
8415 | 1505810000 | HSS 4.2-12.7 EL Y30M | Conductor and cable markers, 4.2 - 12.7 mm, yellow
8416 | 1505870000 | HSS 2.1-6.4 EL W30M | Conductor and cable markers, 2.1 - 6.4 mm, white
8417 | 1505900000 | HSS 6.4-19.1 EL W30M | Conductor and cable markers, 6.4 - 19.1 mm, white
8418 | 1518370000 | KDKS 1PE/LLC 100-250V AC/DC | W-Series, Fuse terminal, Rated cross-section: 4 mm², Screw connection
8419 | 1520970000 | CC 85/27 MC NE GR | ClipCard, Device markers, 27 x 85 mm, grey
8420 | 1529440000 | PDU 2.5/4/4AN SW | Feed-through terminal, PUSH IN, 4 mm², 800 V, 32 A, black
8421 | 1537890000 | WMF 2.5 DI BLZ PE BL | W-Series, Test-disconnect terminal, PE terminal, Rated cross-section: 2.5 mm², Screw connection
8422 | 1542260000 | CRIMPSET PZ 10 HEX D | Assortment crimping tool, Crimping tool: PZ 10 HEX, Stripping tool: STRIPAX, Crimping range, min.: 0.14, Colour code: DIN
8423 | 1542310000 | CRIMPSET PZ 10 SQR T | Assortment crimping tool, Crimping tool: PZ 10 SQR, Stripping tool: STRIPAX, Crimping range, min.: 0.14, Colour code: Miscellaneous
8424 | 1542520000 | DRMKIT 220VDC 4CO LD/PB | D-SERIES DRM, Relay module, Number of contacts: 4, CO contact AgNi flash gold-plated, Rated control voltage: 220 V DC, Continuous current: 5 A, Screw connection, Test button available: Yes
8425 | 1548060000 | APGTB 2.5 2T 4C/2 | Feed-through terminal, PUSH IN, 2.5 mm², 800 V, 24 A, dark beige
8426 | 1548380000 | KOS-PG42 | Sheet holes
8427 | 1548400000 | KOS-M63 | Sheet holes
8428 | 1550340000 | URS 0.34 CA 100-2.5 | Automatic machines, Replacement part
8429 | 1550370000 | LIFI 1.5 CA 100-2.5 | Automatic machines, Replacement part
8430 | 1552690000 | A4C 1.5 | Feed-through terminal, PUSH IN, 1.5 mm², 500 V, 17.5 A, dark beige
8431 | 1552700000 | A4C 1.5 BL | Feed-through terminal, PUSH IN, 1.5 mm², 500 V, 17.5 A, blue
8432 | 1552790000 | A2C 1.5 | Feed-through terminal, PUSH IN, 1.5 mm², 500 V, 17.5 A, dark beige
8433 | 1552820000 | A2C 1.5 BL | Feed-through terminal, PUSH IN, 1.5 mm², 500 V, 17.5 A, blue
8434 | 1552830000 | A2C 1.5 OR | Feed-through terminal, PUSH IN, 1.5 mm², 500 V, 17.5 A, orange
8435 | 1553270000 | SMSE WSH 90/60 MT | Accessories, Busbar, Steel
8436 | 1561960000 | WQB WPD X05/2 | W-Series, Cross-connector, Number of poles: 2
8437 | 1562690000 | HSS-HF 4.8-9.5 EL Y75M | Conductor and cable markers, 4.8 - 9.5 mm, yellow
8438 | 1562700000 | HSS-HF 6.4-12.7 EL Y75M | Conductor and cable markers, 6.4 - 12.7 mm, yellow
8439 | 1562750000 | HSS-HF 1.6-3.2 EL R30M | Conductor and cable markers, 1.6 - 3.2 mm, red
8440 | 1562950000 | HSS-HF 1.6-3.2 EL G30M | Conductor and cable markers, 1.6 - 3.2 mm, green
8441 | 1984570000 | TRS 24VDC 1CO C1D2 | TERMSERIES, Relay module, Number of contacts: 1, CO contact AgNi, Rated control voltage: 24 V DC ±20 %, Continuous current: 6 A, Screw connection, Test button available: No
8442 | 1984580000 | TRS 24VUC 1CO C1D2 | TERMSERIES, Relay module, Number of contacts: 1, CO contact AgNi, Rated control voltage: 24 V UC ±10 %, Continuous current: 6 A, Screw connection, Test button available: No
8443 | 1984650000 | TRS 24-230VUC 1COAUC1D2 | TERMSERIES, Relay module, Number of contacts: 1, CO contact AgNi gold-plated, Rated control voltage: 24?230 V UC ±10 %, Continuous current: 6 A, Screw connection, Test button available: No
8444 | 2003130000 | A4C 2.5 LTGY | Feed-through terminal, PUSH IN, 2.5 mm², 800 V, 24 A, Light Grey
8445 | 2009910000 | SFX 9/40 S MC NE WS V0 | SlimFix X, Conductor and cable markers, 7 - 40 mm, 40 x 13.62 mm, white
8446 | 2009920000 | SFX 9/40 S MC NE GE V0 | SlimFix X, Conductor and cable markers, 7 - 40 mm, 40 x 13.62 mm, yellow
8447 | 2051180000 | A2C 4 | Feed-through terminal, PUSH IN, 4 mm², 800 V, 32 A, dark beige
8448 | 2051220000 | A2C 4 RD | Feed-through terminal, PUSH IN, 4 mm², 800 V, 32 A, red
8449 | 2051250000 | A2C 4 YL | Feed-through terminal, PUSH IN, 4 mm², 800 V, 32 A, yellow
8450 | 2065120000 | ALO 6 BL | Supply terminal, PUSH IN, 6 mm², 800 V, 41 A, blue
8451 | 2152910000 | TRZ 120VAC RC 1CO AGSNO | TERMSERIES, Relay module, Number of contacts: 1, CO contact AgSnO, Rated control voltage: 120 V AC ±10 %, Continuous current: 6 A, Tension-clamp connection, Test button available: No
8452 | 2152920000 | TRS 230VAC RC 1CO AGSNO | TERMSERIES, Relay module, Number of contacts: 1, CO contact AgSnO, Rated control voltage: 230 V AC ±10 %, Continuous current: 6 A, Screw connection, Test button available: No
8453 | 2153560000 | TRZ 60VUC 1CO AGSNO | TERMSERIES, Relay module, Number of contacts: 1, CO contact AgSnO, Rated control voltage: 60 V UC ±10 %, Continuous current: 6 A, Tension-clamp connection, Test button available: No
8454 | 2153570000 | TRS 120VUC 1CO AGSNO | TERMSERIES, Relay module, Number of contacts: 1, CO contact AgSnO, Rated control voltage: 120 V UC ±10 %, Continuous current: 6 A, Screw connection, Test button available: No
8455 | 2153690000 | TRZ 230VUC 1CO AGSNO | TERMSERIES, Relay module, Number of contacts: 1, CO contact AgSnO, Rated control voltage: 230 V UC ±10%, Continuous current: 6 A, Tension-clamp connection, Test button available: No
8456 | 2430040000 | ADT 2.5 2C W/O DTLV BL | PUSH IN, 2.5 mm², 500 V, 20 A, blue
8457 | 2450460000 | RCM330730 | RIDERSERIES RCM, Relay, Number of contacts: 3, CO contact without test button AgNi gold-plated, Rated control voltage: 230 V AC, Continuous current: 10 A, Plug-in connection, Test button available: Yes
8458 | 7760056225 | SLD F 2CO | D-SERIES DRL, Relay socket, Number of contacts: 2, CO contact, Continuous current: 10 A, Screw connection
8459 | 7760056226 | SLD F 3CO | D-SERIES DRL, Relay socket, Number of contacts: 3, CO contact, Continuous current: 10 A, Screw connection
8460 | 7760056235 | SLD CLIP 4CO M | D-SERIES, Retaining clip
8461 | 7760056298 | DRI314048 | D-SERIES DRI, Relay, Number of contacts: 1, CO contact AgSnO, Rated control voltage: 48 V DC, Continuous current: 10 A, Flat blade connections (4.7 mm x 0.5 mm), Test button available: No
8462 | 7760056300 | DRI314524 | D-SERIES DRI, Relay, Number of contacts: 1, CO contact AgSnO, Rated control voltage: 24 V AC, Continuous current: 10 A, Flat blade connections (4.7 mm x 0.5 mm), Test button available: No
8463 | 7760056307 | DRI314524L | D-SERIES DRI, Relay, Number of contacts: 1, CO contact AgSnO, Rated control voltage: 24 V AC, Continuous current: 10 A, Flat blade connections (4.7 mm x 0.5 mm), Test button available: No
8464 | 7760056313 | DRI314110LD | D-SERIES DRI, Relay, Number of contacts: 1, CO contact AgSnO, Rated control voltage: 110 V DC, Continuous current: 10 A, Flat blade connections (4.7 mm x 0.5 mm), Test button available: No
8465 | 7760056317 | DRI314110LTD | D-SERIES DRI, Relay, Number of contacts: 1, CO contact AgSnO, Rated control voltage: 110 V DC, Continuous current: 10 A, Flat blade connections (4.7 mm x 0.5 mm), Test button available: Yes
8466 | 7760056322 | DRI424024 | D-SERIES DRI, Relay, Number of contacts: 2, CO contact AgSnO, Rated control voltage: 24 V DC, Continuous current: 5 A, Flat blade connections (2.5 mm x 0.5 mm), Test button available: No
8467 | 7760056323 | DRI424048 | D-SERIES DRI, Relay, Number of contacts: 2, CO contact AgSnO, Rated control voltage: 48 V DC, Continuous current: 5 A, Flat blade connections (2.5 mm x 0.5 mm), Test button available: No
8468 | 7760056328 | DRI424012L | D-SERIES DRI, Relay, Number of contacts: 2, CO contact AgSnO, Rated control voltage: 12 V DC, Continuous current: 5 A, Flat blade connections (2.5 mm x 0.5 mm), Test button available: No
8469 | 7760056329 | DRI424024L | D-SERIES DRI, Relay, Number of contacts: 2, CO contact AgSnO, Rated control voltage: 24 V DC, Continuous current: 5 A, Flat blade connections (2.5 mm x 0.5 mm), Test button available: No
8470 | 7760056332 | DRI424524L | D-SERIES DRI, Relay, Number of contacts: 2, CO contact AgSnO, Rated control voltage: 24 V AC, Continuous current: 5 A, Flat blade connections (2.5 mm x 0.5 mm), Test button available: No
8471 | 7760056340 | DRI424024LTD | D-SERIES DRI, Relay, Number of contacts: 2, CO contact AgSnO, Rated control voltage: 24 V DC, Continuous current: 5 A, Flat blade connections (2.5 mm x 0.5 mm), Test button available: Yes
8472 | 7760056343 | DRI424524LT | D-SERIES DRI, Relay, Number of contacts: 2, CO contact AgSnO, Rated control voltage: 24 V AC, Continuous current: 5 A, Flat blade connections (2.5 mm x 0.5 mm), Test button available: Yes
8473 | 7760056346 | SDI 1CO ECO | D-SERIES DRI, Relay socket, Number of contacts: 1, CO contact, Continuous current: 12 A, Screw connection
8474 | 7760056349 | SDI 2CO F ECO | D-SERIES DRI, Relay socket, Number of contacts: 2, CO contact, Continuous current: 8 A, Screw connection
8475 | 7760056351 | SDI 2CO | D-SERIES DRI, Relay socket, Number of contacts: 2, CO contact, Continuous current: 8 A, Screw connection
8476 | 7760056352 | SDI CLIP | D-SERIES DRI, Retaining clip
8477 | 7760056345 | DRI424730LT | D-SERIES DRI, Relay, Number of contacts: 2, CO contact AgSnO, Rated control voltage: 230 V AC, Continuous current: 5 A, Flat blade connections (2.5 mm x 0.5 mm), Test button available: Yes
8478 | 1193450000 | WTR 4/ZZ BL | Test-disconnect terminal, Screw connection, 4 mm², 500 V, 27 A, Pivoting, blue
8479 | 1208870000 | HTX-IE-POF | Pressing tool
8480 | 1218410000 | RCIKIT 24VDC 2CO LD/FG | RIDERSERIES FG, Relay module with positively driven contacts, Number of contacts: 2, CO contacts forcibily guided (EN 61810-3 type B) AgCuNi, Rated control voltage: 24 V DC ±10 %, Continuous current: 6 A, Screw connection, Test button available: No
8481 | 1283470000 | TS END CAP 35X7.5 | Accessories, Cover cap, End plate, Polypropylene
8482 | 1292870000 | CTN 25 D5 ZERT | Pressing tool, Crimping tool for contacts, 10mm², 25mm², Hexagonal crimp
8483 | 1295550000 | ZT 2.5/2AN/1 BL | Z-series, Feed-through terminal, Rated cross-section: 2.5 mm², Tension-clamp connection
8484 | 1307670000 | THM EL VIN 15 WS 2L 30M | THM, Device markers, 15 x , white
8485 | 1314510000 | HUEHABA 0.34 CA 100 C | Accessories, Replacement part
8486 | 1315850000 | ZSI 2.5/LD 120AC RT | Z-series, Fuse terminal, Rated cross-section: 2.5 mm², Tension-clamp connection, Direct mounting
8487 | 1338670000 | PJ ADV TNTK INK M | Marking systems, Ink tank, Magenta
8488 | 1338680000 | PJ ADV TNTK INK C | Marking systems, Ink tank, Cyan
8489 | 1338720000 | PJ ADV TNTK INK SET | Marking systems, Ink tank, yellow, black, Cyan, Magenta
8490 | 1345330000 | TOP CASE | Assortment box
8491 | 1346330000 | ESG 6.6/11 BHZ 5.00 SDR | ESG, Device markers x 11 mm, PA 66, Colour: To customer specification
8492 | 1354790000 | VSSC6TRSL24VAC/DC0.5A | Surge protection for instrumentation and control, Surge protection for measurement and control, UP(L/N-PE) 150 V
8493 | 1356790000 | ZP 4/1AN ZA BL | Z-series, Plug-in connector, Direct mounting
8494 | 1357440000 | WMF 2.5 DI BLZ PE STB | W-Series, Test-disconnect terminal, PE terminal, Rated cross-section: 2.5 mm², Screw connection
8495 | 1361900000 | WTR 4/ZZ RT | Test-disconnect terminal, Screw connection, 4 mm², 500 V, 27 A, Pivoting, red
8496 | 1367460000 | ASK 1/EN LD 1D230VAC GR | SAK Series, Fuse terminal, Rated cross-section: 4 mm², Screw connection
8497 | 1381900000 | TRS 24VDC ACT | TERMSERIES, Relay module, Number of contacts: 1, NO contact AgNi, Rated control voltage: 24 V DC ±20 %, Continuous current: 6 A, Screw connection, Test button available: No
8498 | 1382930000 | THM WO VIN 17.8/34 WS | THM, Conductor and cable markers, 4.4 - 6.7 mm, 17.8 x 34 mm, white
8499 | 1389250000 | TW PRV16 SDR | P-series, Partition plate, grey, 2 mm, Customer-specific printing
8500 | 1390350000 | ZQV 1.5N/R6.4/10 BL | TERMSERIES, Cross-connector
8501 | 1390400000 | CC-M 18/52 2X3 AL | MetalliCard, Device markers, 18 x 52 mm, silver
8502 | 1391690000 | TOZ 24VDC ACT | TERMSERIES, Solid-state relay, 1 NO contact (MOS-FET), Rated control voltage: 24 V DC ±20 % , Rated switching voltage: 3...33 V DC, Continuous current: 2 A, Tension-clamp connection
8503 | 1393410000 | WDU 35N IR | Feed-through terminal, Screw connection, 35 mm², 500 V, 125 A, dark beige
8504 | 1394040000 | ZDK 2.5-2/4AN | Double-tier terminal, Tension-clamp connection, 2.5 mm², 800 V, 22 A, beige
8505 | 1394810000 | SL 7.50/02/180B 3.2SN BK BX | PCB plug-in connector, male header, Dovetails for fixing blocks, THT solder connection, 7.50 mm, Number of poles: 2, 180°, Solder pin length (l): 3.2 mm, black, Box
8506 | 1403090000 | KLBUE 4-13.5 RC TS35 | Clamping yoke, Clamping yoke, PA 66 GF 30
8507 | 1420790000 | BLF 7.50HP/10/180LR SN BK BX | PCB plug-in connector, female plug, Pitch in mm (P): 7.50 mm, Number of poles: 10, Box
8508 | 1425620000 | LMFS 5.00/09/180 3.5SN BK BX | Printed circuit board terminals, 5.00 mm, Number of poles: 9, 180°, Solder pin length (l): 3.5 mm, tinned, black, PUSH IN without actuator, Clamping range, max. : 2.5 mm², Box
8509 | 1425630000 | LMFS 5.00/10/180 3.5SN BK BX | Printed circuit board terminals, 5.00 mm, Number of poles: 10, 180°, Solder pin length (l): 3.5 mm, tinned, black, PUSH IN without actuator, Clamping range, max. : 2.5 mm², Box
8510 | 1425650000 | LMFS 5.00/12/180 3.5SN BK BX | Printed circuit board terminals, 5.00 mm, Number of poles: 12, 180°, Solder pin length (l): 3.5 mm, tinned, black, PUSH IN without actuator, Clamping range, max. : 2.5 mm², Box
8511 | 1425690000 | LMFS 5.00/16/180 3.5SN BK BX | Printed circuit board terminals, 5.00 mm, Number of poles: 16, 180°, Solder pin length (l): 3.5 mm, tinned, black, PUSH IN without actuator, Clamping range, max. : 2.5 mm², Box
8512 | 1425730000 | LMFS 5.00/19/180 3.5SN BK BX | Printed circuit board terminals, 5.00 mm, Number of poles: 19, 180°, Solder pin length (l): 3.5 mm, tinned, black, PUSH IN without actuator, Clamping range, max. : 2.5 mm², Box
8513 | 1425740000 | LMFS 5.00/20/180 3.5SN BK BX | Printed circuit board terminals, 5.00 mm, Number of poles: 20, 180°, Solder pin length (l): 3.5 mm, tinned, black, PUSH IN without actuator, Clamping range, max. : 2.5 mm², Box
8514 | 1425760000 | LMFS 5.00/22/180 3.5SN BK BX | Printed circuit board terminals, 5.00 mm, Number of poles: 22, 180°, Solder pin length (l): 3.5 mm, tinned, black, PUSH IN without actuator, Clamping range, max. : 2.5 mm², Box
8515 | 1425770000 | LMFS 5.00/23/180 3.5SN BK BX | Printed circuit board terminals, 5.00 mm, Number of poles: 23, 180°, Solder pin length (l): 3.5 mm, tinned, black, PUSH IN without actuator, Clamping range, max. : 2.5 mm², Box
8516 | 1426060000 | LMF 5.08/02/180 3.5SN BK BX | Printed circuit board terminals, 5.08 mm, Number of poles: 2, 180°, Solder pin length (l): 3.5 mm, tinned, black, PUSH IN with actuator, Clamping range, max. : 2.5 mm², Box
8517 | 1426170000 | LMF 5.08/12/180 3.5SN BK BX | Printed circuit board terminals, 5.08 mm, Number of poles: 12, 180°, Solder pin length (l): 3.5 mm, tinned, black, PUSH IN with actuator, Clamping range, max. : 2.5 mm², Box
8518 | 1426190000 | LMF 5.08/14/180 3.5SN BK BX | Printed circuit board terminals, 5.08 mm, Number of poles: 14, 180°, Solder pin length (l): 3.5 mm, tinned, black, PUSH IN with actuator, Clamping range, max. : 2.5 mm², Box
8519 | 1426200000 | LMF 5.08/15/180 3.5SN BK BX | Printed circuit board terminals, 5.08 mm, Number of poles: 15, 180°, Solder pin length (l): 3.5 mm, tinned, black, PUSH IN with actuator, Clamping range, max. : 2.5 mm², Box
8520 | 1426280000 | LMF 5.08/22/180 3.5SN BK BX | Printed circuit board terminals, 5.08 mm, Number of poles: 22, 180°, Solder pin length (l): 3.5 mm, tinned, black, PUSH IN with actuator, Clamping range, max. : 2.5 mm², Box
8521 | 1426310000 | LMF 5.08/24/180 3.5SN BK BX | Printed circuit board terminals, 5.08 mm, Number of poles: 24, 180°, Solder pin length (l): 3.5 mm, tinned, black, PUSH IN with actuator, Clamping range, max. : 2.5 mm², Box
8522 | 1426590000 | LMFS 5.08/04/180 3.5SN BK BX | Printed circuit board terminals, 5.08 mm, Number of poles: 4, 180°, Solder pin length (l): 3.5 mm, tinned, black, PUSH IN without actuator, Clamping range, max. : 2.5 mm², Box
8523 | 1426610000 | LMFS 5.08/05/180 3.5SN BK BX | Printed circuit board terminals, 5.08 mm, Number of poles: 5, 180°, Solder pin length (l): 3.5 mm, tinned, black, PUSH IN without actuator, Clamping range, max. : 2.5 mm², Box
8524 | 1426620000 | LMFS 5.08/06/180 3.5SN BK BX | Printed circuit board terminals, 5.08 mm, Number of poles: 6, 180°, Solder pin length (l): 3.5 mm, tinned, black, PUSH IN without actuator, Clamping range, max. : 2.5 mm², Box
8525 | 1426650000 | LMFS 5.08/09/180 3.5SN BK BX | Printed circuit board terminals, 5.08 mm, Number of poles: 9, 180°, Solder pin length (l): 3.5 mm, tinned, black, PUSH IN without actuator, Clamping range, max. : 2.5 mm², Box
8526 | 1426670000 | LMFS 5.08/11/180 3.5SN BK BX | Printed circuit board terminals, 5.08 mm, Number of poles: 11, 180°, Solder pin length (l): 3.5 mm, tinned, black, PUSH IN without actuator, Clamping range, max. : 2.5 mm², Box
8527 | 1426680000 | LMFS 5.08/12/180 3.5SN BK BX | Printed circuit board terminals, 5.08 mm, Number of poles: 12, 180°, Solder pin length (l): 3.5 mm, tinned, black, PUSH IN without actuator, Clamping range, max. : 2.5 mm², Box
8528 | 1426730000 | LMFS 5.08/16/180 3.5SN BK BX | Printed circuit board terminals, 5.08 mm, Number of poles: 16, 180°, Solder pin length (l): 3.5 mm, tinned, black, PUSH IN without actuator, Clamping range, max. : 2.5 mm², Box
8529 | 1426750000 | LMFS 5.08/18/180 3.5SN BK BX | Printed circuit board terminals, 5.08 mm, Number of poles: 18, 180°, Solder pin length (l): 3.5 mm, tinned, black, PUSH IN without actuator, Clamping range, max. : 2.5 mm², Box
8530 | 1426760000 | LMFS 5.08/19/180 3.5SN BK BX | Printed circuit board terminals, 5.08 mm, Number of poles: 19, 180°, Solder pin length (l): 3.5 mm, tinned, black, PUSH IN without actuator, Clamping range, max. : 2.5 mm², Box
8531 | 1426810000 | LMFS 5.08/23/180 3.5SN BK BX | Printed circuit board terminals, 5.08 mm, Number of poles: 23, 180°, Solder pin length (l): 3.5 mm, tinned, black, PUSH IN without actuator, Clamping range, max. : 2.5 mm², Box
8532 | 1427310000 | LMF 5.00/04/180 3.5SN BK BX | Printed circuit board terminals, 5.00 mm, Number of poles: 4, 180°, Solder pin length (l): 3.5 mm, tinned, black, PUSH IN with actuator, Clamping range, max. : 2.5 mm², Box
8533 | 1427320000 | LMF 5.00/08/180 3.5SN BK BX | Printed circuit board terminals, 5.00 mm, Number of poles: 8, 180°, Solder pin length (l): 3.5 mm, tinned, black, PUSH IN with actuator, Clamping range, max. : 2.5 mm², Box
8534 | 1427330000 | LMF 5.00/07/180 3.5SN BK BX | Printed circuit board terminals, 5.00 mm, Number of poles: 11, 180°, Solder pin length (l): 3.5 mm, tinned, black, PUSH IN with actuator, Clamping range, max. : 2.5 mm², Box
8535 | 1427350000 | SL-SMT 3.50/02/90RF 3.2SN BK BX | PCB plug-in connector, male header, Clip-on flange, THT/THR solder connection, 3.50 mm, Number of poles: 2, 90°, Solder pin length (l): 3.2 mm, tinned, black, Box
8536 | 1451120000 | CH20M22 S PSCSC GGY 2019 | Modular housing, OMNIMATE Housing - series CH20M Graphite grey, Width: 22.5 mm
8537 | 1454780000 | FESA CF L/LS V1 | Automatic machines, Replacement part
8538 | 1454800000 | FESA TPE CF UNI | Automatic machines, Replacement part
8539 | 1463810000 | THM EL VIN 25 GE 30M | THM, Device markers, 25 x , yellow
8540 | 1463870000 | CC-M 27/18 2X3 AL | MetalliCard, Device markers, 26.8 x 18 mm, silver
8541 | 1468880000 | STRIPAX ULTIMATE | Tools, Stripping and cutting tool
8542 | 1476050000 | H1,5/16 R BD GSP | Wire-end ferrule, Standard, 12 mm, 10 mm, red
8543 | 1476060000 | H2,5/16D BL BD GSP | Wire-end ferrule, Standard, 12 mm, 10 mm, blue
8544 | 1476900000 | HUEHABA 0,75 CA 100-2.5 | Accessories, Replacement part
8545 | 1479090000 | DMS PRO SET | Mounting tool
8546 | 1479120000 | DMS PRO | Mounting tool
8547 | 1479670000 | TRS 12VDC 1CO 16A | TERMSERIES, Relay module, Number of contacts: 1, CO contact AgNi, Rated control voltage: 12 V DC ±20 %, Continuous current: 16 A, Screw connection, Test button available: No
8548 | 1479680000 | TRS 24VDC 1CO 16A | TERMSERIES, Relay module, Number of contacts: 1, CO contact AgNi, Rated control voltage: 24 V DC ±20 %, Continuous current: 16 A, Screw connection, Test button available: No
8549 | 1479710000 | TRS 60VUC 1CO 16A | TERMSERIES, Relay module, Number of contacts: 1, CO contact AgNi, Rated control voltage: 60 V UC ±10 %, Continuous current: 16 A, Screw connection, Test button available: No
8550 | 1479810000 | TRS 24VDC 1NO HCP | TERMSERIES, Relay module, Number of contacts: 1, NO contact AgSnO + W, Rated control voltage: 24 V DC ±20 %, Continuous current: 16 A, Screw connection, Test button available: No
8551 | 1479820000 | TRZ 12VDC 1CO 16A | TERMSERIES, Relay module, Number of contacts: 1, CO contact AgNi, Rated control voltage: 12 V DC ±20 %, Continuous current: 16 A, Tension-clamp connection, Test button available: No
8552 | 1479830000 | TRS 24-230VUC 1NO HCP | TERMSERIES, Relay module, Number of contacts: 1, NO contact AgSnO + W, Rated control voltage: 24?230 V UC ±10 %, Continuous current: 16 A, Screw connection, Test button available: No
8553 | 1479910000 | TRZ 120VAC RC 1CO 16A | TERMSERIES, Relay module, Number of contacts: 1, CO contact AgNi, Rated control voltage: 120 V AC ±10 %, Continuous current: 16 A, Tension-clamp connection, Test button available: No
8554 | 1479940000 | TRZ 24VDC 1NO HC | TERMSERIES, Relay module, Number of contacts: 1, NO contact AgSnO, Rated control voltage: 24 V DC ±20 %, Continuous current: 16 A, Tension-clamp connection, Test button available: No
8555 | 1479950000 | TRZ 24-230VUC 1NO HC | TERMSERIES, Relay module, Number of contacts: 1, NO contact AgSnO, Rated control voltage: 24?230 V UC ±10 %, Continuous current: 16 A, Tension-clamp connection, Test button available: No
8556 | 1479970000 | TRZ 24VDC 1NO HCP | TERMSERIES, Relay module, Number of contacts: 1, NO contact AgSnO + W, Rated control voltage: 24 V DC ±20 %, Continuous current: 16 A, Tension-clamp connection, Test button available: No
8557 | 1479980000 | TRZ 24-230VUC 1NO HCP | TERMSERIES, Relay module, Number of contacts: 1, NO contact AgSnO + W, Rated control voltage: 24?230 V UC ±10 %, Continuous current: 16 A, Tension-clamp connection, Test button available: No
8558 | 1483780000 | CC-M 10/30 2X2.5 AL | MetalliCard, Device markers, 10 x 30 mm, silver
8559 | 1492950000 | VPLN/-95 | cable lug, terminal end,95 mm²,95 mm²
8560 | 1493040000 | VSTN/16 | cable lug, terminal end,16 mm²,16 mm²
8561 | 1493050000 | VSTN/25 | cable lug, terminal end,25 mm²,25 mm²
8562 | 1493490000 | KQN-M16/-25 | cable lug, terminal end,25 mm²
8563 | 1493520000 | KQN-M20/-35 | cable lug, terminal end,35 mm²
8564 | 1493560000 | KQNG-M4/S/-1 | cable lug, terminal end,0.5 mm² - 1 mm²
8565 | 1493680000 | KQN-M3/-0,5 | cable lug, terminal end,0.1 mm² - 0.5 mm²
8566 | 1493690000 | KQN-M4/-0,5 | cable lug, terminal end,0.1 mm² - 0.5 mm²
8567 | 1493720000 | KQN-M2/-1 | cable lug, terminal end,0.5 mm² - 1 mm²
8568 | 1493750000 | KQN-M3,5/-1 | cable lug, terminal end,0.5 mm² - 1 mm²
8569 | 1493810000 | KQN-M8/-1 | cable lug, terminal end,0.5 mm² - 1 mm²
8570 | 1493830000 | KQN-M3,5/-2,5 | cable lug, terminal end,1.5 mm² - 2.5 mm²
8571 | 1493890000 | KQN-M5/-2,5 | cable lug, terminal end,1.5 mm² - 2.5 mm²
8572 | 1493930000 | KQN-M10/-2,5 | cable lug, terminal end,1.5 mm² - 2.5 mm²
8573 | 1493980000 | KQN-M8/-6 | cable lug, terminal end,4 mm² - 6 mm²
8574 | 1494010000 | KQN-M4/-10 | cable lug, terminal end,10 mm²
8575 | 1494090000 | KQN-M8/-16 | cable lug, terminal end,16 mm²
8576 | 1494160000 | KQN-M12/-25 | cable lug, terminal end,25 mm²
8577 | 1494170000 | KQN-M6/-35 | cable lug, terminal end,35 mm²
8578 | 1494390000 | KRN-M12/-300 S | cable lug, terminal end,300 mm²
8579 | 1494450000 | KWN-M10/-120 90 | cable lug, terminal end,120 mm²
8580 | 1494500000 | KWN-M10/150 90 | cable lug, terminal end,150 mm²
8581 | 1494530000 | KWN-M20/-150 90 | cable lug, terminal end,150 mm²
8582 | 1494720000 | VSTN/-6 | cable lug, terminal end,6 mm²,6 mm²
8583 | 1494880000 | KRN-M12/-70 S | cable lug, terminal end,70 mm²
8584 | 1494910000 | KRN-M12/-95 S | cable lug, terminal end,95 mm²
8585 | 1494930000 | KRN-M12/-120 S | cable lug, terminal end,120 mm²
8586 | 1494970000 | KRN-M12/-150 S | cable lug, terminal end,150 mm²
8587 | 1495070000 | KRN-M5/-1,5 | cable lug, terminal end,1 mm² - 1.5 mm²
8588 | 1495080000 | KRN-M6/-1,5 | cable lug, terminal end,1 mm² - 1.5 mm²
8589 | 1495090000 | KRN-M4/-2,5 | cable lug, terminal end,2.5 mm²
8590 | 1495130000 | KRN-M4/-4 | cable lug, terminal end,4 mm²
8591 | 1495140000 | KRN-M5/-4 | cable lug, terminal end,4 mm²
8592 | 1495170000 | KRN-M8/-4 | cable lug, terminal end,4 mm²
8593 | 1495190000 | KWN-M4/-0,75 90 | cable lug, terminal end,0.5 mm² - 0.75 mm²
8594 | 1495220000 | KWN-M4/-1,5 90 | cable lug, terminal end,1 mm² - 1.5 mm²
8595 | 1495230000 | KWN-M5/-1,5 90 | cable lug, terminal end,1 mm² - 1.5 mm²
8596 | 1495240000 | KWN-M6/-1,5 90 | cable lug, terminal end,1 mm² - 1.5 mm²
8597 | 1495250000 | KWN-M4/-2,5 90 | cable lug, terminal end,2.5 mm²
8598 | 1495300000 | KWN-M4/-4 90 | cable lug, terminal end,4 mm²
8599 | 1495330000 | KWN-M8/-4 90 | cable lug, terminal end,4 mm²
8600 | 1495350000 | KWN-M12/-185 45 | cable lug, terminal end,185 mm²
8601 | 1495390000 | KWN-M10/-240 45 | cable lug, terminal end,240 mm²
8602 | 1495480000 | KRN-M8/-240 | cable lug, terminal end,240 mm²
8603 | 1495540000 | KRN-M12/-300 | cable lug, terminal end,300 mm²
8604 | 1495630000 | KRN-M16/-95 | cable lug, terminal end,95 mm²
8605 | 1495680000 | KRN-M16/-120 | cable lug, terminal end,120 mm²
8606 | 1495740000 | KRN-M20/-150 | cable lug, terminal end,150 mm²
8607 | 1495770000 | KRN-M14/-70 | cable lug, terminal end,70 mm²
8608 | 1495790000 | KRN-M8/-120 | cable lug, terminal end,120 mm²
8609 | 1495800000 | KRN-M14/-120 | cable lug, terminal end,120 mm²
8610 | 1495920000 | KWN-M8/-35 90 | cable lug, terminal end,35 mm²
8611 | 1495940000 | KWN-M12/-35 90 | cable lug, terminal end,35 mm²
8612 | 1495990000 | KWN-M12/-50 90 | cable lug, terminal end,50 mm²
8613 | 1496050000 | KWN-M16/-70 90 | cable lug, terminal end,70 mm²
8614 | 1496090000 | KWN-M10/-95 90 | cable lug, terminal end,95 mm²
8615 | 1496140000 | KWN-M8/-6 90 | cable lug, terminal end,6 mm²
8616 | 1496270000 | KWN-M6/-50 45 | cable lug, terminal end,50 mm²
8617 | 1496350000 | KWN-M10/-95 45 | cable lug, terminal end,95 mm²
8618 | 1496440000 | KWN-M10/-150 45 | cable lug, terminal end,150 mm²
8619 | 1496490000 | KRN-M6/-25 | cable lug, terminal end,25 mm²
8620 | 1496630000 | KRN-M16/-50 | cable lug, terminal end,50 mm²
8621 | 1496730000 | KWPN-M12/-240 90 | cable lug, terminal end,240 mm²
8622 | 1496810000 | KWN-M5/-10 45 | cable lug, terminal end,10 mm²
8623 | 1496820000 | KWN-M6/-10 45 | cable lug, terminal end,10 mm²
8624 | 1496870000 | KWN-M6/-16 45 | cable lug, terminal end,16 mm²
8625 | 1497350000 | VSTN/-2,5 | cable lug, terminal end,2.5 mm²,2.5 mm²
8626 | 1497400000 | VSTN/-240 | cable lug, terminal end,240 mm²,240 mm²
8627 | 1497410000 | VSTN/-300 | cable lug, terminal end,300 mm²,300 mm²
8628 | 1497490000 | KWPN-M6/-25 90 | cable lug, terminal end,25 mm²
8629 | 1497510000 | KWPN-M8/-25 90 | cable lug, terminal end,25 mm²
8630 | 1497550000 | KWPN-M8/-35 90 | cable lug, terminal end,35 mm²
8631 | 1497610000 | KWPN-M10/-50 90 | cable lug, terminal end,50 mm²
8632 | 1497620000 | KWPN-M12/-50 90 | cable lug, terminal end,50 mm²
8633 | 1497640000 | KWPN-M8/-70 90 | cable lug, terminal end,70 mm²
8634 | 1497690000 | KWPN-M8/-95 90 | cable lug, terminal end,95 mm²
8635 | 1497890000 | KP-M8/-10 | cable lug, terminal end,10 mm²
8636 | 1497930000 | KP-M6/-16 | cable lug, terminal end,16 mm²
8637 | 1497940000 | KP-M8/-16 | cable lug, terminal end,16 mm²
8638 | 1498010000 | KP-M16/-25 | cable lug, terminal end,25 mm²
8639 | 1498140000 | KP-M10/-70 | cable lug, terminal end,70 mm²
8640 | 1498160000 | KP-M16/-70 | cable lug, terminal end,70 mm²
8641 | 1498230000 | KP-M20/-95 | cable lug, terminal end,95 mm²
8642 | 1498240000 | KP-M10/-120 | cable lug, terminal end,120 mm²
8643 | 1498310000 | KP-M10/-150 | cable lug, terminal end,150 mm²
8644 | 1498320000 | KP-M12/-150 | cable lug, terminal end,150 mm²
8645 | 1498360000 | KP-M12/-185 | cable lug, terminal end,185 mm²
8646 | 1498370000 | KP-M16/-185 | cable lug, terminal end,185 mm²
8647 | 1498410000 | KP-M12/-240 | cable lug, terminal end,240 mm²
8648 | 1498440000 | KP-M10/-300 | cable lug, terminal end,300 mm²
8649 | 1498450000 | KP-M12/-300 | cable lug, terminal end,300 mm²
8650 | 1498470000 | KP-M20/-300 | cable lug, terminal end,300 mm²
8651 | 1498480000 | KP-M8/-120 | cable lug, terminal end,120 mm²
8652 | 1498560000 | KP-M14/-70 | cable lug, terminal end,70 mm²
8653 | 1498580000 | KP-M14/-150 | cable lug, terminal end,150 mm²
8654 | 1498590000 | KP-M14/-185 | cable lug, terminal end,185 mm²
8655 | 1498630000 | VPN/-16 | cable lug, terminal end,16 mm²,16 mm²
8656 | 1498680000 | VPN/-95 | cable lug, terminal end,95 mm²,95 mm²
8657 | 1498710000 | VPN/-150 | cable lug, terminal end,150 mm²,150 mm²
8658 | 1498730000 | VPN/-240 | cable lug, terminal end,240 mm²,240 mm²
8659 | 1500240000 | SFX-M 12/40-5 ST | MetalliCard, Conductor and cable markers, 7 - 40 mm, 40 x 12 mm, silver
8660 | 1500440000 | PZ RK 6/70 | 6mm², 70mm²
8661 | 1500980000 | ES EPG 45 HEX 95 | Hexagonal crimp
8662 | 1500990000 | ES EPG 45 HEX 120 | Hexagonal crimp
8663 | 1501290000 | ES EPG 45 DIN 6 | 6mm², Indent crimp
8664 | 1501320000 | ES EPG 45 DIN 10 | 10mm², Indent crimp
8665 | 1501330000 | ES EPG 45 DIN 16 | 16mm², Indent crimp
8666 | 1501350000 | ES EPG 45 DIN 35 | 35mm², Indent crimp
8667 | 1501370000 | ES EPG 45 DIN 50 | 50mm², Indent crimp
8668 | 1502490000 | ES APG 80 WM 35 | 35mm², WM crimp
8669 | 1505070000 | BLZP 5.08HC/08/180 SN GY BX | PCB plug-in connector, female plug, 5.08 mm, Number of poles: 8, 180°, Clamping yoke connection, Clamping range, max. : 4 mm², Box
8670 | 1505180000 | CC-M 43/70 AL SDR | MetalliCard, Device markers, 43 x 70 mm, silver
8671 | 1507070000 | TM 202/23 V0 | TM, Socket x 5 mm, PVC, Colour: Transparent, Conductor O.D.: 2 - 4 mm
8672 | 1513170000 | HSS-HF 2.4-4.8 EL Y30M | Conductor and cable markers, 2.4 - 4.8 mm, yellow
8673 | 1513200000 | HSS-HF 6.4-12.7 EL Y30M | Conductor and cable markers, 6.4 - 12.7 mm, yellow
8674 | 1513280000 | HSS-HF 3.2-6.4 EL W30M | Conductor and cable markers, 3.2 - 6.4 mm, white
8675 | 1520940000 | CC 85/27 MC NE GE | ClipCard, Device markers, 27 x 85 mm, yellow
8676 | 1521690000 | A4C 2.5 | Feed-through terminal, PUSH IN, 2.5 mm², 800 V, 24 A, dark beige
8677 | 1521700000 | A4C 2.5 BL | Feed-through terminal, PUSH IN, 2.5 mm², 800 V, 24 A, blue
8678 | 1521710000 | A4C 2.5 RD | Feed-through terminal, PUSH IN, 2.5 mm², 800 V, 24 A, red
8679 | 1521780000 | A3C 2.5 BL | Feed-through terminal, PUSH IN, 2.5 mm², 800 V, 24 A, blue
8680 | 1521830000 | A3C 2.5 OR | Feed-through terminal, PUSH IN, 2.5 mm², 800 V, 24 A, orange
8681 | 1521880000 | A2C 2.5 BL | Feed-through terminal, PUSH IN, 2.5 mm², 800, 24 A, blue
8682 | 1521920000 | A3C 2.5 BK | Feed-through terminal, PUSH IN, 2.5 mm², 800 V, 24 A, black
8683 | 1984070000 | RCL314110W | TERMSERIES, Relay, Number of contacts: 1, CO contact AgNi, Rated control voltage: 110 V DC, Continuous current: 16 A, Plug-in connection, Test button available: No
8684 | 1988170000 | AAP11 1.5 LI BL | Modular distribution terminals, PUSH IN, 1.5 mm², 500 V, 17.5 A, dark beige
8685 | 1988240000 | AAP14 10 FE-LO | Supply terminal, PUSH IN, 10 mm², 500 V, 57 A, dark beige
8686 | 1988250000 | AAP14 10 LO-LO | Supply terminal, PUSH IN, 10 mm², 500 V, 57 A, dark beige
8687 | 1989310000 | PZ 10 SQR ZERT | 0.14mm², 10mm², Square crimp
8688 | 1989810000 | ADT 2.5 2C BL | Test-disconnect terminal, PUSH IN, 2.5 mm², 500 V, 20 A, blue
8689 | 1989830000 | ADT 2.5 3C | Test-disconnect terminal, PUSH IN, 2.5 mm², 500 V, 20 A, dark beige
8690 | 1989840000 | ADT 2.5 3C BL | Test-disconnect terminal, PUSH IN, 2.5 mm², 500 V, 20 A, blue
8691 | 1989860000 | ADT 2.5 4C | Test-disconnect terminal, PUSH IN, 2.5 mm², 500 V, 20 A, dark beige
8692 | 1989870000 | ADT 2.5 4C BL | Test-disconnect terminal, PUSH IN, 2.5 mm², 500 V, 20 A, blue
8693 | 1989910000 | A2C 2.5 /DT/FS BL | Feed-through terminal, PUSH IN, 2.5 mm², 800 V, 24 A, blue
8694 | 1989930000 | ADT 2.5 2C W/O DTLV | Test-disconnect terminal, PUSH IN, 2.5 mm², 500 V, 20 A, dark beige
8695 | 1991920000 | AEB 35 SC/1 | A-series, End bracket
8696 | 1992260000 | AIO21 1.5 SI | Initiator/actuator terminal, PUSH IN, 1.5 mm², 250 V, 13.5 A, dark beige
8697 | 2007330000 | AIMESA VRM 0,78 | Accessories, Set of cutters
8698 | 2007760000 | WS 10/3.5 PLUS MC SDR | WS, Terminal marker, 10 x 3.5 mm, Pitch in mm (P): 3.50 Weidmueller, To customer specification
8699 | 2007770000 | WS 10/5 M PLUS MC SDR | WS, Terminal marker, 10 x 5 mm, Pitch in mm (P): 5.00 Weidmueller, Allen-Bradley, To customer specification
8700 | 1105550000 | THM EL VIN 24 WS 3L 30M | THM, Device markers, 24 x , white
8701 | 1107340000 | TABPACK FLAG 54/8 WS | Device markers, Device markers, 8 x 54 mm, white
8702 | 1107790000 | WP4/1AN/1 | W-Series, Plug-in connector
8703 | 1109130000 | THM WO 24.5/62 WS | THM, Conductor and cable markers, 6.1 - 13.7 mm, 24.5 x 62 mm, white
8704 | 1109180000 | THM WO 50.8/150 GE | THM, Conductor and cable markers, 8.1 - 39.7 mm, 50.8 x 150 mm, yellow
8705 | 1112950000 | WAD 8 MC NE GE | Group markers, Cover, 33.3 x 8 mm, Pitch in mm (P): 8.00 yellow
8706 | 1114720000 | WDU 4/ZZ BL | Feed-through terminal, Screw connection, 4 mm², 800 V, 32 A, blue
8707 | 1116540000 | HDC-C-HE-SM4.65AU | Heavy-duty connectors, Crimp contact, HE, HEE, HQ, MixMate, Pin, Conductor cross-section, max.: 4.65, turned, Copper alloy
8708 | 1119810000 | WSI 6/2/LD 30-70V LLC | W-Series, Fuse terminal, Rated cross-section: 6 mm², Screw connection
8709 | 1121120000 | ZDU 6-2/D+ | Z-series, Component terminal, Feed-through terminal, Rated cross-section: 6 mm², Tension-clamp connection
8710 | 1121740000 | PS_ZQV | Accessories, Test plug
8711 | 1122750000 | TRS 12VDC 1CO | TERMSERIES, Relay module, Number of contacts: 1, CO contact AgNi, Rated control voltage: 12 V DC ±20 %, Continuous current: 6 A, Screw connection, Test button available: No
8712 | 1122770000 | TRS 24VDC 1CO | TERMSERIES, Relay module, Number of contacts: 1, CO contact AgNi, Rated control voltage: 24 V DC ±20 %, Continuous current: 6 A, Screw connection, Test button available: No
8713 | 1122780000 | TRS 24VUC 1CO | TERMSERIES, Relay module, Number of contacts: 1, CO contact AgNi, Rated control voltage: 24 V UC ±10 %, Continuous current: 6 A, Screw connection, Test button available: No
8714 | 1122790000 | TRS 48VUC 1CO | TERMSERIES, Relay module, Number of contacts: 1, CO contact AgNi, Rated control voltage: 48 V UC ±10 %, Continuous current: 6 A, Screw connection, Test button available: No
8715 | 1122830000 | TRS 120VAC RC 1CO | TERMSERIES, Relay module, Number of contacts: 1, CO contact AgNi, Rated control voltage: 120 V AC ±10 %, Continuous current: 6 A, Screw connection, Test button available: No
8716 | 1122840000 | TRS 230VAC RC 1CO | TERMSERIES, Relay module, Number of contacts: 1, CO contact AgNi, Rated control voltage: 230 V AC ±10 %, Continuous current: 6 A, Screw connection, Test button available: No
8717 | 1122850000 | TRS 24-230VUC 1CO | TERMSERIES, Relay module, Number of contacts: 1, CO contact AgNi, Rated control voltage: 24?230 V UC ±10 %, Continuous current: 6 A, Screw connection, Test button available: No
8718 | 1122860000 | TRZ 5VDC 1CO | TERMSERIES, Relay module, Number of contacts: 1, CO contact AgNi, Rated control voltage: 5 V DC ±20 %, Continuous current: 6 A, Tension-clamp connection, Test button available: No
8719 | 1122900000 | TRZ 48VUC 1CO | TERMSERIES, Relay module, Number of contacts: 1, CO contact AgNi, Rated control voltage: 48 V UC ±10 %, Continuous current: 6 A, Tension-clamp connection, Test button available: No
8720 | 1122920000 | TRZ 120VUC 1CO | TERMSERIES, Relay module, Number of contacts: 1, CO contact AgNi, Rated control voltage: 120 V UC ±10 %, Continuous current: 6 A, Tension-clamp connection, Test button available: No
8721 | 1122930000 | TRZ 230VUC 1CO | TERMSERIES, Relay module, Number of contacts: 1, CO contact AgNi, Rated control voltage: 230 V UC ±10%, Continuous current: 6 A, Tension-clamp connection, Test button available: No
8722 | 1122950000 | TRZ 230VAC RC 1CO | TERMSERIES, Relay module, Number of contacts: 1, CO contact AgNi, Rated control voltage: 230 V AC ±10 %, Continuous current: 6 A, Tension-clamp connection, Test button available: No
8723 | 1122990000 | TRS 12VDC 1CO AU | TERMSERIES, Relay module, Number of contacts: 1, CO contact AgNi gold-plated, Rated control voltage: 12 V DC ±20 %, Continuous current: 6 A, Screw connection, Test button available: No
8724 | 1123020000 | TRS 48VUC 1CO AU | TERMSERIES, Relay module, Number of contacts: 1, CO contact AgNi gold-plated, Rated control voltage: 48 V UC ±10 %, Continuous current: 6 A, Screw connection, Test button available: No
8725 | 1123030000 | TRS 60VUC 1CO AU | TERMSERIES, Relay module, Number of contacts: 1, CO contact AgNi gold-plated, Rated control voltage: 60 V UC ±10 %, Continuous current: 6 A, Screw connection, Test button available: No
8726 | 1123040000 | TRS 120VUC 1CO AU | TERMSERIES, Relay module, Number of contacts: 1, CO contact AgNi gold-plated, Rated control voltage: 120 V UC ±10 %, Continuous current: 6 A, Screw connection, Test button available: No
8727 | 1123070000 | TRS 120VAC RC 1CO AU | TERMSERIES, Relay module, Number of contacts: 1, CO contact AgNi gold-plated, Rated control voltage: 120 V AC ±10 %, Continuous current: 6 A, Screw connection, Test button available: No
8728 | 1123100000 | TRZ 5VDC 1CO AU | TERMSERIES, Relay module, Number of contacts: 1, CO contact AgNi gold-plated, Rated control voltage: 5 V DC ±20 %, Continuous current: 6 A, Tension-clamp connection, Test button available: No
8729 | 1123140000 | TRZ 48VUC 1CO AU | TERMSERIES, Relay module, Number of contacts: 1, CO contact AgNi gold-plated, Rated control voltage: 48 V UC ±10 %, Continuous current: 6 A, Tension-clamp connection, Test button available: No
8730 | 1123250000 | TRS 24VUC 1CO EMPTY | TERMSERIES, Relay socket, Number of contacts: 1, CO contact, Rated control voltage: 24 V UC ±10 %, Continuous current: 10 A, Screw connection
8731 | 1123290000 | TRS 120VUC 1CO EMPTY | TERMSERIES, Relay socket, Number of contacts: 1, CO contact, Rated control voltage: 120 V UC ±10 %, Continuous current: 10 A, Screw connection
8732 | 1123390000 | TRZ 48VUC 1CO EMPTY | TERMSERIES, Relay socket, Number of contacts: 1, CO contact, Rated control voltage: 48 V UC ±10 %, Continuous current: 10 A, Tension-clamp connection
8733 | 1123400000 | TRZ 60VUC 1CO EMPTY | TERMSERIES, Relay socket, Number of contacts: 1, CO contact, Rated control voltage: 60 V UC ±10 %, Continuous current: 10 A, Tension-clamp connection
8734 | 1123410000 | TRZ 120VUC 1CO EMPTY | TERMSERIES, Relay socket, Number of contacts: 1, CO contact, Rated control voltage: 120 V UC ±10 %, Continuous current: 10 A, Tension-clamp connection
8735 | 1123420000 | TRZ 230VUC 1CO EMPTY | TERMSERIES, Relay socket, Number of contacts: 1, CO contact, Rated control voltage: 230 V UC ±10%, Continuous current: 10 A, Tension-clamp connection
8736 | 1123470000 | TRS 5VDC 2CO | TERMSERIES, Relay module, Number of contacts: 2, CO contact AgNi, Rated control voltage: 5 V DC ±20 %, Continuous current: 8 A, Screw connection, Test button available: No
8737 | 1123490000 | TRS 24VDC 2CO | TERMSERIES, Relay module, Number of contacts: 2, CO contact AgNi, Rated control voltage: 24 V DC ±20 %, Continuous current: 8 A, Screw connection, Test button available: No
8738 | 1123500000 | TRS 24VUC 2CO | TERMSERIES, Relay module, Number of contacts: 2, CO contact AgNi, Rated control voltage: 24 V UC ±10 %, Continuous current: 8 A, Screw connection, Test button available: No
8739 | 1123570000 | TRS 230VAC RC 2CO | TERMSERIES, Relay module, Number of contacts: 2, CO contact AgNi, Rated control voltage: 230 V AC ±5 %, Continuous current: 8 A, Screw connection, Test button available: No
8740 | 1123580000 | TRS 24-230VUC 2CO | TERMSERIES, Relay module, Number of contacts: 2, CO contact AgNi, Rated control voltage: 24?230 V UC ±10 %, Continuous current: 8 A, Screw connection, Test button available: No
8741 | 1123600000 | TRZ 12VDC 2CO | TERMSERIES, Relay module, Number of contacts: 2, CO contact AgNi, Rated control voltage: 12 V DC ±20 %, Continuous current: 8 A, Tension-clamp connection, Test button available: No
8742 | 1123610000 | TRZ 24VDC 2CO | TERMSERIES, Relay module, Number of contacts: 2, CO contact AgNi, Rated control voltage: 24 V DC ±20 %, Continuous current: 8 A, Tension-clamp connection, Test button available: No
8743 | 1123630000 | TRZ 48VUC 2CO | TERMSERIES, Relay module, Number of contacts: 2, CO contact AgNi, Rated control voltage: 48 V UC ±10 %, Continuous current: 8 A, Tension-clamp connection, Test button available: No
8744 | 1123710000 | TRS 5VDC 2CO AU | TERMSERIES, Relay module, Number of contacts: 2, CO contact AgNi gold-plated, Rated control voltage: 5 V DC ±20 %, Continuous current: 8 A, Screw connection, Test button available: No
8745 | 1123720000 | TRS 12VDC 2CO AU | TERMSERIES, Relay module, Number of contacts: 2, CO contact AgNi gold-plated, Rated control voltage: 12 V DC ±20 %, Continuous current: 8 A, Screw connection, Test button available: No
8746 | 1123780000 | TRS 120VUC 2CO AU | TERMSERIES, Relay module, Number of contacts: 2, CO contact AgNi gold-plated, Rated control voltage: 120 V UC ±10 %, Continuous current: 8 A, Screw connection, Test button available: No
8747 | 1123790000 | TRS 230VUC 2CO AU | TERMSERIES, Relay module, Number of contacts: 2, CO contact AgNi gold-plated, Rated control voltage: 230 V UC ±5 %, Continuous current: 8 A, Screw connection, Test button available: No
8748 | 1123800000 | TRS 120VAC RC 2CO AU | TERMSERIES, Relay module, Number of contacts: 2, CO contact AgNi gold-plated, Rated control voltage: 120 V AC ±10 %, Continuous current: 8 A, Screw connection, Test button available: No
8749 | 1123840000 | TRZ 12VDC 2CO AU | TERMSERIES, Relay module, Number of contacts: 2, CO contact AgNi gold-plated, Rated control voltage: 12 V DC ±20 %, Continuous current: 8 A, Tension-clamp connection, Test button available: No
8750 | 1123900000 | TRZ 120VUC 2CO AU | TERMSERIES, Relay module, Number of contacts: 2, CO contact AgNi gold-plated, Rated control voltage: 120 V UC ±10 %, Continuous current: 8 A, Tension-clamp connection, Test button available: No
8751 | 1123910000 | TRZ 230VUC 2CO AU | TERMSERIES, Relay module, Number of contacts: 2, CO contact AgNi gold-plated, Rated control voltage: 230 V UC ±5 %, Continuous current: 8 A, Tension-clamp connection, Test button available: No
8752 | 1123920000 | TRZ 120VAC RC 2CO AU | TERMSERIES, Relay module, Number of contacts: 2, CO contact AgNi gold-plated, Rated control voltage: 120 V AC ±10 %, Continuous current: 8 A, Tension-clamp connection, Test button available: No
8753 | 1123940000 | TRZ 24-230VUC 2CO AU | TERMSERIES, Relay module, Number of contacts: 2, CO contact AgNi gold-plated, Rated control voltage: 24?230 V UC ±10 %, Continuous current: 8 A, Tension-clamp connection, Test button available: No
8754 | 1124000000 | TRS 48VUC 2CO EMPTY | TERMSERIES, Relay socket, Number of contacts: 2, CO contact, Rated control voltage: 48 V UC ±10 %, Continuous current: 10 A, Screw connection
8755 | 1124080000 | TRZ 5VDC 2CO EMPTY | TERMSERIES, Relay socket, Number of contacts: 2, CO contact, Rated control voltage: 5 V DC ±20 %, Continuous current: 10 A, Tension-clamp connection
8756 | 1124150000 | TRZ 230VUC 2CO EMPTY | TERMSERIES, Relay socket, Number of contacts: 2, CO contact, Rated control voltage: 230 V UC ±10%, Continuous current: 10 A, Tension-clamp connection
8757 | 1124180000 | TRZ 230VAC RC 2CO EMPTY | TERMSERIES, Relay socket, Number of contacts: 2, CO contact, Rated control voltage: 230 V AC ±10 %, Continuous current: 10 A, Tension-clamp connection
8758 | 1126940000 | TOS 24VDC 48VDC0,1A | TERMSERIES, Solid-state relay, 1 NO contact (Bipolar transistor), Rated control voltage: 24 V DC ±20 % , Rated switching voltage: 3... 48 V DC, Continuous current: 100 mA, Screw connection
8759 | 1126970000 | TOS 60VUC 48VDC0,1A | TERMSERIES, Solid-state relay, 1 NO contact (Bipolar transistor), Rated control voltage: 60 V UC ±10 % , Rated switching voltage: 3... 48 V DC, Continuous current: 100 mA, Screw connection
8760 | 1126980000 | TOS 120VUC 48VDC0,1A | TERMSERIES, Solid-state relay, 1 NO contact (Bipolar transistor), Rated control voltage: 120 V UC ±10 % , Rated switching voltage: 3... 48 V DC, Continuous current: 100 mA, Screw connection
8761 | 1127040000 | TOZ 12VDC 48VDC0,1A | TERMSERIES, Solid-state relay, 1 NO contact (Bipolar transistor), Rated control voltage: 12 V DC ±20 % , Rated switching voltage: 3... 48 V DC, Continuous current: 100 mA, Tension-clamp connection
8762 | 1127050000 | TOZ 24VDC 48VDC0,1A | TERMSERIES, Solid-state relay, 1 NO contact (Bipolar transistor), Rated control voltage: 24 V DC ±20 % , Rated switching voltage: 3... 48 V DC, Continuous current: 100 mA, Tension-clamp connection
8763 | 1127120000 | TOZ 230VAC RC 48VDC0,1A | TERMSERIES, Solid-state relay, 1 NO contact (Bipolar transistor), Rated control voltage: 230 V AC ±10 % , Rated switching voltage: 3... 48 V DC, Continuous current: 100 mA, Tension-clamp connection
8764 | 1127190000 | TOS 48VUC 24VDC2A | TERMSERIES, Solid-state relay, 1 NO contact (MOS-FET), Rated control voltage: 48 V UC ±10 % , Rated switching voltage: 3...33 V DC, Continuous current: 2 A, Screw connection
8765 | 1127250000 | TOS 24-230VUC 24VDC2A | TERMSERIES, Solid-state relay, 1 NO contact (MOS-FET), Rated control voltage: 24?230 V UC ±10 % , Rated switching voltage: 3...33 V DC, Continuous current: 2 A, Screw connection
8766 | 1127290000 | TOZ 24VDC 24VDC2A | TERMSERIES, Solid-state relay, 1 NO contact (MOS-FET), Rated control voltage: 24 V DC ±20 % , Rated switching voltage: 3...33 V DC, Continuous current: 2 A, Tension-clamp connection
8767 | 1127410000 | TOS 24VDC 230VAC1A | TERMSERIES, Solid-state relay, 1 NO contact (Triac (zero-cross switch)), Rated control voltage: 24 V DC ±20 % , Rated switching voltage: 24...240 V AC, Continuous current: 1 A, Screw connection
8768 | 1127420000 | TOS 24VUC 230VAC1A | TERMSERIES, Solid-state relay, 1 NO contact (Triac (zero-cross switch)), Rated control voltage: 24 V UC ±10 % , Rated switching voltage: 24...240 V AC, Continuous current: 1 A, Screw connection
8769 | 1127500000 | TOS 24-230VUC 230VAC1A | TERMSERIES, Solid-state relay, 1 NO contact (Triac (zero-cross switch)), Rated control voltage: 24?230 V UC ±10 % , Rated switching voltage: 24...240 V AC, Continuous current: 1 A, Screw connection
8770 | 1127510000 | TOZ 5VDC 230VAC1A | TERMSERIES, Solid-state relay, 1 NO contact (Triac (zero-cross switch)), Rated control voltage: 5 V DC ±20 % , Rated switching voltage: 24...240 V AC, Continuous current: 1 A, Tension-clamp connection
8771 | 1127550000 | TOZ 48VUC 230VAC1A | TERMSERIES, Solid-state relay, 1 NO contact (Triac (zero-cross switch)), Rated control voltage: 48 V UC ±10 % , Rated switching voltage: 24...240 V AC, Continuous current: 1 A, Tension-clamp connection
8772 | 1127580000 | TOZ 120VUC 230VAC1A | TERMSERIES, Solid-state relay, 1 NO contact (Triac (zero-cross switch)), Rated control voltage: 120 V UC ±10 % , Rated switching voltage: 24...240 V AC, Continuous current: 1 A, Tension-clamp connection
8773 | 1127590000 | TOZ 230VUC 230VAC1A | TERMSERIES, Solid-state relay, 1 NO contact (Triac (zero-cross switch)), Rated control voltage: 230 V UC +5 %/ -10 % , Rated switching voltage: 24...240 V AC, Continuous current: 1 A, Tension-clamp connection
8774 | 1127600000 | TOZ 120VAC RC 230VAC1A | TERMSERIES, Solid-state relay, 1 NO contact (Triac (zero-cross switch)), Rated control voltage: 120 V AC ±10 % , Rated switching voltage: 24...240 V AC, Continuous current: 1 A, Tension-clamp connection
8775 | 1127630000 | TOS 24VDC 24VDC3,5A | TERMSERIES, Solid-state relay, 1 NO contact (MOS-FET), Rated control voltage: 24 V DC ±20 % , Rated switching voltage: 3...33 V DC, Continuous current: 3.5 A, Screw connection
8776 | 1127650000 | TOZ 24VDC 24VDC3,5A | TERMSERIES, Solid-state relay, 1 NO contact (MOS-FET), Rated control voltage: 24 V DC ±20 % , Rated switching voltage: 3...33 V DC, Continuous current: 3.5 A, Tension-clamp connection
8777 | 1127690000 | TOS 24-230VUC 230VAC1A | TERMSERIES, Solid-state relay, 1 NO contact (Triac (zero-cross switch)), Rated control voltage: 24?230 V UC ±10 % , Rated switching voltage: 12...275 V AC, Continuous current: 1 A, Screw connection
8778 | 1127700000 | TOZ 24VDC 230VAC1A | TERMSERIES, Solid-state relay, 1 NO contact (Triac (zero-cross switch)), Rated control voltage: 24 V DC ±20 % , Rated switching voltage: 12...275 V AC, Continuous current: 1 A, Tension-clamp connection
8779 | 1127730000 | TOS 24-230VUC EMPTY | TERMSERIES, Relay socket, 1 NO contact, CO contact (), Rated control voltage: 24?230 V UC ±10 % , Rated switching voltage: 250 V AC, Continuous current: 16 A, Screw connection
8780 | 1130670000 | VSSC6 RTD EX | Surge protection for instrumentation and control, Surge protection for measurement and control, UP(L/N-PE) ? 1.8 kV
8781 | 1131750000 | ZDLD 2.5-2N/PE/L/L | Multi-tier modular terminal, Tension-clamp connection, 2.5 mm², 500 V, 20 A, dark beige
8782 | 1131840000 | SM 27/27 MC NE GE | SwitchMark, Device markers, 27 x 27 mm, SwitchMark holder, yellow
8783 | 1167640000 | FUCR 10-36V SW | Accessories, Fuse holder, Rated cross-section: Direct mounting
8784 | 1167670000 | FUCR 60-150V SW | Accessories, Fuse holder, Rated cross-section: Direct mounting
8785 | 1172210000 | RIM-I 3 230VAC RC | RIDERSERIES, RC filter, Rated control voltage: 230 V UC, Plug-in connection
8786 | 1186730000 | WAP WDK10 BL | W-Series, End plate
8787 | 1186770000 | WDK 10 V | Feed-through terminal, Double-tier terminal, Screw connection, 10 mm², 800 V, 57 A, dark beige
8788 | 1231880000 | PSI 6/10/LD 10-36V | P-series, Fuse terminal, Rated cross-section: 6 mm², PUSH IN
8789 | 1238280000 | DEK 5/6 MC NE GE | Dekafix, Terminal marker, 5 x 6 mm, Pitch in mm (P): 6.00 Weidmueller, yellow
8790 | 1240790000 | TXZ SUPPLY | TERMSERIES, Supply module, Number of contacts: 5, , Continuous current: 10 A, Tension-clamp connection
8791 | 1243790000 | CRIMPFIX L PZ3 | Automatic stripper and crimper
8792 | 1247290000 | WDK 2.5/TR-DU | Test-disconnect terminal, Screw connection, 2.5 mm², 500 V, 24 A, Pivoting, dark beige
8793 | 1247310000 | WDK 2.5/TR-DU STB | Test-disconnect terminal, Screw connection, 2.5 mm², 500 V, 24 A, Pivoting, dark beige
8794 | 1252540000 | KLBUE 15-32 CPF16 | Clamping yoke, Clamping yoke for shield connection
8795 | 1252550000 | KLBUE 10-20 CPF16 | Clamping yoke, Clamping yoke for shield connection
8796 | 1254740000 | TW PRV4 4-1 SE | P-series, Partition plate, grey, 2 mm, printed, 4-1, vertical
8797 | 1259130000 | ZAP ZDT 2.5/8AN/4 | Z-series, End plate
8798 | 1265990000 | ZSI 2X6/4X2.5 | Z-series, Fuse terminal, Rated cross-section: 6 mm², Tension-clamp connection
8799 | 1266520000 | WTW 2.5-10 S | W-Series, Partition plate
8800 | 1267840000 | PRV 8 BL 35X7.5 RT/WS | P-series, Patch distributor, Rated cross-section: 1.5 mm², Number of levels: 8, Number of connections: 32, Colour: blue, Colour of operational elements: red-white, TS 35 x 7.5
8801 | 1267890000 | PRV 4 BL 35X15 RT | P-series, Patch distributor, Rated cross-section: 1.5 mm², Number of levels: 4, Number of connections: 16, Colour: blue, Colour of operational elements: red, TS 35 x 15
8802 | 1267900000 | PRV 4 BL 35X7.5 RT | P-series, Patch distributor, Rated cross-section: 1.5 mm², Number of levels: 4, Number of connections: 16, Colour: blue, Colour of operational elements: red, TS 35 x 7.5
8803 | 1267910000 | PPV 4 BL 35X15 DGR | P-series, Potential distributor, Rated cross-section: 1.5 mm², Number of levels: 4, Number of connections: 16, Colour: blue
8804 | 1267930000 | BZT PRV16 BL 35X15 | P-series, Marker holder, blue, Number of levels: 16, TS 35 x 15
8805 | 1270050000 | WMF 2.5 PE BL | W-Series, PE terminal, Feed-through terminal, Rated cross-section: 2.5 mm², Screw connection
8806 | 1270070000 | WMF 2.5 DI BL | W-Series, Test-disconnect terminal, Rated cross-section: 2.5 mm², Screw connection
8807 | 1288250000 | PRV 8 SW 35X7.5 RT | P-series, Patch distributor, Rated cross-section: 1.5 mm², Number of levels: 8, Number of connections: 32, Colour: black, Colour of operational elements: red, TS 35 x 7.5
8808 | 1301620000 | PPV 8 OR 35X15 DGR | P-series, Potential distributor, Rated cross-section: 1.5 mm², Number of levels: 8, Number of connections: 32, Colour: orange
8809 | 1305240000 | WAP WDT 2.5 BT | W-Series, End plate
8810 | 1312410000 | TW PRV8 1-8 SE | P-series, Partition plate, grey, 2 mm, Printed 1-8, vertical
8811 | 1315820000 | ZSI 2.5 SW | Z-series, Fuse terminal, Rated cross-section: 2.5 mm², Tension-clamp connection, Direct mounting
8812 | 1315840000 | ZSI 2.5 GR | Z-series, Fuse terminal, Rated cross-section: 2.5 mm², Tension-clamp connection, Direct mounting
8813 | 1315900000 | ZSI 2.5/LD 120AC SW | Z-series, Fuse terminal, Rated cross-section: 2.5 mm², Tension-clamp connection, Direct mounting
8814 | 1316890000 | ZDU 2.5N/4AN OR | Feed-through terminal, Tension-clamp connection, 2.5 mm², 800 V, 24 A, orange
8815 | 1324100000 | SL 5.08/4/WDK2.5 OR | W-Series, Adapter
8816 | 1335100000 | THM GEW 38/19 GE | THM, Device markers, 19 x 38 mm, yellow
8817 | 1336670000 | SM 35/18 K MC SDR | SwitchMark, Device markers, 18 x 35 mm, To customer specification
8818 | 1336700000 | SM 35/18 K MC NE GR | SwitchMark, Device markers, 18 x 35 mm, grey
8819 | 1339570000 | THM ESO 7 PA WS | Terminal markers, Insert markers, 27 x 6.3 mm, white
8820 | 1339670000 | THM MT30X DIA 30 WS | THM, Device markers, white
8821 | 1340340000 | TW PRV16 17-32 | P-series, Partition plate, grey, 2 mm, printed, 17-32, horizontally
8822 | 1341170000 | DKB CC 15/45 | MetalliCard, Adhesive strip, 15 x 45 mm, Transparent
8823 | 1341180000 | DKB CC DIA 30 | MetalliCard, Adhesive strip, Transparent
8824 | 1341610000 | DEK 5/8-11.5 MC SDR | Dekafix, Terminal marker, 5 x 8 mm, Pitch in mm (P): 8.00 Weidmueller, To customer specification
8825 | 1409260000 | SL 5.08HC/02/90B 3.2SN GN BX | PCB plug-in connector, male header, Dovetails for fixing blocks, THT solder connection, 5.08 mm, Number of poles: 2, 90°, Solder pin length (l): 3.2 mm, tinned, Pale green, Box
8826 | 1410320000 | BLZP 5.00HC/18/180 SN GN BX | PCB plug-in connector, female plug, 5.00 mm, Number of poles: 18, 180°, Clamping yoke connection, Clamping range, max. : 4 mm², Box
8827 | 1420610000 | BLF 7.50HP/04/180F SN BK BX | PCB plug-in connector, female plug, Pitch in mm (P): 7.50 mm, Number of poles: 4, Box
8828 | 1425040000 | LMF 5.00/03/180 3.5SN BK BX | Printed circuit board terminals, 5.00 mm, Number of poles: 3, 180°, Solder pin length (l): 3.5 mm, tinned, black, PUSH IN with actuator, Clamping range, max. : 2.5 mm², Box
8829 | 1425060000 | LMF 5.00/05/180 3.5SN BK BX | Printed circuit board terminals, 5.00 mm, Number of poles: 5, 180°, Solder pin length (l): 3.5 mm, tinned, black, PUSH IN with actuator, Clamping range, max. : 2.5 mm², Box
8830 | 1425110000 | LMF 5.00/09/180 3.5SN BK BX | Printed circuit board terminals, 5.00 mm, Number of poles: 9, 180°, Solder pin length (l): 3.5 mm, tinned, black, PUSH IN with actuator, Clamping range, max. : 2.5 mm², Box
8831 | 1425120000 | LMF 5.00/10/180 3.5SN BK BX | Printed circuit board terminals, 5.00 mm, Number of poles: 10, 180°, Solder pin length (l): 3.5 mm, tinned, black, PUSH IN with actuator, Clamping range, max. : 2.5 mm², Box
8832 | 1425150000 | LMF 5.00/13/180 3.5SN BK BX | Printed circuit board terminals, 5.00 mm, Number of poles: 13, 180°, Solder pin length (l): 3.5 mm, tinned, black, PUSH IN with actuator, Clamping range, max. : 2.5 mm², Box
8833 | 1425230000 | LMF 5.00/20/180 3.5SN BK BX | Printed circuit board terminals, 5.00 mm, Number of poles: 20, 180°, Solder pin length (l): 3.5 mm, tinned, black, PUSH IN with actuator, Clamping range, max. : 2.5 mm², Box
8834 | 1425240000 | LMF 5.00/21/180 3.5SN BK BX | Printed circuit board terminals, 5.00 mm, Number of poles: 21, 180°, Solder pin length (l): 3.5 mm, tinned, black, PUSH IN with actuator, Clamping range, max. : 2.5 mm², Box
8835 | 1425540000 | LMFS 5.00/02/180 3.5SN BK BX | Printed circuit board terminals, 5.00 mm, Number of poles: 2, 180°, Solder pin length (l): 3.5 mm, tinned, black, PUSH IN without actuator, Clamping range, max. : 2.5 mm², Box
8836 | 1425550000 | LMFS 5.00/03/180 3.5SN BK BX | Printed circuit board terminals, 5.00 mm, Number of poles: 3, 180°, Solder pin length (l): 3.5 mm, tinned, black, PUSH IN without actuator, Clamping range, max. : 2.5 mm², Box
8837 | 1425560000 | LMFS 5.00/04/180 3.5SN BK BX | Printed circuit board terminals, 5.00 mm, Number of poles: 4, 180°, Solder pin length (l): 3.5 mm, tinned, black, PUSH IN without actuator, Clamping range, max. : 2.5 mm², Box
8838 | 1440110000 | SL 5.08HC/09/180G 3.2SN GN BX | PCB plug-in connector, male header, closed side, THT solder connection, 5.08 mm, Number of poles: 9, 180°, Solder pin length (l): 3.2 mm, tinned, Pale green, Box
8839 | 1452640000 | SL 7.62/10/180B 3.2SN GN BX | PCB plug-in connector, male header, Dovetails for fixing blocks, THT solder connection, 7.62 mm, Number of poles: 10, 180°, Solder pin length (l): 3.2 mm, Pale green, Box
8840 | 1452700000 | BLZ 7.50/07/180 SN GN BX | PCB plug-in connector, female plug, 7.50 mm, Number of poles: 7, 180°, Clamping yoke connection, Clamping range, max. : 3.31 mm², Box
8841 | 1467990000 | BL 3.50/18/90F SN GN BX | PCB plug-in connector, female plug, 3.50 mm, Number of poles: 18, 90°, Clamping yoke connection, Clamping range, max. : 1.5 mm², Box
8842 | 1472490000 | SL 7.62HP/03/270G 3.2SN OR BX | PCB plug-in connector, male header, closed side, THT solder connection, 7.62 mm, Number of poles: 3, 270°, Solder pin length (l): 3.2 mm, orange, Box
8843 | 1472530000 | SL 7.62HP/06/270G 3.2SN OR BX | PCB plug-in connector, male header, closed side, THT solder connection, 7.62 mm, Number of poles: 6, 270°, Solder pin length (l): 3.2 mm, orange, Box
8844 | 1472540000 | SL 7.62HP/07/270G 3.2SN OR BX | PCB plug-in connector, male header, closed side, THT solder connection, 7.62 mm, Number of poles: 7, 270°, Solder pin length (l): 3.2 mm, orange, Box
8845 | 1472650000 | SL 7.62HP/06/270LF 3.2SN OR BX | PCB plug-in connector, male header, Solder flange, THT solder connection, 7.62 mm, Number of poles: 6, 270°, Solder pin length (l): 3.2 mm, orange, Box
8846 | 1472690000 | SL 7.62HP/10/270LF 3.2SN OR BX | PCB plug-in connector, male header, Solder flange, THT solder connection, 7.62 mm, Number of poles: 10, 270°, Solder pin length (l): 3.2 mm, orange, Box
8847 | 1473320000 | LSF-SMD 3.50/03/135 SN BK RL | Printed circuit board terminals, 3.50 mm, Number of poles: 3, 135°, black, PUSH IN with actuator, Clamping range, max. : 1.5 mm², Tape
8848 | 1473350000 | LSF-SMD 3.50/06/135 SN BK RL | Printed circuit board terminals, 3.50 mm, Number of poles: 6, 135°, black, PUSH IN with actuator, Clamping range, max. : 1.5 mm², Tape
8849 | 1473430000 | LSF-SMD 3.50/12/135 SN BK RL | Printed circuit board terminals, 3.50 mm, Number of poles: 12, 135°, black, PUSH IN with actuator, Clamping range, max. : 1.5 mm², Tape
8850 | 1473520000 | LSF-SMD 3.50/05/90 SN BK RL | Printed circuit board terminals, 3.50 mm, Number of poles: 5, 90°, black, PUSH IN with actuator, Clamping range, max. : 1.5 mm², Tape
8851 | 1473620000 | LSF-SMD 3.50/11/90 SN BK RL | Printed circuit board terminals, 3.50 mm, Number of poles: 11, 90°, black, PUSH IN with actuator, Clamping range, max. : 1.5 mm², Tape
8852 | 1473640000 | LSF-SMD 5.00/05/180 SN BK RL | Printed circuit board terminals, 5.00 mm, Number of poles: 5, 180°, black, PUSH IN with actuator, Clamping range, max. : 1.5 mm², Tape
8853 | 1473680000 | LSF-SMD 5.00/08/180 SN BK RL | Printed circuit board terminals, 5.00 mm, Number of poles: 8, 180°, black, PUSH IN with actuator, Clamping range, max. : 1.5 mm², Tape
8854 | 1473690000 | LSF-SMD 5.00/02/135 SN BK RL | Printed circuit board terminals, 5.00 mm, Number of poles: 2, 135°, black, PUSH IN with actuator, Clamping range, max. : 1.5 mm², Tape
8855 | 1473720000 | LSF-SMD 5.00/05/135 SN BK RL | Printed circuit board terminals, 5.00 mm, Number of poles: 5, 135°, black, PUSH IN with actuator, Clamping range, max. : 1.5 mm², Tape
8856 | 1473870000 | LSF-SMD 7.50/05/180 SN BK RL | Printed circuit board terminals, 7.50 mm, Number of poles: 5, 180°, black, PUSH IN with actuator, Clamping range, max. : 1.5 mm², Tape
8857 | 1473880000 | LSF-SMD 7.50/06/180 SN BK RL | Printed circuit board terminals, 7.50 mm, Number of poles: 6, 180°, black, PUSH IN with actuator, Clamping range, max. : 1.5 mm², Tape
8858 | 1473940000 | LSF-SMD 7.50/02/90 SN BK RL | Printed circuit board terminals, 7.50 mm, Number of poles: 2, 90°, black, PUSH IN with actuator, Clamping range, max. : 1.5 mm², Tape
8859 | 1473950000 | LSF-SMD 7.50/03/90 SN BK RL | Printed circuit board terminals, 7.50 mm, Number of poles: 3, 90°, black, PUSH IN with actuator, Clamping range, max. : 1.5 mm², Tape
8860 | 1473960000 | LSF-SMD 7.50/04/90 SN BK RL | Printed circuit board terminals, 7.50 mm, Number of poles: 4, 90°, black, PUSH IN with actuator, Clamping range, max. : 1.5 mm², Tape
8861 | 1473980000 | LSF-SMD 7.50/06/90 SN BK RL | Printed circuit board terminals, 7.50 mm, Number of poles: 6, 90°, black, PUSH IN with actuator, Clamping range, max. : 1.5 mm², Tape
8862 | 1475560000 | SL 5.08HC/15/90F 3.2SN GN BX | PCB plug-in connector, male header, Flange, THT solder connection, 5.08 mm, Number of poles: 15, 90°, Solder pin length (l): 3.2 mm, tinned, Pale green, Box
8863 | 1475570000 | SL 5.08HC/20/90F 3.2SN GN BX | PCB plug-in connector, male header, Flange, THT solder connection, 5.08 mm, Number of poles: 20, 90°, Solder pin length (l): 3.2 mm, tinned, Pale green, Box
8864 | 1475580000 | SL 5.08HC/24/90F 3.2SN GN BX | PCB plug-in connector, male header, Flange, THT solder connection, 5.08 mm, Number of poles: 24, 90°, Solder pin length (l): 3.2 mm, tinned, Pale green, Box
8865 | 1475780000 | BLT 5.08HC/03/180F SN GN BX | PCB plug-in connector, female plug, 5.08 mm, Number of poles: 3, 180°, TOP connection, Clamping range, max. : 2.5 mm², Box
8866 | 1481690020 | C300-16B-160B-2S-M25-2M | Pre-assembled cable, PAC, Cable LiYCY, 0.25 mm²
8867 | 1481720020 | C300-16B-160B-2S-M50-2M | Pre-assembled cable, PAC, Cable LiYCY, 0.50 mm²
8868 | 1512590060 | PAC-S1500-4X10-V0-6M | Pre-assembled cable, PAC, Cable LiYY, 5.4 ± 1 mm
8869 | 1521850000 | A2C 2.5 | Feed-through terminal, PUSH IN, 2.5 mm², 800, 24 A, dark beige
8870 | 1525850000 | CC 85/27 MC SDR | ClipCard, Device markers, 27 x 85 mm, To customer specification
8871 | 1530370000 | SLS 5.08/12/180B SN GN BX | PCB plug-in connector, male plug, 5.08 mm, Number of poles: 12, 180°, Clamping yoke connection, Clamping range, max. : 3.31 mm², Box
8872 | 1531030000 | BL 3.50/06/180LR SN OR BX | PCB plug-in connector, female plug, 3.50 mm, Number of poles: 6, 180°, Clamping yoke connection, Clamping range, max. : 1.5 mm², Box
8873 | 1531120000 | BL 3.50/14/180LR SN OR BX | PCB plug-in connector, female plug, 3.50 mm, Number of poles: 14, 180°, Clamping yoke connection, Clamping range, max. : 1.5 mm², Box
8874 | 1531210000 | BLZF 3.50/02/180LR SN OR BX | PCB plug-in connector, female plug, 3.50 mm, Number of poles: 2, 180°, Tension-clamp connection, Clamping range, max. : 1.5 mm², Box
8875 | 1531230000 | BLZF 3.50/04/180LR SN OR BX | PCB plug-in connector, female plug, 3.50 mm, Number of poles: 4, 180°, Tension-clamp connection, Clamping range, max. : 1.5 mm², Box
8876 | 1531360000 | BLZF 3.50/14/180LR SN OR BX | PCB plug-in connector, female plug, 3.50 mm, Number of poles: 14, 180°, Tension-clamp connection, Clamping range, max. : 1.5 mm², Box
8877 | 1537730000 | SL 5.00/02/180 3.2SN GN BX | PCB plug-in connector, male header, open side, THT solder connection, 5.00 mm, Number of poles: 2, 180°, Solder pin length (l): 3.2 mm, tinned, Pale green, Box
8878 | 2422080000 | SAID-M8B-8-SMT | Built-in plugs, M8, Socket connector, Number of poles: 8
8879 | 2422360000 | SAIE-M12B-4S-9SMT | Built-in plugs, M12, Number of poles: 4
8880 | 2422380000 | SAIE-M8B-4-H6SMT | Built-in plugs, M8, Number of poles: 4, Rear panel mounting
8881 | 2422410000 | SAIE-M8B-4S-F9SMT | Built-in plugs, M8, Number of poles: 4, Front mounting
8882 | 2422470000 | SAIE-M8S-4-F9SMT | Built-in plugs, M8, Number of poles: 4, Front mounting
8883 | 2423280000 | SAIE-M8B-5-F13THR | Built-in plugs, M8, Number of poles: 5, Front mounting
8884 | 2423310000 | SAIE-M8B-8S-F9THR | Built-in plugs, M8, Number of poles: 8, Front mounting
8885 | 2423400000 | SAIE-M8B-8S-H6TL | Built-in plugs, M8, M 12, Number of poles: 8, Rear panel mounting
8886 | 2423640000 | SAIE-M8S-4S-H10TL | Built-in plugs, M8, M 8, Number of poles: 4, Rear panel mounting
8887 | 2423680000 | SAIE-M12BB-4S-9/14SMT | Built-in plugs, M12, Number of poles: 4
8888 | 2423740000 | SAIE-M12BB-4S-13/14SMT | Built-in plugs, M12, Number of poles: 4
8889 | 2423770000 | SAIE-M12BB-5S-13/14SMT | Built-in plugs, M12, Number of poles: 5
8890 | 2423800000 | SAIE-M12SB-4S-9SMT | Built-in plugs, M12, Number of poles: 4
8891 | 2423830000 | SAIE-M12SB-5S-9SMT | Built-in plugs, M12, Number of poles: 5
8892 | 2423900000 | SAIE-M12BB-4-F10TL | Built-in plugs, M12, M 12, Number of poles: 4, Front mounting
8893 | 2424020000 | SAIE-M12BB-4-F5.5TL | Built-in plugs, M12, M 12, Number of poles: 4, Front mounting
8894 | 2437960000 | HS-HF 19.5-38.1/25 MM Y | Conductor and cable markers, 19.5 - 38.1 mm, 25.4 x 60.5 mm, yellow
8895 | 2438130000 | HS-HF 6.4-12.7/25 MM B | Conductor and cable markers, 6.4 - 12.7 mm, 25.4 x 20.9 mm, blue
8896 | 2445100000 | WAD 12 MC SDR | Group markers, Cover, 36.2 x 11.9 mm, To customer specification
8897 | 1063970000 | VSSC4 MOV 48VAC/DC | Surge protection for instrumentation and control, Surge protection for measurement and control, UP(L/N-PE) 250 V
8898 | 1063990000 | VSSC4 MOV 120VAC/DC | Surge protection for instrumentation and control, Surge protection for measurement and control, UP(L/N-PE) < 600 V
8899 | 1064130000 | VSSC4 RC 240VAC/DC | Surge protection for instrumentation and control, Surge protection for measurement and control, UP(L/N-PE) < 500 V
8900 | 1064150000 | VSSC6 CL 12VDC 0.5A | Surge protection for instrumentation and control, Surge protection for measurement and control, UP(L/N-PE) 900 V
8901 | 1064230000 | VSSC6 TRCL24VAC/DC0.5A | Surge protection for instrumentation and control, Surge protection for measurement and control, UP(L/N-PE) 900 V
8902 | 1064250000 | VSSC6 TRCL60VAC/DC0.5A | Surge protection for instrumentation and control, Surge protection for measurement and control, UP(L/N-PE) 780 V
8903 | 1064290000 | VSSC6 CLFG60VAC/DC0.5A | Surge protection for instrumentation and control, Surge protection for measurement and control, UP(L/N-PE) ? 1510 V
8904 | 1064330000 | VSSC6TRCLFG60VAC/DC0.5A | Surge protection for instrumentation and control, Surge protection for measurement and control, UP(L/N-PE) ? 1550 V
8905 | 1064340000 | VSSC6SL LD 12VDC 0.5A | Surge protection for instrumentation and control, Surge protection for measurement and control, UP(L/N-PE) ? 100 V
8906 | 1064390000 | VSSC6TRSLLD24VAC/DC0.5A | Surge protection for instrumentation and control, Surge protection for measurement and control, UP(L/N-PE) 150 V
8907 | 1064420000 | VSSC6SL FG LD12VDC0.5A | Surge protection for instrumentation and control, Surge protection for measurement and control, UP(L/N-PE) ? 100 V
8908 | 1064430000 | VSSC6SLFGLD24VAC/DC0.5A | Surge protection for instrumentation and control, Surge protection for measurement and control, UP(L/N-PE) 150 V
8909 | 1064500000 | VSSC6TRSLFGLD24VUC 0.5A | Surge protection for instrumentation and control, Surge protection for measurement and control, UP(L/N-PE) 150 V
8910 | 1064530000 | VSSC6 MOV 12VDC | Surge protection for instrumentation and control, Surge protection for measurement and control, UP(L/N-PE) ? 100 V
8911 | 1064610000 | VSSC6 MOV 120VAC/DC | Surge protection for instrumentation and control, Surge protection for measurement and control, UP(L/N-PE) < 600 V
8912 | 1064690000 | VSSC6 GDT 110VAC/DC10KA | Surge protection for instrumentation and control, Surge protection for measurement and control, UP(L/N-PE) ? 1200 V
8913 | 1064710000 | VSSC6 GDT 240VAC/DC10KA | Surge protection for instrumentation and control, Surge protection for measurement and control, UP(L/N-PE) ? 1900 V
8914 | 1064950000 | VSSC6 TRLDTAZ 24VAC/DC | Surge protection for instrumentation and control, Surge protection for measurement and control, UP(L/N-PE) ? 100 V
8915 | 1064980000 | VSSC6 RS485 | Surge protection for instrumentation and control, Surge protection for measurement and control, UP(L/N-PE) ? 100 V
8916 | 1064990000 | VSSC6 RS232 | Surge protection for instrumentation and control, Surge protection for measurement and control, UP(L/N-PE) ? 100 V
8917 | 1067940000 | WDK 2.5 ZQV SW | Feed-through terminal, Double-tier terminal, Screw connection, 2.5 mm², 400 V, 24 A, black
8918 | 1067970000 | WDK 2.5 ZQV GR | Feed-through terminal, Double-tier terminal, Screw connection, 2.5 mm², 400 V, 24 A, grey
8919 | 1069550000 | SHL-SMT 5.00/02GR 4.2BX | PCB plug-in connector, Connection element, right, male header, open side, THT/THR solder connection, 5.00 mm, Number of poles: 2, 90°, Solder pin length (l): 1.5 mm, tinned, black, Box
8920 | 1069570000 | SHL-SMT 5.00/04GR 4.2BX | PCB plug-in connector, Connection element, right, male header, open side, THT/THR solder connection, 5.00 mm, Number of poles: 4, 90°, Solder pin length (l): 4.2 mm, tinned, black, Box
8921 | 1069690000 | SHL-SMT 5.00/03GR 5.9BX | PCB plug-in connector, Connection element, right, male header, open side, THT/THR solder connection, 5.00 mm, Number of poles: 3, 90°, Solder pin length (l): 5.9 mm, tinned, black, Box
8922 | 1077010000 | CTF 63 ZERT | Pressing tool, Crimping tool for contacts, 0.5mm², 6mm², B-Crimp
8923 | 1083050000 | PSI 6/10 | P-series, Fuse terminal, Rated cross-section: 6 mm², PUSH IN
8924 | 1084770000 | ZDT 2.5/2 V | Z-series, Double-tier terminal, Rated cross-section: 2.5 mm², Tension-clamp connection
8925 | 1137810000 | RCIKIT 24VDC 2CO LD MC | RIDERSERIES RCI, Relay module, Number of contacts: 2, CO contact AgNi, Rated control voltage: 24 V DC, Continuous current: 8 A, Screw connection, Test button available: No
8926 | 1143000000 | WMF 2.5 DI BLZ | W-Series, Test-disconnect terminal, Rated cross-section: 2.5 mm², Screw connection
8927 | 1143050000 | WMF 2.5 BLZ | W-Series, Feed-through terminal, Rated cross-section: 2.5 mm², Screw connection
8928 | 1143060000 | WMF 2.5 PE | W-Series, PE terminal, Feed-through terminal, Rated cross-section: 2.5 mm², Screw connection
8929 | 1143070000 | WMF 2.5 | W-Series, Feed-through terminal, Rated cross-section: 2.5 mm², Screw connection
8930 | 1161710000 | THM ET S7 400 TU | THM, Device markers, 251 x 13.5 mm, Siemens, Turquoise
8931 | 1161730000 | THM ET S7 300-2 TU | THM, Device markers, 103.8 x 17.3 mm, Siemens, Turquoise
8932 | 1161740000 | THM ET S7 300-2 GE | THM, Device markers, 103.8 x 17.3 mm, Siemens, yellow
8933 | 1161810000 | THM ET S7 50/12.5 GE | THM, Device markers, 50 x 12.5 mm, Siemens, yellow
8934 | 1162930000 | WMF 2.5 FU 10-36V SW | W-Series, Fuse terminal, Rated cross-section: 2.5 mm², Screw connection
8935 | 1162950000 | WMF 2.5 FU 60-150V SW | W-Series, Fuse terminal, Rated cross-section: 2.5 mm², Screw connection
8936 | 1163040000 | WMF 2.5 FU PE SW | W-Series, Fuse terminal, PE terminal, Rated cross-section: 2.5 mm², Screw connection
8937 | 1163050000 | WMF 2.5 FU PE 10-36V SW | W-Series, Fuse terminal, PE terminal, Rated cross-section: 2.5 mm², Screw connection
8938 | 1163060000 | WMF 2.5 FU PE 30-70V SW | W-Series, Fuse terminal, PE terminal, Rated cross-section: 2.5 mm², Screw connection
8939 | 1163080000 | WMF 2.5 FU PE 100-250V SW | W-Series, Fuse terminal, PE terminal, Rated cross-section: 2.5 mm², Screw connection
8940 | 1173540000 | BZT PRV16 SW 35X15 | P-series, Marker holder, black, Number of levels: 16, TS 35 x 15
8941 | 1173580000 | BZT PRV8 SW 35X7.5 | P-series, Marker holder, black, Number of levels: 8, TS 35 x 7.5
8942 | 1173620000 | PRV 16 SW 35X15 RT/WS | P-series, Patch distributor, Rated cross-section: 1.5 mm², Number of levels: 16, Number of connections: 64, Colour: black, Colour of operational elements: red-white, TS 35 x 15
8943 | 1173650000 | PRV 16 SW 35X15 WS/RT | P-series, Patch distributor, Rated cross-section: 1.5 mm², Number of levels: 16, Number of connections: 64, Colour: black, Colour of operational elements: white-red, TS 35 x 15
8944 | 1173710000 | PRV 16 SW 35X7.5 WS/RT | P-series, Patch distributor, Rated cross-section: 1.5 mm², Number of levels: 16, Number of connections: 64, Colour: black, Colour of operational elements: white-red, TS 35 x 7.5
8945 | 1173740000 | PRV 8 SW 35X15 RT/WS | P-series, Patch distributor, Rated cross-section: 1.5 mm², Number of levels: 8, Number of connections: 32, Colour: black, Colour of operational elements: red-white, TS 35 x 15
8946 | 1173840000 | PRV 4 SW 35X7.5 WS | P-series, Patch distributor, Rated cross-section: 1.5 mm², Number of levels: 4, Number of connections: 16, Colour: black, Colour of operational elements: white, TS 35 x 7.5
8947 | 1173890000 | PPV 4 GR 35X7.5 DGR | P-series, Potential distributor, Rated cross-section: 1.5 mm², Number of levels: 4, Number of connections: 16, Colour: grey
8948 | 1173920000 | PRV 4 BL 35X15 WS | P-series, Patch distributor, Rated cross-section: 1.5 mm², Number of levels: 4, Number of connections: 16, Colour: blue, Colour of operational elements: white, TS 35 x 15
8949 | 1189260000 | TOP 230VAC/48VDC 0.5A RC | TERMOPTO, Solid-state relay, 1 NO contact (Transistor), Rated control voltage: 230 V AC +10 %/ -15 % , Rated switching voltage: 5...48 V DC, Continuous current: 500 mA, PUSH IN
8950 | 1190340000 | TW AKZ RT | SAK Series, Partition plate, 2 mm, red
8951 | 1190490000 | MULTI-STRIPAX PV | Photovoltaics, Plug-in connector
8952 | 1191630000 | WTR 2.5 GN | Test-disconnect terminal, Screw connection, 2.5 mm², 500 V, 24 A, Pivoting, green
8953 | 1192740000 | THM MT30X 101/48 GE/G | THM, Device markers, 48 x 101 mm, yellow
8954 | 1193260000 | ZQV 2.5N/2 WS | Z-series, Cross-connector, For the terminals, Number of poles: 2
8955 | 1193280000 | ZQV 2.5N/4 WS | Z-series, Cross-connector, For the terminals, Number of poles: 4
8956 | 1193340000 | ZQV 2.5N/10 WS | Z-series, Cross-connector, For the terminals, Number of poles: 10
8957 | 1193350000 | ZQV 2.5N/20 WS | Z-series, Cross-connector, For the terminals, Number of poles: 20
8958 | 1988300000 | AEP AP12 | A-series, End plate
8959 | 1988340000 | AEP AP14 | A-series, End plate
8960 | 1989980000 | AEP DT 2.5 4C | A-series, End plate
8961 | 1991970000 | AEP 2C 6 | A-series, End plate
8962 | 1993580000 | AEP IO21 | A-series, End plate
8963 | 1993810000 | HDC HQ 12 MC | HDC insert, Male, 400 V, 10 A, Number of poles: 12, Crimp connection, Size: 1
8964 | 2004960000 | WQV 50N/5 | W-Series, Cross-connector, Number of poles: 5
8965 | 2004970000 | THM WO 24.5/100 WS | THM, Conductor and cable markers, 8 - 23 mm, 25.4 x 100 mm, white
8966 | 2005100000 | ESG 6/17 MM WS | ESG, Device markers, 6 x 17 mm, white
8967 | 2005160000 | ESG 8/20 MM GR | ESG, Device markers, 8 x 20 mm, grey
8968 | 2005190000 | ESG 9/17 MM WS | ESG, Device markers, 9 x 17 mm, white
8969 | 2005240000 | ELS 8/20 MM GE | ELS, Insert markers, 20 x 8 mm, yellow
8970 | 2005260000 | ELS 16/40 MM GE | ELS, Insert markers, 40 x 16 mm, yellow
8971 | 2005270000 | CC 85/54 MM WS | ClipCard, Device markers, 54 x 85 mm, white
8972 | 2005280000 | CC 85/54 MM GE | ClipCard, Device markers, 54 x 85 mm, yellow
8973 | 2005320000 | SFX 9/24 MM WS | SlimFix, Conductor and cable markers, 7 - , 26 x 15 mm, white
8974 | 2005340000 | SFX 11/60 MM WS | SlimFix, Conductor and cable markers, 7 - , 60 x 13 mm, white
8975 | 2005350000 | CC 30/60 MM GE | ClipCard, Device markers, 30 x 60 mm, yellow
8976 | 2005380000 | SFX 9/24 MM GE | SlimFix, Conductor and cable markers, 7 - , 26 x 15 mm, yellow
8977 | 2005390000 | CC 30/60 MM SW | ClipCard, Device markers, 30 x 60 mm, black
8978 | 2005410000 | CC 15/60 MM WS | ClipCard, Device markers, 15 x 60 mm, white
8979 | 2005420000 | SFX 30/60 MM GE | SlimFix, Conductor and cable markers, 7 - , 60 x 32 mm, yellow
8980 | 2005460000 | CC 15/60 MM GR | ClipCard, Device markers, 15 x 60 mm, grey
8981 | 2005470000 | TM-I 18 MM WS | TM-I, Insert markers, 18 x 4 mm, white
8982 | 2005480000 | CC 15/60 MM SW | ClipCard, Device markers, 15 x 60 mm, black
8983 | 2005530000 | TM-I 30 MM WS | TM-I, Insert markers, 30 x 4 mm, white
8984 | 2005540000 | CC 15/45 MM GR | ClipCard, Device markers, 15 x 45 mm, grey
8985 | 2005570000 | CC 15/45 MM SW | ClipCard, Device markers, 15 x 45 mm, black
8986 | 2005600000 | CC 15/27 MM WS | ClipCard, Device markers, 15 x 27 mm, white
8987 | 2005610000 | TM-I 18 MM GE | TM-I, Insert markers, 18 x 4 mm, yellow
8988 | 2005730000 | TM-I 12 MM RT | TM-I, Insert markers, 12 x 4 mm, red
8989 | 2005810000 | SM 27/18-22 MM GE | SwitchMark, Device markers, 47.75 x 27 mm, yellow
8990 | 2005860000 | SM 27/18-22 MM GR | SwitchMark, Device markers, 47.75 x 27 mm, grey
8991 | 2005910000 | TM-I 15 MM BL | TM-I, Insert markers, 15 x 4 mm, blue
8992 | 2005920000 | SM 27/18-22 MM GN | SwitchMark, Device markers, 47.75 x 27 mm, green
8993 | 2005930000 | TM-I 18 MM BL | TM-I, Insert markers, 18 x 4 mm, blue
8994 | 2006060000 | SM DIA 60-22 MM GE | SwitchMark, Device markers, yellow
8995 | 2006070000 | WM 3/21 5.0-8.0 MM WS | WM, Conductor and cable markers, 5 - 8 mm, 32 x 10 mm, white
8996 | 2006130000 | WM 2/21 3.5-5.0 MM GE | WM, Conductor and cable markers, 3.5 - 5 mm, 32 x 6.4 mm, yellow
8997 | 2006140000 | SM 36/18-30 MM SW | SwitchMark, Device markers, 56 x 36 mm, black
8998 | 2006270000 | WM 1/12 2.0-3.5 MM GE | WM, Conductor and cable markers, 2 - 3.5 mm, 23 x 4.8 mm, yellow
8999 | 2006340000 | SM 27/18 MM GR | SwitchMark, Device markers, 18 x 27 mm, grey
9000 | 2006390000 | WM 3/6 5.0-8.0 MM WS | WM, Conductor and cable markers, 5 - 8 mm, 17 x 10 mm, white
9001 | 2006410000 | WM 0/6 1.0-2.0 MM GE | WM, Conductor and cable markers, 1 - 2 mm, 17 x 3.5 mm, yellow
9002 | 2006430000 | WM 1/6 2.0-3.5 MM GE | WM, Conductor and cable markers, 2 - 3.5 mm, 17 x 4.8 mm, yellow
9003 | 2006480000 | SM 27/8 MM GR | SwitchMark, Device markers, 8 x 27 mm, grey
9004 | 2006570000 | EL 12 MM WS 30M | THM, Device markers, 12 x , white
9005 | 2007120000 | DEK 5/6 MM WS | Dekafix, Terminal marker, 5 x 6 mm, Weidmueller, white
9006 | 2007160000 | WS 8/6 MM WS | WS, Terminal marker, 8 x 6 mm, Weidmueller, white
9007 | 2007200000 | WS 12/6 MM WS | WS, Terminal marker, 12 x 6 mm, Weidmueller, white
9008 | 2009980000 | ELS 6/30 MM WS | ELS, Insert markers, 30 x 6 mm, white
9009 | 2047320000 | MF-ABB 12/5 MC NE WS | MultiFit, Terminal marker, 12 x 5 mm, Pitch in mm (P): 5.00 ABB SNK series, white
9010 | 2051350000 | A3C 4 GN | Feed-through terminal, PUSH IN, 4 mm², 800 V, 32 A, green
9011 | 2051690000 | AEP 2C 4 BL | A-series, End plate
9012 | 2051910000 | AEP 4C 4 BL | A-series, End plate
9013 | 2051920000 | AEP 4C 4 OR | A-series, End plate
9014 | 2052290000 | AEP 2C 2.5 OR | A-series, End plate
9015 | 2052520000 | AEP 2C 6 OR | A-series, End plate
9016 | 2422300000 | SAIE-M12B-4-9SMT | Built-in plugs, M12, Number of poles: 4
9017 | 2422430000 | SAIE-M12B-4D-H5.5TL-M16 | Built-in plugs, M12, M 16, Number of poles: 4, Rear panel mounting
9018 | 2422550000 | SAIE-M12B-5S-F10TL | Built-in plugs, M12, M 12, Number of poles: 5, Front mounting
9019 | 2422580000 | SAIE-M12S-4-F10TL | Built-in plugs, M12, M 12, Number of poles: 4, Front mounting
9020 | 2422590000 | SAIE-M8S-4S-F13SMT | Built-in plugs, M8, Number of poles: 4, Front mounting
9021 | 2422670000 | SAIE-M12S-5S-F10TL | Built-in plugs, M12, M 12, Number of poles: 5, Front mounting
9022 | 2422730000 | SAIE-M12B-4S-H10TL | Built-in plugs, M12, M 12, Number of poles: 4, Rear panel mounting
9023 | 2422780000 | SAID-M12SB-5S-9SMT | Built-in plugs, M12, Pin, Number of poles: 5
9024 | 2422830000 | SAIE-M8B-3-F13THR | Built-in plugs, M8, Number of poles: 3, Front mounting
9025 | 2422860000 | SAIE-M8S-3-F9THR | Built-in plugs, M8, Number of poles: 3, Front mounting
9026 | 2422900000 | SAID-M12BB-5S-9SMT | Built-in plugs, M12, Socket connector, Number of poles: 5
9027 | 2422910000 | SAIE-M12S-5S-H10TL | Built-in plugs, M12, M 12, Number of poles: 5, Rear panel mounting
9028 | 2423010000 | SAIE-M8B-4S-F9THR | Built-in plugs, M8, Number of poles: 4, Front mounting
9029 | 2423020000 | SAIE-M12B-4-13/14SMT | Built-in plugs, M12, Number of poles: 4
9030 | 2423030000 | SAIE-M12B-5S-F5.5TL | Built-in plugs, M12, M 12, Number of poles: 5, Front mounting
9031 | 2423040000 | SAIE-M8B-4S-F13THR | Built-in plugs, M8, Number of poles: 4, Front mounting
9032 | 2423060000 | SAIE-M12S-4-F5.5TL | Built-in plugs, M12, M 12, Number of poles: 4, Front mounting
9033 | 2423070000 | SAIE-M8S-4-F9THR | Built-in plugs, M8, Number of poles: 4, Front mounting
9034 | 2423150000 | SAIE-M12S-5S-F5.5TL | Built-in plugs, M12, M 12, Number of poles: 5, Front mounting
9035 | 2423180000 | SAIE-M12B-4-H5.5TL | Built-in plugs, M12, M 12, Number of poles: 4, Rear panel mounting
9036 | 2423340000 | SAIE-M8B-8S-F13THR | Built-in plugs, M8, Number of poles: 8, Front mounting
9037 | 2423430000 | SAIE-M8S-3S-F9TL | Built-in plugs, M8, Number of poles: 3, Front mounting
9038 | 2423470000 | SAIE-M12B-8S-9/14SMT | Built-in plugs, M12, Number of poles: 8
9039 | 2423480000 | SAIEW-M12B-5-HTL | Built-in plugs, M12, M 12, Number of poles: 5, Rear panel mounting
9040 | 2424130000 | SAID-M8B-8-THR | Built-in plugs, M8, Socket connector, M 12, Number of poles: 5
9041 | 2424170000 | SAIE-M12BD-4-H10TL | Built-in plugs, M12, M 12, Number of poles: 4, Rear panel mounting
9042 | 2424230000 | SAIE-M12BD-4-H5.5TL | Built-in plugs, M12, M 12, Number of poles: 4, Rear panel mounting
9043 | 2466610000 | AFS 2.5 CF 2C 12V BK | Fuse terminal, PUSH IN, 2.5 mm², 12 V, 10 A, black
9044 | 2469360000 | WSI 25 10X85 1.5KV | W-Series, Fuse terminal, Rated cross-section: 25 mm², Screw connection, TS 35
9045 | 2469420000 | AEP 2T 1.5 | A-series, End plate
9046 | 2482520000 | AEP PGTB 1.5 4C/2 BL | A-series, End plate
9047 | 2485980000 | MCV APG 1.5 | A-series, End plate
9048 | 2486640000 | AEP 3C 4 BK | A-series, End plate
9049 | 2486660000 | AEP 4C 2.5 BK | A-series, End plate
9050 | 2489090000 | APP 2 | A-series, Partition plate
9051 | 2489110000 | APP 4 | A-series, Partition plate
9052 | 2490380000 | AEP 2C 10/16 | A-series, End plate
9053 | 2490390000 | AEP 2C 10/16 BL | A-series, End plate
9054 | 2496790000 | ESG 6/17 MM WS VPE1000 | ESG, Device markers, 6 x 17 mm, white
9055 | 2496800000 | ESG 8/20 MM GE VPE1000 | ESG, Device markers, 8 x 20 mm, yellow
9056 | 2496870000 | SM 27/12.5 MM WS VPE100 | SwitchMark, Device markers, 12.5 x 27 mm, white
9057 | 2496900000 | SM 27/18 MM GR VPE100 | SwitchMark, Device markers, 18 x 27 mm, grey
9058 | 2496920000 | SM 27/18 MM WS VPE100 | SwitchMark, Device markers, 18 x 27 mm, white
9059 | 2496930000 | SM 27/18-22 MM GE VPE100 | SwitchMark, Device markers, 47.75 x 27 mm, yellow
9060 | 2496940000 | SM 27/18-22 MM GR VPE100 | SwitchMark, Device markers, 47.75 x 27 mm, grey
9061 | 2496950000 | SM 27/18-22 MM SW VPE100 | SwitchMark, Device markers, 47.75 x 27 mm, black
9062 | 2497000000 | SM 27/8 MM WS VPE100 | SwitchMark, Device markers, 8 x 27 mm, white
9063 | 2506090000 | SET AAP11 6/1.5/12C | Modular distribution terminals, PUSH IN, 6 mm², 500 V, 35 A, dark beige
9064 | 2506360000 | SET AAP14 10/2.5/10C | Modular distribution terminals, PUSH IN, 10 mm², 500 V, 57 A, dark beige
9065 | 2518940000 | HSS-HF 3.2-6.4 EL SW30M | Conductor and cable markers, 3.2 - 6.4 mm, black
9066 | 2519020000 | EL 60 MM BL 30M | THM, Device markers, 60 x , blue
9067 | 2519040000 | SFX 11/60 MM RT | SlimFix, Conductor and cable markers, 7 - , 60 x 13 mm, red
9068 | 2519180000 | MF 10/6 MM WS | Terminal marker, 10 x 6 mm, white
9069 | 2519200000 | MF 5/5 MM WS | Terminal marker, 5 x 5 mm, white
9070 | 2522840000 | AAP12 2.5 LI BL/OR | Modular distribution terminals, PUSH IN, 2.5 mm², 800 V, 24 A, blue
9071 | 2525650000 | SAI-M12L-KBC-2.5 | Power connector, Socket connector
9072 | 2526110000 | HS 2.1-6.4/12 MM W | Conductor and cable markers, 2.1 - 6.4 mm, 12.7 x 11.3 mm, white
9073 | 2526240000 | HS-HF 1.2-2.4/12 MM Y | Conductor and cable markers, 1.2 - 2.4 mm, 12.7 x 5 mm, yellow
9074 | 2526310000 | HS-HF 4.8-9.5/12 MM W | Conductor and cable markers, 4.8 - 9.5 mm, 12.7 x 16.1 mm, white
9075 | 2528360000 | EL 60 MM GN 30M | THM, Device markers, 60 x , green
9076 | 2528380000 | EL 12 MM SW 30M | THM, Device markers, 12 x , black
9077 | 2528410000 | EL 38 MM SW 30M | THM, Device markers, 38 x , black
9078 | 2528420000 | EL 60 MM SW 30M | THM, Device markers, 60 x , black
9079 | 2528430000 | EL 100 MM SW 30M | THM, Device markers, 100 x , black
9080 | 2528550000 | H0,5/14S OR BD GSP | Wire-end ferrule, Standard, 10 mm, 8 mm, orange
9081 | 2528590000 | H0,5/14DS W BD GSP | Wire-end ferrule, Standard, 10 mm, 8 mm, white
9082 | 2528610000 | H1,0/14DS R BD GSP | Wire-end ferrule, Standard, 10 mm, 8 mm, red
9083 | 2528630000 | H0,75/14TS HB BD GSP | Wire-end ferrule, Standard, 10 mm, 8 mm, Light Blue
9084 | 2530850000 | SAIFG-M12S-L-H11-M16 | Built-in plugs, M12, M 16, Number of poles: 5
9085 | 2530870000 | SAIFG-M12B-L-H11-M16 | Built-in plugs, M12, M 16, Number of poles: 5
9086 | 2530920000 | SAI-M12L-KSC-0.5 | Power connector, Pin
9087 | 2530930000 | SAI-M12L-KSC-0.75 | Power connector, Pin
9088 | 2530940000 | SAI-M12L-KSC-1.5 | Power connector, Pin
9089 | 2530960000 | SAI-M12L-KSC-0.5FE | Power connector, Pin
9090 | 2530970000 | SAI-M12L-KSC-0.75FE | Power connector, Pin
9091 | 2534260000 | A4C 1.5 BK | Feed-through terminal, PUSH IN, 1.5 mm², 500 V, 17.5 A, black
9092 | 2534360000 | A3C 4 DBL | Feed-through terminal, PUSH IN, 4 mm², 800 V, 32 A, Dark Blue
9093 | 2534440000 | A4C 1.5 WT | Feed-through terminal, PUSH IN, 1.5 mm², 500 V, 17.5 A, white
9094 | 2534480000 | A3C 1.5 GN | Feed-through terminal, PUSH IN, 1.5 mm², 500 V, 17.5 A, green
9095 | 2534540000 | A3C 1.5 DBL | Feed-through terminal, PUSH IN, 1.5 mm², 500 V, 17.5 A, Dark Blue
9096 | 2534690000 | A3C 2.5 DBL | Feed-through terminal, PUSH IN, 2.5 mm², 800 V, 24 A, Dark Blue
9097 | 2534740000 | A4C 2.5 DBL | Feed-through terminal, PUSH IN, 2.5 mm², 800 V, 24 A, Dark Blue
9098 | 2535610000 | SM 22/22 MM WS | SwitchMark, Device markers, 22 x 22 mm, white
9099 | 2549680000 | AP 45/RE GN | Electronics housings green, End plate, Width: 8 mm
9100 | 2549690000 | AP 45/LI GN | Electronics housings green, End plate, Width: 8 mm
9101 | 2554740000 | CH20M AD SHL 5.00/03 AGY 3747 | Hood, OMNIMATE Housing - series CH20M Agate grey, Width: 17.5 mm
9102 | 2554750000 | CH20M17 F AGY 3747 | Modular housing, OMNIMATE Housing - series CH20M Agate grey, Width: 17.5 mm
9103 | 2554760000 | CH20M12 F AGY 3747 | Modular housing, OMNIMATE Housing - series CH20M Agate grey, Width: 12.5 mm
9104 | 2554850000 | CH20M22 S PSCSC AGY 3747 | Modular housing, OMNIMATE Housing - series CH20M Agate grey, Width: 22.5 mm
9105 | 2556240000 | THM MT30X 20/10 WS | THM, Device markers, 10 x 20 mm, white
9106 | 2632790000 | SLF 7.62HP/04/180LRSH200 SN BK BX | PCB plug-in connector, male plug, 7.62 mm, Number of poles: 4, 180°, PUSH IN with actuator, Tension-clamp connection, Clamping range, max. : 2.5 mm², Box
9107 | 7760056014 | RIM 3 110/230VAC | D-SERIES, RC filter, Rated control voltage: 110?230 V AC, Plug-in connection
9108 | 7760056018 | RIM 3 24/60VUC | D-SERIES, LED module, Rated control voltage: 24?60 V UC, Plug-in connection
9109 | 7760056045 | RIM 3 110/230VAC LED | D-SERIES, RC filter, Rated control voltage: 110?230 V AC, Plug-in connection
9110 | 7760056051 | DRM270024 | D-SERIES DRM, Relay, Number of contacts: 2, CO contact, AgNi flash gold-plated, Rated control voltage: 24 V DC, Continuous current: 10 A, Plug-in connection
9111 | 7760056056 | DRM270548 | D-SERIES DRM, Relay, Number of contacts: 2, CO contact, AgNi flash gold-plated, Rated control voltage: 48 V AC, Continuous current: 10 A, Plug-in connection
9112 | 7760056060 | DRM270024L | D-SERIES DRM, Relay, Number of contacts: 2, CO contact, AgNi flash gold-plated, Rated control voltage: 24 V DC, Continuous current: 10 A, Plug-in connection
9113 | 7760056063 | DRM270220L | D-SERIES DRM, Relay, Number of contacts: 2, CO contact, AgNi flash gold-plated, Rated control voltage: 220 V DC, Continuous current: 10 A, Plug-in connection
9114 | 7760056064 | DRM270524L | D-SERIES DRM, Relay, Number of contacts: 2, CO contact, AgNi flash gold-plated, Rated control voltage: 24 V AC, Continuous current: 10 A, Plug-in connection
9115 | 7760056067 | DRM270730L | D-SERIES DRM, Relay, Number of contacts: 2, CO contact, AgNi flash gold-plated, Rated control voltage: 230 V AC, Continuous current: 10 A, Plug-in connection
9116 | 7760056069 | DRM270024LT | D-SERIES DRM, Relay, Number of contacts: 2, CO contact, AgNi flash gold-plated, Rated control voltage: 24 V DC, Continuous current: 10 A, Plug-in connection
9117 | 7760056076 | DRM270730LT | D-SERIES DRM, Relay, Number of contacts: 2, CO contact, AgNi flash gold-plated, Rated control voltage: 230 V AC, Continuous current: 10 A, Plug-in connection
9118 | 7760056082 | DRM570220 | D-SERIES DRM, Relay, Number of contacts: 4, CO contact, AgNi flash gold-plated, Rated control voltage: 220 V DC, Continuous current: 5 A, Plug-in connection
9119 | 7760056083 | DRM570524 | D-SERIES DRM, Relay, Number of contacts: 4, CO contact, AgNi flash gold-plated, Rated control voltage: 24 V AC, Continuous current: 5 A, Plug-in connection
9120 | 7760056085 | DRM570615 | D-SERIES DRM, Relay, Number of contacts: 4, CO contact, AgNi flash gold-plated, Rated control voltage: 115 V AC, Continuous current: 5 A, Plug-in connection
9121 | 7760056086 | DRM570730 | D-SERIES DRM, Relay, Number of contacts: 4, CO contact, AgNi flash gold-plated, Rated control voltage: 230 V AC, Continuous current: 5 A, Plug-in connection
9122 | 7760056087 | DRM570012L | D-SERIES DRM, Relay, Number of contacts: 4, CO contact, AgNi flash gold-plated, Rated control voltage: 12 V DC, Continuous current: 5 A, Plug-in connection
9123 | 7760056088 | DRM570024L | D-SERIES DRM, Relay, Number of contacts: 4, CO contact, AgNi flash gold-plated, Rated control voltage: 24 V DC, Continuous current: 5 A, Plug-in connection
9124 | 7760056097 | DRM570024LT | D-SERIES DRM, Relay, Number of contacts: 4, CO contact, AgNi flash gold-plated, Rated control voltage: 24 V DC, Continuous current: 5 A, Plug-in connection
9125 | 7760056102 | DRM570548LT | D-SERIES DRM, Relay, Number of contacts: 4, CO contact, AgNi flash gold-plated, Rated control voltage: 48 V AC, Continuous current: 5 A, Plug-in connection
9126 | 7760056104 | DRM570730LT | D-SERIES DRM, Relay, Number of contacts: 4, CO contact, AgNi flash gold-plated, Rated control voltage: 230 V AC, Continuous current: 5 A, Plug-in connection
9127 | 7760056107 | FS 4CO | D-SERIES DRM, Relay socket, Number of contacts: 4, CO contact, Continuous current: 10 A, Screw connection
9128 | 7760056185 | DRM270024LT AU | D-SERIES DRM, Relay, Number of contacts: 2, CO contact, AgNi gold-plated, Rated control voltage: 24 V DC, Continuous current: 10 A, Plug-in connection
9129 | 2554730000 | CH20M22 F AGY 3747 | Modular housing, OMNIMATE Housing - series CH20M black, Width: 67.5 mm
9130 | 1067570000 | LL 5.08/03/90 3.2SN BK BX | Printed circuit board terminals, 5.08 mm, Number of poles: 3, 90°, Solder pin length (l): 3.2 mm, tinned, black, Clamping yoke connection, Clamping range, max. : 6 mm², Box
9131 | 1079490000 | SM 27/12.5 MC NE GR | SwitchMark, Device markers, 12.5 x 27 mm, SwitchMark holder, grey
9132 | 1079520000 | SM 27/27 K MC NE GR | SwitchMark, Device markers, 27 x 27 mm, grey
9133 | 1081780000 | SL 7.62IT/04/90MLF4 3.2SN BK BX | PCB plug-in connector, male header, closed side, Middle solder flange, THT solder connection, 7.62 mm, Number of poles: 4, 90°, Solder pin length (l): 3.2 mm, tinned, black, Box
9134 | 1081850000 | SL 7.62IT/04/90MLF2 3.2SN BK BX | PCB plug-in connector, male header, closed side, Middle solder flange, THT solder connection, 7.62 mm, Number of poles: 4, 90°, Solder pin length (l): 3.2 mm, tinned, black, Box
9135 | 1087050000 | BLZP 5.08HC/05/90LR SN BK BX | PCB plug-in connector, female plug, 5.08 mm, Number of poles: 5, 90°, Clamping yoke connection, Clamping range, max. : 4 mm², Box
9136 | 1087080000 | BLZP 5.08HC/08/90LR SN BK BX | PCB plug-in connector, female plug, 5.08 mm, Number of poles: 8, 90°, Clamping yoke connection, Clamping range, max. : 4 mm², Box
9137 | 1087130000 | BLZP 5.08HC/12/90LR SN BK BX | PCB plug-in connector, female plug, 5.08 mm, Number of poles: 12, 90°, Clamping yoke connection, Clamping range, max. : 4 mm², Box
9138 | 1087310000 | BLZP 5.08HC/08/90LR SN OR BX | PCB plug-in connector, female plug, 5.08 mm, Number of poles: 8, 90°, Clamping yoke connection, Clamping range, max. : 4 mm², Box
9139 | 1087410000 | BLZP 5.08HC/18/90LR SN OR BX | PCB plug-in connector, female plug, 5.08 mm, Number of poles: 18, 90°, Clamping yoke connection, Clamping range, max. : 4 mm², Box
9140 | 1093430000 | BLZ 7.62HP/02/180LR SN BK BX | PCB plug-in connector, female plug, 7.62 mm, Number of poles: 2, Clamping yoke connection, Clamping range, max. : 4 mm², Box
9141 | 1093490000 | BLZ 7.62HP/04/180LR SN OR BX | PCB plug-in connector, female plug, 7.62 mm, Number of poles: 4, Clamping yoke connection, Clamping range, max. : 4 mm², Box
9142 | 1093500000 | BLZ 7.62HP/05/180LR SN OR BX | PCB plug-in connector, female plug, 7.62 mm, Number of poles: 5, Clamping yoke connection, Clamping range, max. : 4 mm², Box
9143 | 1095920000 | SL 7.62HP/02/90LF 3.2 SN BK BX | PCB plug-in connector, male header, Solder flange, THT solder connection, 7.62 mm, Number of poles: 2, 90°, Solder pin length (l): 3.2 mm, tinned, black, Box
9144 | 1095930000 | SL 7.62HP/03/90LF 3.2 SN BK BX | PCB plug-in connector, male header, Solder flange, THT solder connection, 7.62 mm, Number of poles: 3, 90°, Solder pin length (l): 3.2 mm, tinned, black, Box
9145 | 1095940000 | SL 7.62HP/04/90LF 3.2 SN BK BX | PCB plug-in connector, male header, Solder flange, THT solder connection, 7.62 mm, Number of poles: 4, 90°, Solder pin length (l): 3.2 mm, tinned, black, Box
9146 | 1095960000 | SL 7.62HP/06/90LF 3.2 SN BK BX | PCB plug-in connector, male header, Solder flange, THT solder connection, 7.62 mm, Number of poles: 6, 90°, Solder pin length (l): 3.2 mm, tinned, black, Box
9147 | 1096060000 | SL 7.62HP/05/90LF 3.2 SN OR BX | PCB plug-in connector, male header, Solder flange, THT solder connection, 7.62 mm, Number of poles: 5, 90°, Solder pin length (l): 3.2 mm, tinned, orange, Box
9148 | 1096080000 | SL 7.62HP/07/90LF 3.2 SN OR BX | PCB plug-in connector, male header, Solder flange, THT solder connection, 7.62 mm, Number of poles: 7, 90°, Solder pin length (l): 3.2 mm, tinned, orange, Box
9149 | 1096090000 | SL 7.62HP/08/90LF 3.2 SN OR BX | PCB plug-in connector, male header, Solder flange, THT solder connection, 7.62 mm, Number of poles: 8, 90°, Solder pin length (l): 3.2 mm, tinned, orange, Box
9150 | 1097360000 | S2L-SMT 3.50/34/180G 1.5SN BK BX | PCB plug-in connector, male header, closed side, THT/THR solder connection, 3.50 mm, Number of poles: 34, 180°, Solder pin length (l): 1.5 mm, tinned, black, Box
9151 | 1100600000 | BLC 5.08/18/180R OR BX | PCB plug-in connector, female plug, 5.08 mm, Number of poles: 18, 180°, Crimp connection, Clamping range, max. : 2.5 mm², Box
9152 | 1140870000 | SL 7.62HP/02/180F 3.2 SN BK BX | PCB plug-in connector, male header, Flange, THT solder connection, 7.62 mm, Number of poles: 2, 180°, Solder pin length (l): 3.2 mm, tinned, black, Box
9153 | 1140880000 | SL 7.62HP/03/180F 3.2 SN BK BX | PCB plug-in connector, male header, Flange, THT solder connection, 7.62 mm, Number of poles: 3, 180°, Solder pin length (l): 3.2 mm, tinned, black, Box
9154 | 1140920000 | SL 7.62HP/07/180F 3.2 SN BK BX | PCB plug-in connector, male header, Flange, THT solder connection, 7.62 mm, Number of poles: 7, 180°, Solder pin length (l): 3.2 mm, tinned, black, Box
9155 | 1140930000 | SL 7.62HP/08/180F 3.2 SN BK BX | PCB plug-in connector, male header, Flange, THT solder connection, 7.62 mm, Number of poles: 8, 180°, Solder pin length (l): 3.2 mm, tinned, black, Box
9156 | 1140950000 | SL 7.62HP/10/180F 3.2 SN BK BX | PCB plug-in connector, male header, Flange, THT solder connection, 7.62 mm, Number of poles: 10, 180°, Solder pin length (l): 3.2 mm, tinned, black, Box
9157 | 1140980000 | SL 7.62HP/02/180F 3.2 SN OR BX | PCB plug-in connector, male header, Flange, THT solder connection, 7.62 mm, Number of poles: 2, 180°, Solder pin length (l): 3.2 mm, tinned, orange, Box
9158 | 1141020000 | SL 7.62HP/06/180F 3.2 SN OR BX | PCB plug-in connector, male header, Flange, THT solder connection, 7.62 mm, Number of poles: 6, 180°, Solder pin length (l): 3.2 mm, tinned, orange, Box
9159 | 1141090000 | SL 7.62HP/02/180LF 3.2 SN BK BX | PCB plug-in connector, male header, Solder flange, THT solder connection, 7.62 mm, Number of poles: 2, 180°, Solder pin length (l): 3.2 mm, tinned, black, Box
9160 | 1141120000 | SL 7.62HP/05/180LF 3.2 SN BK BX | PCB plug-in connector, male header, Solder flange, THT solder connection, 7.62 mm, Number of poles: 5, 180°, Solder pin length (l): 3.2 mm, tinned, black, Box
9161 | 1141160000 | SL 7.62HP/09/180LF 3.2 SN BK BX | PCB plug-in connector, male header, Solder flange, THT solder connection, 7.62 mm, Number of poles: 9, 180°, Solder pin length (l): 3.2 mm, tinned, black, Box
9162 | 1141200000 | SL 7.62HP/02/180LF 3.2 SN OR BX | PCB plug-in connector, male header, Solder flange, THT solder connection, 7.62 mm, Number of poles: 2, 180°, Solder pin length (l): 3.2 mm, tinned, orange, Box
9163 | 1141300000 | SL 7.62HP/12/180LF 3.2 SN OR BX | PCB plug-in connector, male header, Solder flange, THT solder connection, 7.62 mm, Number of poles: 12, 180°, Solder pin length (l): 3.2 mm, tinned, orange, Box
9164 | 1141500000 | SL 3.50/04/90F 3.2SN BK BX | PCB plug-in connector, male header, Flange, THT solder connection, 3.50 mm, Number of poles: 4, 90°, Solder pin length (l): 3.2 mm, tinned, black, Box
9165 | 1146410000 | SL 5.08HC/05/180 3.2SN OR BX | PCB plug-in connector, male header, open side, THT solder connection, 5.08 mm, Number of poles: 5, 180°, Solder pin length (l): 3.2 mm, tinned, orange, Box
9166 | 1146470000 | SL 5.08HC/07/180 3.2SN OR BX | PCB plug-in connector, male header, open side, THT solder connection, 5.08 mm, Number of poles: 7, 180°, Solder pin length (l): 3.2 mm, tinned, orange, Box
9167 | 1146510000 | SL 5.08HC/09/180 3.2SN OR BX | PCB plug-in connector, male header, open side, THT solder connection, 5.08 mm, Number of poles: 9, 180°, Solder pin length (l): 3.2 mm, tinned, orange, Box
9168 | 1146530000 | SL 5.08HC/10/180 3.2SN OR BX | PCB plug-in connector, male header, open side, THT solder connection, 5.08 mm, Number of poles: 10, 180°, Solder pin length (l): 3.2 mm, tinned, orange, Box
9169 | 1146570000 | SL 5.08HC/12/180 3.2SN OR BX | PCB plug-in connector, male header, open side, THT solder connection, 5.08 mm, Number of poles: 12, 180°, Solder pin length (l): 3.2 mm, tinned, orange, Box
9170 | 1146580000 | SL 5.08HC/13/180 3.2SN OR BX | PCB plug-in connector, male header, open side, THT solder connection, 5.08 mm, Number of poles: 13, 180°, Solder pin length (l): 3.2 mm, tinned, orange, Box
9171 | 1146590000 | SL 5.08HC/14/180 3.2SN OR BX | PCB plug-in connector, male header, open side, THT solder connection, 5.08 mm, Number of poles: 14, 180°, Solder pin length (l): 3.2 mm, tinned, orange, Box
9172 | 1146610000 | SL 5.08HC/16/180 3.2SN OR BX | PCB plug-in connector, male header, open side, THT solder connection, 5.08 mm, Number of poles: 16, 180°, Solder pin length (l): 3.2 mm, tinned, orange, Box
9173 | 1146640000 | SL 5.08HC/19/180 3.2SN OR BX | PCB plug-in connector, male header, open side, THT solder connection, 5.08 mm, Number of poles: 19, 180°, Solder pin length (l): 3.2 mm, tinned, orange, Box
9174 | 1146690000 | SL 5.08HC/22/180 3.2SN OR BX | PCB plug-in connector, male header, open side, THT solder connection, 5.08 mm, Number of poles: 22, 180°, Solder pin length (l): 3.2 mm, tinned, orange, Box
9175 | 1146720000 | SL 5.08HC/02/90 3.2SN OR BX | PCB plug-in connector, male header, open side, THT solder connection, 5.08 mm, Number of poles: 2, 90°, Solder pin length (l): 3.2 mm, tinned, orange, Box
9176 | 1146740000 | SL 5.08HC/03/90 3.2SN OR BX | PCB plug-in connector, male header, open side, THT solder connection, 5.08 mm, Number of poles: 3, 90°, Solder pin length (l): 3.2 mm, tinned, orange, Box
9177 | 1146770000 | SL 5.08HC/04/90 3.2SN OR BX | PCB plug-in connector, male header, open side, THT solder connection, 5.08 mm, Number of poles: 4, 90°, Solder pin length (l): 3.2 mm, tinned, orange, Box
9178 | 1146810000 | SL 5.08HC/06/90 3.2SN OR BX | PCB plug-in connector, male header, open side, THT solder connection, 5.08 mm, Number of poles: 6, 90°, Solder pin length (l): 3.2 mm, tinned, orange, Box
9179 | 1146870000 | SL 5.08HC/08/180G 3.2SN OR BX | PCB plug-in connector, male header, closed side, THT solder connection, 5.08 mm, Number of poles: 8, 180°, Solder pin length (l): 3.2 mm, tinned, orange, Box
9180 | 1146930000 | SL 5.08HC/11/180G 3.2SN OR BX | PCB plug-in connector, male header, closed side, THT solder connection, 5.08 mm, Number of poles: 11, 180°, Solder pin length (l): 3.2 mm, tinned, orange, Box
9181 | 1146980000 | SL 5.08HC/13/180G 3.2SN OR BX | PCB plug-in connector, male header, closed side, THT solder connection, 5.08 mm, Number of poles: 13, 180°, Solder pin length (l): 3.2 mm, tinned, orange, Box
9182 | 1147020000 | SL 5.08HC/15/180G 3.2SN OR BX | PCB plug-in connector, male header, closed side, THT solder connection, 5.08 mm, Number of poles: 15, 180°, Solder pin length (l): 3.2 mm, tinned, orange, Box
9183 | 1147030000 | SL 5.08HC/16/90 3.2SN OR BX | PCB plug-in connector, male header, open side, THT solder connection, 5.08 mm, Number of poles: 16, 90°, Solder pin length (l): 3.2 mm, tinned, orange, Box
9184 | 1147040000 | SL 5.08HC/16/180G 3.2SN OR BX | PCB plug-in connector, male header, closed side, THT solder connection, 5.08 mm, Number of poles: 16, 180°, Solder pin length (l): 3.2 mm, tinned, orange, Box
9185 | 1147090000 | SL 5.08HC/18/180G 3.2SN OR BX | PCB plug-in connector, male header, closed side, THT solder connection, 5.08 mm, Number of poles: 18, 180°, Solder pin length (l): 3.2 mm, tinned, orange, Box
9186 | 1147130000 | SL 5.08HC/02/180F 3.2SN OR BX | PCB plug-in connector, male header, Flange, THT solder connection, 5.08 mm, Number of poles: 2, 180°, Solder pin length (l): 3.2 mm, tinned, orange, Box
9187 | 1147140000 | SL 5.08HC/20/180G 3.2SN OR BX | PCB plug-in connector, male header, closed side, THT solder connection, 5.08 mm, Number of poles: 20, 180°, Solder pin length (l): 3.2 mm, tinned, orange, Box
9188 | 1147150000 | SL 5.08HC/21/90 3.2SN OR BX | PCB plug-in connector, male header, open side, THT solder connection, 5.08 mm, Number of poles: 21, 90°, Solder pin length (l): 3.2 mm, tinned, orange, Box
9189 | 1147250000 | SL 5.08HC/24/90 3.2SN OR BX | PCB plug-in connector, male header, open side, THT solder connection, 5.08 mm, Number of poles: 24, 90°, Solder pin length (l): 3.2 mm, tinned, orange, Box
9190 | 1147260000 | SL 5.08HC/06/180F 3.2SN OR BX | PCB plug-in connector, male header, Flange, THT solder connection, 5.08 mm, Number of poles: 6, 180°, Solder pin length (l): 3.2 mm, tinned, orange, Box
9191 | 1147400000 | SL 5.08HC/06/90G 3.2SN OR BX | PCB plug-in connector, male header, closed side, THT solder connection, 5.08 mm, Number of poles: 6, 90°, Solder pin length (l): 3.2 mm, tinned, orange, Box
9192 | 1147410000 | SL 5.08HC/11/180F 3.2SN OR BX | PCB plug-in connector, male header, Flange, THT solder connection, 5.08 mm, Number of poles: 11, 180°, Solder pin length (l): 3.2 mm, tinned, orange, Box
9193 | 1147480000 | SL 5.08HC/13/180F 3.2SN OR BX | PCB plug-in connector, male header, Flange, THT solder connection, 5.08 mm, Number of poles: 13, 180°, Solder pin length (l): 3.2 mm, tinned, orange, Box
9194 | 1147510000 | SL 5.08HC/08/180B 3.2SN OR BX | PCB plug-in connector, male header, Dovetails for fixing blocks, THT solder connection, 5.08 mm, Number of poles: 8, 180°, Solder pin length (l): 3.2 mm, tinned, orange, Box
9195 | 1147630000 | SL 5.08HC/13/90G 3.2SN OR BX | PCB plug-in connector, male header, closed side, THT solder connection, 5.08 mm, Number of poles: 13, 90°, Solder pin length (l): 3.2 mm, tinned, orange, Box
9196 | 1147680000 | SL 5.08HC/14/90G 3.2SN OR BX | PCB plug-in connector, male header, closed side, THT solder connection, 5.08 mm, Number of poles: 14, 90°, Solder pin length (l): 3.2 mm, tinned, orange, Box
9197 | 1147690000 | SL 5.08HC/19/180F 3.2SN OR BX | PCB plug-in connector, male header, Flange, THT solder connection, 5.08 mm, Number of poles: 19, 180°, Solder pin length (l): 3.2 mm, tinned, orange, Box
9198 | 1147840000 | SL 5.08HC/19/90G 3.2SN OR BX | PCB plug-in connector, male header, closed side, THT solder connection, 5.08 mm, Number of poles: 19, 90°, Solder pin length (l): 3.2 mm, tinned, orange, Box
9199 | 1147890000 | SL 5.08HC/02/180LF 3.2SN OR BX | PCB plug-in connector, male header, Solder flange, THT solder connection, 5.08 mm, Number of poles: 2, 180°, Solder pin length (l): 3.2 mm, tinned, orange, Box
9200 | 1148640000 | SL 5.08HC/03/90F 3.2SN OR BX | PCB plug-in connector, male header, Flange, THT solder connection, 5.08 mm, Number of poles: 3, 90°, Solder pin length (l): 3.2 mm, tinned, orange, Box
9201 | 1148740000 | SL 5.08HC/06/90F 3.2SN OR BX | PCB plug-in connector, male header, Flange, THT solder connection, 5.08 mm, Number of poles: 6, 90°, Solder pin length (l): 3.2 mm, tinned, orange, Box
9202 | 1148780000 | SL 5.08HC/07/90F 3.2SN OR BX | PCB plug-in connector, male header, Flange, THT solder connection, 5.08 mm, Number of poles: 7, 90°, Solder pin length (l): 3.2 mm, tinned, orange, Box
9203 | 1148880000 | SL 5.08HC/10/90F 3.2SN OR BX | PCB plug-in connector, male header, Flange, THT solder connection, 5.08 mm, Number of poles: 10, 90°, Solder pin length (l): 3.2 mm, tinned, orange, Box
9204 | 1148910000 | SL 5.08HC/11/90F 3.2SN OR BX | PCB plug-in connector, male header, Flange, THT solder connection, 5.08 mm, Number of poles: 11, 90°, Solder pin length (l): 3.2 mm, tinned, orange, Box
9205 | 1148980000 | SL 5.08HC/13/90F 3.2SN OR BX | PCB plug-in connector, male header, Flange, THT solder connection, 5.08 mm, Number of poles: 13, 90°, Solder pin length (l): 3.2 mm, tinned, orange, Box
9206 | 1149040000 | SL 5.08HC/15/90F 3.2SN OR BX | PCB plug-in connector, male header, Flange, THT solder connection, 5.08 mm, Number of poles: 15, 90°, Solder pin length (l): 3.2 mm, tinned, orange, Box
9207 | 1149140000 | SL 5.08HC/18/90F 3.2SN OR BX | PCB plug-in connector, male header, Flange, THT solder connection, 5.08 mm, Number of poles: 18, 90°, Solder pin length (l): 3.2 mm, tinned, orange, Box
9208 | 1149180000 | SL 5.08HC/19/90F 3.2SN OR BX | PCB plug-in connector, male header, Flange, THT solder connection, 5.08 mm, Number of poles: 19, 90°, Solder pin length (l): 3.2 mm, tinned, orange, Box
9209 | 1149310000 | SL 5.08HC/23/90F 3.2SN OR BX | PCB plug-in connector, male header, Flange, THT solder connection, 5.08 mm, Number of poles: 23, 90°, Solder pin length (l): 3.2 mm, tinned, orange, Box
9210 | 1164750000 | CH20M45 B LGY/BK | Modular housing, OMNIMATE Housing - series CH20M Light Grey, Width: 45 mm
9211 | 1173530000 | BLZ 7.62IT/04/180MF4 SN BK BX | PCB plug-in connector, female plug, 7.62 mm, Number of poles: 4, Clamping yoke connection, Clamping range, max. : 4 mm², Box
9212 | 1173770000 | SL 7.62IT/04/90MF4 3.2SN BK BX | PCB plug-in connector, male header, closed side, Middle flange, THT solder connection, 7.62 mm, Number of poles: 4, 90°, Solder pin length (l): 3.2 mm, tinned, black, Box
9213 | 1189900000 | AP 111 BK | Electronics housings black, End plate, Width: 27.2 mm
9214 | 1189910000 | SL 7.62/11/180 3.2SN BK BX | PCB plug-in connector, male header, open side, THT solder connection, 7.62 mm, Number of poles: 11, 180°
9215 | 1191540000 | SLD 5.08V/04/90 3.2 SN BK BX | PCB plug-in connector, male header, open side, THT solder connection, 5.08 mm, Number of poles: 4, 90°, Solder pin length (l): 3.2 mm, black, Box
9216 | 1202720000 | SLA 09/90B 3.2SN BK BX | PCB plug-in connector, male header, Dovetails for fixing blocks, THT solder connection, 5.08 mm, Number of poles: 9, 90°, Solder pin length (l): 3.2 mm
9217 | 1211110000 | BLC 5.08/18/180BR BK BX | PCB plug-in connector, female plug, 5.08 mm, Number of poles: 18, 180°, Crimp connection, Clamping range, max. : 2.5 mm², Box
9218 | 1211270000 | SL 5.00/05/180B 3.2SN BK BX | PCB plug-in connector, male header, Dovetails for fixing blocks, THT solder connection, 5.00 mm, Number of poles: 5, 180°, Solder pin length (l): 3.2 mm, tinned, black, Box
9219 | 1211310000 | SL 5.00/12/180B 3.2SN BK BX | PCB plug-in connector, male header, Dovetails for fixing blocks, THT solder connection, 5.00 mm, Number of poles: 12, 180°, Solder pin length (l): 3.2 mm, tinned, black, Box
9220 | 1223810000 | BLZP 5.08HC/06/180F SN GN BX | PCB plug-in connector, female plug, 5.08 mm, Number of poles: 6, 180°, Clamping yoke connection, Clamping range, max. : 4 mm², Box
9221 | 1226380000 | LUP 12.70/03/90 3.2SN BK BX | Printed circuit board terminals, 12.70 mm, Number of poles: 3, 90°, Solder pin length (l): 3.2 mm, tinned, black, Clamping yoke connection, Clamping range, max. : 16 mm², Box
9222 | 1226530000 | LXB 15.00/03/90 4.5SN BK BX | Printed circuit board terminals, 15.00 mm, Number of poles: 3, 90°, Solder pin length (l): 4.5 mm, tinned, black, Clamping yoke connection, Clamping range, max. : 25 mm², Box
9223 | 1226580000 | LXB 15.00/08/90 4.5SN BK BX | Printed circuit board terminals, 15.00 mm, Number of poles: 8, 90°, Solder pin length (l): 4.5 mm, tinned, black, Clamping yoke connection, Clamping range, max. : 25 mm², Box
9224 | 1227350000 | BLF 7.62HP/07/180 SN BK BX | PCB plug-in connector, female plug, 7.62 mm, Number of poles: 7, PUSH IN with actuator, Tension-clamp connection, Clamping range, max. : 2.5 mm², Box
9225 | 1227390000 | BLF 7.62HP/11/180 SN BK BX | PCB plug-in connector, female plug, 7.62 mm, Number of poles: 11, PUSH IN with actuator, Tension-clamp connection, Clamping range, max. : 2.5 mm², Box
9226 | 1227430000 | BLF 7.62HP/07/180LR SN BK BX | PCB plug-in connector, female plug, 7.62 mm, Number of poles: 7, PUSH IN with actuator, Tension-clamp connection, Clamping range, max. : 2.5 mm², Box
9227 | 1230180000 | BLF 7.62HP/06/180 SN OR BX | PCB plug-in connector, female plug, 7.62 mm, Number of poles: 6, PUSH IN with actuator, Tension-clamp connection, Clamping range, max. : 2.5 mm², Box
9228 | 1230190000 | BLF 7.62HP/07/180 SN OR BX | PCB plug-in connector, female plug, 7.62 mm, Number of poles: 7, PUSH IN with actuator, Tension-clamp connection, Clamping range, max. : 2.5 mm², Box
9229 | 1230250000 | BLF 7.62HP/12/180 SN OR BX | PCB plug-in connector, female plug, 7.62 mm, Number of poles: 12, PUSH IN with actuator, Tension-clamp connection, Clamping range, max. : 2.5 mm², Box
9230 | 1230310000 | BLF 7.62HP/10/180F SN OR BX | PCB plug-in connector, female plug, 7.62 mm, Number of poles: 10, PUSH IN with actuator, Tension-clamp connection, Clamping range, max. : 2.5 mm², Box
9231 | 1233950000 | LM 5.00/17/135 3.5SN OR BX | Printed circuit board terminals, 5.00 mm, Number of poles: 17, 135°, Solder pin length (l): 3.5 mm, tinned, orange, Clamping yoke connection, Clamping range, max. : 2.5 mm², Box
9232 | 1233980000 | LM 5.00/19/135 3.5SN OR BX | Printed circuit board terminals, 5.00 mm, Number of poles: 19, 135°, Solder pin length (l): 3.5 mm, tinned, orange, Clamping yoke connection, Clamping range, max. : 2.5 mm², Box
9233 | 1234050000 | LM 5.00/13/90 3.5SN OR BX | Printed circuit board terminals, 5.00 mm, Number of poles: 13, 90°, Solder pin length (l): 3.5 mm, tinned, orange, Clamping yoke connection, Clamping range, max. : 2.5 mm², Box
9234 | 1234150000 | LM 5.00/19/90 3.5SN OR BX | Printed circuit board terminals, 5.00 mm, Number of poles: 19, 90°, Solder pin length (l): 3.5 mm, tinned, orange, Clamping yoke connection, Clamping range, max. : 2.5 mm², Box
9235 | 1234270000 | LM 5.00/07/180 3.5SN OR BX | Printed circuit board terminals, 5.00 mm, Number of poles: 7, 180°, Solder pin length (l): 3.5 mm, tinned, orange, Clamping yoke connection, Clamping range, max. : 2.5 mm², Box
9236 | 1234330000 | LM 5.00/12/180 3.5SN OR BX | Printed circuit board terminals, 5.00 mm, Number of poles: 12, 180°, Solder pin length (l): 3.5 mm, tinned, orange, Clamping yoke connection, Clamping range, max. : 2.5 mm², Box
9237 | 1234380000 | LM 5.00/16/180 3.5SN OR BX | Printed circuit board terminals, 5.00 mm, Number of poles: 16, 180°, Solder pin length (l): 3.5 mm, tinned, orange, Clamping yoke connection, Clamping range, max. : 2.5 mm², Box
9238 | 1234680000 | PM 5.00/06/90 3.5SN OR BX | Printed circuit board terminals, 5.00 mm, Number of poles: 6, 90°, Solder pin length (l): 3.5 mm, tinned, orange, Pressure clamp connection, Clamping range, max. : 2.5 mm², Box
9239 | 1235820000 | BCF 3.81/08/180ZE SN OR BX | PCB plug-in connector, female plug, 3.81 mm, Number of poles: 8, 180°, PUSH IN with actuator, Tension-clamp connection, Clamping range, max. : 1.5 mm², Box
9240 | 1235830000 | BCF 3.81/09/180ZE SN OR BX | PCB plug-in connector, female plug, 3.81 mm, Number of poles: 9, 180°, PUSH IN with actuator, Tension-clamp connection, Clamping range, max. : 1.5 mm², Box
9241 | 1236420000 | BCZ 3.81/17/180ZE SN OR BX | PCB plug-in connector, female plug, 3.81 mm, Number of poles: 17, 180°, Clamping yoke connection, Clamping range, max. : 1.5 mm², Box
9242 | 1236540000 | BCZ 3.81/06/180FZE SN OR BX | PCB plug-in connector, female plug, 3.81 mm, Number of poles: 6, 180°, Clamping yoke connection, Clamping range, max. : 1.5 mm², Box
9243 | 1236620000 | BCZ 3.81/11/180FZE SN OR BX | PCB plug-in connector, female plug, 3.81 mm, Number of poles: 11, 180°, Clamping yoke connection, Clamping range, max. : 1.5 mm², Box
9244 | 1236810000 | BCZ 3.81/07/180LRZE SN OR BX | PCB plug-in connector, female plug, 3.81 mm, Number of poles: 7, 180°, Clamping yoke connection, Clamping range, max. : 1.5 mm², Box
9245 | 1236880000 | BCZ 3.81/13/180LRZE SN OR BX | PCB plug-in connector, female plug, 3.81 mm, Number of poles: 13, 180°, Clamping yoke connection, Clamping range, max. : 1.5 mm², Box
9246 | 1236920000 | BCZ 3.81/17/180LRZE SN OR BX | PCB plug-in connector, female plug, 3.81 mm, Number of poles: 17, 180°, Clamping yoke connection, Clamping range, max. : 1.5 mm², Box
9247 | 1237030000 | SCZ 3.81/07/180GZE SN OR BX | PCB plug-in connector, male plug, 3.81 mm, Number of poles: 7, 180°, Clamping yoke connection, Clamping range, max. : 1.5 mm², Box
9248 | 1237560000 | SCZ 3.81/05/180FIZE SN OR BX | PCB plug-in connector, male plug, 3.81 mm, Number of poles: 5, 180°, Clamping yoke connection, Clamping range, max. : 1.5 mm², Box
9249 | 1238880000 | WAP WTL6 SL 4-6 | W-Series, End plate
9250 | 1245680000 | SLS 5.08/18/180F SN OR BX | PCB plug-in connector, male plug, 5.08 mm, Number of poles: 18, 180°, Clamping yoke connection, Clamping range, max. : 3.31 mm², Box
9251 | 1245760000 | SLD 3.50/14/90G 3.2SN BK BX | PCB plug-in connector, male header, closed side, THT solder connection, 3.50 mm, Number of poles: 14, 90°, Solder pin length (l): 3.2 mm, tinned, black, Box
9252 | 1246090000 | SL-SMART 5.0XHC/02/90 1.5SN BK BX | PCB plug-in connector, male header, open side, THT/THR solder connection, 5.08 mm, Number of poles: 2, 90°, Solder pin length (l): 1.5 mm, tinned, black, Box
9253 | 2421600000 | SAIE-M12B-4-H5.5TL-M16 | Built-in plugs, M12, M 16, Number of poles: 4, Rear panel mounting
9254 | 2421680000 | SAIE-M12B-5-H12TL-M16 | Built-in plugs, M12, M 16, Number of poles: 5, Rear panel mounting
9255 | 2421760000 | SAIE-M12B-8-F10TL | Built-in plugs, M12, M 12, Number of poles: 8, Front mounting
9256 | 2421780000 | SAID-M8B-3S-SMT | Built-in plugs, M8, Socket connector, Number of poles: 3
9257 | 2421790000 | SAIE-M12B-8S-F10TL | Built-in plugs, M12, M 12, Number of poles: 8, Front mounting
9258 | 2421800000 | SAIE-M12S-8-H5.5TL-M16 | Built-in plugs, M12, M 16, Number of poles: 8, Rear panel mounting
9259 | 2421890000 | SAIE-M12S-8-H12TL-M16 | Built-in plugs, M12, M 16, Number of poles: 8, Rear panel mounting
9260 | 2421910000 | SAIE-M12B-5S-H6.75TL | Built-in plugs, M12, M 12, Number of poles: 5, Rear panel mounting
9261 | 2421930000 | SAID-M8S-4S-SMT | Built-in plugs, M8, Pin, Number of poles: 4
9262 | 2421950000 | SAIE-M12B-4-H12TL-PG9 | Built-in plugs, M12, PG 9, Number of poles: 4, Rear panel mounting
9263 | 2421990000 | SAID-M8S-5-SMT | Built-in plugs, M8, Pin, Number of poles: 5
9264 | 2422000000 | SAIE-M12BD-4S-H6.75TL | Built-in plugs, M12, M 16, Number of poles: 4, Rear panel mounting
9265 | 2422010000 | SAIE-M12B-5-H12TL-PG9 | Built-in plugs, M12, PG 9, Number of poles: 5, Rear panel mounting
9266 | 2422070000 | SAIE-M12B-8-H12TL-PG9 | Built-in plugs, M12, PG 9, Number of poles: 8, Rear panel mounting
9267 | 2422110000 | SAID-M8S-8-SMT | Built-in plugs, M8, Pin, Number of poles: 8
9268 | 2422130000 | SAIE-M12S-4-H12TL-PG9 | Built-in plugs, M12, PG 9, Number of poles: 4, Rear panel mounting
9269 | 2422160000 | SAIE-M12S-5-H5.5TL-PG9 | Built-in plugs, M12, PG 9, Number of poles: 5, Rear panel mounting
9270 | 2422170000 | SAID-M8S-8S-SMT | Built-in plugs, M8, Pin, Number of poles: 8
9271 | 2422180000 | SAID-M12B-4S-9SMT | Built-in plugs, M12, Socket connector, Number of poles: 4
9272 | 2422240000 | SAID-M12B-5S-9SMT | Built-in plugs, M12, Socket connector, Number of poles: 4
9273 | 2422250000 | SAIE-M12S-8-H12TL-PG9 | Built-in plugs, M12, PG 9, Number of poles: 8, Rear panel mounting
9274 | 2422280000 | SAIE-M12B-4D-H12TL-M16 | Built-in plugs, M12, M 16, Number of poles: 4, Rear panel mounting
9275 | 2423630000 | SAIEW-M12B-5S-FTL | Built-in plugs, M12, M 12, Number of poles: 5, Front mounting
9276 | 2423660000 | SAIEW-M12S-4-HTL | Built-in plugs, M12, M 12, Number of poles: 4, Rear panel mounting
9277 | 2423750000 | SAIEW-M12S-5S-HTL | Built-in plugs, M12, M 12, Number of poles: 5, Rear panel mounting
9278 | 2424030000 | SAID-M8S-5-THR | Built-in plugs, M8, Pin, M 8, Number of poles: 5
9279 | 2424120000 | SAIE-M12S-4BS-H6.75TL | Built-in plugs, M12, M 16, Number of poles: 4, Rear panel mounting
9280 | 2424280000 | SAIEW-M8B-3S-H12TL | Built-in plugs, M8, M 12, Number of poles: 3, Rear panel mounting
9281 | 2424290000 | SAIEW-M12BB-4-HTL | Built-in plugs, M12, M 12, Number of poles: 4, Rear panel mounting
9282 | 2424320000 | SAIEW-M12SB-4-FTL | Built-in plugs, M12, M 12, Number of poles: 4, Front mounting
9283 | 2424330000 | SAIEW-M8S-3S-H12TL | Built-in plugs, M8, Number of poles: 3, Rear panel mounting
9284 | 2424360000 | SAIEW-M8B-4S-H8TL | Built-in plugs, M8, M 12, Number of poles: 4, Rear panel mounting
9285 | 2424410000 | SAEIW-M12BD-4-HTL | Built-in plugs, M12, M 12, Number of poles: 4, Rear panel mounting
9286 | 2424450000 | SAIEW-M8S-4S-H12TL | Built-in plugs, M8, Number of poles: 4, Rear panel mounting
9287 | 2424490000 | SAIE-M12BB-4-H5.5TL-PG9 | Built-in plugs, M12, PG 9, Number of poles: 4, Rear panel mounting
9288 | 2424510000 | SAIE-M12BB-4-H12TL-PG9 | Built-in plugs, M12, PG 9, Number of poles: 4, Rear panel mounting
9289 | 2424540000 | SAIHG-M8S-M12-6 | Built-in plugs, M8 pin, Mounting height: 6 mm
9290 | 2428540000 | A3T 2.5 VL | Feed-through terminal, PUSH IN, 2.5 mm², 800 V, 24 A, dark beige
9291 | 2428990000 | AAP22 10 LO-LO | Supply terminal, PUSH IN, 10 mm², 250 V, 57 A, dark beige
9292 | 2429040000 | AEP AP22 | A-series, End plate
9293 | 2429890000 | ADT 4 2C OR | Test-disconnect terminal, PUSH IN, 4 mm², 500 V, 20 A, orange
9294 | 2437570000 | HS 1.6-4.8/50 MM W | Conductor and cable markers, 1.6 - 4.8 mm, 50.8 x 7.6 mm, white
9295 | 2437580000 | HS 1.6-4.8/50 MM Y | Conductor and cable markers, 1.6 - 4.8 mm, 50.8 x 7.6 mm, yellow
9296 | 2437610000 | HS 12.7-38.1/50 MM W | Conductor and cable markers, 12.7 - 38.1 mm, 50.8 x 60.5 mm, white
9297 | 2437620000 | HS 12.7-38.1/50 MM Y | Conductor and cable markers, 12.7 - 38.1 mm, 50.8 x 60.5 mm, yellow
9298 | 2437710000 | HS 4.2-12.7/25 MM W | Conductor and cable markers, 4.2 - 12.7 mm, 25.4 x 20.9 mm, white
9299 | 2437810000 | HS 8.5-25.4/50 MM W | Conductor and cable markers, 8.5 - 25.4 mm, 50.8 x 40.5 mm, white
9300 | 2437820000 | HS 8.5-25.4/50 MM Y | Conductor and cable markers, 8.5 - 25.4 mm, 50.8 x 40.5 mm, yellow
9301 | 2437860000 | HS-HF 1.2-2.4/50 MM Y | Conductor and cable markers, 1.2 - 2.4 mm, 50.8 x 4.2 mm, yellow
9302 | 2437870000 | HS-HF 1.6-3.2/25 MM W | Conductor and cable markers, 1.6 - 3.2 mm, 25.4 x 5.6 mm, white
9303 | 2437900000 | HS-HF 1.6-3.2/50 MM Y | Conductor and cable markers, 1.6 - 3.2 mm, 50.8 x 5.6 mm, yellow
9304 | 2438010000 | HS-HF 2.4-4.8/50 MM W | Conductor and cable markers, 2.4 - 4.8 mm, 50.8 x 7.6 mm, white
9305 | 2438180000 | HS-HF 9.5-19.1/25 MM R | Conductor and cable markers, 9.5 - 19.1 mm, 25.4 x 30.9 mm, red
9306 | 2438190000 | HS-HF 9.5-19.1/25 MM W | Conductor and cable markers, 9.5 - 19.1 mm, 25.4 x 30.9 mm, white
9307 | 1000600000 | SL-SMT 3.50/04/90RF 1.5SN BK BX | PCB plug-in connector, male header, Clip-on flange, THT/THR solder connection, 3.50 mm, Number of poles: 4, 90°, Solder pin length (l): 1.5 mm, tinned, black, Box
9308 | 1000670000 | SL-SMT 3.50/12/90RF 1.5SN BK BX | PCB plug-in connector, male header, Clip-on flange, THT/THR solder connection, 3.50 mm, Number of poles: 12, 90°, Solder pin length (l): 1.5 mm, tinned, black, Box
9309 | 1065320000 | S2LD-THR 3.50/16/90G 3.2SN BK BX | PCB plug-in connector, male header, closed side, THT/THR solder connection, 3.50 mm, Number of poles: 16, Solder pin length (l): 3.2 mm, tinned, black, Box
9310 | 1106190000 | S2L-SMT 3.50/36/180LF 1.5SN BK RL | PCB plug-in connector, male header, Solder flange, THT/THR solder connection, 3.50 mm, Number of poles: 36, 180°, Solder pin length (l): 3.5 mm, tinned, black, Tape
9311 | 1108610000 | B2L 3.50/04/180 SN GN BX | PCB plug-in connector, female plug, 3.50 mm, Number of poles: 4, 180°, Tension-clamp connection, Clamping range, max. : 1 mm², Box
9312 | 1119830000 | WSI 6/LD 30-70V LLC | W-Series, Fuse terminal, Rated cross-section: 6 mm², Screw connection
9313 | 1120060000 | BLT 5.08HC/09/180 SN GY BX | PCB plug-in connector, female plug, 5.08 mm, Number of poles: 9, 180°, TOP connection, Clamping range, max. : 2.5 mm², Box
9314 | 1122050000 | BLL 7.62HP/05/180 3.2SN OR BX | PCB plug-in connector, female header, closed side, THT solder connection, 7.62 mm, Number of poles: 5, 180°, Solder pin length (l): 3.2 mm, tinned, orange, Box
9315 | 1122640000 | SL 7.62HP/11/180G 3.2SN BK BX | PCB plug-in connector, male header, closed side, THT solder connection, 7.62 mm, Number of poles: 11, 180°, Solder pin length (l): 3.2 mm, tinned, black, Box
9316 | 1124270000 | SL 7.62HP/07/90F 3.2 SN BK BX | PCB plug-in connector, male header, Flange, THT solder connection, 7.62 mm, Number of poles: 7, 90°, Solder pin length (l): 3.2 mm, tinned, black, Box
9317 | 1124300000 | SL 7.62HP/10/90F 3.2 SN BK BX | PCB plug-in connector, male header, Flange, THT solder connection, 7.62 mm, Number of poles: 10, 90°, Solder pin length (l): 3.2 mm, tinned, black, Box
9318 | 1124320000 | SL 7.62HP/12/90F 3.2 SN BK BX | PCB plug-in connector, male header, Flange, THT solder connection, 7.62 mm, Number of poles: 12, 90°, Solder pin length (l): 3.2 mm, tinned, black, Box
9319 | 1124380000 | SL 7.62HP/10/90F 3.2 SN OR BX | PCB plug-in connector, male header, Flange, THT solder connection, 7.62 mm, Number of poles: 10, 90°, Solder pin length (l): 3.2 mm, tinned, orange, Box
9320 | 1147780000 | SL 5.08HC/17/90G 3.2SN OR BX | PCB plug-in connector, male header, closed side, THT solder connection, 5.08 mm, Number of poles: 17, 90°, Solder pin length (l): 3.2 mm, tinned, orange, Box
9321 | 1147820000 | SL 5.08HC/23/180F 3.2SN OR BX | PCB plug-in connector, male header, Flange, THT solder connection, 5.08 mm, Number of poles: 23, 180°, Solder pin length (l): 3.2 mm, tinned, orange, Box
9322 | 1148050000 | SL 5.08HC/07/180LF 3.2SN OR BX | PCB plug-in connector, male header, Solder flange, THT solder connection, 5.08 mm, Number of poles: 7, 180°, Solder pin length (l): 3.2 mm, tinned, orange, Box
9323 | 1148070000 | SL 5.08HC/03/90B 3.2SN OR BX | PCB plug-in connector, male header, Dovetails for fixing blocks, THT solder connection, 5.08 mm, Number of poles: 3, 90°, Solder pin length (l): 3.2 mm, tinned, orange, Box
9324 | 1148150000 | SL 5.08HC/10/180LF 3.2SN OR BX | PCB plug-in connector, male header, Solder flange, THT solder connection, 5.08 mm, Number of poles: 10, 180°, Solder pin length (l): 3.2 mm, tinned, orange, Box
9325 | 1148190000 | SL 5.08HC/11/180LF 3.2SN OR BX | PCB plug-in connector, male header, Solder flange, THT solder connection, 5.08 mm, Number of poles: 11, 180°, Solder pin length (l): 3.2 mm, tinned, orange, Box
9326 | 1148200000 | SL 5.08HC/07/90B 3.2SN OR BX | PCB plug-in connector, male header, Dovetails for fixing blocks, THT solder connection, 5.08 mm, Number of poles: 7, 90°, Solder pin length (l): 3.2 mm, tinned, orange, Box
9327 | 1148280000 | SL 5.08HC/15/180LF 3.2SN OR BX | PCB plug-in connector, male header, Solder flange, THT solder connection, 5.08 mm, Number of poles: 15, 180°, Solder pin length (l): 3.2 mm, tinned, orange, Box
9328 | 1148440000 | SL 5.08HC/23/180LF 3.2SN OR BX | PCB plug-in connector, male header, Solder flange, THT solder connection, 5.08 mm, Number of poles: 23, 180°, Solder pin length (l): 3.2 mm, tinned, orange, Box
9329 | 1150000000 | SL 5.08HC/21/90LF 3.2SN OR BX | PCB plug-in connector, male header, Solder flange, THT solder connection, 5.08 mm, Number of poles: 21, 90°, Solder pin length (l): 3.2 mm, tinned, orange, Box
9330 | 1150020000 | SL 5.08HC/22/90LF 3.2SN OR BX | PCB plug-in connector, male header, Solder flange, THT solder connection, 5.08 mm, Number of poles: 22, 90°, Solder pin length (l): 3.2 mm, tinned, orange, Box
9331 | 1150040000 | SL 5.08HC/23/90LF 3.2SN OR BX | PCB plug-in connector, male header, Solder flange, THT solder connection, 5.08 mm, Number of poles: 23, 90°, Solder pin length (l): 3.2 mm, tinned, orange, Box
9332 | 1150070000 | SL 5.08HC/24/90LF 3.2SN OR BX | PCB plug-in connector, male header, Solder flange, THT solder connection, 5.08 mm, Number of poles: 24, 90°, Solder pin length (l): 3.2 mm, tinned, orange, Box
9333 | 1154900000 | SL 5.08HC/14/90B 3.2SN OR BX | PCB plug-in connector, male header, Dovetails for fixing blocks, THT solder connection, 5.08 mm, Number of poles: 14, 90°, Solder pin length (l): 3.2 mm, tinned, orange, Box
9334 | 1154990000 | SL 5.08HC/22/90B 3.2SN OR BX | PCB plug-in connector, male header, Dovetails for fixing blocks, THT solder connection, 5.08 mm, Number of poles: 22, 90°, Solder pin length (l): 3.2 mm, tinned, orange, Box
9335 | 1303460000 | PV-STICK+ VPE50 | Photovoltaics, Plug-in connector, PUSH IN connection, Socket connector
9336 | 1323540000 | SM 42/42-30 K MC NE GE | SwitchMark, Device markers, 42 x 42 mm, for cam switches, Type T0, yellow
9337 | 1327990000 | CH20M45 S 2PSC/2PSC TYL 2083 | Modular housing, OMNIMATE Housing - series CH20M Traffic yellow, Width: 45 mm
9338 | 1345540000 | SAIH-5X0.34(PUR)GE | Sensor/actuator line, Number of poles : 3, Shielded: No, Sheath material: PUR, Halogen: No
9339 | 1346610000 | UR20-EBK-ACC | End bracket, ,
9340 | 1357340000 | SAIH-5X0.34-S(PUR) | Sensor/actuator line, Number of poles : 5, Shielded: Yes, LED: No, Sheath material: PUR, Halogen: No
9341 | 1435770000 | HDC MHP100 M 25 | Pin, silver, 25 mm²
9342 | 1435780000 | HDC MHP100 M 35 | Pin, silver, 35 mm²
9343 | 1435790000 | HDC MHP100 F 10 | Female, silver, 10 mm²
9344 | 1467610000 | SAIE-M8S-8-TL-HW | Built-in plugs, M8 thread, pin, straight, M 8, Number of poles: 8
9345 | 1467650000 | SAIE-M8B-8-TL-HW | Built-in plugs, M8 thread, Female socket, straight, M 12, Number of poles: 8
9346 | 1467720000 | SAIE-M12S-5S-TL-HW-PG9 | Built-in plugs, M12, PG 9, Number of poles: 5
9347 | 1467730000 | SAIE-M12S-8S-TL-HW-PG9 | Built-in plugs, M12, PG 9, Number of poles: 8
9348 | 1467760000 | SAIEW-M12S-5S-TL-HW-PG9 | Built-in plugs, M12, PG 9, Number of poles: 5
9349 | 1467770000 | SAIE-M12B-4S-TL-HW-PG9 | Built-in plugs, M12, PG 9, Number of poles: 4
9350 | 1467780000 | SAIE-M12B-5S-TL-HW-PG9 | Built-in plugs, M12, PG 9, Number of poles: 5
9351 | 1467790000 | SAIE-M12B-8S-TL-HW-PG9 | Built-in plugs, M12, PG 9, Number of poles: 8
9352 | 1467810000 | SAIE-M12B-12S-TL-HW-PG9 | Built-in plugs, M12, PG 9, Number of poles: 12
9353 | 1467820000 | SAIEW-M12B-4S-TL-HW-PG9 | Built-in plugs, M12, PG 9, Number of poles: 4
9354 | 1467830000 | SAIEW-M12B-5S-TL-HW-PG9 | Built-in plugs, M12, PG 9, Number of poles: 5
9355 | 1468860000 | SAI-M12-KSC-0.34/0.5 | Contact, Pin
9356 | 1474060000 | CC-M 85/54 ST SDR | MetalliCard, Device markers, 54 x 85 mm, silver
9357 | 1474070000 | CC-M 85/54 AL SDR | MetalliCard, Device markers, 54 x 85 mm, silver
9358 | 1474250000 | CC-M 15/60 ST SDR | MetalliCard, Device markers, 15 x 60 mm, silver
9359 | 1474260000 | CC-M 15/60 2X3 AL SDR | MetalliCard, Device markers, 15 x 60 mm, silver
9360 | 1474340000 | CC-M 58/35 ST SDR | MetalliCard, Device markers, 58 x 34.8 mm, silver
9361 | 1476090000 | H1,0/16D R BD GSP | Wire-end ferrule, Standard, 12 mm, 10 mm, red
9362 | 1476100000 | H1,5/16D SW BD GSP | Wire-end ferrule, Standard, 12 mm, 10 mm, black
9363 | 1476110000 | H0,75/16T BL BD GSP | Wire-end ferrule, Standard, 12 mm, 10 mm, Light Blue
9364 | 1480290000 | HDC MF FIXING | Transport lock
9365 | 1491490000 | VSRI/0,1-0,5 | cable lug, terminal end,Insulated cable connector,0.14 mm² - 0.5 mm²
9366 | 1491510000 | VSRI/0,5-1,0 | cable lug, terminal end,Insulated cable connector,0.5 mm² - 1 mm²
9367 | 1491910000 | VFSKHV/0,5-1,0/638 | cable lug, terminal end,Insulated cable connector,1 mm²,0.5 mm² - 1 mm²
9368 | 1491930000 | VFSKHV/1,5-2,5/488 | cable lug, terminal end,Insulated cable connector,2.5 mm²,1.5 mm² - 2.5 mm²
9369 | 1491960000 | WFSKHV/0,5-1,05 | cable lug, terminal end,Insulated cable connector,0.5 mm² - 1 mm²
9370 | 1492400000 | KQI-M8/-6 | cable lug, terminal end,Insulated cable connector,6 mm²,4 mm² - 6 mm²
9371 | 1492820000 | KSN/-50 | cable lug, terminal end,50 mm²,50 mm²
9372 | 1493180000 | KQN-M16/-50 | cable lug, terminal end,50 mm²
9373 | 1494890000 | KRN-M8/-95 S | cable lug, terminal end,95 mm²
9374 | 1495100000 | KRN-M5/-2,5 | cable lug, terminal end,2.5 mm²
9375 | 1495510000 | KRN-M16/-240 | cable lug, terminal end,240 mm²
9376 | 1495670000 | KRN-M12/-120 | cable lug, terminal end,120 mm²
9377 | 1495720000 | KRN-M12/-150 | cable lug, terminal end,150 mm²
9378 | 1496320000 | KWN-M10/-70 45 | cable lug, terminal end,70 mm²
9379 | 1496610000 | KRN-M10/-50 | cable lug, terminal end,50 mm²
9380 | 1496980000 | KRN-M6/-16 | cable lug, terminal end,16 mm²
9381 | 1496990000 | KRN-M8/-16 | cable lug, terminal end,16 mm²
9382 | 1497880000 | KP-M6/-10 | cable lug, terminal end,10 mm²
9383 | 1500150000 | CC-M 10/30 2X2.5 ST | MetalliCard, Device markers, 10 x 30 mm, silver
9384 | 1513650000 | APG 2.5/3 | Plug, 2.5 mm², 800, 24 A, Number of poles: 3, dark beige
9385 | 1513690000 | APG 2.5/6 | Plug, 2.5 mm², 800, 24 A, Number of poles: 6, dark beige
9386 | 1513780000 | APG 2.5/5-3BG-BL-GN | Plug, 2.5 mm², 800, 24 A, Number of poles: 5, dark beige, blue, green
9387 | 1514000000 | APGTB 2.5 FT 3C/1 | Feed-through terminal, PUSH IN, 2.5 mm², 800 V, 24 A, dark beige
9388 | 1514040000 | APGTB 2.5 FT 4C/2 BL | Feed-through terminal, PUSH IN, 2.5 mm², 800 V, 24 A, blue
9389 | 1514400000 | AEP 2C 2.5 | A-series, End plate
9390 | 1514420000 | AEP 2C 2.5 BL | A-series, End plate
9391 | 1514450000 | AEP PGTB 2.5 4C/2 | A-series, End plate
9392 | 1521510000 | AEP 3C 2.5 | A-series, End plate
9393 | 1561130000 | WPD 301 2X25/2X16 3XGY | W-Series, Distribution block, Rated cross-section: Screw connection, Terminal rail / mounting plate
9394 | 1562210000 | WPD 106 1X70/2X25+3X16 GY | W-Series, Distribution block, Rated cross-section: Screw connection, Terminal rail / mounting plate
9395 | 1766000000 | SL 3.50/07/90G 3.2SN BK BX | PCB plug-in connector, male header, closed side, THT solder connection, 3.50 mm, Number of poles: 7, 90°, Solder pin length (l): 3.2 mm, tinned, black, Box
9396 | 1988680000 | LUF 10.00/10/90 5.0SN BK BX | Printed circuit board terminals, 10.00 mm, Number of poles: 10, 90°, Solder pin length (l): 5 mm, black, PUSH IN with actuator, Clamping range, max. : 16 mm², Box
9397 | 2014060000 | LUP 10.16/03/90 5.0SN BK BX | Printed circuit board terminals, 10.16 mm, Number of poles: 3, 90°, Solder pin length (l): 5 mm, tinned, black, Clamping yoke connection, Clamping range, max. : 16 mm², Box
9398 | 2014610000 | LUP 12.70/07/90 5.0SN BK BX | Printed circuit board terminals, 12.70 mm, Number of poles: 7, 90°, Solder pin length (l): 5 mm, tinned, black, Clamping yoke connection, Clamping range, max. : 16 mm², Box
9399 | 2123110000 | BLZP 5.08HC/02/180B SN OR BX | PCB plug-in connector, female plug, 5.08 mm, Number of poles: 2, 180°, Clamping yoke connection, Clamping range, max. : 4 mm², Box
9400 | 2427650000 | WGK 50/Z GY BX | OMNIMATE Power - series WGK, Feed-through terminal, Rated cross-section: 50 mm², Wemid (PA)
9401 | 2427660000 | WGK 50 GN/YE BX | OMNIMATE Power - series WGK, Feed-through terminal, Rated cross-section: 50 mm², Wemid (PA)
9402 | 2427700000 | WGK 50 IK BX | OMNIMATE Power - series WGK, Feed-through terminal, Rated cross-section: 50 mm², Wemid (PA)
9403 | 2427710000 | WGK 50/Z IK BX | OMNIMATE Power - series WGK, Feed-through terminal, Rated cross-section: 50 mm², Wemid (PA)
9404 | 2427730000 | WGK 50/Z IK BK BX | OMNIMATE Power - series WGK, Feed-through terminal, Rated cross-section: 50 mm², Wemid (PA)
9405 | 2427740000 | WGK 50 TXSC BX | OMNIMATE Power - series WGK, Feed-through terminal, Rated cross-section: 50 mm², Wemid (PA)
9406 | 2428460000 | WGK 50 VP/Z IK BX | OMNIMATE Power - series WGK, Feed-through terminal, Rated cross-section: 50 mm², Wemid (PA)
9407 | 2428470000 | WGK 50 VP IK BK BX | OMNIMATE Power - series WGK, Feed-through terminal, Rated cross-section: 50 mm², Wemid (PA)
9408 | 2429470000 | LL 5.00/04/180 3.2SN OR BX | Printed circuit board terminals, 5.00 mm, Number of poles: 4, 180°, Solder pin length (l): 3.2 mm, tinned, orange, Clamping yoke connection, Clamping range, max. : 6 mm², Box
9409 | 2429550000 | LL 5.00/07/180 3.2SN OR BX | Printed circuit board terminals, 5.00 mm, Number of poles: 7, 180°, Solder pin length (l): 3.2 mm, tinned, orange, Clamping yoke connection, Clamping range, max. : 6 mm², Box
9410 | 2431930000 | LL 5.08/05/180 3.2SN OR BX | Printed circuit board terminals, 5.08 mm, Number of poles: 5, 180°, Solder pin length (l): 3.2 mm, tinned, orange, Clamping yoke connection, Clamping range, max. : 6 mm², Box
9411 | 2431950000 | LL 5.08/06/180 3.2SN OR BX | Printed circuit board terminals, 5.08 mm, Number of poles: 6, 180°, Solder pin length (l): 3.2 mm, tinned, orange, Clamping yoke connection, Clamping range, max. : 6 mm², Box
9412 | 2431960000 | LL 5.08/07/180 3.2SN OR BX | Printed circuit board terminals, 5.08 mm, Number of poles: 7, 180°, Solder pin length (l): 3.2 mm, tinned, orange, Clamping yoke connection, Clamping range, max. : 6 mm², Box
9413 | 2431990000 | LL 5.08/10/180 3.2SN OR BX | Printed circuit board terminals, 5.08 mm, Number of poles: 10, 180°, Solder pin length (l): 3.2 mm, tinned, orange, Clamping yoke connection, Clamping range, max. : 6 mm², Box
9414 | 2432030000 | LL 5.08/14/180 3.2SN OR BX | Printed circuit board terminals, 5.08 mm, Number of poles: 14, 180°, Solder pin length (l): 3.2 mm, tinned, orange, Clamping yoke connection, Clamping range, max. : 6 mm², Box
9415 | 2432050000 | LL 5.08/16/180 3.2SN OR BX | Printed circuit board terminals, 5.08 mm, Number of poles: 16, 180°, Solder pin length (l): 3.2 mm, tinned, orange, Clamping yoke connection, Clamping range, max. : 6 mm², Box
9416 | 2432120000 | LL 5.08/23/180 3.2SN OR BX | Printed circuit board terminals, 5.08 mm, Number of poles: 23, 180°, Solder pin length (l): 3.2 mm, tinned, orange, Clamping yoke connection, Clamping range, max. : 6 mm², Box
9417 | 2439380000 | WGK 10 GN/YE BX | OMNIMATE Power - series WGK, Feed-through terminal, Rated cross-section: 10 mm², Wemid (PA)
9418 | 2439420000 | WGK 10 VP/Z GY BX | OMNIMATE Power - series WGK, Feed-through terminal, Rated cross-section: 10 mm², Wemid (PA), Feed-through (bushing)
9419 | 2439490000 | WGK 10/Z P GN/YE BX | OMNIMATE Power - series WGK, Feed-through terminal, Rated cross-section: 10 mm², Wemid (PA)
9420 | 2439550000 | WGKV 10/Z GY BX | OMNIMATE Power - series WGK, Feed-through terminal, Rated cross-section: 10 mm², Wemid (PA)
9421 | 2439570000 | WGKV 10 BK BX | OMNIMATE Power - series WGK, Feed-through terminal, Rated cross-section: 10 mm², Wemid (PA)
9422 | 2439670000 | BLF 2.50/04/180 SN BK BX | PCB plug-in connector, female plug, Pitch in mm (P): 2.50 mm, Number of poles: 4, Box
9423 | 2439680000 | BLF 2.50/05/180 SN BK BX | PCB plug-in connector, female plug, Pitch in mm (P): 2.50 mm, Number of poles: 5, Box
9424 | 2439700000 | BLF 2.50/07/180 SN BK BX | PCB plug-in connector, female plug, Pitch in mm (P): 2.50 mm, Number of poles: 7, Box
9425 | 2439730000 | BLF 2.50/10/180 SN BK BX | PCB plug-in connector, female plug, Pitch in mm (P): 2.50 mm, Number of poles: 10, Box
9426 | 2439750000 | BLF 2.50/12/180 SN BK BX | PCB plug-in connector, female plug, Pitch in mm (P): 2.50 mm, Number of poles: 12, Box
9427 | 2439820000 | SL 2.50/09/90G 3.2SN BK BX | PCB plug-in connector, male header, THT solder connection, Pitch in mm (P): 2.50 mm, Number of poles: 9, 90°, Box
9428 | 2439840000 | SL 2.50/11/90G 3.2SN BK BX | PCB plug-in connector, male header, THT solder connection, Pitch in mm (P): 2.50 mm, Number of poles: 11, 90°, Box
9429 | 2439910000 | SL 2.50/02/180G 3.2SN BK BX | PCB plug-in connector, male header, THT solder connection, Pitch in mm (P): 2.50 mm, Number of poles: 2, 180°, Box
9430 | 2439930000 | SL 2.50/04/180G 3.2SN BK BX | PCB plug-in connector, male header, THT solder connection, Pitch in mm (P): 2.50 mm, Number of poles: 4, 180°, Box
9431 | 2439960000 | SL 2.50/07/180G 3.2SN BK BX | PCB plug-in connector, male header, THT solder connection, Pitch in mm (P): 2.50 mm, Number of poles: 7, 180°, Box
9432 | 2439980000 | SL 2.50/09/180G 3.2SN BK BX | PCB plug-in connector, male header, THT solder connection, Pitch in mm (P): 2.50 mm, Number of poles: 9, 180°, Box
9433 | 2440010000 | SL 2.50/12/180G 3.2SN BK BX | PCB plug-in connector, male header, THT solder connection, Pitch in mm (P): 2.50 mm, Number of poles: 12, 180°, Box
9434 | 2440560000 | WGK 16 GY BX | OMNIMATE Power - series WGK, Feed-through terminal, Rated cross-section: 16 mm², Wemid (PA)
9435 | 2440580000 | WGK 16/Z GY BX | OMNIMATE Power - series WGK, Feed-through terminal, Rated cross-section: 16 mm², Wemid (PA)
9436 | 2440590000 | WGK 16 BK BX | OMNIMATE Power - series WGK, Feed-through terminal, Rated cross-section: 16 mm², Wemid (PA)
9437 | 2440600000 | WGK 16/Z BK BX | OMNIMATE Power - series WGK, Feed-through terminal, Rated cross-section: 16 mm², Wemid (PA)
9438 | 2440610000 | WGK 16 VP GN/YE BX | OMNIMATE Power - series WGK, Feed-through terminal, Rated cross-section: 16 mm², Wemid (PA)
9439 | 2440620000 | WGK 16 VP GY BX | OMNIMATE Power - series WGK, Feed-through terminal, Rated cross-section: 16 mm², Wemid (PA)
9440 | 2441520000 | BL 3.50/09/180LR SN BK BX | PCB plug-in connector, female plug, 3.50 mm, Number of poles: 9, 180°, Clamping yoke connection, Clamping range, max. : 1.5 mm², Box
9441 | 2441810000 | SL-SMT 3.50/05/180RF 3.2SN BK BX | PCB plug-in connector, male header, Clip-on flange, THT/THR solder connection, 3.50 mm, Number of poles: 5, 180°, Solder pin length (l): 3.2 mm, tinned, black, Box
9442 | 2441830000 | SL-SMT 3.50/09/180RF 3.2SN BK BX | PCB plug-in connector, male header, Clip-on flange, THT/THR solder connection, 3.50 mm, Number of poles: 9, 180°, Solder pin length (l): 3.2 mm, tinned, black, Box
9443 | 2442030000 | BCZ 3.81/05/180LRZE SN OR BX | PCB plug-in connector, female plug, 3.81 mm, Number of poles: 5, 180°, Clamping yoke connection, Clamping range, max. : 1.5 mm², Box
9444 | 2442160000 | BCZ 3.81/16/180LRZE SN OR BX | PCB plug-in connector, female plug, 3.81 mm, Number of poles: 16, 180°, Clamping yoke connection, Clamping range, max. : 1.5 mm², Box
9445 | 2442180000 | BCZ 3.81/20/180LRZE SN OR BX | PCB plug-in connector, female plug, 3.81 mm, Number of poles: 20, 180°, Clamping yoke connection, Clamping range, max. : 1.5 mm², Box
9446 | 2442230000 | BCZ 3.81/19/180LRZE SN OR BX | PCB plug-in connector, female plug, 3.81 mm, Number of poles: 19, 180°, Clamping yoke connection, Clamping range, max. : 1.5 mm², Box
9447 | 2442240000 | BCZ 3.81/10/180LRZE SN OR BX | PCB plug-in connector, female plug, 3.81 mm, Number of poles: 10, 180°, Clamping yoke connection, Clamping range, max. : 1.5 mm², Box
9448 | 2442260000 | BCZ 3.81/06/180LRZE SN OR BX | PCB plug-in connector, female plug, 3.81 mm, Number of poles: 6, 180°, Clamping yoke connection, Clamping range, max. : 1.5 mm², Box
9449 | 2442280000 | BCZ 3.81/14/180LRZE SN OR BX | PCB plug-in connector, female plug, 3.81 mm, Number of poles: 14, 180°, Clamping yoke connection, Clamping range, max. : 1.5 mm², Box
9450 | 2442290000 | BCZ 3.81/08/180LRZE SN OR BX | PCB plug-in connector, female plug, 3.81 mm, Number of poles: 8, 180°, Clamping yoke connection, Clamping range, max. : 1.5 mm², Box
9451 | 2442310000 | BCZ 3.81/04/180LR SN OR BX | PCB plug-in connector, female plug, 3.81 mm, Number of poles: 4, 180°, Clamping yoke connection, Clamping range, max. : 1.5 mm², Box
9452 | 2442360000 | BCZ 3.81/02/180LR SN OR BX | PCB plug-in connector, female plug, 3.81 mm, Number of poles: 2, 180°, Clamping yoke connection, Clamping range, max. : 1.5 mm², Box
9453 | 2442370000 | BCZ 3.81/03/180LR SN OR BX | PCB plug-in connector, female plug, 3.81 mm, Number of poles: 3, 180°, Clamping yoke connection, Clamping range, max. : 1.5 mm², Box
9454 | 2442440000 | BCZ 3.81/17/180LR SN OR BX | PCB plug-in connector, female plug, 3.81 mm, Number of poles: 17, 180°, Clamping yoke connection, Clamping range, max. : 1.5 mm², Box
9455 | 2442510000 | BCZ 3.81/20/180LR SN OR BX | PCB plug-in connector, female plug, 3.81 mm, Number of poles: 20, 180°, Clamping yoke connection, Clamping range, max. : 1.5 mm², Box
9456 | 2442610000 | BCF 3.81/03/180LR SN OR BX | PCB plug-in connector, female plug, 3.81 mm, Number of poles: 3, 180°, PUSH IN with actuator, Tension-clamp connection, Clamping range, max. : 1.5 mm², Box
9457 | 2442660000 | BCF 3.81/08/180LR SN OR BX | PCB plug-in connector, female plug, 3.81 mm, Number of poles: 8, 180°, PUSH IN with actuator, Tension-clamp connection, Clamping range, max. : 1.5 mm², Box
9458 | 2442940000 | BCF 3.81/16/180LRZE SN OR BX | PCB plug-in connector, female plug, 3.81 mm, Number of poles: 16, 180°, PUSH IN with actuator, Tension-clamp connection, Clamping range, max. : 1.5 mm², Box
9459 | 2443050000 | BCF 3.81/12/180LRZE SN OR BX | PCB plug-in connector, female plug, 3.81 mm, Number of poles: 12, 180°, PUSH IN with actuator, Tension-clamp connection, Clamping range, max. : 1.5 mm², Box
9460 | 2444110000 | SCZ 3.81/06/180LR SN OR BX | PCB plug-in connector, male plug, 3.81 mm, Number of poles: 6, 180°, Clamping yoke connection, Clamping range, max. : 1.5 mm², Box
9461 | 2444280000 | SCZ 3.81/12/180LRZE SN OR BX | PCB plug-in connector, male plug, 3.81 mm, Number of poles: 12, 180°, Clamping yoke connection, Clamping range, max. : 1.5 mm², Box
9462 | 2444680000 | WGK 25/Z BK BX | OMNIMATE Power - series WGK, Feed-through terminal, Rated cross-section: 25 mm², Wemid (PA)
9463 | 2444700000 | WGK 25 VP GN/YE BX | OMNIMATE Power - series WGK, Feed-through terminal, Rated cross-section: 25 mm², Wemid (PA)
9464 | 2444750000 | WGK 25 VP/Z GN/YE TXSC BX | OMNIMATE Power - series WGK, Feed-through terminal, Rated cross-section: 25 mm², Wemid (PA)
9465 | 2444760000 | WGK 25 VP GY TXSC BX | OMNIMATE Power - series WGK, Feed-through terminal, Rated cross-section: 25 mm², Wemid (PA)
9466 | 2444840000 | WGKV 25 BK BX | OMNIMATE Power - series WGK, Feed-through terminal, Rated cross-section: 25 mm², Wemid (PA)
9467 | 2444850000 | WGKV 25 CS GY BX | OMNIMATE Power - series WGK, Feed-through terminal, Rated cross-section: 25 mm², Wemid (PA)
9468 | 2444860000 | WGKV 25/Z GY BX | OMNIMATE Power - series WGK, Feed-through terminal, Rated cross-section: 25 mm², Wemid (PA)
9469 | 2453690000 | LUF 10.00/02/90V 5.0SN BK BX | Printed circuit board terminals, 10.00 mm, Number of poles: 2, 90°, Solder pin length (l): 5 mm, black, PUSH IN with actuator, Clamping range, max. : 16 mm², Box
9470 | 2453700000 | LUF 10.00/03/90V 5.0SN BK BX | Printed circuit board terminals, 10.00 mm, Number of poles: 3, 90°, Solder pin length (l): 5 mm, black, PUSH IN with actuator, Clamping range, max. : 16 mm², Box
9471 | 2453730000 | LUF 10.00/06/90V 5.0SN BK BX | Printed circuit board terminals, 10.00 mm, Number of poles: 6, 90°, Solder pin length (l): 5 mm, black, PUSH IN with actuator, Clamping range, max. : 16 mm², Box
9472 | 2457550000 | SC-SMT 3.81/05/270G 1.5SN BK RL | PCB plug-in connector, male header, closed side, THT/THR solder connection, 3.81 mm, Number of poles: 5, 270°, Solder pin length (l): 1.5 mm, tinned, black, Tape
9473 | 2457740000 | SLD 3.50V/30/90F 3.2SN BK BX | PCB plug-in connector, male header, Flange, THT solder connection, 3.50 mm, Number of poles: 30, 90°, Solder pin length (l): 3.2 mm, tinned, black, Box
9474 | 2460700000 | SC-SMT 3.81 KO BK BX | PCB plug-in connector, Accessories, Coding element, black
9475 | 2463320000 | SL 5.00/05/135B 3.2SN BK BX | PCB plug-in connector, male header, Dovetails for fixing blocks, THT solder connection, 5.00 mm, Number of poles: 5, 135°, Solder pin length (l): 3.2 mm, tinned, black, Box
9476 | 2469440000 | LL2N 5.08/04/90 3.2SN GN BX | Printed circuit board terminals, 5.08 mm, Number of poles: 4, 90°, Solder pin length (l): 3.2 mm, tinned, Pale green, Clamping yoke connection, Clamping range, max. : 6 mm², Box
9477 | 2484460000 | SL 3.50/05/180G 3.2SN BK BX | PCB plug-in connector, male header, closed side, THT solder connection, 3.50 mm, Number of poles: 5, 180°, Solder pin length (l): 3.2 mm, tinned, black, Box
9478 | 2484610000 | SL 3.50/03/180G 3.2SN BK BX | PCB plug-in connector, male header, closed side, THT solder connection, 3.50 mm, Number of poles: 3, 180°, Solder pin length (l): 3.2 mm, tinned, black, Box
9479 | 2484680000 | VWGK 6 GN/YE BX | OMNIMATE Power - series WGK, Feed-through terminal, Rated cross-section: 6 mm², Wemid (PA), Direct mounting, Feed-through (bushing)
9480 | 2484800000 | VWGK 6 GY BX | OMNIMATE Power - series WGK, Feed-through terminal, Rated cross-section: 6 mm², Wemid (PA), Direct mounting, Feed-through (bushing)
9481 | 2484810000 | VWGK 6 BK BX | OMNIMATE Power - series WGK, Feed-through terminal, Rated cross-section: 6 mm², Wemid (PA), Direct mounting, Feed-through (bushing)
9482 | 2491680000 | LLFS 7.50/08/180V 5.0SN BK BX | Printed circuit board terminals, 7.50 mm, Number of poles: 8, 180°, Solder pin length (l): 5 mm, tinned, black, PUSH IN without actuator, Clamping range, max. : 6 mm², Box
9483 | 2491820000 | LUFS 15.00/02/180V 5.0SN BK BX | Printed circuit board terminals, 15.00 mm, Number of poles: 2, 180°, Solder pin length (l): 5 mm, black, PUSH IN without actuator, Clamping range, max. : 16 mm², Box
9484 | 2492000000 | LUF 15.00/02/90V 5.0SN BK BX | Printed circuit board terminals, 15.00 mm, Number of poles: 2, 90°, Solder pin length (l): 5 mm, black, PUSH IN with actuator, Clamping range, max. : 16 mm², Box
9485 | 2492010000 | LUF 15.00/03/90V 5.0SN BK BX | Printed circuit board terminals, 15.00 mm, Number of poles: 3, 90°, Solder pin length (l): 5 mm, black, PUSH IN with actuator, Clamping range, max. : 16 mm², Box
9486 | 2492140000 | LUFS 10.00/05/180V 5.0SN BK BX | Printed circuit board terminals, 10.00 mm, Number of poles: 5, 180°, Solder pin length (l): 5 mm, tinned, black, PUSH IN with actuator, Clamping range, max. : 16 mm², Box
9487 | 2492150000 | LUFS 10.00/06/180V 5.0SN BK BX | Printed circuit board terminals, 10.00 mm, Number of poles: 6, 180°, Solder pin length (l): 5 mm, tinned, black, PUSH IN with actuator, Clamping range, max. : 16 mm², Box
9488 | 2492160000 | LUFS 10.00/07/180V 5.0SN BK BX | Printed circuit board terminals, 10.00 mm, Number of poles: 7, 180°, Solder pin length (l): 5 mm, tinned, black, PUSH IN with actuator, Clamping range, max. : 16 mm², Box
9489 | 2492180000 | LUFS 10.00/09/180V 5.0SN BK BX | Printed circuit board terminals, 10.00 mm, Number of poles: 9, 180°, Solder pin length (l): 5 mm, tinned, black, PUSH IN with actuator, Clamping range, max. : 16 mm², Box
9490 | 2492190000 | LUFS 10.00/10/180V 5.0SN BK BX | Printed circuit board terminals, 10.00 mm, Number of poles: 10, 180°, Solder pin length (l): 5 mm, tinned, black, PUSH IN with actuator, Clamping range, max. : 16 mm², Box
9491 | 2492230000 | LUFS 15.00/04/180V 5.0SN BK BX | Printed circuit board terminals, 15.00 mm, Number of poles: 4, 180°, Solder pin length (l): 5 mm, black, PUSH IN without actuator, Clamping range, max. : 16 mm², Box
9492 | 2492260000 | LUFS 15.00/07/180V 5.0SN BK BX | Printed circuit board terminals, 15.00 mm, Number of poles: 7, 180°, Solder pin length (l): 5 mm, black, PUSH IN without actuator, Clamping range, max. : 16 mm², Box
9493 | 2496240000 | SL 5.08HC/09/180B 4.5SN OR BX | PCB plug-in connector, male header, Dovetails for fixing blocks, THT solder connection, 5.08 mm, Number of poles: 9, 180°, Solder pin length (l): 4.5 mm, tinned, orange, Box
9494 | 2496250000 | SL 5.08HC/10/180B 4.5SN OR BX | PCB plug-in connector, male header, Dovetails for fixing blocks, THT solder connection, 5.08 mm, Number of poles: 10, 180°, Solder pin length (l): 4.5 mm, tinned, orange, Box
9495 | 2496340000 | SL 5.08HC/16/180 4.5SN OR BX | PCB plug-in connector, male header, open side, THT solder connection, 5.08 mm, Number of poles: 16, 180°, Solder pin length (l): 4.5 mm, tinned, orange, Box
9496 | 2499440000 | LUFS 15.00/02/90V 5.0SN BK BX | Printed circuit board terminals, 15.00 mm, Number of poles: 2, 90°, Solder pin length (l): 5 mm, black, PUSH IN without actuator, Clamping range, max. : 16 mm², Box
9497 | 2500490000 | LUFS 10.00/06/90V 5.0SN BK BX | Printed circuit board terminals, 10.00 mm, Number of poles: 6, 90°, Solder pin length (l): 5 mm, black, PUSH IN without actuator, Clamping range, max. : 16 mm², Box
9498 | 2500500000 | LUFS 10.00/07/90V 5.0SN BK BX | Printed circuit board terminals, 10.00 mm, Number of poles: 7, 90°, Solder pin length (l): 5 mm, black, PUSH IN without actuator, Clamping range, max. : 16 mm², Box
9499 | 2500530000 | LUFS 10.00/10/90V 5.0SN BK BX | Printed circuit board terminals, 10.00 mm, Number of poles: 10, 90°, Solder pin length (l): 5 mm, black, PUSH IN without actuator, Clamping range, max. : 16 mm², Box
9500 | 2500540000 | LUFS 10.00/11/90V 5.0SN BK BX | Printed circuit board terminals, 10.00 mm, Number of poles: 11, 90°, Solder pin length (l): 5 mm, black, PUSH IN without actuator, Clamping range, max. : 16 mm², Box
9501 | 2500590000 | LUFS 15.00/05/90V 5.0SN BK BX | Printed circuit board terminals, 15.00 mm, Number of poles: 5, 90°, Solder pin length (l): 5 mm, black, PUSH IN without actuator, Clamping range, max. : 16 mm², Box
9502 | 1211790000 | BLF 5.00HC/22/180 SN OR BX | PCB plug-in connector, female plug, 5.00 mm, Number of poles: 22, 180°, PUSH IN with actuator, Tension-clamp connection, Clamping range, max. : 3.31 mm², Box
9503 | 1211800000 | BLF 5.00HC/23/180 SN OR BX | PCB plug-in connector, female plug, 5.00 mm, Number of poles: 23, 180°, PUSH IN with actuator, Tension-clamp connection, Clamping range, max. : 3.31 mm², Box
9504 | 1211820000 | BLF 5.00HC/19/180 SN BK BX | PCB plug-in connector, female plug, 5.00 mm, Number of poles: 19, 180°, PUSH IN with actuator, Tension-clamp connection, Clamping range, max. : 3.31 mm², Box
9505 | 1211860000 | BLF 5.00HC/23/180 SN BK BX | PCB plug-in connector, female plug, 5.00 mm, Number of poles: 23, 180°, PUSH IN with actuator, Tension-clamp connection, Clamping range, max. : 3.31 mm², Box
9506 | 1211870000 | BLF 5.00HC/24/180 SN BK BX | PCB plug-in connector, female plug, 5.00 mm, Number of poles: 24, 180°, PUSH IN with actuator, Tension-clamp connection, Clamping range, max. : 3.31 mm², Box
9507 | 1250610000 | DP WGK 50 BK BX | OMNIMATE Power - series WGK, Feed-through terminal
9508 | 1250620000 | DP WGK 95 BK BX | OMNIMATE Power - series WGK, Feed-through terminal
9509 | 1250680000 | WGK 95 BK BX | OMNIMATE Power - series WGK, Feed-through terminal, Rated cross-section: 95 mm², Screw connection, Wemid (PA), black, Direct mounting, Feed-through (bushing)
9510 | 1250930000 | WGK 4 BK BX | OMNIMATE Power - series WGK, Feed-through terminal, Rated cross-section: 4 mm², Screw connection, Wemid (PA), black, Direct mounting, Feed-through (bushing)
9511 | 1251350000 | LL 5.00/17/90 3.2SN OR BX | Printed circuit board terminals, 5.00 mm, Number of poles: 17, 90°, Solder pin length (l): 3.2 mm, tinned, orange, Clamping yoke connection, Clamping range, max. : 6 mm², Box
9512 | 1251380000 | LL 5.00/20/90 3.2SN OR BX | Printed circuit board terminals, 5.00 mm, Number of poles: 20, 90°, Solder pin length (l): 3.2 mm, tinned, orange, Clamping yoke connection, Clamping range, max. : 6 mm², Box
9513 | 1251390000 | LL 5.00/21/90 3.2SN OR BX | Printed circuit board terminals, 5.00 mm, Number of poles: 21, 90°, Solder pin length (l): 3.2 mm, tinned, orange, Clamping yoke connection, Clamping range, max. : 6 mm², Box
9514 | 1251410000 | LL 5.00/22/90 3.2SN OR BX | Printed circuit board terminals, 5.00 mm, Number of poles: 22, 90°, Solder pin length (l): 3.2 mm, tinned, orange, Clamping yoke connection, Clamping range, max. : 6 mm², Box
9515 | 1251420000 | LL 5.00/23/90 3.2SN OR BX | Printed circuit board terminals, 5.00 mm, Number of poles: 23, 90°, Solder pin length (l): 3.2 mm, tinned, orange, Clamping yoke connection, Clamping range, max. : 6 mm², Box
9516 | 1258340000 | SLD 5.08V/06/90 3.2 SN BK BX | PCB plug-in connector, male header, open side, THT solder connection, 5.08 mm, Number of poles: 6, 90°, Solder pin length (l): 3.2 mm, black, Box
9517 | 1258410000 | SL 5.08/02/135 3.2SN BK BX | PCB plug-in connector, male header, open side, THT solder connection, 5.08 mm, Number of poles: 2, 135°, Solder pin length (l): 3.2 mm, black, Box
9518 | 1265880000 | LP 7.62/07/90 3.2SN OR BX | Printed circuit board terminals, 7.62 mm, Number of poles: 7, 90°, Solder pin length (l): 3.2 mm, tinned, orange, Clamping yoke connection, Clamping range, max. : 6 mm², Box
9519 | 1268190000 | SLAD 06/90 3.2SN GY | PCB plug-in connector, male header, open side, THT solder connection, 5.08 mm, Number of poles: 6, 90°, Solder pin length (l): 3.2 mm, Pebble grey, Box
9520 | 1274180000 | SLD 3.50/06/90 3.2SN BK BX | PCB plug-in connector, male header, open side, THT solder connection, 3.50 mm, Number of poles: 6, 90°, Solder pin length (l): 3.2 mm, tinned, black, Box
9521 | 1283600000 | SL 7.50/03/90B 3.2SN GN BX | PCB plug-in connector, male header, Dovetails for fixing blocks, THT solder connection, 7.50 mm, Number of poles: 3, 90°, Solder pin length (l): 3.2 mm, Pale green, Box
9522 | 1283650000 | BLZP 5.08HC/05/180F SN GN BX | PCB plug-in connector, female plug, 5.08 mm, Number of poles: 5, 180°, Clamping yoke connection, Clamping range, max. : 4 mm², Box
9523 | 1288980000 | S2C-SMT 3.50/04/90G 3.2SN BK BX | PCB plug-in connector, male header, closed side, THT/THR solder connection, 3.50 mm, Number of poles: 4, 90°, Solder pin length (l): 3.2 mm, tinned, black, Box
9524 | 1289270000 | S2C-SMT 3.50/06/90G 3.2SN BK BX | PCB plug-in connector, male header, closed side, THT/THR solder connection, 3.50 mm, Number of poles: 6, 90°, Solder pin length (l): 3.2 mm, tinned, black, Box
9525 | 1289330000 | S2C-SMT 3.50/18/90G 3.2SN BK BX | PCB plug-in connector, male header, closed side, THT/THR solder connection, 3.50 mm, Number of poles: 18, 90°, Solder pin length (l): 3.2 mm, tinned, black, Box
9526 | 1289340000 | S2C-SMT 3.50/20/90G 3.2SN BK BX | PCB plug-in connector, male header, closed side, THT/THR solder connection, 3.50 mm, Number of poles: 20, 90°, Solder pin length (l): 3.2 mm, tinned, black, Box
9527 | 1289440000 | S2C-SMT 3.50/36/90G 3.2SN BK BX | PCB plug-in connector, male header, closed side, THT/THR solder connection, 3.50 mm, Number of poles: 36, 90°, Solder pin length (l): 3.2 mm, tinned, black, Box
9528 | 1289470000 | S2C-SMT 3.50/08/90LF 3.2SN BK BX | PCB plug-in connector, male header, Solder flange, THT/THR solder connection, 3.50 mm, Number of poles: 8, 90°, Solder pin length (l): 3.2 mm, tinned, black, Box
9529 | 1289510000 | S2C-SMT 3.50/16/90LF 3.2SN BK BX | PCB plug-in connector, male header, Solder flange, THT/THR solder connection, 3.50 mm, Number of poles: 16, 90°, Solder pin length (l): 3.2 mm, tinned, black, Box
9530 | 1289520000 | S2C-SMT 3.50/18/90LF 3.2SN BK BX | PCB plug-in connector, male header, Solder flange, THT/THR solder connection, 3.50 mm, Number of poles: 18, 90°, Solder pin length (l): 3.2 mm, tinned, black, Box
9531 | 1289530000 | S2C-SMT 3.50/20/90LF 3.2SN BK BX | PCB plug-in connector, male header, Solder flange, THT/THR solder connection, 3.50 mm, Number of poles: 20, 90°, Solder pin length (l): 3.2 mm, tinned, black, Box
9532 | 1289540000 | S2C-SMT 3.50/22/90LF 3.2SN BK BX | PCB plug-in connector, male header, Solder flange, THT/THR solder connection, 3.50 mm, Number of poles: 22, 90°, Solder pin length (l): 3.2 mm, tinned, black, Box
9533 | 1289550000 | S2C-SMT 3.50/24/90LF 3.2SN BK BX | PCB plug-in connector, male header, Solder flange, THT/THR solder connection, 3.50 mm, Number of poles: 24, 90°, Solder pin length (l): 3.2 mm, tinned, black, Box
9534 | 1289570000 | S2C-SMT 3.50/26/90LF 3.2SN BK BX | PCB plug-in connector, male header, Solder flange, THT/THR solder connection, 3.50 mm, Number of poles: 26, 90°, Solder pin length (l): 3.2 mm, tinned, black, Box
9535 | 1289580000 | S2C-SMT 3.50/28/90LF 3.2SN BK BX | PCB plug-in connector, male header, Solder flange, THT/THR solder connection, 3.50 mm, Number of poles: 28, 90°, Solder pin length (l): 3.2 mm, tinned, black, Box
9536 | 1289600000 | S2C-SMT 3.50/32/90LF 3.2SN BK BX | PCB plug-in connector, male header, Solder flange, THT/THR solder connection, 3.50 mm, Number of poles: 32, 90°, Solder pin length (l): 3.2 mm, tinned, black, Box
9537 | 1289620000 | S2C-SMT 3.50/36/90LF 3.2SN BK BX | PCB plug-in connector, male header, Solder flange, THT/THR solder connection, 3.50 mm, Number of poles: 36, 90°, Solder pin length (l): 3.2 mm, tinned, black, Box
9538 | 1289640000 | S2C-SMT 3.50/06/90G 1.5SN BK BX | PCB plug-in connector, male header, closed side, THT/THR solder connection, 3.50 mm, Number of poles: 6, 90°, Solder pin length (l): 1.5 mm, tinned, black, Box
9539 | 1289650000 | S2C-SMT 3.50/08/90G 1.5SN BK BX | PCB plug-in connector, male header, closed side, THT/THR solder connection, 3.50 mm, Number of poles: 8, 90°, Solder pin length (l): 1.5 mm, tinned, black, Box
9540 | 1289680000 | S2C-SMT 3.50/12/90G 1.5SN BK BX | PCB plug-in connector, male header, closed side, THT/THR solder connection, 3.50 mm, Number of poles: 12, 90°, Solder pin length (l): 1.5 mm, tinned, black, Box
9541 | 1289710000 | S2C-SMT 3.50/16/90G 1.5SN BK BX | PCB plug-in connector, male header, closed side, THT/THR solder connection, 3.50 mm, Number of poles: 16, 90°, Solder pin length (l): 1.5 mm, tinned, black, Box
9542 | 1289720000 | S2C-SMT 3.50/18/90G 1.5SN BK BX | PCB plug-in connector, male header, closed side, THT/THR solder connection, 3.50 mm, Number of poles: 18, 90°, Solder pin length (l): 1.5 mm, tinned, black, Box
9543 | 1289730000 | S2C-SMT 3.50/20/90G 1.5SN BK BX | PCB plug-in connector, male header, closed side, THT/THR solder connection, 3.50 mm, Number of poles: 20, 90°, Solder pin length (l): 1.5 mm, tinned, black, Box
9544 | 1289750000 | S2C-SMT 3.50/24/90G 1.5SN BK BX | PCB plug-in connector, male header, closed side, THT/THR solder connection, 3.50 mm, Number of poles: 24, 90°, Solder pin length (l): 1.5 mm, tinned, black, Box
9545 | 1289780000 | S2C-SMT 3.50/28/90G 1.5SN BK BX | PCB plug-in connector, male header, closed side, THT/THR solder connection, 3.50 mm, Number of poles: 28, 90°, Solder pin length (l): 1.5 mm, tinned, black, Box
9546 | 1289830000 | S2C-SMT 3.50/04/90LF 1.5SN BK BX | PCB plug-in connector, male header, Solder flange, THT/THR solder connection, 3.50 mm, Number of poles: 4, 90°, Solder pin length (l): 1.5 mm, tinned, black, Box
9547 | 1289910000 | S2C-SMT 3.50/16/90LF 1.5SN BK BX | PCB plug-in connector, male header, Solder flange, THT/THR solder connection, 3.50 mm, Number of poles: 16, 90°, Solder pin length (l): 1.5 mm, tinned, black, Box
9548 | 1289980000 | S2C-SMT 3.50/28/90LF 1.5SN BK BX | PCB plug-in connector, male header, Solder flange, THT/THR solder connection, 3.50 mm, Number of poles: 28, 90°, Solder pin length (l): 1.5 mm, tinned, black, Box
9549 | 1290020000 | S2C-SMT 3.50/36/90LF 1.5SN BK BX | PCB plug-in connector, male header, Solder flange, THT/THR solder connection, 3.50 mm, Number of poles: 36, 90°, Solder pin length (l): 1.5 mm, tinned, black, Box
9550 | 1290050000 | S2C-SMT 3.50/08/180G 3.5SN BK BX | PCB plug-in connector, male header, closed side, THT/THR solder connection, 3.50 mm, Number of poles: 8, 180°, Solder pin length (l): 3.5 mm, tinned, black, Box
9551 | 1290110000 | S2C-SMT 3.50/18/180G 3.5SN BK BX | PCB plug-in connector, male header, closed side, THT/THR solder connection, 3.50 mm, Number of poles: 18, 180°, Solder pin length (l): 3.5 mm, tinned, black, Box
9552 | 1290190000 | S2C-SMT 3.50/34/180G 3.5SN BK BX | PCB plug-in connector, male header, closed side, THT/THR solder connection, 3.50 mm, Number of poles: 34, 180°, Solder pin length (l): 3.5 mm, tinned, black, Box
9553 | 1290230000 | S2C-SMT 3.50/06/180LF 3.5SN BK BX | PCB plug-in connector, male header, Solder flange, THT/THR solder connection, 3.50 mm, Number of poles: 6, 180°, Solder pin length (l): 3.5 mm, tinned, black, Box
9554 | 1290250000 | S2C-SMT 3.50/10/180LF 3.5SN BK BX | PCB plug-in connector, male header, Solder flange, THT/THR solder connection, 3.50 mm, Number of poles: 10, 180°, Solder pin length (l): 3.5 mm, tinned, black, Box
9555 | 1290280000 | S2C-SMT 3.50/16/180LF 3.5SN BK BX | PCB plug-in connector, male header, Solder flange, THT/THR solder connection, 3.50 mm, Number of poles: 16, 180°, Solder pin length (l): 3.5 mm, tinned, black, Box
9556 | 1290290000 | S2C-SMT 3.50/18/180LF 3.5SN BK BX | PCB plug-in connector, male header, Solder flange, THT/THR solder connection, 3.50 mm, Number of poles: 18, 180°, Solder pin length (l): 3.5 mm, tinned, black, Box
9557 | 1290320000 | S2C-SMT 3.50/22/180LF 3.5SN BK BX | PCB plug-in connector, male header, Solder flange, THT/THR solder connection, 3.50 mm, Number of poles: 22, 180°, Solder pin length (l): 3.5 mm, tinned, black, Box
9558 | 1290340000 | S2C-SMT 3.50/26/180LF 3.5SN BK BX | PCB plug-in connector, male header, Solder flange, THT/THR solder connection, 3.50 mm, Number of poles: 26, 180°, Solder pin length (l): 3.5 mm, tinned, black, Box
9559 | 1290370000 | S2C-SMT 3.50/32/180LF 3.5SN BK BX | PCB plug-in connector, male header, Solder flange, THT/THR solder connection, 3.50 mm, Number of poles: 32, 180°, Solder pin length (l): 3.5 mm, tinned, black, Box
9560 | 1290390000 | S2C-SMT 3.50/36/180LF 3.5SN BK BX | PCB plug-in connector, male header, Solder flange, THT/THR solder connection, 3.50 mm, Number of poles: 36, 180°, Solder pin length (l): 3.5 mm, tinned, black, Box
9561 | 1290410000 | S2C-SMT 3.50/04/180G 1.5SN BK BX | PCB plug-in connector, male header, closed side, THT/THR solder connection, 3.50 mm, Number of poles: 4, 180°, Solder pin length (l): 1.5 mm, tinned, black, Box
9562 | 1290430000 | S2C-SMT 3.50/08/180G 1.5SN BK BX | PCB plug-in connector, male header, closed side, THT/THR solder connection, 3.50 mm, Number of poles: 8, 180°, Solder pin length (l): 1.5 mm, tinned, black, Box
9563 | 1290450000 | S2C-SMT 3.50/12/180G 1.5SN BK BX | PCB plug-in connector, male header, closed side, THT/THR solder connection, 3.50 mm, Number of poles: 12, 180°, Solder pin length (l): 1.5 mm, tinned, black, Box
9564 | 1290470000 | S2C-SMT 3.50/16/180G 1.5SN BK BX | PCB plug-in connector, male header, closed side, THT/THR solder connection, 3.50 mm, Number of poles: 16, 180°, Solder pin length (l): 1.5 mm, tinned, black, Box
9565 | 1290540000 | S2C-SMT 3.50/28/180G 1.5SN BK BX | PCB plug-in connector, male header, closed side, THT/THR solder connection, 3.50 mm, Number of poles: 28, 180°, Solder pin length (l): 1.5 mm, tinned, black, Box
9566 | 1290550000 | S2C-SMT 3.50/30/180G 1.5SN BK BX | PCB plug-in connector, male header, closed side, THT/THR solder connection, 3.50 mm, Number of poles: 30, 180°, Solder pin length (l): 1.5 mm, tinned, black, Box
9567 | 1290640000 | S2C-SMT 3.50/10/180LF 1.5SN BK BX | PCB plug-in connector, male header, Solder flange, THT/THR solder connection, 3.50 mm, Number of poles: 10, 180°, Solder pin length (l): 1.5 mm, tinned, black, Box
9568 | 1290650000 | S2C-SMT 3.50/12/180LF 1.5SN BK BX | PCB plug-in connector, male header, Solder flange, THT/THR solder connection, 3.50 mm, Number of poles: 12, 180°, Solder pin length (l): 1.5 mm, tinned, black, Box
9569 | 1290760000 | S2C-SMT 3.50/32/180LF 1.5SN BK BX | PCB plug-in connector, male header, Solder flange, THT/THR solder connection, 3.50 mm, Number of poles: 32, 180°, Solder pin length (l): 1.5 mm, tinned, black, Box
9570 | 1290780000 | S2C-SMT 3.50/36/180LF 1.5SN BK BX | PCB plug-in connector, male header, Solder flange, THT/THR solder connection, 3.50 mm, Number of poles: 36, 180°, Solder pin length (l): 1.5 mm, tinned, black, Box
9571 | 1291320000 | SL-SMT 3.50/05/180RF 1.5SN BK BX | PCB plug-in connector, male header, Clip-on flange, THT/THR solder connection, 3.50 mm, Number of poles: 5, 180°, Solder pin length (l): 1.5 mm, tinned, black, Box
9572 | 1291380000 | SL-SMT 3.50/09/180RF 1.5SN BK BX | PCB plug-in connector, male header, Clip-on flange, THT/THR solder connection, 3.50 mm, Number of poles: 9, 180°, Solder pin length (l): 1.5 mm, tinned, black, Box
9573 | 1291420000 | SL-SMT 3.50/13/180RF 1.5SN BK BX | PCB plug-in connector, male header, Clip-on flange, THT/THR solder connection, 3.50 mm, Number of poles: 13, 180°, Solder pin length (l): 1.5 mm, tinned, black, Box
9574 | 1291430000 | SL-SMT 3.50/14/180RF 1.5SN BK BX | PCB plug-in connector, male header, Clip-on flange, THT/THR solder connection, 3.50 mm, Number of poles: 14, 180°, Solder pin length (l): 1.5 mm, tinned, black, Box
9575 | 1291450000 | SL-SMT 3.50/16/180RF 1.5SN BK BX | PCB plug-in connector, male header, Clip-on flange, THT/THR solder connection, 3.50 mm, Number of poles: 16, 180°, Solder pin length (l): 1.5 mm, tinned, black, Box
9576 | 1291850000 | SL-SMT 5.08HC/03/180G 3.2SN BK RL | PCB plug-in connector, male header, closed side, THT/THR solder connection, 5.08 mm, Number of poles: 3, 180°, Solder pin length (l): 3.2 mm, tinned, black, Tape
9577 | 1329110005 | PAC-S1200-HE20-V0-0M5 | Pre-assembled cable, PAC, Cable LiYY, 0.25 mm²
9578 | 1335150000 | SET CH20M BUS 250MM TS 35X15 | OMNIMATE Housing - series CH20M, Length: 250 mm, Width: 25.1 mm
9579 | 1335360000 | SLF 5.08/05/180 SN OR BX | PCB plug-in connector, male plug, 5.08 mm, Number of poles: 5, 180°, PUSH IN with actuator, Tension-clamp connection, Clamping range, max. : 3.31 mm², Box
9580 | 1335410000 | SLF 5.08/10/180 SN OR BX | PCB plug-in connector, male plug, 5.08 mm, Number of poles: 10, 180°, PUSH IN with actuator, Tension-clamp connection, Clamping range, max. : 3.31 mm², Box
9581 | 1349680025 | PAC-UNIV-HE26-HE26-2M5 | Pre-assembled cable, PAC
9582 | 1349680050 | PAC-UNIV-HE26-HE26-5M | Pre-assembled cable, PAC
9583 | 1349730015 | PAC-UNIV-HE10-F-1M5 | Pre-assembled cable, PAC
9584 | 1353220000 | BLT 5.08HC/09/180DF SN OR BX | PCB plug-in connector, female plug, 5.08 mm, Number of poles: 9, 180°, TOP connection, Clamping range, max. : 2.5 mm², Box
9585 | 1353290000 | BLF 5.08HC/07/180DF SN OR BX | PCB plug-in connector, female plug, 5.08 mm, Number of poles: 7, 180°, PUSH IN with actuator, Tension-clamp connection, Clamping range, max. : 3.31 mm², Box
9586 | 1353300000 | BLF 5.08HC/08/180DF SN OR BX | PCB plug-in connector, female plug, 5.08 mm, Number of poles: 8, 180°, PUSH IN with actuator, Tension-clamp connection, Clamping range, max. : 3.31 mm², Box
9587 | 1353320000 | BLF 5.08HC/09/180DF SN OR BX | PCB plug-in connector, female plug, 5.08 mm, Number of poles: 9, 180°, PUSH IN with actuator, Tension-clamp connection, Clamping range, max. : 3.31 mm², Box
9588 | 1353330000 | BLF 5.08HC/10/180DF SN OR BX | PCB plug-in connector, female plug, 5.08 mm, Number of poles: 10, 180°, PUSH IN with actuator, Tension-clamp connection, Clamping range, max. : 3.31 mm², Box
9589 | 1353340000 | BLF 5.08HC/06/180DF SN OR BX | PCB plug-in connector, female plug, 5.08 mm, Number of poles: 6, 180°, PUSH IN with actuator, Tension-clamp connection, Clamping range, max. : 3.31 mm², Box
9590 | 1353380000 | SLT 5.08/04/180DF SN OR BX | PCB plug-in connector, male plug, 5.08 mm, Number of poles: 4, 180°, TOP connection, Clamping range, max. : 2.5 mm², Box
9591 | 1353390000 | SLT 5.08/05/180DF SN OR BX | PCB plug-in connector, male plug, 5.08 mm, Number of poles: 5, 180°, TOP connection, Clamping range, max. : 2.5 mm², Box
9592 | 1353400000 | SLT 5.08/06/180DF SN OR BX | PCB plug-in connector, male plug, 5.08 mm, Number of poles: 6, 180°, TOP connection, Clamping range, max. : 2.5 mm², Box
9593 | 1353470000 | SLS 5.08/02/180DF SN OR BX | PCB plug-in connector, male plug, 5.08 mm, Number of poles: 2, 180°, Clamping yoke connection, Clamping range, max. : 3.31 mm², Box
9594 | 1353520000 | SLS 5.08/06/180DF SN OR BX | PCB plug-in connector, male plug, 5.08 mm, Number of poles: 6, 180°, Clamping yoke connection, Clamping range, max. : 3.31 mm², Box
9595 | 1353540000 | SLS 5.08/08/180DF SN OR BX | PCB plug-in connector, male plug, 5.08 mm, Number of poles: 8, 180°, Clamping yoke connection, Clamping range, max. : 3.31 mm², Box
9596 | 1353580000 | SLF 5.08/02/180DF SN OR BX | PCB plug-in connector, male plug, 5.08 mm, Number of poles: 2, 180°, PUSH IN with actuator, Tension-clamp connection, Clamping range, max. : 3.31 mm², Box
9597 | 1353640000 | SLF 5.08/07/180DF SN OR BX | PCB plug-in connector, male plug, 5.08 mm, Number of poles: 7, 180°, PUSH IN with actuator, Tension-clamp connection, Clamping range, max. : 3.31 mm², Box
9598 | 1353680000 | SLF 5.08/10/180DF SN OR BX | PCB plug-in connector, male plug, 5.08 mm, Number of poles: 10, 180°, PUSH IN with actuator, Tension-clamp connection, Clamping range, max. : 3.31 mm², Box
9599 | 1357790000 | S2CD-THR 3.50/08/90G 3.2SN BK BX | PCB plug-in connector, male header, closed side, THT/THR solder connection, 3.50 mm, Number of poles: 8, 90°, Solder pin length (l): 3.2 mm, tinned, black, Box
9600 | 1358540000 | S2C-SMT 3.50/06/180LF 3.5SN BK RL | PCB plug-in connector, male header, Solder flange, THT/THR solder connection, 3.50 mm, Number of poles: 6, 180°, Solder pin length (l): 3.5 mm, tinned, black, Tape
9601 | 1358620000 | S2C-SMT 3.50/20/180LF 3.5SN BK RL | PCB plug-in connector, male header, Solder flange, THT/THR solder connection, 3.50 mm, Number of poles: 20, 180°, Solder pin length (l): 3.5 mm, tinned, black, Tape
9602 | 1358670000 | S2C-SMT 3.50/10/180LF 1.5SN BK RL | PCB plug-in connector, male header, Solder flange, THT/THR solder connection, 3.50 mm, Number of poles: 10, 180°, Solder pin length (l): 1.5 mm, tinned, black, Tape
9603 | 1358690000 | S2C-SMT 3.50/14/180LF 1.5SN BK RL | PCB plug-in connector, male header, Solder flange, THT/THR solder connection, 3.50 mm, Number of poles: 14, 180°, Solder pin length (l): 1.5 mm, tinned, black, Tape
9604 | 1358730000 | S2C-SMT 3.50/04/180G 3.5SN BK RL | PCB plug-in connector, male header, closed side, THT/THR solder connection, 3.50 mm, Number of poles: 4, 180°, Solder pin length (l): 3.5 mm, tinned, black, Tape
9605 | 1358750000 | S2C-SMT 3.50/08/180G 3.5SN BK RL | PCB plug-in connector, male header, closed side, THT/THR solder connection, 3.50 mm, Number of poles: 8, 180°, Solder pin length (l): 3.5 mm, tinned, black, Tape
9606 | 1358780000 | S2C-SMT 3.50/12/180G 3.5SN BK RL | PCB plug-in connector, male header, closed side, THT/THR solder connection, 3.50 mm, Number of poles: 12, 180°, Solder pin length (l): 3.5 mm, tinned, black, Tape
9607 | 1358820000 | S2C-SMT 3.50/18/180G 3.5SN BK RL | PCB plug-in connector, male header, closed side, THT/THR solder connection, 3.50 mm, Number of poles: 18, 180°, Solder pin length (l): 3.5 mm, tinned, black, Tape
9608 | 1358840000 | S2C-SMT 3.50/22/180G 3.5SN BK RL | PCB plug-in connector, male header, closed side, THT/THR solder connection, 3.50 mm, Number of poles: 22, 180°, Solder pin length (l): 3.5 mm, tinned, black, Tape
9609 | 1358870000 | S2C-SMT 3.50/06/180G 1.5SN BK RL | PCB plug-in connector, male header, closed side, THT/THR solder connection, 3.50 mm, Number of poles: 6, 180°, Solder pin length (l): 1.5 mm, tinned, black, Tape
9610 | 1358900000 | S2C-SMT 3.50/10/180G 1.5SN BK RL | PCB plug-in connector, male header, closed side, THT/THR solder connection, 3.50 mm, Number of poles: 10, 180°, Solder pin length (l): 1.5 mm, tinned, black, Tape
9611 | 1358910000 | S2C-SMT 3.50/06/90LF 3.2SN BK RL | PCB plug-in connector, male header, Solder flange, THT/THR solder connection, 3.50 mm, Number of poles: 6, 90°, Solder pin length (l): 3.2 mm, tinned, black, Tape
9612 | 1358920000 | S2C-SMT 3.50/12/180G 1.5SN BK RL | PCB plug-in connector, male header, closed side, THT/THR solder connection, 3.50 mm, Number of poles: 12, 180°, Solder pin length (l): 1.5 mm, tinned, black, Tape
9613 | 1358990000 | S2C-SMT 3.50/18/180G 1.5SN BK RL | PCB plug-in connector, male header, closed side, THT/THR solder connection, 3.50 mm, Number of poles: 18, 180°, Solder pin length (l): 1.5 mm, tinned, black, Tape
9614 | 1359020000 | S2C-SMT 3.50/20/180G 1.5SN BK RL | PCB plug-in connector, male header, closed side, THT/THR solder connection, 3.50 mm, Number of poles: 20, 180°, Solder pin length (l): 1.5 mm, tinned, black, Tape
9615 | 1359060000 | S2C-SMT 3.50/24/180G 1.5SN BK RL | PCB plug-in connector, male header, closed side, THT/THR solder connection, 3.50 mm, Number of poles: 24, 180°, Solder pin length (l): 1.5 mm, tinned, black, Tape
9616 | 1359070000 | S2C-SMT 3.50/20/90LF 3.2SN BK RL | PCB plug-in connector, male header, Solder flange, THT/THR solder connection, 3.50 mm, Number of poles: 20, 90°, Solder pin length (l): 3.2 mm, tinned, black, Tape
9617 | 1359080000 | S2C-SMT 3.50/04/90LF 1.5SN BK RL | PCB plug-in connector, male header, Solder flange, THT/THR solder connection, 3.50 mm, Number of poles: 4, 90°, Solder pin length (l): 1.5 mm, tinned, black, Tape
9618 | 1359130000 | S2C-SMT 3.50/12/90LF 1.5SN BK RL | PCB plug-in connector, male header, Solder flange, THT/THR solder connection, 3.50 mm, Number of poles: 12, 90°, Solder pin length (l): 1.5 mm, tinned, black, Tape
9619 | 1359160000 | S2C-SMT 3.50/18/90LF 1.5SN BK RL | PCB plug-in connector, male header, Solder flange, THT/THR solder connection, 3.50 mm, Number of poles: 18, 90°, Solder pin length (l): 1.5 mm, tinned, black, Tape
9620 | 1359510000 | S2C-SMT 3.50/12/90G 3.2SN BK RL | PCB plug-in connector, male header, closed side, THT/THR solder connection, 3.50 mm, Number of poles: 12, 90°, Solder pin length (l): 3.2 mm, tinned, black, Tape
9621 | 1359520000 | S2C-SMT 3.50/14/90G 3.2SN BK RL | PCB plug-in connector, male header, closed side, THT/THR solder connection, 3.50 mm, Number of poles: 14, 90°, Solder pin length (l): 3.2 mm, tinned, black, Tape
9622 | 1359530000 | S2C-SMT 3.50/16/90G 3.2SN BK RL | PCB plug-in connector, male header, closed side, THT/THR solder connection, 3.50 mm, Number of poles: 16, 90°, Solder pin length (l): 3.2 mm, tinned, black, Tape
9623 | 1359590000 | S2C-SMT 3.50/06/90G 1.5SN BK RL | PCB plug-in connector, male header, closed side, THT/THR solder connection, 3.50 mm, Number of poles: 6, 90°, Solder pin length (l): 1.5 mm, tinned, black, Tape
9624 | 1359600000 | S2C-SMT 3.50/08/90G 1.5SN BK RL | PCB plug-in connector, male header, closed side, THT/THR solder connection, 3.50 mm, Number of poles: 8, 90°, Solder pin length (l): 1.5 mm, tinned, black, Tape
9625 | 1359650000 | S2C-SMT 3.50/18/90G 1.5SN BK RL | PCB plug-in connector, male header, closed side, THT/THR solder connection, 3.50 mm, Number of poles: 18, 90°, Solder pin length (l): 1.5 mm, tinned, black, Tape
9626 | 1359670000 | S2C-SMT 3.50/20/90G 1.5SN BK RL | PCB plug-in connector, male header, closed side, THT/THR solder connection, 3.50 mm, Number of poles: 20, 90°, Solder pin length (l): 1.5 mm, tinned, black, Tape
9627 | 1359680000 | S2C-SMT 3.50/22/90G 1.5SN BK RL | PCB plug-in connector, male header, closed side, THT/THR solder connection, 3.50 mm, Number of poles: 22, 90°, Solder pin length (l): 1.5 mm, tinned, black, Tape
9628 | 1373900050 | PAC-C300-32-F-34-5M | Pre-assembled cable, PAC, Cable LiYCY, 0.34 mm²
9629 | 1376270000 | BLL 3.50/04/180 3.2SN BK TU | PCB plug-in connector, female header, closed side, THT solder connection, 3.50 mm, Number of poles: 4, 180°, Solder pin length (l): 3.2 mm, tinned, black, Tube
9630 | 1376450000 | BLL 3.50/09/180 3.2SN OR TU | PCB plug-in connector, female header, closed side, THT solder connection, 3.50 mm, Number of poles: 9, 180°, Solder pin length (l): 3.2 mm, tinned, orange, Tube
9631 | 1376480000 | BLL 3.50/12/180 3.2SN OR TU | PCB plug-in connector, female header, closed side, THT solder connection, 3.50 mm, Number of poles: 12, 180°, Solder pin length (l): 3.2 mm, tinned, orange, Tube
9632 | 1386700000 | LXXX 15.00/08/90 4.5SN BK BX | Printed circuit board terminals, 15.00 mm, Number of poles: 8, 90°, Solder pin length (l): 4.5 mm, tinned, black, Clamping yoke connection, Clamping range, max. : 50 mm², Box
9633 | 1386730000 | LXXX 15.00/08/90 4.5SN GY BX | Printed circuit board terminals, 15.00 mm, Number of poles: 8, 90°, Solder pin length (l): 4.5 mm, tinned, Pebble grey, Clamping yoke connection, Clamping range, max. : 50 mm², Box
9634 | 1386780000 | LXXX 15.00/08/90FL 4.5SN BK BX | Printed circuit board terminals, 15.00 mm, Number of poles: 8, 90°, Solder pin length (l): 4.5 mm, tinned, black, Clamping yoke connection, Clamping range, max. : 50 mm², Box
9635 | 1386890000 | LXXX 15.00/09/90F 4.5SN BK BX | Printed circuit board terminals, 15.00 mm, Number of poles: 9, 90°, Solder pin length (l): 4.5 mm, tinned, black, Clamping yoke connection, Clamping range, max. : 50 mm², Box
9636 | 1386930000 | LXXX 15.00/09/90FL 4.5SN BK BX | Printed circuit board terminals, 15.00 mm, Number of poles: 9, 90°, Solder pin length (l): 4.5 mm, tinned, black, Clamping yoke connection, Clamping range, max. : 50 mm², Box
9637 | 1386990000 | LXXX 15.00/09/90FR 4.5SN GY BX | Printed circuit board terminals, 15.00 mm, Number of poles: 9, 90°, Solder pin length (l): 4.5 mm, tinned, Pebble grey, Clamping yoke connection, Clamping range, max. : 50 mm², Box
9638 | 1388050000 | SL 3.50/14/90F 3.2SN BK BX | PCB plug-in connector, male header, Flange, THT solder connection, 3.50 mm, Number of poles: 14, 90°, Solder pin length (l): 3.2 mm, tinned, black, Box
9639 | 1388880000 | BLZP 5.08HC/08/90 SN GN BX | PCB plug-in connector, female plug, 5.08 mm, Number of poles: 8, 90°, Clamping yoke connection, Clamping range, max. : 4 mm², Box
9640 | 1393090000 | SL 3.50/07/90F 3.2SN GN BX | PCB plug-in connector, male header, Flange, THT solder connection, 3.50 mm, Number of poles: 7, 90°, Solder pin length (l): 3.2 mm, tinned, Pale green, Box
9641 | 1395330000 | LU 10.16/03/90 4.5SN GN BX | Printed circuit board terminals, 10.16 mm, Number of poles: 3, 90°, Solder pin length (l): 4.5 mm, green, Clamping yoke connection, Clamping range, max. : 16 mm², Box
9642 | 1397370000 | SL 5.08HC/04/180G 3.2SN GN BX | PCB plug-in connector, male header, closed side, THT solder connection, 5.08 mm, Number of poles: 4, 180°, Solder pin length (l): 3.2 mm, tinned, Pale green, Box
9643 | 1397420000 | SL 5.08HC/04/90G 3.2SN GN BX | PCB plug-in connector, male header, closed side, THT solder connection, 5.08 mm, Number of poles: 4, 90°, Solder pin length (l): 3.2 mm, tinned, Pale green, Box
9644 | 1398900000 | BLZ 7.62IT/06/180MF3 SN BK BX | PCB plug-in connector, female plug, 7.62 mm, Number of poles: 6, Clamping yoke connection, Clamping range, max. : 4 mm², Box
9645 | 1402440000 | BLZP 5.08HC/07/180F SN GN BX | PCB plug-in connector, female plug, 5.08 mm, Number of poles: 7, 180°, Clamping yoke connection, Clamping range, max. : 4 mm², Box
9646 | 1402460000 | BLZP 5.08HC/10/180F SN GN BX | PCB plug-in connector, female plug, 5.08 mm, Number of poles: 10, 180°, Clamping yoke connection, Clamping range, max. : 4 mm², Box
9647 | 1462150025 | PAC-S1500-SD15-V0-2M5 | Pre-assembled cable, PAC, Cable LiYCY, 0.25 mm²
9648 | 1466240025 | PAC-S1500-UNIS-V0-2M5 | Pre-assembled cable, PAC, Cable LiYCY, 0.25 mm²
9649 | 1466240030 | PAC-S1500-UNIS-V0-3M | Pre-assembled cable, PAC, Cable LiYCY, 0.25 mm²
9650 | 1467740000 | SAIE-M12S-12S-TL-HW-PG9 | Built-in plugs, M12, PG 9, Number of poles: 12
9651 | 1473380000 | LSF-SMD 3.50/08/135 SN BK RL | Printed circuit board terminals, 3.50 mm, Number of poles: 8, 135°, black, PUSH IN with actuator, Clamping range, max. : 1.5 mm², Tape
9652 | 1481710050 | C300-16B-160B-2S-M34-5M | Pre-assembled cable, PAC, Cable LiYCY, 0.34 mm²
9653 | 1481710060 | C300-16B-160B-2S-M34-6M | Pre-assembled cable, PAC, Cable LiYCY, 0.34 mm²
9654 | 1481740080 | C300-16B-F-2S-M25-8M | Pre-assembled cable, PAC, Cable LiYCY, 0.25 mm²
9655 | 1481750080 | C300-16B-F-2S-M34-8 | Pre-assembled cable, PAC, Cable LiYCY, 0.34 mm²
9656 | 1481750150 | C300-16B-F-2S-M34-15 | Pre-assembled cable, PAC, Cable LiYCY, 0.34 mm²
9657 | 1512170030 | PAC-M340-4X10-V0-3M | Pre-assembled cable, PAC, Cable LiYY, 5.4 ± 1 mm
9658 | 1512410010 | PAC-ABS8-2X10-V0-1M | Pre-assembled cable, PAC, Cable LiYY, 5.4 ± 1 mm
9659 | 1512470015 | PAC-PREM-2X10-V1-1M5 | Pre-assembled cable, PAC, Cable LiYY, 5.4 ± 1 mm
9660 | 1512620025 | PAC-S300-2X10-V0-2M5 | Pre-assembled cable, PAC, Cable LiYY, 5.4 ± 1 mm
9661 | 1549730000 | USB3.0A R1V 3.0N2 TY BL | OMNIMATE Data - USB jack, female header, 5 Gbps, THT/THR solder connection, 180°, Pitch in mm (P): 2.00 mm, Number of poles: 8, LCP, blue, Tray (manual assembly)
9662 | 1561150000 | LM 3.50/06/90 3.2SN BK BX | Printed circuit board terminals, 3.50 mm, Number of poles: 6, 90°, Solder pin length (l): 3.2 mm, tinned, black, Clamping yoke connection, Clamping range, max. : 2.08 mm², Box
9663 | 2004500000 | BLZP 5.08HC/22/180F SN GN BX | PCB plug-in connector, female plug, 5.08 mm, Number of poles: 22, 180°, Clamping yoke connection, Clamping range, max. : 4 mm², Box
9664 | 2007110000 | DEK 5/5 MM WS | Dekafix, Terminal marker, 5 x 5 mm, Weidmueller, white
9665 | 2008380000 | SLS 5.08/04/180F KF SN OR BX | PCB plug-in connector, male plug, 5.08 mm, Number of poles: 4, 180°, Clamping yoke connection, Clamping range, max. : 3.31 mm², Box
9666 | 2012890000 | LUP 10.16/03/90V 5.0SN BK BX | Printed circuit board terminals, 10.16 mm, Number of poles: 3, 90°, Solder pin length (l): 5 mm, tinned, black, Clamping yoke connection, Clamping range, max. : 16 mm², Box
9667 | 2014150000 | LUP 10.16/06/90 5.0SN BK BX | Printed circuit board terminals, 10.16 mm, Number of poles: 6, 90°, Solder pin length (l): 5 mm, tinned, black, Clamping yoke connection, Clamping range, max. : 16 mm², Box
9668 | 2014160000 | LUP 10.16/07/90 5.0SN BK BX | Printed circuit board terminals, 10.16 mm, Number of poles: 7, 90°, Solder pin length (l): 5 mm, tinned, black, Clamping yoke connection, Clamping range, max. : 16 mm², Box
9669 | 2014230000 | LUP 10.16/02/90 5.0SN GN BX | Printed circuit board terminals, 10.16 mm, Number of poles: 2, 90°, Solder pin length (l): 5 mm, tinned, Pale green, Clamping yoke connection, Clamping range, max. : 16 mm², Box
9670 | 2014270000 | LUP 10.16/01/90 5.0SN GY BX | Printed circuit board terminals, 10.16 mm, Number of poles: 1, 90°, Solder pin length (l): 5 mm, tinned, Pebble grey, Clamping yoke connection, Clamping range, max. : 16 mm², Box
9671 | 2014290000 | LUP 10.16/03/90 5.0SN GY BX | Printed circuit board terminals, 10.16 mm, Number of poles: 3, 90°, Solder pin length (l): 5 mm, tinned, Pebble grey, Clamping yoke connection, Clamping range, max. : 16 mm², Box
9672 | 2014310000 | LUP 10.16/04/90 5.0SN GY BX | Printed circuit board terminals, 10.16 mm, Number of poles: 4, 90°, Solder pin length (l): 5 mm, tinned, Pebble grey, Clamping yoke connection, Clamping range, max. : 16 mm², Box
9673 | 2014330000 | LUP 10.16/05/90 5.0SN GY BX | Printed circuit board terminals, 10.16 mm, Number of poles: 5, 90°, Solder pin length (l): 5 mm, tinned, Pebble grey, Clamping yoke connection, Clamping range, max. : 16 mm², Box
9674 | 2014360000 | LUP 12.70/02/90 5.0SN BK BX | Printed circuit board terminals, 12.70 mm, Number of poles: 2, 90°, Solder pin length (l): 5 mm, tinned, black, Clamping yoke connection, Clamping range, max. : 16 mm², Box
9675 | 2014370000 | LUP 10.16/07/90 5.0SN GY BX | Printed circuit board terminals, 10.16 mm, Number of poles: 7, 90°, Solder pin length (l): 5 mm, tinned, Pebble grey, Clamping yoke connection, Clamping range, max. : 16 mm², Box
9676 | 2014390000 | LUP 10.16/08/90 5.0SN GY BX | Printed circuit board terminals, 10.16 mm, Number of poles: 8, 90°, Solder pin length (l): 5 mm, tinned, Pebble grey, Clamping yoke connection, Clamping range, max. : 16 mm², Box
9677 | 2014400000 | LUP 12.70/04/90 5.0SN BK BX | Printed circuit board terminals, 12.70 mm, Number of poles: 4, 90°, Solder pin length (l): 5 mm, tinned, black, Clamping yoke connection, Clamping range, max. : 16 mm², Box
9678 | 2014410000 | LUP 10.16/09/90 5.0SN GY BX | Printed circuit board terminals, 10.16 mm, Number of poles: 9, 90°, Solder pin length (l): 5 mm, tinned, Pebble grey, Clamping yoke connection, Clamping range, max. : 16 mm², Box
9679 | 2014420000 | LUP 12.70/05/90 5.0SN BK BX | Printed circuit board terminals, 12.70 mm, Number of poles: 5, 90°, Solder pin length (l): 5 mm, tinned, black, Clamping yoke connection, Clamping range, max. : 16 mm², Box
9680 | 2014760000 | LUP 12.70/08/90 5.0SN BK BX | Printed circuit board terminals, 12.70 mm, Number of poles: 8, 90°, Solder pin length (l): 5 mm, tinned, black, Clamping yoke connection, Clamping range, max. : 16 mm², Box
9681 | 2014900000 | LUP 12.70/09/90 5.0SN BK BX | Printed circuit board terminals, 12.70 mm, Number of poles: 9, 90°, Solder pin length (l): 5 mm, tinned, black, Clamping yoke connection, Clamping range, max. : 16 mm², Box
9682 | 2015140000 | LUP 12.70/02/90 5.0SN GY BX | Printed circuit board terminals, 12.70 mm, Number of poles: 2, 90°, Solder pin length (l): 5 mm, tinned, Pebble grey, Clamping yoke connection, Clamping range, max. : 16 mm², Box
9683 | 2015160000 | LUP 12.70/03/90 5.0SN GY BX | Printed circuit board terminals, 12.70 mm, Number of poles: 3, 90°, Solder pin length (l): 5 mm, tinned, Pebble grey, Clamping yoke connection, Clamping range, max. : 16 mm², Box
9684 | 2016310000 | BLZP 5.08HC/05/180B SN OR BX | PCB plug-in connector, female plug, 5.08 mm, Number of poles: 5, 180°, Clamping yoke connection, Clamping range, max. : 4 mm², Box
9685 | 2027820000 | LM1N 5.08/05/90 3.5SN OR BX | Printed circuit board terminals, 5.08 mm, Number of poles: 5, 90°, Solder pin length (l): 3.5 mm, tinned, orange, Clamping yoke connection, Clamping range, max. : 2.5 mm², Box
9686 | 2054890000 | SU 10.16HP/07/90G 4.0AG BK BX | PCB plug-in connector, male header, closed side, THT solder connection, 10.16 mm, Number of poles: 7, 90°, Solder pin length (l): 4 mm, black, Box
9687 | 2504930000 | PM 5.00/14/90 3.5SN BK BX | Printed circuit board terminals, 5.00 mm, 90°, tinned, Pressure clamp connection, Clamping range, max. : 2.5 mm², Box
9688 | 2507080000 | BLZP AH 6 BK | PCB plug-in connector, Accessories, black, Number of poles: 6
9689 | 2507120000 | BLZP AH 10 BK | PCB plug-in connector, Accessories, black, Number of poles: 10
9690 | 2508010000 | SU 10.16HP/02/180F 4.0AG BK BX | PCB plug-in connector, male header, Clip-on flange, THT solder connection, 10.16 mm, Number of poles: 2, 180°, Solder pin length (l): 4 mm, black, Box
9691 | 2508090000 | SU 10.16HP/05/180F 4.0AG BK BX | PCB plug-in connector, male header, Clip-on flange, THT solder connection, 10.16 mm, Number of poles: 5, 180°, Solder pin length (l): 4 mm, black, Box
9692 | 2529600000 | SV-SMT 7.62HP/03/270MSF3 SC/4 2.6SN BX | PCB plug-in connector, male header, closed side, Middle screw flange, THT/THR solder connection, 7.62 mm, Number of poles: 3, Solder pin length (l): 2.6 mm, tinned, black, Box
9693 | 2529610000 | SV-SMT 7.62HP/03/270MSF3 SC/6 2.6SN BX | PCB plug-in connector, male header, closed side, Middle screw flange, THT/THR solder connection, 7.62 mm, Number of poles: 3, Solder pin length (l): 2.6 mm, tinned, black, Box
9694 | 2529630000 | SV-SMT 7.62HP/04/270MSF4 SC/4 2.6SN BX | PCB plug-in connector, male header, closed side, Middle screw flange, THT/THR solder connection, 7.62 mm, Number of poles: 4, Solder pin length (l): 2.6 mm, tinned, black, Box
9695 | 2529700000 | SV-SMT 7.62HP/05/270MSF4 SC/6 2.6SN BX | PCB plug-in connector, male header, closed side, Middle screw flange, THT/THR solder connection, 7.62 mm, Number of poles: 5, Solder pin length (l): 2.6 mm, tinned, black, Box
9696 | 2529720000 | SV-SMT 7.62HP/02/90MF2 SC/6 2.6SN BX | PCB plug-in connector, male header, closed side, Middle flange, THT/THR solder connection, 7.62 mm, Number of poles: 2, Solder pin length (l): 2.6 mm, tinned, black, Box
9697 | 2529750000 | SV-SMT 7.62HP/03/90MF2 SC/6 2.6SN BX | PCB plug-in connector, male header, closed side, Middle flange, THT/THR solder connection, 7.62 mm, Number of poles: 3, Solder pin length (l): 2.6 mm, tinned, black, Box
9698 | 2529770000 | SV-SMT 7.62HP/03/90MF3 SC/4 2.6SN BX | PCB plug-in connector, male header, closed side, Middle flange, THT/THR solder connection, 7.62 mm, Number of poles: 3, Solder pin length (l): 2.6 mm, tinned, black, Box
9699 | 2529790000 | SV-SMT 7.62HP/03/90MF3 SC/8 2.6SN BX | PCB plug-in connector, male header, closed side, Middle flange, THT/THR solder connection, 7.62 mm, Number of poles: 3, Solder pin length (l): 2.6 mm, tinned, black, Box
9700 | 2529810000 | SV-SMT 7.62HP/04/90MF4 SC/6 2.6SN BX | PCB plug-in connector, male header, closed side, Middle flange, THT/THR solder connection, 7.62 mm, Number of poles: 4, Solder pin length (l): 2.6 mm, tinned, black, Box
9701 | 2529820000 | SV-SMT 7.62HP/04/90MF4 SC/8 2.6SN BX | PCB plug-in connector, male header, closed side, Middle flange, THT/THR solder connection, 7.62 mm, Number of poles: 4, Solder pin length (l): 2.6 mm, tinned, black, Box
9702 | 2529830000 | SV-SMT 7.62HP/05/90MF3 SC/4 2.6SN BX | PCB plug-in connector, male header, closed side, Middle flange, THT/THR solder connection, 7.62 mm, Number of poles: 5, Solder pin length (l): 2.6 mm, tinned, black, Box
9703 | 2529840000 | SV-SMT 7.62HP/05/90MF3 SC/6 2.6SN BX | PCB plug-in connector, male header, closed side, Middle flange, THT/THR solder connection, 7.62 mm, Number of poles: 5, Solder pin length (l): 2.6 mm, tinned, black, Box
9704 | 2529870000 | SV-SMT 7.62HP/05/90MF4 SC/6 2.6SN BX | PCB plug-in connector, male header, closed side, Middle flange, THT/THR solder connection, 7.62 mm, Number of poles: 5, Solder pin length (l): 2.6 mm, tinned, black, Box
9705 | 2529970000 | SV-SMT 7.62HP/03/90MSF3 SC/8 2.6SN BX | PCB plug-in connector, male header, closed side, Middle screw flange, THT/THR solder connection, 7.62 mm, Number of poles: 3, Solder pin length (l): 2.6 mm, tinned, black, Box
9706 | 2529990000 | SV-SMT 7.62HP/04/90MSF4 SC/6 2.6SN BX | PCB plug-in connector, male header, closed side, Middle screw flange, THT/THR solder connection, 7.62 mm, Number of poles: 4, Solder pin length (l): 2.6 mm, tinned, black, Box
9707 | 2530030000 | SV-SMT 7.62HP/05/90MSF3 SC/8 2.6SN BX | PCB plug-in connector, male header, closed side, Middle screw flange, THT/THR solder connection, 7.62 mm, Number of poles: 5, Solder pin length (l): 2.6 mm, tinned, black, Box
9708 | 2545810000 | SV-SMT 7.62HP/02/90SF 2.6SN BK RL | PCB plug-in connector, male header, Screw flange, THT/THR solder connection, 7.62 mm, Number of poles: 2, 90°, Solder pin length (l): 2.6 mm, tinned, black, Tape
9709 | 2545970000 | SV-SMT 7.62HP/05/90SF 2.6SN BK RL | PCB plug-in connector, male header, Screw flange, THT/THR solder connection, 7.62 mm, Number of poles: 5, 90°, Solder pin length (l): 2.6 mm, tinned, black, Tape
9710 | 2545980000 | SV-SMT 7.62IT/02/90MSF2 2.6SN BK RL | PCB plug-in connector, male header, Middle screw flange, THT/THR solder connection, 7.62 mm, Number of poles: 2, 90°, Solder pin length (l): 2.6 mm, tinned, black, Tape
9711 | 2546000000 | SV-SMT 7.62IT/04/90MSF2 2.6SN BK RL | PCB plug-in connector, male header, Middle screw flange, THT/THR solder connection, 7.62 mm, Number of poles: 4, 90°, Solder pin length (l): 2.6 mm, tinned, black, Tape
9712 | 2546040000 | SV-SMT 7.62HP/04/270SF 2.6SN BK RL | PCB plug-in connector, male header, Screw flange, THT/THR solder connection, 7.62 mm, Number of poles: 4, 270°, Solder pin length (l): 2.6 mm, tinned, black, Tape
9713 | 2546060000 | SV-SMT 7.62IT/02/270MSF2 2.6SN BK RL | PCB plug-in connector, male header, Middle screw flange, THT/THR solder connection, 7.62 mm, Number of poles: 2, 270°, Solder pin length (l): 2.6 mm, tinned, black, Tape
9714 | 2546120000 | SV-SMT 7.62HP/04/90G 2.6SN BK RL | PCB plug-in connector, male header, closed side, THT/THR solder connection, 7.62 mm, Number of poles: 4, 90°, Solder pin length (l): 2.6 mm, tinned, black, Tape
9715 | 2546150000 | SV-SMT 7.62HP/03/270G 2.6SN BK RL | PCB plug-in connector, male header, closed side, THT/THR solder connection, 7.62 mm, Number of poles: 3, 270°, Solder pin length (l): 2.6 mm, tinned, black, Tape
9716 | 2546170000 | SV-SMT 7.62HP/05/270G 2.6SN BK RL | PCB plug-in connector, male header, closed side, THT/THR solder connection, 7.62 mm, Number of poles: 5, 270°, Solder pin length (l): 2.6 mm, tinned, black, Tape
9717 | 2562080000 | SL 5.08HC/06/90G 3.2SN GN BX | PCB plug-in connector, male header, closed side, THT solder connection, 5.08 mm, Number of poles: 6, 90°, Solder pin length (l): 3.2 mm, tinned, Pale green, Box
9718 | 2567020000 | LL 5.08/02/90 4.5SN ABGY BX | Printed circuit board terminals, 5.08 mm, Number of poles: 2, 90°, Solder pin length (l): 4.5 mm, tinned, grey, Clamping yoke connection, Clamping range, max. : 6 mm², Box
9719 | 2567030000 | LL 5.08/02/90 4.5SN GY BX | Printed circuit board terminals, 5.08 mm, Number of poles: 2, 90°, Solder pin length (l): 4.5 mm, tinned, Pebble grey, Clamping yoke connection, Clamping range, max. : 6 mm², Box
9720 | 2567060000 | LL 5.08/03/180 4.5SN OR BX | Printed circuit board terminals, 5.08 mm, Number of poles: 3, 180°, Solder pin length (l): 4.5 mm, tinned, orange, Clamping yoke connection, Clamping range, max. : 6 mm², Box
9721 | 2567090000 | LL 5.08/03/90 4.5SN BK BX | Printed circuit board terminals, 5.08 mm, Number of poles: 3, 90°, Solder pin length (l): 4.5 mm, tinned, black, Clamping yoke connection, Clamping range, max. : 6 mm², Box
9722 | 2567100000 | LL 5.08/03/90 4.5SN GY BX | Printed circuit board terminals, 5.08 mm, Number of poles: 3, 90°, Solder pin length (l): 4.5 mm, tinned, Pebble grey, Clamping yoke connection, Clamping range, max. : 6 mm², Box
9723 | 2567110000 | LL 5.08/03/90 4.5SN OR BX JP | Printed circuit board terminals, 5.08 mm, Number of poles: 3, 90°, Solder pin length (l): 4.5 mm, tinned, orange, Clamping yoke connection, Clamping range, max. : 6 mm², Box
9724 | 2567130000 | LL 5.08/04/90 4.5SN OR BX | Printed circuit board terminals, 5.08 mm, Number of poles: 4, 90°, Solder pin length (l): 4.5 mm, tinned, orange, Clamping yoke connection, Clamping range, max. : 6 mm², Box
9725 | 2567150000 | LL 5.08/07/90 3.2SN BK BX | Printed circuit board terminals, 5.08 mm, Number of poles: 7, 90°, Solder pin length (l): 3.2 mm, tinned, black, Clamping yoke connection, Clamping range, max. : 6 mm², Box
9726 | 2567170000 | LL 5.08/10/90 4.5SN GY BX SO | Printed circuit board terminals, 5.08 mm, Number of poles: 10, 90°, Solder pin length (l): 4.5 mm, tinned, Pebble grey, Clamping yoke connection, Clamping range, max. : 6 mm², Box
9727 | 2567250000 | LL 5.08/16/90 4.5SN GY BX SO | Printed circuit board terminals, 5.08 mm, Number of poles: 16, 90°, Solder pin length (l): 4.5 mm, tinned, Pebble grey, Clamping yoke connection, Clamping range, max. : 6 mm², Box
9728 | 2567280000 | LL 5.08/24/90 4.5SN BK BX | Printed circuit board terminals, 5.08 mm, Number of poles: 24, 90°, Solder pin length (l): 4.5 mm, tinned, black, Clamping yoke connection, Clamping range, max. : 6 mm², Box
9729 | 2529050000 | SV-SMT 7.62HP/03/90G SC/4 2.6SN BX | PCB plug-in connector, male header, closed side, THT/THR solder connection, 7.62 mm, Number of poles: 3, Solder pin length (l): 2.6 mm, tinned, black, Box
9730 | 2529070000 | SV-SMT 7.62HP/03/90G SC/8 2.6SN BX | PCB plug-in connector, male header, closed side, THT/THR solder connection, 7.62 mm, Number of poles: 3, Solder pin length (l): 2.6 mm, tinned, black, Box
9731 | 2529270000 | SV-SMT 7.62HP/02/270G SC/8 2.6SN BX | PCB plug-in connector, male header, closed side, THT/THR solder connection, 7.62 mm, Number of poles: 2, Solder pin length (l): 2.6 mm, tinned, black, Box
9732 | 2529410000 | SV-SMT 7.62HP/03/270MF2 SC/8 2.6SN BX | PCB plug-in connector, male header, closed side, Middle flange, THT/THR solder connection, 7.62 mm, Number of poles: 3, Solder pin length (l): 2.6 mm, tinned, black, Box
9733 | 2529420000 | SV-SMT 7.62HP/03/270MF3 SC/4 2.6SN BX | PCB plug-in connector, male header, closed side, Middle flange, THT/THR solder connection, 7.62 mm, Number of poles: 3, Solder pin length (l): 2.6 mm, tinned, black, Box
9734 | 1912340000 | PS 3.50/04/90 3.5SN OR BX | Printed circuit board terminals, 3.50 mm, Number of poles: 4, 90°, Solder pin length (l): 3.5 mm, tinned, orange, Pressure clamp connection, Clamping range, max. : 1.5 mm², Box
9735 | 1912390000 | PS 3.50/09/90 3.5SN OR BX | Printed circuit board terminals, 3.50 mm, Number of poles: 9, 90°, Solder pin length (l): 3.5 mm, tinned, orange, Pressure clamp connection, Clamping range, max. : 1.5 mm², Box
9736 | 1914050000 | LMZF 5/9/135 3.5OR | Printed circuit board terminals, 5.00 mm, Number of poles: 9, 135°, Solder pin length (l): 3.5 mm, tinned, orange, Tension-clamp connection, Clamping range, max. : 2.5 mm², Box
9737 | 1914080000 | LMZF 5/11/135 3.5OR | Printed circuit board terminals, 5.00 mm, Number of poles: 11, 135°, Solder pin length (l): 3.5 mm, tinned, orange, Tension-clamp connection, Clamping range, max. : 2.5 mm², Box
9738 | 1914090000 | LMZF 5/12/135 3.5OR | Printed circuit board terminals, 5.00 mm, Number of poles: 12, 135°, Solder pin length (l): 3.5 mm, tinned, orange, Tension-clamp connection, Clamping range, max. : 2.5 mm², Box
9739 | 1914600000 | LMZFL 5/5/135 3.5OR | Printed circuit board terminals, 5.00 mm, Number of poles: 5, 135°, Solder pin length (l): 3.5 mm, tinned, orange, Tension clamp connection with actuator, Clamping range, max. : 2.5 mm², Box
9740 | 1939880000 | BCZ 3.81/07/90 SN OR BX | PCB plug-in connector, female plug, 3.81 mm, Number of poles: 7, 90°, Clamping yoke connection, Clamping range, max. : 1.5 mm², Box
9741 | 1939960000 | BCZ 3.81/15/90 SN OR BX | PCB plug-in connector, female plug, 3.81 mm, Number of poles: 15, 90°, Clamping yoke connection, Clamping range, max. : 1.5 mm², Box
9742 | 1940030000 | BCZ 3.81/07/90F SN OR BX | PCB plug-in connector, female plug, 3.81 mm, Number of poles: 7, 90°, Clamping yoke connection, Clamping range, max. : 1.5 mm², Box
9743 | 1940050000 | BCZ 3.81/09/90F SN OR BX | PCB plug-in connector, female plug, 3.81 mm, Number of poles: 9, 90°, Clamping yoke connection, Clamping range, max. : 1.5 mm², Box
9744 | 1940060000 | BCZ 3.81/10/90F SN OR BX | PCB plug-in connector, female plug, 3.81 mm, Number of poles: 10, 90°, Clamping yoke connection, Clamping range, max. : 1.5 mm², Box
9745 | 1940080000 | BCZ 3.81/12/90F SN OR BX | PCB plug-in connector, female plug, 3.81 mm, Number of poles: 12, 90°, Clamping yoke connection, Clamping range, max. : 1.5 mm², Box
9746 | 1940120000 | BCZ 3.81/16/90F SN OR BX | PCB plug-in connector, female plug, 3.81 mm, Number of poles: 16, 90°, Clamping yoke connection, Clamping range, max. : 1.5 mm², Box
9747 | 1940190000 | BCZ 3.81/02/270 SN OR BX | PCB plug-in connector, female plug, 3.81 mm, Number of poles: 2, 270°, Clamping yoke connection, Clamping range, max. : 1.5 mm², Box
9748 | 1940240000 | BCZ 3.81/07/270 SN OR BX | PCB plug-in connector, female plug, 3.81 mm, Number of poles: 7, 270°, Clamping yoke connection, Clamping range, max. : 1.5 mm², Box
9749 | 1940280000 | BCZ 3.81/11/270 SN OR BX | PCB plug-in connector, female plug, 3.81 mm, Number of poles: 11, 270°, Clamping yoke connection, Clamping range, max. : 1.5 mm², Box
9750 | 1940350000 | BCZ 3.81/09/270 SN GN BX | PCB plug-in connector, female plug, 3.81 mm, Number of poles: 9, 270°, Clamping yoke connection, Clamping range, max. : 1.5 mm², Box
9751 | 1940550000 | BCZ 3.81/11/270F SN OR BX | PCB plug-in connector, female plug, 3.81 mm, Number of poles: 11, 270°, Clamping yoke connection, Clamping range, max. : 1.5 mm², Box
9752 | 1940730000 | BCZ 3.81/02/180 SN OR BX | PCB plug-in connector, female plug, 3.81 mm, Number of poles: 2, 180°, Clamping yoke connection, Clamping range, max. : 1.5 mm², Box
9753 | 1940870000 | BCZ 3.81/16/180 SN OR BX | PCB plug-in connector, female plug, 3.81 mm, Number of poles: 16, 180°, Clamping yoke connection, Clamping range, max. : 1.5 mm², Box
9754 | 1941130000 | BCZ 3.81/14/180F SN OR BX | PCB plug-in connector, female plug, 3.81 mm, Number of poles: 14, 180°, Clamping yoke connection, Clamping range, max. : 1.5 mm², Box
9755 | 1942530000 | SC 3.81/10/90F 3.2SN OR BX | PCB plug-in connector, male header, Flange, THT solder connection, 3.81 mm, Number of poles: 10, 90°, Solder pin length (l): 3.2 mm, tinned, orange, Box
9756 | 1942900000 | SC 3.81/08/180G 3.2SN OR BX | PCB plug-in connector, male header, closed side, THT solder connection, 3.81 mm, Number of poles: 8, 180°, Solder pin length (l): 3.2 mm, tinned, orange, Box
9757 | 1943270000 | SC 3.81/11/180F 3.2SN OR BX | PCB plug-in connector, male header, Flange, THT solder connection, 3.81 mm, Number of poles: 11, 180°, Solder pin length (l): 3.2 mm, tinned, orange, Box
9758 | 1943280000 | SC 3.81/12/180F 3.2SN OR BX | PCB plug-in connector, male header, Flange, THT solder connection, 3.81 mm, Number of poles: 12, 180°, Solder pin length (l): 3.2 mm, tinned, orange, Box
9759 | 1952630000 | LMZF 7/8/135 3.5OR | Printed circuit board terminals, 7.50 mm, Number of poles: 8, 135°, Solder pin length (l): 3.5 mm, tinned, orange, Tension-clamp connection, Clamping range, max. : 2.5 mm², Box
9760 | 1952660000 | LMZF 7/11/135 3.5OR | Printed circuit board terminals, 7.50 mm, Number of poles: 11, 135°, Solder pin length (l): 3.5 mm, tinned, orange, Tension-clamp connection, Clamping range, max. : 2.5 mm², Box
9761 | 1952670000 | LMZF 7/12/135 3.5OR | Printed circuit board terminals, 7.50 mm, Number of poles: 12, 135°, Solder pin length (l): 3.5 mm, tinned, orange, Tension-clamp connection, Clamping range, max. : 2.5 mm², Box
9762 | 1952710000 | LMZFL 7/5/135 3.5SW | Printed circuit board terminals, 7.50 mm, Number of poles: 5, 135°, Solder pin length (l): 3.5 mm, tinned, black, Tension clamp connection with actuator, Clamping range, max. : 2.5 mm², Box
9763 | 1952740000 | LMZFL 7/8/135 3.5SW | Printed circuit board terminals, 7.50 mm, Number of poles: 8, 135°, Solder pin length (l): 3.5 mm, tinned, black, Tension clamp connection with actuator, Clamping range, max. : 2.5 mm², Box
9764 | 1953020000 | LMZFL 7/3/135 3.5OR | Printed circuit board terminals, 7.50 mm, Number of poles: 3, 135°, Solder pin length (l): 3.5 mm, tinned, orange, Tension clamp connection with actuator, Clamping range, max. : 2.5 mm², Box
9765 | 1953050000 | LMZFL 7/6/135 3.5OR | Printed circuit board terminals, 7.50 mm, Number of poles: 6, 135°, Solder pin length (l): 3.5 mm, tinned, orange, Tension clamp connection with actuator, Clamping range, max. : 2.5 mm², Box
9766 | 1953080000 | LMZFL 7/9/135 3.5OR | Printed circuit board terminals, 7.50 mm, Number of poles: 9, 135°, Solder pin length (l): 3.5 mm, tinned, orange, Tension clamp connection with actuator, Clamping range, max. : 2.5 mm², Box
9767 | 1953200000 | LMZF 10/10/135 3.5SW | Printed circuit board terminals, 10.00 mm, Number of poles: 10, 135°, Solder pin length (l): 3.5 mm, tinned, black, Tension-clamp connection, Clamping range, max. : 2.5 mm², Box
9768 | 1953470000 | LMZF 10/2/135 3.5OR | Printed circuit board terminals, 10.00 mm, Number of poles: 2, 135°, Solder pin length (l): 3.5 mm, tinned, orange, Tension-clamp connection, Clamping range, max. : 2.5 mm², Box
9769 | 1953480000 | LMZF 10/3/135 3.5OR | Printed circuit board terminals, 10.00 mm, Number of poles: 3, 135°, Solder pin length (l): 3.5 mm, tinned, orange, Tension-clamp connection, Clamping range, max. : 2.5 mm², Box
9770 | 1953490000 | LMZF 10/4/135 3.5OR | Printed circuit board terminals, 10.00 mm, Number of poles: 4, 135°, Solder pin length (l): 3.5 mm, tinned, orange, Tension-clamp connection, Clamping range, max. : 2.5 mm², Box
9771 | 1953530000 | LMZF 10/8/135 3.5OR | Printed circuit board terminals, 10.00 mm, Number of poles: 8, 135°, Solder pin length (l): 3.5 mm, tinned, orange, Tension-clamp connection, Clamping range, max. : 2.5 mm², Box
9772 | 1953580000 | LMZFL 10/2/135 3.5SW | Printed circuit board terminals, 10.00 mm, Number of poles: 2, 135°, Solder pin length (l): 3.5 mm, tinned, black, Tension clamp connection with actuator, Clamping range, max. : 2.5 mm², Box
9773 | 1953600000 | LMZFL 10/4/135 3.5SW | Printed circuit board terminals, 10.00 mm, Number of poles: 4, 135°, Solder pin length (l): 3.5 mm, tinned, black, Tension clamp connection with actuator, Clamping range, max. : 2.5 mm², Box
9774 | 1953620000 | LMZFL 10/6/135 3.5SW | Printed circuit board terminals, 10.00 mm, Number of poles: 6, 135°, Solder pin length (l): 3.5 mm, tinned, black, Tension clamp connection with actuator, Clamping range, max. : 2.5 mm², Box
9775 | 1954020000 | LMZFL 10/11/135 3.5OR | Printed circuit board terminals, 10.00 mm, Number of poles: 11, 135°, Solder pin length (l): 3.5 mm, tinned, orange, Tension clamp connection with actuator, Clamping range, max. : 2.5 mm², Box
9776 | 1957740000 | LMZFL 5/15/135 3.5SW | Printed circuit board terminals, 5.00 mm, Number of poles: 15, 135°, Solder pin length (l): 3.5 mm, tinned, black, Tension clamp connection with actuator, Clamping range, max. : 2.5 mm², Box
9777 | 1957770000 | LMZFL 5/18/135 3.5SW | Printed circuit board terminals, 5.00 mm, Number of poles: 18, 135°, Solder pin length (l): 3.5 mm, tinned, black, Tension clamp connection with actuator, Clamping range, max. : 2.5 mm², Box
9778 | 1970360000 | SCZ 3.81/08/180FI SN OR BX | PCB plug-in connector, male plug, 3.81 mm, Number of poles: 8, 180°, Clamping yoke connection, Clamping range, max. : 1.5 mm², Box
9779 | 1970370000 | BCF 3.81/04/180F SN OR BX | PCB plug-in connector, female plug, 3.81 mm, Number of poles: 4, 180°, PUSH IN with actuator, Tension-clamp connection, Clamping range, max. : 1.5 mm², Box
9780 | 1970400000 | BCF 3.81/06/180F SN OR BX | PCB plug-in connector, female plug, 3.81 mm, Number of poles: 6, 180°, PUSH IN with actuator, Tension-clamp connection, Clamping range, max. : 1.5 mm², Box
9781 | 1970690000 | BCF 3.81/13/180F SN OR BX | PCB plug-in connector, female plug, 3.81 mm, Number of poles: 13, 180°, PUSH IN with actuator, Tension-clamp connection, Clamping range, max. : 1.5 mm², Box
9782 | 1970930000 | SCZ 3.81/04/180F SN OR BX | PCB plug-in connector, male plug, 3.81 mm, Number of poles: 4, 180°, Clamping yoke connection, Clamping range, max. : 1.5 mm², Box
9783 | 1970980000 | SCZ 3.81/08/180F SN OR BX | PCB plug-in connector, male plug, 3.81 mm, Number of poles: 8, 180°, Clamping yoke connection, Clamping range, max. : 1.5 mm², Box
9784 | 1973320000 | SCD 3.81/16/90F 3.2SN OR BX | PCB plug-in connector, male header, Flange, THT solder connection, 3.81 mm, Number of poles: 16, 90°, Solder pin length (l): 3.2 mm, tinned, orange, Box
9785 | 1973350000 | SCD 3.81/22/90F 3.2SN OR BX | PCB plug-in connector, male header, Flange, THT solder connection, 3.81 mm, Number of poles: 22, 90°, Solder pin length (l): 3.2 mm, tinned, orange, Box
9786 | 1973370000 | SCD 3.81/26/90F 3.2SN OR BX | PCB plug-in connector, male header, Flange, THT solder connection, 3.81 mm, Number of poles: 26, 90°, Solder pin length (l): 3.2 mm, tinned, orange, Box
9787 | 1973380000 | SCD 3.81/28/90F 3.2SN OR BX | PCB plug-in connector, male header, Flange, THT solder connection, 3.81 mm, Number of poles: 28, 90°, Solder pin length (l): 3.2 mm, tinned, orange, Box
9788 | 1973730000 | SCD-THR 3.81/04/90G 3.2SN BK BX | PCB plug-in connector, male header, closed side, THT/THR solder connection, 3.81 mm, Number of poles: 4, 90°, Solder pin length (l): 3.2 mm, tinned, black, Box
9789 | 1973740000 | SCD-THR 3.81/06/90G 3.2SN BK BX | PCB plug-in connector, male header, closed side, THT/THR solder connection, 3.81 mm, Number of poles: 6, 90°, Solder pin length (l): 3.2 mm, tinned, black, Box
9790 | 1973770000 | SCD-THR 3.81/12/90G 3.2SN BK BX | PCB plug-in connector, male header, closed side, THT/THR solder connection, 3.81 mm, Number of poles: 12, 90°, Solder pin length (l): 3.2 mm, tinned, black, Box
9791 | 1973810000 | SCD-THR 3.81/20/90G 3.2SN BK BX | PCB plug-in connector, male header, closed side, THT/THR solder connection, 3.81 mm, Number of poles: 20, 90°, Solder pin length (l): 3.2 mm, tinned, black, Box
9792 | 1973840000 | SCD-THR 3.81/26/90G 3.2SN BK BX | PCB plug-in connector, male header, closed side, THT/THR solder connection, 3.81 mm, Number of poles: 26, 90°, Solder pin length (l): 3.2 mm, tinned, black, Box
9793 | 1973860000 | SCD-THR 3.81/30/90G 3.2SN BK BX | PCB plug-in connector, male header, closed side, THT/THR solder connection, 3.81 mm, Number of poles: 30, 90°, Solder pin length (l): 3.2 mm, tinned, black, Box
9794 | 1974200000 | SCD-THR 3.81/08/90F 3.2SN BK BX | PCB plug-in connector, male header, Flange, THT/THR solder connection, 3.81 mm, Number of poles: 8, 90°, Solder pin length (l): 3.2 mm, tinned, black, Box
9795 | 1974350000 | SCD-THR 3.81/26/90F 3.2SN BK BX | PCB plug-in connector, male header, Flange, THT/THR solder connection, 3.81 mm, Number of poles: 26, 90°, Solder pin length (l): 3.2 mm, tinned, black, Box
9796 | 1974840000 | BCL-SMT 3.81/07/90 1.5SN BK BX | PCB plug-in connector, female header, closed side, THT/THR solder connection, 3.81 mm, Number of poles: 7, 90°, Solder pin length (l): 1.5 mm, tinned, black, Box
9797 | 1975690000 | BCL-SMT 3.81/02/90F 1.5SN BK BX | PCB plug-in connector, female header, Flange, THT/THR solder connection, 3.81 mm, Number of poles: 2, 90°, Solder pin length (l): 1.5 mm, tinned, black, Box
9798 | 1975780000 | BCL-SMT 3.81/09/90F 1.5SN BK BX | PCB plug-in connector, female header, Flange, THT/THR solder connection, 3.81 mm, Number of poles: 9, 90°, Solder pin length (l): 1.5 mm, tinned, black, Box
9799 | 1975950000 | SC 3.81/11/135G 3.2SN OR BX | PCB plug-in connector, male header, closed side, THT solder connection, 3.81 mm, Number of poles: 11, 135°, Solder pin length (l): 3.2 mm, tinned, orange, Box
9800 | 1975960000 | SC 3.81/12/135G 3.2SN OR BX | PCB plug-in connector, male header, closed side, THT solder connection, 3.81 mm, Number of poles: 12, 135°, Solder pin length (l): 3.2 mm, tinned, orange, Box
9801 | 1976230000 | SC 3.81/12/135G 3.2SN GN BX | PCB plug-in connector, male header, closed side, THT solder connection, 3.81 mm, Number of poles: 12, 135°, Solder pin length (l): 3.2 mm, tinned, Pale green, Box
9802 | 1976490000 | BCL-SMT 3.81/02/180 1.5SN BK BX | PCB plug-in connector, female header, closed side, THT/THR solder connection, 3.81 mm, Number of poles: 2, 180°, Solder pin length (l): 1.5 mm, tinned, black, Box
9803 | 1976500000 | BCL-SMT 3.81/03/180 1.5SN BK BX | PCB plug-in connector, female header, closed side, THT/THR solder connection, 3.81 mm, Number of poles: 3, 180°, Solder pin length (l): 1.5 mm, tinned, black, Box
9804 | 1976530000 | BCL-SMT 3.81/05/180 1.5SN BK BX | PCB plug-in connector, female header, closed side, THT/THR solder connection, 3.81 mm, Number of poles: 5, 180°, Solder pin length (l): 1.5 mm, tinned, black, Box
9805 | 1976550000 | BCL-SMT 3.81/06/180 1.5SN BK BX | PCB plug-in connector, female header, closed side, THT/THR solder connection, 3.81 mm, Number of poles: 6, 180°, Solder pin length (l): 1.5 mm, tinned, black, Box
9806 | 1977250000 | SC-SMT 3.81/07/135G 3.2SN BK BX | PCB plug-in connector, male header, closed side, THT/THR solder connection, 3.81 mm, Number of poles: 7, 135°, Solder pin length (l): 3.2 mm, tinned, black, Box
9807 | 1977740000 | SC-SMT 3.81/13/135G 3.2SN BK BX | PCB plug-in connector, male header, closed side, THT/THR solder connection, 3.81 mm, Number of poles: 13, 135°, Solder pin length (l): 3.2 mm, tinned, black, Box
9808 | 2599100000 | BLZP 5.08HC/05/270F SN LTGY BX | PCB plug-in connector, female plug, 5.08 mm, Number of poles: 5, 270°, Clamping yoke connection, Clamping range, max. : 4 mm², Box
9809 | 2599110000 | BLZP 5.08HC/06/270F SN LTGY BX | PCB plug-in connector, female plug, 5.08 mm, Number of poles: 6, 270°, Clamping yoke connection, Clamping range, max. : 4 mm², Box
9810 | 2623160000 | BLZ 7.62IT/02/180MF2 SN BK BX PRT | PCB plug-in connector, female plug, 7.62 mm, Number of poles: 2, Clamping yoke connection, Clamping range, max. : 4 mm², Box
9811 | 7789015030 | PAC-CMLX-HE20-V0-3M | Pre-assembled cable, PAC, Cable LiYY, 0.25 mm²
9812 | 7789042080 | PAC-CTLX-HE20-V3-8M | Pre-assembled cable, PAC, Cable LiYY, 0.25 mm²
9813 | 7789061035 | PAC-GF30-RV24-V1-3M5 | Pre-assembled cable, PAC, Cable LiYY, 0.25 mm²
9814 | 7789133060 | PAC-QTUM-HE20-V3-6M | Pre-assembled cable, PAC, Cable LiYY, 0.25 mm²
9815 | 7789135035 | PAC-QTUM-SD25-V3-3M5 | Pre-assembled cable, PAC, Cable LiYCY, 0.25 mm²
9816 | 7789192025 | PAC-S300-HE20-V0-2M5 | Pre-assembled cable, PAC, Cable LiYY, 8.6 ± 1 mm
9817 | 7789306005 | PAC-UNIV-HE20-LCH-0M5 | Pre-assembled cable, PAC, Cable LiYY, 0.14 mm²
9818 | 7789329025 | PAC-TWDO-HE20-V3-2M5 | Pre-assembled cable, PAC, Cable LiYY, 0.25 mm²
9819 | 7789606050 | PAC-S300-UNIU-V0-5M | Pre-assembled cable, PAC, Cable LiYY, 0.25 mm²
9820 | 7789631050 | PAC-RX3I-RV36-V0-5M | Pre-assembled cable, PAC, Cable LiYY, 0.25 mm²
9821 | 7789632050 | PAC-RX3I-RV36-V1-5M | Pre-assembled cable, PAC, Cable LiYY, 0.25 mm²
9822 | 7789704090 | PAC-EMDV-SD25-V0-9M | Pre-assembled cable, PAC, Cable LiYCY, 0.25 mm²
9823 | 7789734005 | PAC-CTLX-UNIS-V1-0M5 | Pre-assembled cable, PAC, Cable LiYCY, 0.25 mm²
9824 | 7789759100 | PAC-S300-HE40-S-V0-10M | Pre-assembled cable, PAC, Cable LiYY, 12.4 ± 1 mm
9825 | 7789801030 | PAC-S300-HE20-S-V0-3M | Pre-assembled cable, PAC, Cable LiYCY, 8.6 ± 1 mm
9826 | 7789288015 | PAC-S400-SD25-V3-1M5 | Pre-assembled cable, PAC, Cable LiYCY, 0.25 mm²
9827 | 1028750000 | BCL-SMT 3.81/05/90LFI 1.5SN BK BX | PCB plug-in connector, female header, Solder flange inverted, THT/THR solder connection, 3.81 mm, Number of poles: 5, 90°, Solder pin length (l): 1.5 mm, tinned, black, Box
9828 | 1028760000 | BCL-SMT 3.81/06/90LFI 1.5SN BK BX | PCB plug-in connector, female header, Solder flange inverted, THT/THR solder connection, 3.81 mm, Number of poles: 6, 90°, Solder pin length (l): 1.5 mm, tinned, black, Box
9829 | 1028770000 | BCL-SMT 3.81/07/90LFI 1.5SN BK BX | PCB plug-in connector, female header, Solder flange inverted, THT/THR solder connection, 3.81 mm, Number of poles: 7, 90°, Solder pin length (l): 1.5 mm, tinned, black, Box
9830 | 1028790000 | BCL-SMT 3.81/08/90LFI 1.5SN BK BX | PCB plug-in connector, female header, Solder flange inverted, THT/THR solder connection, 3.81 mm, Number of poles: 8, 90°, Solder pin length (l): 1.5 mm, tinned, black, Box
9831 | 1028820000 | BCL-SMT 3.81/10/90LFI 1.5SN BK BX | PCB plug-in connector, female header, Solder flange inverted, THT/THR solder connection, 3.81 mm, Number of poles: 10, 90°, Solder pin length (l): 1.5 mm, tinned, black, Box
9832 | 1029310000 | BCL-SMT 3.81/06/180LFI 1.5SN BK BX | PCB plug-in connector, female header, Solder flange inverted, THT/THR solder connection, 3.81 mm, Number of poles: 6, 180°, Solder pin length (l): 1.5 mm, tinned, black, Box
9833 | 1029350000 | BCL-SMT 3.81/10/180LFI 1.5SN BK BX | PCB plug-in connector, female header, Solder flange inverted, THT/THR solder connection, 3.81 mm, Number of poles: 10, 180°, Solder pin length (l): 1.5 mm, tinned, black, Box
9834 | 1029950000 | SCD 3.81/08/180G 3.2SN OR BX | PCB plug-in connector, male header, closed side, THT solder connection, 3.81 mm, Number of poles: 8, 180°, Solder pin length (l): 3.2 mm, tinned, orange, Box
9835 | 1029960000 | SCD 3.81/10/180G 3.2SN OR BX | PCB plug-in connector, male header, closed side, THT solder connection, 3.81 mm, Number of poles: 10, 180°, Solder pin length (l): 3.2 mm, tinned, orange, Box
9836 | 1029990000 | SCD 3.81/16/180G 3.2SN OR BX | PCB plug-in connector, male header, closed side, THT solder connection, 3.81 mm, Number of poles: 16, 180°, Solder pin length (l): 3.2 mm, tinned, orange, Box
9837 | 1030010000 | SCD 3.81/18/180G 3.2SN OR BX | PCB plug-in connector, male header, closed side, THT solder connection, 3.81 mm, Number of poles: 18, 180°, Solder pin length (l): 3.2 mm, tinned, orange, Box
9838 | 1030030000 | SCD 3.81/22/180G 3.2SN OR BX | PCB plug-in connector, male header, closed side, THT solder connection, 3.81 mm, Number of poles: 22, 180°, Solder pin length (l): 3.2 mm, tinned, orange, Box
9839 | 1030080000 | SCD 3.81/32/180G 3.2SN OR BX | PCB plug-in connector, male header, closed side, THT solder connection, 3.81 mm, Number of poles: 32, 180°, Solder pin length (l): 3.2 mm, tinned, orange, Box
9840 | 1030090000 | SCD 3.81/04/180G 3.2SN GN BX | PCB plug-in connector, male header, closed side, THT solder connection, 3.81 mm, Number of poles: 4, 180°, Solder pin length (l): 3.2 mm, tinned, Pale green, Box
9841 | 1030440000 | SCD 3.81/04/180F 3.2SN OR BX | PCB plug-in connector, male header, Flange, THT solder connection, 3.81 mm, Number of poles: 4, 180°, Solder pin length (l): 3.2 mm, tinned, orange, Box
9842 | 1030490000 | SCD 3.81/14/180F 3.2SN OR BX | PCB plug-in connector, male header, Flange, THT solder connection, 3.81 mm, Number of poles: 14, 180°, Solder pin length (l): 3.2 mm, tinned, orange, Box
9843 | 1030520000 | SCD 3.81/18/180F 3.2SN OR BX | PCB plug-in connector, male header, Flange, THT solder connection, 3.81 mm, Number of poles: 18, 180°, Solder pin length (l): 3.2 mm, tinned, orange, Box
9844 | 1030530000 | SCD 3.81/20/180F 3.2SN OR BX | PCB plug-in connector, male header, Flange, THT solder connection, 3.81 mm, Number of poles: 20, 180°, Solder pin length (l): 3.2 mm, tinned, orange, Box
9845 | 1030580000 | SCD 3.81/30/180F 3.2SN OR BX | PCB plug-in connector, male header, Flange, THT solder connection, 3.81 mm, Number of poles: 30, 180°, Solder pin length (l): 3.2 mm, tinned, orange, Box
9846 | 1030590000 | SCD 3.81/32/180F 3.2SN OR BX | PCB plug-in connector, male header, Flange, THT solder connection, 3.81 mm, Number of poles: 32, 180°, Solder pin length (l): 3.2 mm, tinned, orange, Box
9847 | 1030980000 | SCD-THR 3.81/10/180G 3.2SN BK BX | PCB plug-in connector, male header, closed side, THT/THR solder connection, 3.81 mm, Number of poles: 10, 180°, Solder pin length (l): 3.2 mm, tinned, black, Box
9848 | 1031010000 | SCD-THR 3.81/14/180G 3.2SN BK BX | PCB plug-in connector, male header, closed side, THT/THR solder connection, 3.81 mm, Number of poles: 14, 180°, Solder pin length (l): 3.2 mm, tinned, black, Box
9849 | 1031020000 | SCD-THR 3.81/16/180G 3.2SN BK BX | PCB plug-in connector, male header, closed side, THT/THR solder connection, 3.81 mm, Number of poles: 16, 180°, Solder pin length (l): 3.2 mm, tinned, black, Box
9850 | 1031040000 | SCD-THR 3.81/20/180G 3.2SN BK BX | PCB plug-in connector, male header, closed side, THT/THR solder connection, 3.81 mm, Number of poles: 20, 180°, Solder pin length (l): 3.2 mm, tinned, black, Box
9851 | 1031050000 | SCD-THR 3.81/22/180G 3.2SN BK BX | PCB plug-in connector, male header, closed side, THT/THR solder connection, 3.81 mm, Number of poles: 22, 180°, Solder pin length (l): 3.2 mm, tinned, black, Box
9852 | 1031090000 | SCD-THR 3.81/30/180G 3.2SN BK BX | PCB plug-in connector, male header, closed side, THT/THR solder connection, 3.81 mm, Number of poles: 30, 180°, Solder pin length (l): 3.2 mm, tinned, black, Box
9853 | 1031110000 | SCD-THR 3.81/32/180G 3.2SN BK BX | PCB plug-in connector, male header, closed side, THT/THR solder connection, 3.81 mm, Number of poles: 32, 180°, Solder pin length (l): 3.2 mm, tinned, black, Box
9854 | 1031410000 | SCD-THR 3.81/24/180G 1.5SN BK BX | PCB plug-in connector, male header, closed side, THT/THR solder connection, 3.81 mm, Number of poles: 24, 180°, Solder pin length (l): 1.5 mm, tinned, black, Box
9855 | 1031460000 | SCD-THR 3.81/04/180F 3.2SN BK BX | PCB plug-in connector, male header, Flange, THT/THR solder connection, 3.81 mm, Number of poles: 4, 180°, Solder pin length (l): 3.2 mm, tinned, black, Box
9856 | 1031470000 | SCD-THR 3.81/06/180F 3.2SN BK BX | PCB plug-in connector, male header, Flange, THT/THR solder connection, 3.81 mm, Number of poles: 6, 180°, Solder pin length (l): 3.2 mm, tinned, black, Box
9857 | 1031510000 | SCD-THR 3.81/10/180F 3.2SN BK BX | PCB plug-in connector, male header, Flange, THT/THR solder connection, 3.81 mm, Number of poles: 10, 180°, Solder pin length (l): 3.2 mm, tinned, black, Box
9858 | 1031610000 | SCD-THR 3.81/24/180F 3.2SN BK BX | PCB plug-in connector, male header, Flange, THT/THR solder connection, 3.81 mm, Number of poles: 24, 180°, Solder pin length (l): 3.2 mm, tinned, black, Box
9859 | 1031630000 | SCD-THR 3.81/28/180F 3.2SN BK BX | PCB plug-in connector, male header, Flange, THT/THR solder connection, 3.81 mm, Number of poles: 28, 180°, Solder pin length (l): 3.2 mm, tinned, black, Box
9860 | 1031660000 | SCD-THR 3.81/32/180F 3.2SN BK BX | PCB plug-in connector, male header, Flange, THT/THR solder connection, 3.81 mm, Number of poles: 32, 180°, Solder pin length (l): 3.2 mm, tinned, black, Box
9861 | 1032050000 | SCD-THR 3.81/28/180F 1.5SN BK BX | PCB plug-in connector, male header, Flange, THT/THR solder connection, 3.81 mm, Number of poles: 28, 180°, Solder pin length (l): 1.5 mm, tinned, black, Box
9862 | 1032090000 | SCDV 3.81/04/90G 3.2SN OR BX | PCB plug-in connector, male header, closed side, THT solder connection, 3.81 mm, Number of poles: 4, 90°, Solder pin length (l): 3.2 mm, tinned, orange, Box
9863 | 1032150000 | SCDV 3.81/14/90G 3.2SN OR BX | PCB plug-in connector, male header, closed side, THT solder connection, 3.81 mm, Number of poles: 14, 90°, Solder pin length (l): 3.2 mm, tinned, orange, Box
9864 | 1032190000 | SCDV 3.81/20/90G 3.2SN OR BX | PCB plug-in connector, male header, closed side, THT solder connection, 3.81 mm, Number of poles: 20, 90°, Solder pin length (l): 3.2 mm, tinned, orange, Box
9865 | 1032220000 | SCDV 3.81/26/90G 3.2SN OR BX | PCB plug-in connector, male header, closed side, THT solder connection, 3.81 mm, Number of poles: 26, 90°, Solder pin length (l): 3.2 mm, tinned, orange, Box
9866 | 1032250000 | SCDV 3.81/32/90G 3.2SN OR BX | PCB plug-in connector, male header, closed side, THT solder connection, 3.81 mm, Number of poles: 32, 90°, Solder pin length (l): 3.2 mm, tinned, orange, Box
9867 | 1032590000 | SCDV 3.81/06/90F 3.2SN OR BX | PCB plug-in connector, male header, Flange, THT solder connection, 3.81 mm, Number of poles: 6, 90°, Solder pin length (l): 3.2 mm, tinned, orange, Box
9868 | 1032600000 | SCDV 3.81/08/90F 3.2SN OR BX | PCB plug-in connector, male header, Flange, THT solder connection, 3.81 mm, Number of poles: 8, 90°, Solder pin length (l): 3.2 mm, tinned, orange, Box
9869 | 1032610000 | SCDV 3.81/10/90F 3.2SN OR BX | PCB plug-in connector, male header, Flange, THT solder connection, 3.81 mm, Number of poles: 10, 90°, Solder pin length (l): 3.2 mm, tinned, orange, Box
9870 | 1032620000 | SCDV 3.81/12/90F 3.2SN OR BX | PCB plug-in connector, male header, Flange, THT solder connection, 3.81 mm, Number of poles: 12, 90°, Solder pin length (l): 3.2 mm, tinned, orange, Box
9871 | 1032660000 | SCDV 3.81/20/90F 3.2SN OR BX | PCB plug-in connector, male header, Flange, THT solder connection, 3.81 mm, Number of poles: 20, 90°, Solder pin length (l): 3.2 mm, tinned, orange, Box
9872 | 1032710000 | SCDV 3.81/28/90F 3.2SN OR BX | PCB plug-in connector, male header, Flange, THT solder connection, 3.81 mm, Number of poles: 28, 90°, Solder pin length (l): 3.2 mm, tinned, orange, Box
9873 | 1033580000 | SCDV-THR 3.81/20/90G 3.2SN BK BX | PCB plug-in connector, male header, closed side, THT/THR solder connection, 3.81 mm, Number of poles: 20, 90°, Solder pin length (l): 3.2 mm, tinned, black, Box
9874 | 1034020000 | SCDV-THR 3.81/12/90F 3.2SN BK BX | PCB plug-in connector, male header, Flange, THT/THR solder connection, 3.81 mm, Number of poles: 12, 90°, Solder pin length (l): 3.2 mm, tinned, black, Box
9875 | 1034050000 | SCDV-THR 3.81/18/90F 3.2SN BK BX | PCB plug-in connector, male header, Flange, THT/THR solder connection, 3.81 mm, Number of poles: 18, 90°, Solder pin length (l): 3.2 mm, tinned, black, Box
9876 | 1034110000 | SCDV-THR 3.81/28/90F 3.2SN BK BX | PCB plug-in connector, male header, Flange, THT/THR solder connection, 3.81 mm, Number of poles: 28, 90°, Solder pin length (l): 3.2 mm, tinned, black, Box
9877 | 1034130000 | SCDV-THR 3.81/32/90F 3.2SN BK BX | PCB plug-in connector, male header, Flange, THT/THR solder connection, 3.81 mm, Number of poles: 32, 90°, Solder pin length (l): 3.2 mm, tinned, black, Box
9878 | 1034430000 | SCDV-THR 3.81/26/90F 1.5SN BK BX | PCB plug-in connector, male header, Flange, THT/THR solder connection, 3.81 mm, Number of poles: 26, 90°, Solder pin length (l): 1.5 mm, tinned, black, Box
9879 | 1034510000 | SCDV 3.81/08/180G 3.2SN OR BX | PCB plug-in connector, male header, closed side, THT solder connection, 3.81 mm, Number of poles: 8, 180°, Solder pin length (l): 3.2 mm, tinned, orange, Box
9880 | 1034520000 | SCDV 3.81/10/180G 3.2SN OR BX | PCB plug-in connector, male header, closed side, THT solder connection, 3.81 mm, Number of poles: 10, 180°, Solder pin length (l): 3.2 mm, tinned, orange, Box
9881 | 1034530000 | SCDV 3.81/12/180G 3.2SN OR BX | PCB plug-in connector, male header, closed side, THT solder connection, 3.81 mm, Number of poles: 12, 180°, Solder pin length (l): 3.2 mm, tinned, orange, Box
9882 | 1034580000 | SCDV 3.81/22/180G 3.2SN OR BX | PCB plug-in connector, male header, closed side, THT solder connection, 3.81 mm, Number of poles: 22, 180°, Solder pin length (l): 3.2 mm, tinned, orange, Box
9883 | 1034610000 | SCDV 3.81/26/180G 3.2SN OR BX | PCB plug-in connector, male header, closed side, THT solder connection, 3.81 mm, Number of poles: 26, 180°, Solder pin length (l): 3.2 mm, tinned, orange, Box
9884 | 1034630000 | SCDV 3.81/30/180G 3.2SN OR BX | PCB plug-in connector, male header, closed side, THT solder connection, 3.81 mm, Number of poles: 30, 180°, Solder pin length (l): 3.2 mm, tinned, orange, Box
9885 | 1034640000 | SCDV 3.81/32/180G 3.2SN OR BX | PCB plug-in connector, male header, closed side, THT solder connection, 3.81 mm, Number of poles: 32, 180°, Solder pin length (l): 3.2 mm, tinned, orange, Box
9886 | 1035010000 | SCDV 3.81/08/180F 3.2SN OR BX | PCB plug-in connector, male header, Flange, THT solder connection, 3.81 mm, Number of poles: 8, 180°, Solder pin length (l): 3.2 mm, tinned, orange, Box
9887 | 1035030000 | SCDV 3.81/12/180F 3.2SN OR BX | PCB plug-in connector, male header, Flange, THT solder connection, 3.81 mm, Number of poles: 12, 180°, Solder pin length (l): 3.2 mm, tinned, orange, Box
9888 | 1035050000 | SCDV 3.81/16/180F 3.2SN OR BX | PCB plug-in connector, male header, Flange, THT solder connection, 3.81 mm, Number of poles: 16, 180°, Solder pin length (l): 3.2 mm, tinned, orange, Box
9889 | 1035130000 | SCDV 3.81/30/180F 3.2SN OR BX | PCB plug-in connector, male header, Flange, THT solder connection, 3.81 mm, Number of poles: 30, 180°, Solder pin length (l): 3.2 mm, tinned, orange, Box
9890 | 1035480000 | SCDV-THR 3.81/06/180G 3.2SN BK BX | PCB plug-in connector, male header, closed side, THT/THR solder connection, 3.81 mm, Number of poles: 6, 180°, Solder pin length (l): 3.2 mm, tinned, black, Box
9891 | 1035510000 | SCDV-THR 3.81/10/180G 3.2SN BK BX | PCB plug-in connector, male header, closed side, THT/THR solder connection, 3.81 mm, Number of poles: 10, 180°, Solder pin length (l): 3.2 mm, tinned, black, Box
9892 | 1035530000 | SCDV-THR 3.81/14/180G 3.2SN BK BX | PCB plug-in connector, male header, closed side, THT/THR solder connection, 3.81 mm, Number of poles: 14, 180°, Solder pin length (l): 3.2 mm, tinned, black, Box
9893 | 1035560000 | SCDV-THR 3.81/20/180G 3.2SN BK BX | PCB plug-in connector, male header, closed side, THT/THR solder connection, 3.81 mm, Number of poles: 20, 180°, Solder pin length (l): 3.2 mm, tinned, black, Box
9894 | 1035570000 | SCDV-THR 3.81/22/180G 3.2SN BK BX | PCB plug-in connector, male header, closed side, THT/THR solder connection, 3.81 mm, Number of poles: 22, 180°, Solder pin length (l): 3.2 mm, tinned, black, Box
9895 | 1035580000 | SCDV-THR 3.81/24/180G 3.2SN BK BX | PCB plug-in connector, male header, closed side, THT/THR solder connection, 3.81 mm, Number of poles: 24, 180°, Solder pin length (l): 3.2 mm, tinned, black, Box
9896 | 1035620000 | SCDV-THR 3.81/30/180G 3.2SN BK BX | PCB plug-in connector, male header, closed side, THT/THR solder connection, 3.81 mm, Number of poles: 30, 180°, Solder pin length (l): 3.2 mm, tinned, black, Box
9897 | 1035630000 | SCDV-THR 3.81/32/180G 3.2SN BK BX | PCB plug-in connector, male header, closed side, THT/THR solder connection, 3.81 mm, Number of poles: 32, 180°, Solder pin length (l): 3.2 mm, tinned, black, Box
9898 | 1035950000 | SCDV-THR 3.81/04/180F 3.2SN BK BX | PCB plug-in connector, male header, Flange, THT/THR solder connection, 3.81 mm, Number of poles: 4, 180°, Solder pin length (l): 3.2 mm, tinned, black, Box
9899 | 1035960000 | SCDV-THR 3.81/06/180F 3.2SN BK BX | PCB plug-in connector, male header, Flange, THT/THR solder connection, 3.81 mm, Number of poles: 6, 180°, Solder pin length (l): 3.2 mm, tinned, black, Box
9900 | 1036030000 | SCDV-THR 3.81/18/180F 3.2SN BK BX | PCB plug-in connector, male header, Flange, THT/THR solder connection, 3.81 mm, Number of poles: 18, 180°, Solder pin length (l): 3.2 mm, tinned, black, Box
9901 | 1036050000 | SCDV-THR 3.81/22/180F 3.2SN BK BX | PCB plug-in connector, male header, Flange, THT/THR solder connection, 3.81 mm, Number of poles: 22, 180°, Solder pin length (l): 3.2 mm, tinned, black, Box
9902 | 1036070000 | SCDV-THR 3.81/26/180F 3.2SN BK BX | PCB plug-in connector, male header, Flange, THT/THR solder connection, 3.81 mm, Number of poles: 26, 180°, Solder pin length (l): 3.2 mm, tinned, black, Box
9903 | 1036080000 | SCDV-THR 3.81/28/180F 3.2SN BK BX | PCB plug-in connector, male header, Flange, THT/THR solder connection, 3.81 mm, Number of poles: 28, 180°, Solder pin length (l): 3.2 mm, tinned, black, Box
9904 | 1036110000 | SCDV-THR 3.81/32/180F 3.2SN BK BX | PCB plug-in connector, male header, Flange, THT/THR solder connection, 3.81 mm, Number of poles: 32, 180°, Solder pin length (l): 3.2 mm, tinned, black, Box
9905 | 1036480000 | SC-SMT 3.81/02/270G 3.2SN BK BX | PCB plug-in connector, male header, closed side, THT/THR solder connection, 3.81 mm, Number of poles: 2, 270°, Solder pin length (l): 3.2 mm, tinned, black, Box
9906 | 1036520000 | SC-SMT 3.81/05/270G 3.2SN BK BX | PCB plug-in connector, male header, closed side, THT/THR solder connection, 3.81 mm, Number of poles: 5, 270°, Solder pin length (l): 3.2 mm, tinned, black, Box
9907 | 1036530000 | SC-SMT 3.81/06/270G 3.2SN BK BX | PCB plug-in connector, male header, closed side, THT/THR solder connection, 3.81 mm, Number of poles: 6, 270°, Solder pin length (l): 3.2 mm, tinned, black, Box
9908 | 1036580000 | SC-SMT 3.81/11/270G 3.2SN BK BX | PCB plug-in connector, male header, closed side, THT/THR solder connection, 3.81 mm, Number of poles: 11, 270°, Solder pin length (l): 3.2 mm, tinned, black, Box
9909 | 1036640000 | SC-SMT 3.81/16/270G 3.2SN BK BX | PCB plug-in connector, male header, closed side, THT/THR solder connection, 3.81 mm, Number of poles: 16, 270°, Solder pin length (l): 3.2 mm, tinned, black, Box
9910 | 1036840000 | SC-SMT 3.81/03/270G 1.5SN BK BX | PCB plug-in connector, male header, closed side, THT/THR solder connection, 3.81 mm, Number of poles: 3, 270°, Solder pin length (l): 1.5 mm, tinned, black, Box
9911 | 1036870000 | SC-SMT 3.81/06/270G 1.5SN BK BX | PCB plug-in connector, male header, closed side, THT/THR solder connection, 3.81 mm, Number of poles: 6, 270°, Solder pin length (l): 1.5 mm, tinned, black, Box
9912 | 1036940000 | SC-SMT 3.81/12/270G 1.5SN BK BX | PCB plug-in connector, male header, closed side, THT/THR solder connection, 3.81 mm, Number of poles: 12, 270°, Solder pin length (l): 1.5 mm, tinned, black, Box
9913 | 1037060000 | SC-SMT 3.81/08/270F 3.2SN BK BX | PCB plug-in connector, male header, Flange, THT/THR solder connection, 3.81 mm, Number of poles: 8, 270°, Solder pin length (l): 3.2 mm, tinned, black, Box
9914 | 1037080000 | SC-SMT 3.81/10/270F 3.2SN BK BX | PCB plug-in connector, male header, Flange, THT/THR solder connection, 3.81 mm, Number of poles: 10, 270°, Solder pin length (l): 3.2 mm, tinned, black, Box
9915 | 1037110000 | SC-SMT 3.81/12/270F 3.2SN BK BX | PCB plug-in connector, male header, Flange, THT/THR solder connection, 3.81 mm, Number of poles: 12, 270°, Solder pin length (l): 3.2 mm, tinned, black, Box
9916 | 1037140000 | SC-SMT 3.81/15/270F 3.2SN BK BX | PCB plug-in connector, male header, Flange, THT/THR solder connection, 3.81 mm, Number of poles: 15, 270°, Solder pin length (l): 3.2 mm, tinned, black, Box
9917 | 1037150000 | SC-SMT 3.81/16/270F 3.2SN BK BX | PCB plug-in connector, male header, Flange, THT/THR solder connection, 3.81 mm, Number of poles: 16, 270°, Solder pin length (l): 3.2 mm, tinned, black, Box
9918 | 1037520000 | SC 3.81/04/270G 3.2SN OR BX | PCB plug-in connector, male header, closed side, THT solder connection, 3.81 mm, Number of poles: 4, 270°, Solder pin length (l): 3.2 mm, tinned, orange, Box
9919 | 1037530000 | SC 3.81/05/270G 3.2SN OR BX | PCB plug-in connector, male header, closed side, THT solder connection, 3.81 mm, Number of poles: 5, 270°, Solder pin length (l): 3.2 mm, tinned, orange, Box
9920 | 1037540000 | SC 3.81/06/270G 3.2SN OR BX | PCB plug-in connector, male header, closed side, THT solder connection, 3.81 mm, Number of poles: 6, 270°, Solder pin length (l): 3.2 mm, tinned, orange, Box
9921 | 1037550000 | SC 3.81/07/270G 3.2SN OR BX | PCB plug-in connector, male header, closed side, THT solder connection, 3.81 mm, Number of poles: 7, 270°, Solder pin length (l): 3.2 mm, tinned, orange, Box
9922 | 1037560000 | SC 3.81/08/270G 3.2SN OR BX | PCB plug-in connector, male header, closed side, THT solder connection, 3.81 mm, Number of poles: 8, 270°, Solder pin length (l): 3.2 mm, tinned, orange, Box
9923 | 1037570000 | SC 3.81/09/270G 3.2SN OR BX | PCB plug-in connector, male header, closed side, THT solder connection, 3.81 mm, Number of poles: 9, 270°, Solder pin length (l): 3.2 mm, tinned, orange, Box
9924 | 1037590000 | SC 3.81/11/270G 3.2SN OR BX | PCB plug-in connector, male header, closed side, THT solder connection, 3.81 mm, Number of poles: 11, 270°, Solder pin length (l): 3.2 mm, tinned, orange, Box
9925 | 1037630000 | SC 3.81/14/270G 3.2SN OR BX | PCB plug-in connector, male header, closed side, THT solder connection, 3.81 mm, Number of poles: 14, 270°, Solder pin length (l): 3.2 mm, tinned, orange, Box
9926 | 1038040000 | SC 3.81/02/270F 3.2SN OR BX | PCB plug-in connector, male header, Flange, THT solder connection, 3.81 mm, Number of poles: 2, 270°, Solder pin length (l): 3.2 mm, tinned, orange, Box
9927 | 1038090000 | SC 3.81/07/270F 3.2SN OR BX | PCB plug-in connector, male header, Flange, THT solder connection, 3.81 mm, Number of poles: 7, 270°, Solder pin length (l): 3.2 mm, tinned, orange, Box
9928 | 1038130000 | SC 3.81/09/270F 3.2SN OR BX | PCB plug-in connector, male header, Flange, THT solder connection, 3.81 mm, Number of poles: 9, 270°, Solder pin length (l): 3.2 mm, tinned, orange, Box
9929 | 1038150000 | SC 3.81/11/270F 3.2SN OR BX | PCB plug-in connector, male header, Flange, THT solder connection, 3.81 mm, Number of poles: 11, 270°, Solder pin length (l): 3.2 mm, tinned, orange, Box
9930 | 1038180000 | SC 3.81/14/270F 3.2SN OR BX | PCB plug-in connector, male header, Flange, THT solder connection, 3.81 mm, Number of poles: 14, 270°, Solder pin length (l): 3.2 mm, tinned, orange, Box
9931 | 1038960000 | SCDN-THR 3.81/06/90G 3.2SN BK BX | PCB plug-in connector, male header, closed side, THT/THR solder connection, 3.81 mm, Number of poles: 6, 90°, Solder pin length (l): 3.2 mm, tinned, black, Box
9932 | 1038970000 | SCDN-THR 3.81/08/90G 3.2SN BK BX | PCB plug-in connector, male header, closed side, THT/THR solder connection, 3.81 mm, Number of poles: 8, 90°, Solder pin length (l): 3.2 mm, tinned, black, Box
9933 | 1038990000 | SCDN-THR 3.81/12/90G 3.2SN BK BX | PCB plug-in connector, male header, closed side, THT/THR solder connection, 3.81 mm, Number of poles: 12, 90°, Solder pin length (l): 3.2 mm, tinned, black, Box
9934 | 1039020000 | SCDN-THR 3.81/16/90G 3.2SN BK BX | PCB plug-in connector, male header, closed side, THT/THR solder connection, 3.81 mm, Number of poles: 16, 90°, Solder pin length (l): 3.2 mm, tinned, black, Box
9935 | 1039060000 | SCDN-THR 3.81/24/90G 3.2SN BK BX | PCB plug-in connector, male header, closed side, THT/THR solder connection, 3.81 mm, Number of poles: 24, 90°, Solder pin length (l): 3.2 mm, tinned, black, Box
9936 | 1039080000 | SCDN-THR 3.81/28/90G 3.2SN BK BX | PCB plug-in connector, male header, closed side, THT/THR solder connection, 3.81 mm, Number of poles: 28, 90°, Solder pin length (l): 3.2 mm, tinned, black, Box
9937 | 1039090000 | SCDN-THR 3.81/30/90G 3.2SN BK BX | PCB plug-in connector, male header, closed side, THT/THR solder connection, 3.81 mm, Number of poles: 30, 90°, Solder pin length (l): 3.2 mm, tinned, black, Box
9938 | 1039530000 | SCDN-THR 3.81/12/90F 3.2SN BK BX | PCB plug-in connector, male header, Flange, THT/THR solder connection, 3.81 mm, Number of poles: 12, 90°, Solder pin length (l): 3.2 mm, tinned, black, Box
9939 | 1039560000 | SCDN-THR 3.81/18/90F 3.2SN BK BX | PCB plug-in connector, male header, Flange, THT/THR solder connection, 3.81 mm, Number of poles: 18, 90°, Solder pin length (l): 3.2 mm, tinned, black, Box
9940 | 1039720000 | SCDN-THR 3.81/28/90F 3.2SN BK BX | PCB plug-in connector, male header, Flange, THT/THR solder connection, 3.81 mm, Number of poles: 28, 90°, Solder pin length (l): 3.2 mm, tinned, black, Box
9941 | 1039730000 | SCDN-THR 3.81/30/90F 3.2SN BK BX | PCB plug-in connector, male header, Flange, THT/THR solder connection, 3.81 mm, Number of poles: 30, 90°, Solder pin length (l): 3.2 mm, tinned, black, Box
9942 | 1040150000 | SCDN-THR 3.81/10/90F 1.5SN BK BX | PCB plug-in connector, male header, Flange, THT/THR solder connection, 3.81 mm, Number of poles: 10, 90°, Solder pin length (l): 1.5 mm, tinned, black, Box
9943 | 1040410000 | SCDN 3.81/04/90G 3.2SN OR BX | PCB plug-in connector, male header, closed side, THT solder connection, 3.81 mm, Number of poles: 4, 90°, Solder pin length (l): 3.2 mm, tinned, orange, Box
9944 | 1040440000 | SCDN 3.81/10/90G 3.2SN OR BX | PCB plug-in connector, male header, closed side, THT solder connection, 3.81 mm, Number of poles: 10, 90°, Solder pin length (l): 3.2 mm, tinned, orange, Box
9945 | 1040490000 | SCDN 3.81/18/90G 3.2SN OR BX | PCB plug-in connector, male header, closed side, THT solder connection, 3.81 mm, Number of poles: 18, 90°, Solder pin length (l): 3.2 mm, tinned, orange, Box
9946 | 1040530000 | SCDN 3.81/24/90G 3.2SN OR BX | PCB plug-in connector, male header, closed side, THT solder connection, 3.81 mm, Number of poles: 24, 90°, Solder pin length (l): 3.2 mm, tinned, orange, Box
9947 | 1040560000 | SCDN 3.81/30/90G 3.2SN OR BX | PCB plug-in connector, male header, closed side, THT solder connection, 3.81 mm, Number of poles: 30, 90°, Solder pin length (l): 3.2 mm, tinned, orange, Box
9948 | 1040980000 | SCDN 3.81/08/90F 3.2SN OR BX | PCB plug-in connector, male header, Flange, THT solder connection, 3.81 mm, Number of poles: 8, 90°, Solder pin length (l): 3.2 mm, tinned, orange, Box
9949 | 1041020000 | SCDN 3.81/16/90F 3.2SN OR BX | PCB plug-in connector, male header, Flange, THT solder connection, 3.81 mm, Number of poles: 16, 90°, Solder pin length (l): 3.2 mm, tinned, orange, Box
9950 | 1041030000 | SCDN 3.81/18/90F 3.2SN OR BX | PCB plug-in connector, male header, Flange, THT solder connection, 3.81 mm, Number of poles: 18, 90°, Solder pin length (l): 3.2 mm, tinned, orange, Box
9951 | 1041040000 | SCDN 3.81/20/90F 3.2SN OR BX | PCB plug-in connector, male header, Flange, THT solder connection, 3.81 mm, Number of poles: 20, 90°, Solder pin length (l): 3.2 mm, tinned, orange, Box
9952 | 1041050000 | SCDN 3.81/22/90F 3.2SN OR BX | PCB plug-in connector, male header, Flange, THT solder connection, 3.81 mm, Number of poles: 22, 90°, Solder pin length (l): 3.2 mm, tinned, orange, Box
9953 | 1041060000 | SCDN 3.81/24/90F 3.2SN OR BX | PCB plug-in connector, male header, Flange, THT solder connection, 3.81 mm, Number of poles: 24, 90°, Solder pin length (l): 3.2 mm, tinned, orange, Box
9954 | 1041090000 | SCDN 3.81/30/90F 3.2SN OR BX | PCB plug-in connector, male header, Flange, THT solder connection, 3.81 mm, Number of poles: 30, 90°, Solder pin length (l): 3.2 mm, tinned, orange, Box
9955 | 1041110000 | SCDN 3.81/32/90F 3.2SN OR BX | PCB plug-in connector, male header, Flange, THT solder connection, 3.81 mm, Number of poles: 32, 90°, Solder pin length (l): 3.2 mm, tinned, orange, Box
9956 | 1760500000 | PM 5.08/03/90 3.5SN OR BX | Printed circuit board terminals, 5.08 mm, Number of poles: 3, 90°, Solder pin length (l): 3.5 mm, tinned, orange, Pressure clamp connection, Clamping range, max. : 2.5 mm², Box
9957 | 1760510000 | PM 5.08/02/90 3.5SN BK BX | Printed circuit board terminals, 5.08 mm, Number of poles: 2, 90°, Solder pin length (l): 3.5 mm, tinned, black, Pressure clamp connection, Clamping range, max. : 2.5 mm², Box
9958 | 1810860000 | LS 5.08/03/90 3.5SN BK BX | Printed circuit board terminals, 5.08 mm, Number of poles: 3, 90°, Solder pin length (l): 3.5 mm, tinned, black, Clamping yoke connection, Clamping range, max. : 1.5 mm², Box
9959 | 1810870000 | LS 5.08/04/90 3.5SN BK BX | Printed circuit board terminals, 5.08 mm, Number of poles: 4, 90°, Solder pin length (l): 3.5 mm, tinned, black, Clamping yoke connection, Clamping range, max. : 1.5 mm², Box
9960 | 1810900000 | LS 5.08/07/90 3.5SN BK BX | Printed circuit board terminals, 5.08 mm, Number of poles: 7, 90°, Solder pin length (l): 3.5 mm, tinned, black, Clamping yoke connection, Clamping range, max. : 1.5 mm², Box
9961 | 1810960000 | LS 5.08/02/90 3.5SN GY BX | Printed circuit board terminals, 5.08 mm, Number of poles: 2, 90°, Solder pin length (l): 3.5 mm, tinned, Pebble grey, Clamping yoke connection, Clamping range, max. : 1.5 mm², Box
9962 | 1811200000 | PS 3.50/04/90 3.5SN BK BX | Printed circuit board terminals, 3.50 mm, Number of poles: 4, 90°, Solder pin length (l): 3.5 mm, tinned, black, Pressure clamp connection, Clamping range, max. : 1.5 mm², Box
9963 | 1811210000 | PS 3.50/05/90 3.5SN BK BX | Printed circuit board terminals, 3.50 mm, Number of poles: 5, 90°, Solder pin length (l): 3.5 mm, tinned, black, Pressure clamp connection, Clamping range, max. : 1.5 mm², Box
9964 | 1811230000 | PS 3.50/07/90 3.5SN BK BX | Printed circuit board terminals, 3.50 mm, Number of poles: 7, 90°, Solder pin length (l): 3.5 mm, tinned, black, Pressure clamp connection, Clamping range, max. : 1.5 mm², Box
9965 | 1811300000 | PS 3.50/03/90 3.5SN GY BX | Printed circuit board terminals, 3.50 mm, Number of poles: 3, 90°, Solder pin length (l): 3.5 mm, tinned, Pebble grey, Pressure clamp connection, Clamping range, max. : 1.5 mm², Box
9966 | 1811540000 | LMZFL 5/5/135 3.5SW | Printed circuit board terminals, 5.00 mm, Number of poles: 5, 135°, Solder pin length (l): 3.5 mm, tinned, black, Tension clamp connection with actuator, Clamping range, max. : 2.5 mm², Box
9967 | 1811550000 | LMZFL 5/6/135 3.5SW | Printed circuit board terminals, 5.00 mm, Number of poles: 6, 135°, Solder pin length (l): 3.5 mm, tinned, black, Tension clamp connection with actuator, Clamping range, max. : 2.5 mm², Box
9968 | 1811560000 | LMZFL 5/7/135 3.5SW | Printed circuit board terminals, 5.00 mm, Number of poles: 7, 135°, Solder pin length (l): 3.5 mm, tinned, black, Tension clamp connection with actuator, Clamping range, max. : 2.5 mm², Box
9969 | 1811570000 | LMZFL 5/8/135 3.5SW | Printed circuit board terminals, 5.00 mm, Number of poles: 8, 135°, Solder pin length (l): 3.5 mm, tinned, black, Tension clamp connection with actuator, Clamping range, max. : 2.5 mm², Box
9970 | 1811580000 | LMZFL 5/9/135 3.5SW | Printed circuit board terminals, 5.00 mm, Number of poles: 9, 135°, Solder pin length (l): 3.5 mm, tinned, black, Tension clamp connection with actuator, Clamping range, max. : 2.5 mm², Box
9971 | 1811600000 | LMZFL 5/11/135 3.5SW | Printed circuit board terminals, 5.00 mm, Number of poles: 11, 135°, Solder pin length (l): 3.5 mm, tinned, black, Tension clamp connection with actuator, Clamping range, max. : 2.5 mm², Box
9972 | 1811850000 | LMZF 5/3/135 3.5SW | Printed circuit board terminals, 5.00 mm, Number of poles: 3, 135°, Solder pin length (l): 3.5 mm, tinned, black, Tension-clamp connection, Clamping range, max. : 2.5 mm², Box
9973 | 1811860000 | LMZF 5/4/135 3.5SW | Printed circuit board terminals, 5.00 mm, Number of poles: 4, 135°, Solder pin length (l): 3.5 mm, tinned, black, Tension-clamp connection, Clamping range, max. : 2.5 mm², Box
9974 | 1811880000 | LMZF 5/6/135 3.5SW | Printed circuit board terminals, 5.00 mm, Number of poles: 6, 135°, Solder pin length (l): 3.5 mm, tinned, black, Tension-clamp connection, Clamping range, max. : 2.5 mm², Box
9975 | 1811890000 | LMZF 5/7/135 3.5SW | Printed circuit board terminals, 5.00 mm, Number of poles: 7, 135°, Solder pin length (l): 3.5 mm, tinned, black, Tension-clamp connection, Clamping range, max. : 2.5 mm², Box
9976 | 1811900000 | LMZF 5/8/135 3.5SW | Printed circuit board terminals, 5.00 mm, Number of poles: 8, 135°, Solder pin length (l): 3.5 mm, tinned, black, Tension-clamp connection, Clamping range, max. : 2.5 mm², Box
9977 | 1811960000 | LMZF 5/3/135 3.5GR | Printed circuit board terminals, 5.00 mm, Number of poles: 3, 135°, Solder pin length (l): 3.5 mm, tinned, Pebble grey, Tension-clamp connection, Clamping range, max. : 2.5 mm², Box
9978 | 1947530000 | BLZP 5.08HC/02/270LR SN OR BX | PCB plug-in connector, female plug, 5.08 mm, Number of poles: 2, 270°, Clamping yoke connection, Clamping range, max. : 4 mm², Box
9979 | 1948440000 | BLZP 5.08HC/22/90 SN BK BX | PCB plug-in connector, female plug, 5.08 mm, Number of poles: 22, 90°, Clamping yoke connection, Clamping range, max. : 4 mm², Box
9980 | 1948450000 | BLZP 5.08HC/23/90 SN BK BX | PCB plug-in connector, female plug, 5.08 mm, Number of poles: 23, 90°, Clamping yoke connection, Clamping range, max. : 4 mm², Box
9981 | 1948900000 | BLZP 5.08HC/13/270 SN OR BX | PCB plug-in connector, female plug, 5.08 mm, Number of poles: 13, 270°, Clamping yoke connection, Clamping range, max. : 4 mm², Box
9982 | 1948910000 | BLZP 5.08HC/14/270 SN OR BX | PCB plug-in connector, female plug, 5.08 mm, Number of poles: 14, 270°, Clamping yoke connection, Clamping range, max. : 4 mm², Box
9983 | 1949110000 | BLZP 5.08HC/11/270 SN BK BX | PCB plug-in connector, female plug, 5.08 mm, Number of poles: 11, 270°, Clamping yoke connection, Clamping range, max. : 4 mm², Box
9984 | 1949160000 | BLZP 5.08HC/16/270 SN BK BX | PCB plug-in connector, female plug, 5.08 mm, Number of poles: 16, 270°, Clamping yoke connection, Clamping range, max. : 4 mm², Box
9985 | 1949860000 | BLZP 5.08HC/08/90F SN OR BX | PCB plug-in connector, female plug, 5.08 mm, Number of poles: 8, 90°, Clamping yoke connection, Clamping range, max. : 4 mm², Box
9986 | 1949910000 | BLZP 5.08HC/13/90F SN OR BX | PCB plug-in connector, female plug, 5.08 mm, Number of poles: 13, 90°, Clamping yoke connection, Clamping range, max. : 4 mm², Box
9987 | 1949930000 | BLZP 5.08HC/15/90F SN OR BX | PCB plug-in connector, female plug, 5.08 mm, Number of poles: 15, 90°, Clamping yoke connection, Clamping range, max. : 4 mm², Box
9988 | 1949970000 | BLZP 5.08HC/19/90F SN OR BX | PCB plug-in connector, female plug, 5.08 mm, Number of poles: 19, 90°, Clamping yoke connection, Clamping range, max. : 4 mm², Box
9989 | 1950030000 | BLZP 5.08HC/24/90F SN OR BX | PCB plug-in connector, female plug, 5.08 mm, Number of poles: 24, 90°, Clamping yoke connection, Clamping range, max. : 4 mm², Box
9990 | 1950050000 | BLZP 5.08HC/03/90F SN BK BX | PCB plug-in connector, female plug, 5.08 mm, Number of poles: 3, 90°, Clamping yoke connection, Clamping range, max. : 4 mm², Box
9991 | 1950080000 | BLZP 5.08HC/06/90F SN BK BX | PCB plug-in connector, female plug, 5.08 mm, Number of poles: 6, 90°, Clamping yoke connection, Clamping range, max. : 4 mm², Box
9992 | 1950140000 | BLZP 5.08HC/12/90F SN BK BX | PCB plug-in connector, female plug, 5.08 mm, Number of poles: 12, 90°, Clamping yoke connection, Clamping range, max. : 4 mm², Box
9993 | 1950150000 | BLZP 5.08HC/13/90F SN BK BX | PCB plug-in connector, female plug, 5.08 mm, Number of poles: 13, 90°, Clamping yoke connection, Clamping range, max. : 4 mm², Box
9994 | 1950160000 | BLZP 5.08HC/14/90F SN BK BX | PCB plug-in connector, female plug, 5.08 mm, Number of poles: 14, 90°, Clamping yoke connection, Clamping range, max. : 4 mm², Box
9995 | 1950200000 | BLZP 5.08HC/18/90F SN BK BX | PCB plug-in connector, female plug, 5.08 mm, Number of poles: 18, 90°, Clamping yoke connection, Clamping range, max. : 4 mm², Box
9996 | 1950380000 | BLZP 5.08HC/09/270F SN OR BX | PCB plug-in connector, female plug, 5.08 mm, Number of poles: 9, 270°, Clamping yoke connection, Clamping range, max. : 4 mm², Box
9997 | 1950390000 | BLZP 5.08HC/10/270F SN OR BX | PCB plug-in connector, female plug, 5.08 mm, Number of poles: 10, 270°, Clamping yoke connection, Clamping range, max. : 4 mm², Box
9998 | 1950400000 | BLZP 5.08HC/11/270F SN OR BX | PCB plug-in connector, female plug, 5.08 mm, Number of poles: 11, 270°, Clamping yoke connection, Clamping range, max. : 4 mm², Box
9999 | 1950410000 | BLZP 5.08HC/12/270F SN OR BX | PCB plug-in connector, female plug, 5.08 mm, Number of poles: 12, 270°, Clamping yoke connection, Clamping range, max. : 4 mm², Box
10000 | 1950440000 | BLZP 5.08HC/15/270F SN OR BX | PCB plug-in connector, female plug, 5.08 mm, Number of poles: 15, 270°, Clamping yoke connection, Clamping range, max. : 4 mm², Box
10001 | 1950450000 | BLZP 5.08HC/16/270F SN OR BX | PCB plug-in connector, female plug, 5.08 mm, Number of poles: 16, 270°, Clamping yoke connection, Clamping range, max. : 4 mm², Box
10002 | 1950500000 | BLZP 5.08HC/21/270F SN OR BX | PCB plug-in connector, female plug, 5.08 mm, Number of poles: 21, 270°, Clamping yoke connection, Clamping range, max. : 4 mm², Box
10003 | 1950510000 | BLZP 5.08HC/22/270F SN OR BX | PCB plug-in connector, female plug, 5.08 mm, Number of poles: 22, 270°, Clamping yoke connection, Clamping range, max. : 4 mm², Box
10004 | 1950520000 | BLZP 5.08HC/23/270F SN OR BX | PCB plug-in connector, female plug, 5.08 mm, Number of poles: 23, 270°, Clamping yoke connection, Clamping range, max. : 4 mm², Box
10005 | 1950630000 | BLZP 5.08HC/07/270F SN BK BX | PCB plug-in connector, female plug, 5.08 mm, Number of poles: 7, 270°, Clamping yoke connection, Clamping range, max. : 4 mm², Box
10006 | 1950650000 | BLZP 5.08HC/09/270F SN BK BX | PCB plug-in connector, female plug, 5.08 mm, Number of poles: 9, 270°, Clamping yoke connection, Clamping range, max. : 4 mm², Box
10007 | 1950690000 | BLZP 5.08HC/12/270F SN BK BX | PCB plug-in connector, female plug, 5.08 mm, Number of poles: 12, 270°, Clamping yoke connection, Clamping range, max. : 4 mm², Box
10008 | 1950700000 | BLZP 5.08HC/13/270F SN BK BX | PCB plug-in connector, female plug, 5.08 mm, Number of poles: 13, 270°, Clamping yoke connection, Clamping range, max. : 4 mm², Box
10009 | 1950750000 | BLZP 5.08HC/18/270F SN BK BX | PCB plug-in connector, female plug, 5.08 mm, Number of poles: 18, 270°, Clamping yoke connection, Clamping range, max. : 4 mm², Box
10010 | 1954260000 | BLZP 5.00HC/24/180 SN OR BX | PCB plug-in connector, female plug, 5.00 mm, Number of poles: 24, 180°, Clamping yoke connection, Clamping range, max. : 4 mm², Box
10011 | 1954310000 | BLZP 5.00HC/19/180 SN OR BX | PCB plug-in connector, female plug, 5.00 mm, Number of poles: 19, 180°, Clamping yoke connection, Clamping range, max. : 4 mm², Box
10012 | 1954320000 | BLZP 5.00HC/18/180 SN OR BX | PCB plug-in connector, female plug, 5.00 mm, Number of poles: 18, 180°, Clamping yoke connection, Clamping range, max. : 4 mm², Box
10013 | 1954410000 | BLZP 5.00HC/10/180 SN OR BX | PCB plug-in connector, female plug, 5.00 mm, Number of poles: 10, 180°, Clamping yoke connection, Clamping range, max. : 4 mm², Box
10014 | 1954430000 | BLZP 5.00HC/08/180 SN OR BX | PCB plug-in connector, female plug, 5.00 mm, Number of poles: 8, 180°, Clamping yoke connection, Clamping range, max. : 4 mm², Box
10015 | 1954460000 | BLZP 5.00HC/05/180 SN OR BX | PCB plug-in connector, female plug, 5.00 mm, Number of poles: 5, 180°, Clamping yoke connection, Clamping range, max. : 4 mm², Box
10016 | 1955390000 | BLZP 5.00HC/20/180 SN BK BX | PCB plug-in connector, female plug, 5.00 mm, Number of poles: 20, 180°, Clamping yoke connection, Clamping range, max. : 4 mm², Box
10017 | 1955410000 | BLZP 5.00HC/18/180 SN BK BX | PCB plug-in connector, female plug, 5.00 mm, Number of poles: 18, 180°, Clamping yoke connection, Clamping range, max. : 4 mm², Box
10018 | 1955420000 | BLZP 5.00HC/17/180 SN BK BX | PCB plug-in connector, female plug, 5.00 mm, Number of poles: 17, 180°, Clamping yoke connection, Clamping range, max. : 4 mm², Box
10019 | 1955430000 | BLZP 5.00HC/16/180 SN BK BX | PCB plug-in connector, female plug, 5.00 mm, Number of poles: 16, 180°, Clamping yoke connection, Clamping range, max. : 4 mm², Box
10020 | 1955450000 | BLZP 5.00HC/14/180 SN BK BX | PCB plug-in connector, female plug, 5.00 mm, Number of poles: 14, 180°, Clamping yoke connection, Clamping range, max. : 4 mm², Box
10021 | 1955490000 | BLZP 5.00HC/10/180 SN BK BX | PCB plug-in connector, female plug, 5.00 mm, Number of poles: 10, 180°, Clamping yoke connection, Clamping range, max. : 4 mm², Box
10022 | 1955560000 | BLZP 5.00HC/03/180 SN BK BX | PCB plug-in connector, female plug, 5.00 mm, Number of poles: 3, 180°, Clamping yoke connection, Clamping range, max. : 4 mm², Box
10023 | 1955570000 | BLZP 5.00HC/02/180 SN BK BX | PCB plug-in connector, female plug, 5.00 mm, Number of poles: 2, 180°, Clamping yoke connection, Clamping range, max. : 4 mm², Box
10024 | 1955630000 | BLZP 5.00HC/19/180F SN OR BX | PCB plug-in connector, female plug, 5.00 mm, Number of poles: 19, 180°, Clamping yoke connection, Clamping range, max. : 4 mm², Box
10025 | 1955640000 | BLZP 5.00HC/18/180F SN OR BX | PCB plug-in connector, female plug, 5.00 mm, Number of poles: 18, 180°, Clamping yoke connection, Clamping range, max. : 4 mm², Box
10026 | 1955650000 | BLZP 5.00HC/17/180F SN OR BX | PCB plug-in connector, female plug, 5.00 mm, Number of poles: 17, 180°, Clamping yoke connection, Clamping range, max. : 4 mm², Box
10027 | 1955700000 | BLZP 5.00HC/12/180F SN OR BX | PCB plug-in connector, female plug, 5.00 mm, Number of poles: 12, 180°, Clamping yoke connection, Clamping range, max. : 4 mm², Box
10028 | 1955710000 | BLZP 5.00HC/11/180F SN OR BX | PCB plug-in connector, female plug, 5.00 mm, Number of poles: 11, 180°, Clamping yoke connection, Clamping range, max. : 4 mm², Box
10029 | 1955770000 | BLZP 5.00HC/05/180F SN OR BX | PCB plug-in connector, female plug, 5.00 mm, Number of poles: 5, 180°, Clamping yoke connection, Clamping range, max. : 4 mm², Box
10030 | 1955830000 | BLZP 5.00HC/22/180F SN BK BX | PCB plug-in connector, female plug, 5.00 mm, Number of poles: 22, 180°, Clamping yoke connection, Clamping range, max. : 4 mm², Box
10031 | 1956160000 | BLZP 5.00HC/23/180LR SN OR BX | PCB plug-in connector, female plug, 5.00 mm, Number of poles: 23, 180°, Clamping yoke connection, Clamping range, max. : 4 mm², Box
10032 | 1956180000 | BLZP 5.00HC/21/180LR SN OR BX | PCB plug-in connector, female plug, 5.00 mm, Number of poles: 21, 180°, Clamping yoke connection, Clamping range, max. : 4 mm², Box
10033 | 1956220000 | BLZP 5.00HC/17/180LR SN OR BX | PCB plug-in connector, female plug, 5.00 mm, Number of poles: 17, 180°, Clamping yoke connection, Clamping range, max. : 4 mm², Box
10034 | 1956240000 | BLZP 5.00HC/15/180LR SN OR BX | PCB plug-in connector, female plug, 5.00 mm, Number of poles: 15, 180°, Clamping yoke connection, Clamping range, max. : 4 mm², Box
10035 | 1956250000 | BLZP 5.00HC/14/180LR SN OR BX | PCB plug-in connector, female plug, 5.00 mm, Number of poles: 14, 180°, Clamping yoke connection, Clamping range, max. : 4 mm², Box
10036 | 1956280000 | BLZP 5.00HC/11/180LR SN OR BX | PCB plug-in connector, female plug, 5.00 mm, Number of poles: 11, 180°, Clamping yoke connection, Clamping range, max. : 4 mm², Box
10037 | 1956290000 | BLZP 5.00HC/10/180LR SN OR BX | PCB plug-in connector, female plug, 5.00 mm, Number of poles: 10, 180°, Clamping yoke connection, Clamping range, max. : 4 mm², Box
10038 | 1956370000 | BLZP 5.00HC/02/180LR SN OR BX | PCB plug-in connector, female plug, 5.00 mm, Number of poles: 2, 180°, Clamping yoke connection, Clamping range, max. : 4 mm², Box
10039 | 1956590000 | BLZP 5.00HC/03/180LR SN BK BX | PCB plug-in connector, female plug, 5.00 mm, Number of poles: 3, 180°, Clamping yoke connection, Clamping range, max. : 4 mm², Box
10040 | 1956600000 | BLZP 5.00HC/02/180LR SN BK BX | PCB plug-in connector, female plug, 5.00 mm, Number of poles: 2, 180°, Clamping yoke connection, Clamping range, max. : 4 mm², Box
10041 | 1956770000 | BLZP 5.00HC/18/180LH SN OR BX | PCB plug-in connector, female plug, 5.00 mm, Number of poles: 18, 180°, Clamping yoke connection, Clamping range, max. : 4 mm², Box
10042 | 1957830000 | BLZP 5.00HC/21/90 SN OR BX | PCB plug-in connector, female plug, 5.00 mm, Number of poles: 21, 90°, Clamping yoke connection, Clamping range, max. : 4 mm², Box
10043 | 1957850000 | BLZP 5.00HC/20/90 SN OR BX | PCB plug-in connector, female plug, 5.00 mm, Number of poles: 20, 90°, Clamping yoke connection, Clamping range, max. : 4 mm², Box
10044 | 1957880000 | BLZP 5.00HC/19/90 SN OR BX | PCB plug-in connector, female plug, 5.00 mm, Number of poles: 19, 90°, Clamping yoke connection, Clamping range, max. : 4 mm², Box
10045 | 1957960000 | BLZP 5.00HC/16/90 SN OR BX | PCB plug-in connector, female plug, 5.00 mm, Number of poles: 16, 90°, Clamping yoke connection, Clamping range, max. : 4 mm², Box
10046 | 1958090000 | BLZP 5.00HC/13/90 SN OR BX | PCB plug-in connector, female plug, 5.00 mm, Number of poles: 13, 90°, Clamping yoke connection, Clamping range, max. : 4 mm², Box
10047 | 1958120000 | BLZP 5.00HC/12/90 SN OR BX | PCB plug-in connector, female plug, 5.00 mm, Number of poles: 12, 90°, Clamping yoke connection, Clamping range, max. : 4 mm², Box
10048 | 1958130000 | BLZP 5.00HC/11/90 SN OR BX | PCB plug-in connector, female plug, 5.00 mm, Number of poles: 11, 90°, Clamping yoke connection, Clamping range, max. : 4 mm², Box
10049 | 1958320000 | LMZFL 5/13/135 3.5OR | Printed circuit board terminals, 5.00 mm, Number of poles: 13, 135°, Solder pin length (l): 3.5 mm, tinned, orange, Tension clamp connection with actuator, Clamping range, max. : 2.5 mm², Box
10050 | 1958440000 | LMZFL 5/19/135 3.5OR | Printed circuit board terminals, 5.00 mm, Number of poles: 19, 135°, Solder pin length (l): 3.5 mm, tinned, orange, Tension clamp connection with actuator, Clamping range, max. : 2.5 mm², Box
10051 | 1958490000 | LMZFL 5/22/135 3.5OR | Printed circuit board terminals, 5.00 mm, Number of poles: 22, 135°, Solder pin length (l): 3.5 mm, tinned, orange, Tension clamp connection with actuator, Clamping range, max. : 2.5 mm², Box
10052 | 1958500000 | LMZFL 5/23/135 3.5OR | Printed circuit board terminals, 5.00 mm, Number of poles: 23, 135°, Solder pin length (l): 3.5 mm, tinned, orange, Tension clamp connection with actuator, Clamping range, max. : 2.5 mm², Box
10053 | 1959800000 | LMZF 5/17/135 3.5SW | Printed circuit board terminals, 5.00 mm, Number of poles: 17, 135°, Solder pin length (l): 3.5 mm, tinned, black, Tension-clamp connection, Clamping range, max. : 2.5 mm², Box
10054 | 1969140000 | BCF 3.81/07/180 SN OR BX | PCB plug-in connector, female plug, 3.81 mm, Number of poles: 7, 180°, PUSH IN with actuator, Tension-clamp connection, Clamping range, max. : 1.5 mm², Box
10055 | 1969180000 | BCF 3.81/11/180 SN OR BX | PCB plug-in connector, female plug, 3.81 mm, Number of poles: 11, 180°, PUSH IN with actuator, Tension-clamp connection, Clamping range, max. : 1.5 mm², Box
10056 | 1969190000 | BCF 3.81/12/180 SN OR BX | PCB plug-in connector, female plug, 3.81 mm, Number of poles: 12, 180°, PUSH IN with actuator, Tension-clamp connection, Clamping range, max. : 1.5 mm², Box
10057 | 1969300000 | BCF 3.81/04/180 SN GN BX | PCB plug-in connector, female plug, 3.81 mm, Number of poles: 4, 180°, PUSH IN with actuator, Tension-clamp connection, Clamping range, max. : 1.5 mm², Box
10058 | 1969520000 | SCZ 3.81/02/180G SN OR BX | PCB plug-in connector, male plug, 3.81 mm, Number of poles: 2, 180°, Clamping yoke connection, Clamping range, max. : 1.5 mm², Box
10059 | 1969550000 | BCF 3.81/10/180 SN GN BX | PCB plug-in connector, female plug, 3.81 mm, Number of poles: 10, 180°, PUSH IN with actuator, Tension-clamp connection, Clamping range, max. : 1.5 mm², Box
10060 | 1969660000 | SCZ 3.81/11/180G SN OR BX | PCB plug-in connector, male plug, 3.81 mm, Number of poles: 11, 180°, Clamping yoke connection, Clamping range, max. : 1.5 mm², Box
10061 | 1976840000 | SC 3.81/12/135F 3.2SN OR BX | PCB plug-in connector, male header, Flange, THT solder connection, 3.81 mm, Number of poles: 12, 135°, Solder pin length (l): 3.2 mm, tinned, orange, Box
10062 | 1977210000 | SC-SMT 3.81/03/135G 3.2SN BK BX | PCB plug-in connector, male header, closed side, THT/THR solder connection, 3.81 mm, Number of poles: 3, 135°, Solder pin length (l): 3.2 mm, tinned, black, Box
10063 | 1977220000 | SC-SMT 3.81/04/135G 3.2SN BK BX | PCB plug-in connector, male header, closed side, THT/THR solder connection, 3.81 mm, Number of poles: 4, 135°, Solder pin length (l): 3.2 mm, tinned, black, Box
10064 | 1977240000 | SC-SMT 3.81/06/135G 3.2SN BK BX | PCB plug-in connector, male header, closed side, THT/THR solder connection, 3.81 mm, Number of poles: 6, 135°, Solder pin length (l): 3.2 mm, tinned, black, Box
10065 | 1978090000 | SC-SMT 3.81/03/135LF 3.2SN BK BX | PCB plug-in connector, male header, Solder flange, THT/THR solder connection, 3.81 mm, Number of poles: 3, 135°, Solder pin length (l): 3.2 mm, tinned, black, Box
10066 | 1978190000 | SC-SMT 3.81/13/135LF 3.2SN BK BX | PCB plug-in connector, male header, Solder flange, THT/THR solder connection, 3.81 mm, Number of poles: 13, 135°, Solder pin length (l): 3.2 mm, tinned, black, Box
10067 | 1959410000 | BLZP 5.00HC/14/270F SN OR BX | PCB plug-in connector, female plug, 5.00 mm, Number of poles: 14, 90°, Clamping yoke connection, Clamping range, max. : 4 mm², Box
10068 | 1043350000 | SLZ 7.62HP/02/180G SN BK BX | PCB plug-in connector, male plug, 7.62 mm, Number of poles: 2, Clamping yoke connection, Clamping range, max. : 2.5 mm², Box
10069 | 1043370000 | SLZ 7.62HP/04/180G SN BK BX | PCB plug-in connector, male plug, 7.62 mm, Number of poles: 4, Clamping yoke connection, Clamping range, max. : 2.5 mm², Box
10070 | 1043450000 | SLZ 7.62HP/04/180F SN BK BX | PCB plug-in connector, male plug, 7.62 mm, Number of poles: 4, Clamping yoke connection, Clamping range, max. : 2.5 mm², Box
10071 | 1043460000 | SLZ 7.62HP/05/180F SN BK BX | PCB plug-in connector, male plug, 7.62 mm, Number of poles: 5, Clamping yoke connection, Clamping range, max. : 2.5 mm², Box
10072 | 1043490000 | SLZ 7.62HP/04/180LR SN OR BX | PCB plug-in connector, male plug, 7.62 mm, Number of poles: 4, Clamping yoke connection, Clamping range, max. : 2.5 mm², Box
10073 | 1043520000 | SLZ 7.62HP/03/180LR SN BK BX | PCB plug-in connector, male plug, 7.62 mm, Number of poles: 3, Clamping yoke connection, Clamping range, max. : 2.5 mm², Box
10074 | 1043540000 | SLZ 7.62HP/05/180LR SN BK BX | PCB plug-in connector, male plug, 7.62 mm, Number of poles: 5, Clamping yoke connection, Clamping range, max. : 2.5 mm², Box
10075 | 1043610000 | SLF 7.62HP/04/180G SN BK BX | PCB plug-in connector, male plug, 7.62 mm, Number of poles: 4, PUSH IN with actuator, Tension-clamp connection, Clamping range, max. : 2.5 mm², Box
10076 | 1043690000 | SLF 7.62HP/04/180F SN BK BX | PCB plug-in connector, male plug, 7.62 mm, Number of poles: 4, 180°, PUSH IN with actuator, Tension-clamp connection, Clamping range, max. : 2.5 mm², Box
10077 | 1043700000 | SLF 7.62HP/05/180F SN BK BX | PCB plug-in connector, male plug, 7.62 mm, Number of poles: 5, 180°, PUSH IN with actuator, Tension-clamp connection, Clamping range, max. : 2.5 mm², Box
10078 | 1043790000 | BLF 7.62HP/02/180 SN OR BX | PCB plug-in connector, female plug, 7.62 mm, Number of poles: 2, PUSH IN with actuator, Tension-clamp connection, Clamping range, max. : 2.5 mm², Box
10079 | 1043820000 | BLF 7.62HP/05/180 SN OR BX | PCB plug-in connector, female plug, 7.62 mm, Number of poles: 5, PUSH IN with actuator, Tension-clamp connection, Clamping range, max. : 2.5 mm², Box
10080 | 1043840000 | BLF 7.62HP/03/180 SN BK BX | PCB plug-in connector, female plug, 7.62 mm, Number of poles: 3, PUSH IN with actuator, Tension-clamp connection, Clamping range, max. : 2.5 mm², Box
10081 | 1043880000 | BLF 7.62HP/03/180F SN OR BX | PCB plug-in connector, female plug, 7.62 mm, Number of poles: 3, PUSH IN with actuator, Tension-clamp connection, Clamping range, max. : 2.5 mm², Box
10082 | 1043960000 | BLF 7.62HP/03/180LR SN OR BX | PCB plug-in connector, female plug, 7.62 mm, Number of poles: 3, PUSH IN with actuator, Tension-clamp connection, Clamping range, max. : 2.5 mm², Box
10083 | 1044000000 | BLF 7.62HP/03/180LR SN BK BX | PCB plug-in connector, female plug, 7.62 mm, Number of poles: 3, PUSH IN with actuator, Tension-clamp connection, Clamping range, max. : 2.5 mm², Box
10084 | 1044010000 | BLF 7.62HP/04/180LR SN BK BX | PCB plug-in connector, female plug, 7.62 mm, Number of poles: 4, PUSH IN with actuator, Tension-clamp connection, Clamping range, max. : 2.5 mm², Box
10085 | 1499610000 | BLT 5.08HC/03/180 SN BK BX | PCB plug-in connector, female plug, 5.08 mm, Number of poles: 3, 180°, TOP connection, Clamping range, max. : 2.5 mm², Box
10086 | 1499660000 | BLT 5.08HC/03/180 SN OR BX | PCB plug-in connector, female plug, 5.08 mm, Number of poles: 3, 180°, TOP connection, Clamping range, max. : 2.5 mm², Box
10087 | 1499860000 | BLT 5.08HC/05/180 SN OR BX | PCB plug-in connector, female plug, 5.08 mm, Number of poles: 5, 180°, TOP connection, Clamping range, max. : 2.5 mm², Box
10088 | 1500100000 | BLT 5.08HC/08/180 SN GY BX | PCB plug-in connector, female plug, 5.08 mm, Number of poles: 8, 180°, TOP connection, Clamping range, max. : 2.5 mm², Box
10089 | 1500210000 | BLT 5.08HC/09/180 SN BK BX | PCB plug-in connector, female plug, 5.08 mm, Number of poles: 9, 180°, TOP connection, Clamping range, max. : 2.5 mm², Box
10090 | 1500310000 | BLT 5.08HC/10/180 SN BK BX | PCB plug-in connector, female plug, 5.08 mm, Number of poles: 10, 180°, TOP connection, Clamping range, max. : 2.5 mm², Box
10091 | 1500510000 | BLT 5.08HC/12/180 SN BK BX | PCB plug-in connector, female plug, 5.08 mm, Number of poles: 12, 180°, TOP connection, Clamping range, max. : 2.5 mm², Box
10092 | 1500560000 | BLT 5.08HC/12/180 SN OR BX | PCB plug-in connector, female plug, 5.08 mm, Number of poles: 12, 180°, TOP connection, Clamping range, max. : 2.5 mm², Box
10093 | 1500860000 | BLT 5.08HC/15/180 SN OR BX | PCB plug-in connector, female plug, 5.08 mm, Number of poles: 15, 180°, TOP connection, Clamping range, max. : 2.5 mm², Box
10094 | 1500960000 | BLT 5.08HC/16/180 SN OR BX | PCB plug-in connector, female plug, 5.08 mm, Number of poles: 16, 180°, TOP connection, Clamping range, max. : 2.5 mm², Box
10095 | 1501060000 | BLT 5.08HC/17/180 SN OR BX | PCB plug-in connector, female plug, 5.08 mm, Number of poles: 17, 180°, TOP connection, Clamping range, max. : 2.5 mm², Box
10096 | 1501210000 | BLT 5.08HC/19/180 SN BK BX | PCB plug-in connector, female plug, 5.08 mm, Number of poles: 19, 180°, TOP connection, Clamping range, max. : 2.5 mm², Box
10097 | 1501260000 | BLT 5.08HC/19/180 SN OR BX | PCB plug-in connector, female plug, 5.08 mm, Number of poles: 19, 180°, TOP connection, Clamping range, max. : 2.5 mm², Box
10098 | 1501360000 | BLT 5.08HC/20/180 SN OR BX | PCB plug-in connector, female plug, 5.08 mm, Number of poles: 20, 180°, TOP connection, Clamping range, max. : 2.5 mm², Box
10099 | 1501560000 | BLT 5.08HC/22/180 SN OR BX | PCB plug-in connector, female plug, 5.08 mm, Number of poles: 22, 180°, TOP connection, Clamping range, max. : 2.5 mm², Box
10100 | 1501760000 | BLT 5.08HC/24/180 SN OR BX | PCB plug-in connector, female plug, 5.08 mm, Number of poles: 24, 180°, TOP connection, Clamping range, max. : 2.5 mm², Box
10101 | 1502260000 | BLT 5.08HC/06/180B SN OR BX | PCB plug-in connector, female plug, 5.08 mm, Number of poles: 6, 180°, TOP connection, Clamping range, max. : 2.5 mm², Box
10102 | 1502460000 | BLT 5.08HC/08/180B SN OR BX | PCB plug-in connector, female plug, 5.08 mm, Number of poles: 8, 180°, TOP connection, Clamping range, max. : 2.5 mm², Box
10103 | 1502660000 | BLT 5.08HC/10/180B SN OR BX | PCB plug-in connector, female plug, 5.08 mm, Number of poles: 10, 180°, TOP connection, Clamping range, max. : 2.5 mm², Box
10104 | 1502860000 | BLT 5.08HC/12/180B SN OR BX | PCB plug-in connector, female plug, 5.08 mm, Number of poles: 12, 180°, TOP connection, Clamping range, max. : 2.5 mm², Box
10105 | 1610510000 | BLC 5.08/04/180R OR BX | PCB plug-in connector, female plug, 5.08 mm, Number of poles: 4, 180°, Crimp connection, Clamping range, max. : 2.5 mm², Box
10106 | 1610520000 | BLC 5.08/05/180R OR BX | PCB plug-in connector, female plug, 5.08 mm, Number of poles: 5, 180°, Crimp connection, Clamping range, max. : 2.5 mm², Box
10107 | 1610530000 | BLC 5.08/06/180R OR BX | PCB plug-in connector, female plug, 5.08 mm, Number of poles: 6, 180°, Crimp connection, Clamping range, max. : 2.5 mm², Box
10108 | 1610540000 | BLC 5.08/07/180R OR BX | PCB plug-in connector, female plug, 5.08 mm, Number of poles: 7, 180°, Crimp connection, Clamping range, max. : 2.5 mm², Box
10109 | 1610550000 | BLC 5.08/08/180R OR BX | PCB plug-in connector, female plug, 5.08 mm, Number of poles: 8, 180°, Crimp connection, Clamping range, max. : 2.5 mm², Box
10110 | 1610560000 | BLC 5.08/09/180R OR BX | PCB plug-in connector, female plug, 5.08 mm, Number of poles: 9, 180°, Crimp connection, Clamping range, max. : 2.5 mm², Box
10111 | 1610570000 | BLC 5.08/10/180R OR BX | PCB plug-in connector, female plug, 5.08 mm, Number of poles: 10, 180°, Crimp connection, Clamping range, max. : 2.5 mm², Box
10112 | 1622950000 | BLL 5.08/03/90 3.2 SN OR BX | PCB plug-in connector, female header, closed side, THT solder connection, 5.08 mm, Number of poles: 3, 90°, Solder pin length (l): 3.2 mm, tinned, orange, Box
10113 | 1622960000 | BLL 5.08/04/90 3.2 SN OR BX | PCB plug-in connector, female header, closed side, THT solder connection, 5.08 mm, Number of poles: 4, 90°, Solder pin length (l): 3.2 mm, tinned, orange, Box
10114 | 1622990000 | BLL 5.08/07/90 3.2 SN OR BX | PCB plug-in connector, female header, closed side, THT solder connection, 5.08 mm, Number of poles: 7, 90°, Solder pin length (l): 3.2 mm, tinned, orange, Box
10115 | 1623040000 | BLL 5.08/12/90 3.2 SN OR BX | PCB plug-in connector, female header, closed side, THT solder connection, 5.08 mm, Number of poles: 12, 90°, Solder pin length (l): 3.2 mm, tinned, orange, Box
10116 | 1630710000 | BLL 5.08/02/180 3.2 SN OR BX | PCB plug-in connector, female header, closed side, THT solder connection, 5.08 mm, Number of poles: 2, 180°, Solder pin length (l): 3.2 mm, tinned, orange, Box
10117 | 1630730000 | BLL 5.08/04/180 3.2 SN OR BX | PCB plug-in connector, female header, closed side, THT solder connection, 5.08 mm, Number of poles: 4, 180°, Solder pin length (l): 3.2 mm, tinned, orange, Box
10118 | 1630750000 | BLL 5.08/06/180 3.2 SN OR BX | PCB plug-in connector, female header, closed side, THT solder connection, 5.08 mm, Number of poles: 6, 180°, Solder pin length (l): 3.2 mm, tinned, orange, Box
10119 | 1630760000 | BLL 5.08/07/180 3.2 SN OR BX | PCB plug-in connector, female header, closed side, THT solder connection, 5.08 mm, Number of poles: 7, 180°, Solder pin length (l): 3.2 mm, tinned, orange, Box
10120 | 1630800000 | BLL 5.08/11/180 3.2 SN OR BX | PCB plug-in connector, female header, closed side, THT solder connection, 5.08 mm, Number of poles: 11, 180°, Solder pin length (l): 3.2 mm, tinned, orange, Box
10121 | 1630810000 | BLL 5.08/12/180 3.2 SN OR BX | PCB plug-in connector, female header, closed side, THT solder connection, 5.08 mm, Number of poles: 12, 180°, Solder pin length (l): 3.2 mm, tinned, orange, Box
10122 | 1644730000 | BLDT 5.08/02/- SN OR BX | PCB plug-in connector, female plug, 5.08 mm, Number of poles: 2, 90°/270°, Clamping yoke connection, Clamping range, max. : 3.31 mm², Box
10123 | 1644740000 | BLDT 5.08/03/- SN OR BX | PCB plug-in connector, female plug, 5.08 mm, Number of poles: 3, 90°/270°, Clamping yoke connection, Clamping range, max. : 3.31 mm², Box
10124 | 1644750000 | BLDT 5.08/04/- SN OR BX | PCB plug-in connector, female plug, 5.08 mm, Number of poles: 4, 90°/270°, Clamping yoke connection, Clamping range, max. : 3.31 mm², Box
10125 | 1644760000 | BLDT 5.08/05/- SN OR BX | PCB plug-in connector, female plug, 5.08 mm, Number of poles: 5, 90°/270°, Clamping yoke connection, Clamping range, max. : 3.31 mm², Box
10126 | 1644790000 | BLDT 5.08/08/- SN OR BX | PCB plug-in connector, female plug, 5.08 mm, Number of poles: 8, 90°/270°, Clamping yoke connection, Clamping range, max. : 3.31 mm², Box
10127 | 1644800000 | BLDT 5.08/09/- SN OR BX | PCB plug-in connector, female plug, 5.08 mm, Number of poles: 9, 90°/270°, Clamping yoke connection, Clamping range, max. : 3.31 mm², Box
10128 | 1644810000 | BLDT 5.08/10/- SN OR BX | PCB plug-in connector, female plug, 5.08 mm, Number of poles: 10, 90°/270°, Clamping yoke connection, Clamping range, max. : 3.31 mm², Box
10129 | 1644820000 | BLDT 5.08/11/- SN OR BX | PCB plug-in connector, female plug, 5.08 mm, Number of poles: 11, 90°/270°, Clamping yoke connection, Clamping range, max. : 3.31 mm², Box
10130 | 1645960000 | BLL 5.08/06/90 4.5 SN OR BX | PCB plug-in connector, female header, closed side, THT solder connection, 5.08 mm, Number of poles: 6, 90°, Solder pin length (l): 4.5 mm, tinned, orange, Box
10131 | 1646110000 | BLL 5.08/10/90 4.5 SN BK BX | PCB plug-in connector, female header, closed side, THT solder connection, 5.08 mm, Number of poles: 10, 90°, Solder pin length (l): 4.5 mm, tinned, black, Box
10132 | 1646250000 | BLL 5.08/02/180 4.5 SN BK BX | PCB plug-in connector, female header, closed side, THT solder connection, 5.08 mm, Number of poles: 2, 180°, Solder pin length (l): 4.5 mm, tinned, black, Box
10133 | 1646260000 | BLL 5.08/03/180 4.5 SN BK BX | PCB plug-in connector, female header, closed side, THT solder connection, 5.08 mm, Number of poles: 3, 180°, Solder pin length (l): 4.5 mm, tinned, black, Box
10134 | 1648470000 | BLL 5.08/18/90 3.2 SN OR BX | PCB plug-in connector, female header, closed side, THT solder connection, 5.08 mm, Number of poles: 18, 90°, Solder pin length (l): 3.2 mm, tinned, orange, Box
10135 | 1648490000 | BLL 5.08/20/90 3.2 SN OR BX | PCB plug-in connector, female header, closed side, THT solder connection, 5.08 mm, Number of poles: 20, 90°, Solder pin length (l): 3.2 mm, tinned, orange, Box
10136 | 1648510000 | BLL 5.08/22/90 3.2 SN OR BX | PCB plug-in connector, female header, closed side, THT solder connection, 5.08 mm, Number of poles: 22, 90°, Solder pin length (l): 3.2 mm, tinned, orange, Box
10137 | 1648920000 | BLL 5.08/15/180 3.2 SN OR BX | PCB plug-in connector, female header, closed side, THT solder connection, 5.08 mm, Number of poles: 15, 180°, Solder pin length (l): 3.2 mm, tinned, orange, Box
10138 | 1648940000 | BLL 5.08/17/180 3.2 SN OR BX | PCB plug-in connector, female header, closed side, THT solder connection, 5.08 mm, Number of poles: 17, 180°, Solder pin length (l): 3.2 mm, tinned, orange, Box
10139 | 1649010000 | BLL 5.08/24/180 3.2 SN OR BX | PCB plug-in connector, female header, closed side, THT solder connection, 5.08 mm, Number of poles: 24, 180°, Solder pin length (l): 3.2 mm, tinned, orange, Box
10140 | 1649430000 | BLC 5.08/08/180BR OR BX | PCB plug-in connector, female plug, 5.08 mm, Number of poles: 8, 180°, Crimp connection, Clamping range, max. : 2.5 mm², Box
10141 | 1649480000 | BLC 5.08/13/180BR OR BX | PCB plug-in connector, female plug, 5.08 mm, Number of poles: 13, 180°, Crimp connection, Clamping range, max. : 2.5 mm², Box
10142 | 1649490000 | BLC 5.08/14/180BR OR BX | PCB plug-in connector, female plug, 5.08 mm, Number of poles: 14, 180°, Crimp connection, Clamping range, max. : 2.5 mm², Box
10143 | 1649500000 | BLC 5.08/15/180BR OR BX | PCB plug-in connector, female plug, 5.08 mm, Number of poles: 15, 180°, Crimp connection, Clamping range, max. : 2.5 mm², Box
10144 | 1651780000 | BLDT 5.08/06/-B SN OR BX | PCB plug-in connector, female plug, 5.08 mm, Number of poles: 6, 90°/270°, Clamping yoke connection, Clamping range, max. : 3.31 mm², Box
10145 | 1651790000 | BLDT 5.08/07/-B SN OR BX | PCB plug-in connector, female plug, 5.08 mm, Number of poles: 7, 90°/270°, Clamping yoke connection, Clamping range, max. : 3.31 mm², Box
10146 | 1660810000 | BLDT 5.08/12/- SN BK BX | PCB plug-in connector, female plug, 5.08 mm, Number of poles: 12, 90°/270°, Clamping yoke connection, Clamping range, max. : 3.31 mm², Box
10147 | 1682830000 | BLL 5.08/12/180B 3.2SN OR BX | PCB plug-in connector, female header, Dovetails for fixing blocks, THT solder connection, 5.08 mm, Number of poles: 12, 180°, Solder pin length (l): 3.2 mm, tinned, orange, Box
10148 | 1682840000 | BLL 5.08/13/180B 3.2SN OR BX | PCB plug-in connector, female header, Dovetails for fixing blocks, THT solder connection, 5.08 mm, Number of poles: 13, 180°, Solder pin length (l): 3.2 mm, tinned, orange, Box
10149 | 1682900000 | BLL 5.08/19/180B 3.2SN OR BX | PCB plug-in connector, female header, Dovetails for fixing blocks, THT solder connection, 5.08 mm, Number of poles: 19, 180°, Solder pin length (l): 3.2 mm, tinned, orange, Box
10150 | 1682910000 | BLL 5.08/20/180B 3.2SN OR BX | PCB plug-in connector, female header, Dovetails for fixing blocks, THT solder connection, 5.08 mm, Number of poles: 20, 180°, Solder pin length (l): 3.2 mm, tinned, orange, Box
10151 | 1687580000 | BLL 5.08/04/180 3.2 SN GY BX | PCB plug-in connector, female header, closed side, THT solder connection, 5.08 mm, Number of poles: 4, 180°, Solder pin length (l): 3.2 mm, tinned, Pebble grey, Box
10152 | 1712110000 | BLC 5.08/02/180BR BK BX | PCB plug-in connector, female plug, 5.08 mm, Number of poles: 2, 180°, Crimp connection, Clamping range, max. : 2.5 mm², Box
10153 | 1730190000 | BLL 5.08/08/90 3.2 SN BK BX | PCB plug-in connector, female header, closed side, THT solder connection, 5.08 mm, Number of poles: 8, 90°, Solder pin length (l): 3.2 mm, tinned, black, Box
10154 | 1843800000 | BLL 5.08/07/90FI 3.2SN OR BX | PCB plug-in connector, female header, Inverted flange, THT solder connection, 5.08 mm, Number of poles: 7, 90°, Solder pin length (l): 3.2 mm, tinned, orange, Box
10155 | 1843860000 | BLL 5.08/13/90FI 3.2SN OR BX | PCB plug-in connector, female header, Inverted flange, THT solder connection, 5.08 mm, Number of poles: 13, 90°, Solder pin length (l): 3.2 mm, tinned, orange, Box
10156 | 1843920000 | BLL 5.08/19/90FI 3.2SN OR BX | PCB plug-in connector, female header, Inverted flange, THT solder connection, 5.08 mm, Number of poles: 19, 90°, Solder pin length (l): 3.2 mm, tinned, orange, Box
10157 | 1844080000 | BLT 5.08HC/11/180F SN OR BX | PCB plug-in connector, female plug, 5.08 mm, Number of poles: 11, 180°, TOP connection, Clamping range, max. : 2.5 mm², Box
10158 | 1844160000 | BLT 5.08HC/19/180F SN OR BX | PCB plug-in connector, female plug, 5.08 mm, Number of poles: 19, 180°, TOP connection, Clamping range, max. : 2.5 mm², Box
10159 | 1844320000 | BLT 5.08HC/12/180F SN BK BX | PCB plug-in connector, female plug, 5.08 mm, Number of poles: 12, 180°, TOP connection, Clamping range, max. : 2.5 mm², Box
10160 | 1844360000 | BLT 5.08HC/16/180F SN BK BX | PCB plug-in connector, female plug, 5.08 mm, Number of poles: 16, 180°, TOP connection, Clamping range, max. : 2.5 mm², Box
10161 | 1943910000 | BLZP 5.08HC/12/180 SN BK BX | PCB plug-in connector, female plug, 5.08 mm, Number of poles: 12, 180°, Clamping yoke connection, Clamping range, max. : 4 mm², Box
10162 | 1943920000 | BLZP 5.08HC/13/180 SN BK BX | PCB plug-in connector, female plug, 5.08 mm, Number of poles: 13, 180°, Clamping yoke connection, Clamping range, max. : 4 mm², Box
10163 | 1943940000 | BLZP 5.08HC/15/180 SN BK BX | PCB plug-in connector, female plug, 5.08 mm, Number of poles: 15, 180°, Clamping yoke connection, Clamping range, max. : 4 mm², Box
10164 | 1943980000 | BLZP 5.08HC/19/180 SN BK BX | PCB plug-in connector, female plug, 5.08 mm, Number of poles: 19, 180°, Clamping yoke connection, Clamping range, max. : 4 mm², Box
10165 | 1944000000 | BLZP 5.08HC/21/180 SN BK BX | PCB plug-in connector, female plug, 5.08 mm, Number of poles: 21, 180°, Clamping yoke connection, Clamping range, max. : 4 mm², Box
10166 | 1944150000 | BLZP 5.08HC/08/180F SN OR BX | PCB plug-in connector, female plug, 5.08 mm, Number of poles: 8, 180°, Clamping yoke connection, Clamping range, max. : 4 mm², Box
10167 | 1944180000 | BLZP 5.08HC/11/180F SN OR BX | PCB plug-in connector, female plug, 5.08 mm, Number of poles: 11, 180°, Clamping yoke connection, Clamping range, max. : 4 mm², Box
10168 | 1944210000 | BLZP 5.08HC/14/180F SN OR BX | PCB plug-in connector, female plug, 5.08 mm, Number of poles: 14, 180°, Clamping yoke connection, Clamping range, max. : 4 mm², Box
10169 | 1944260000 | BLZP 5.08HC/19/180F SN OR BX | PCB plug-in connector, female plug, 5.08 mm, Number of poles: 19, 180°, Clamping yoke connection, Clamping range, max. : 4 mm², Box
10170 | 1944270000 | BLZP 5.08HC/20/180F SN OR BX | PCB plug-in connector, female plug, 5.08 mm, Number of poles: 20, 180°, Clamping yoke connection, Clamping range, max. : 4 mm², Box
10171 | 1944300000 | BLZP 5.08HC/23/180F SN OR BX | PCB plug-in connector, female plug, 5.08 mm, Number of poles: 23, 180°, Clamping yoke connection, Clamping range, max. : 4 mm², Box
10172 | 1944360000 | BLZP 5.08HC/05/180F SN BK BX | PCB plug-in connector, female plug, 5.08 mm, Number of poles: 5, 180°, Clamping yoke connection, Clamping range, max. : 4 mm², Box
10173 | 1944380000 | BLZP 5.08HC/07/180F SN BK BX | PCB plug-in connector, female plug, 5.08 mm, Number of poles: 7, 180°, Clamping yoke connection, Clamping range, max. : 4 mm², Box
10174 | 1944830000 | BLZP 5.08HC/02/180LR SN OR BX | PCB plug-in connector, female plug, 5.08 mm, Number of poles: 2, 180°, Clamping yoke connection, Clamping range, max. : 4 mm², Box
10175 | 1944840000 | BLZP 5.08HC/03/180LR SN OR BX | PCB plug-in connector, female plug, 5.08 mm, Number of poles: 3, 180°, Clamping yoke connection, Clamping range, max. : 4 mm², Box
10176 | 1944860000 | BLZP 5.08HC/05/180LR SN OR BX | PCB plug-in connector, female plug, 5.08 mm, Number of poles: 5, 180°, Clamping yoke connection, Clamping range, max. : 4 mm², Box
10177 | 1944880000 | BLZP 5.08HC/07/180LR SN OR BX | PCB plug-in connector, female plug, 5.08 mm, Number of poles: 7, 180°, Clamping yoke connection, Clamping range, max. : 4 mm², Box
10178 | 1944900000 | BLZP 5.08HC/09/180LR SN OR BX | PCB plug-in connector, female plug, 5.08 mm, Number of poles: 9, 180°, Clamping yoke connection, Clamping range, max. : 4 mm², Box
10179 | 1944950000 | BLZP 5.08HC/14/180LR SN OR BX | PCB plug-in connector, female plug, 5.08 mm, Number of poles: 14, 180°, Clamping yoke connection, Clamping range, max. : 4 mm², Box
10180 | 1944960000 | BLZP 5.08HC/15/180LR SN OR BX | PCB plug-in connector, female plug, 5.08 mm, Number of poles: 15, 180°, Clamping yoke connection, Clamping range, max. : 4 mm², Box
10181 | 1944970000 | BLZP 5.08HC/16/180LR SN OR BX | PCB plug-in connector, female plug, 5.08 mm, Number of poles: 16, 180°, Clamping yoke connection, Clamping range, max. : 4 mm², Box
10182 | 1945010000 | BLZP 5.08HC/20/180LR SN OR BX | PCB plug-in connector, female plug, 5.08 mm, Number of poles: 20, 180°, Clamping yoke connection, Clamping range, max. : 4 mm², Box
10183 | 1945030000 | BLZP 5.08HC/22/180LR SN OR BX | PCB plug-in connector, female plug, 5.08 mm, Number of poles: 22, 180°, Clamping yoke connection, Clamping range, max. : 4 mm², Box
10184 | 1945050000 | BLZP 5.08HC/24/180LR SN OR BX | PCB plug-in connector, female plug, 5.08 mm, Number of poles: 24, 180°, Clamping yoke connection, Clamping range, max. : 4 mm², Box
10185 | 1945060000 | BLZP 5.08HC/02/180LR SN BK BX | PCB plug-in connector, female plug, 5.08 mm, Number of poles: 2, 180°, Clamping yoke connection, Clamping range, max. : 4 mm², Box
10186 | 1945090000 | BLZP 5.08HC/05/180LR SN BK BX | PCB plug-in connector, female plug, 5.08 mm, Number of poles: 5, 180°, Clamping yoke connection, Clamping range, max. : 4 mm², Box
10187 | 1945100000 | BLZP 5.08HC/06/180LR SN BK BX | PCB plug-in connector, female plug, 5.08 mm, Number of poles: 6, 180°, Clamping yoke connection, Clamping range, max. : 4 mm², Box
10188 | 1945120000 | BLZP 5.08HC/08/180LR SN BK BX | PCB plug-in connector, female plug, 5.08 mm, Number of poles: 8, 180°, Clamping yoke connection, Clamping range, max. : 4 mm², Box
10189 | 1945140000 | BLZP 5.08HC/10/180LR SN BK BX | PCB plug-in connector, female plug, 5.08 mm, Number of poles: 10, 180°, Clamping yoke connection, Clamping range, max. : 4 mm², Box
10190 | 1945150000 | BLZP 5.08HC/11/180LR SN BK BX | PCB plug-in connector, female plug, 5.08 mm, Number of poles: 11, 180°, Clamping yoke connection, Clamping range, max. : 4 mm², Box
10191 | 1945200000 | BLZP 5.08HC/16/180LR SN BK BX | PCB plug-in connector, female plug, 5.08 mm, Number of poles: 16, 180°, Clamping yoke connection, Clamping range, max. : 4 mm², Box
10192 | 1945240000 | BLZP 5.08HC/20/180LR SN BK BX | PCB plug-in connector, female plug, 5.08 mm, Number of poles: 20, 180°, Clamping yoke connection, Clamping range, max. : 4 mm², Box
10193 | 1945760000 | BLZP 5.08HC/03/225B SN OR BX | PCB plug-in connector, female plug, 5.08 mm, Number of poles: 3, 225°, Clamping yoke connection, Clamping range, max. : 4 mm², Box
10194 | 1945780000 | BLZP 5.08HC/05/225B SN OR BX | PCB plug-in connector, female plug, 5.08 mm, Number of poles: 5, 225°, Clamping yoke connection, Clamping range, max. : 4 mm², Box
10195 | 1945790000 | BLZP 5.08HC/06/225B SN OR BX | PCB plug-in connector, female plug, 5.08 mm, Number of poles: 6, 225°, Clamping yoke connection, Clamping range, max. : 4 mm², Box
10196 | 1945840000 | BLZP 5.08HC/11/225B SN OR BX | PCB plug-in connector, female plug, 5.08 mm, Number of poles: 11, 225°, Clamping yoke connection, Clamping range, max. : 4 mm², Box
10197 | 1945860000 | BLZP 5.08HC/13/225B SN OR BX | PCB plug-in connector, female plug, 5.08 mm, Number of poles: 13, 225°, Clamping yoke connection, Clamping range, max. : 4 mm², Box
10198 | 1945880000 | BLZP 5.08HC/15/225B SN OR BX | PCB plug-in connector, female plug, 5.08 mm, Number of poles: 15, 225°, Clamping yoke connection, Clamping range, max. : 4 mm², Box
10199 | 1945890000 | BLZP 5.08HC/16/225B SN OR BX | PCB plug-in connector, female plug, 5.08 mm, Number of poles: 16, 225°, Clamping yoke connection, Clamping range, max. : 4 mm², Box
10200 | 1945910000 | BLZP 5.08HC/18/225B SN OR BX | PCB plug-in connector, female plug, 5.08 mm, Number of poles: 18, 225°, Clamping yoke connection, Clamping range, max. : 4 mm², Box
10201 | 1945940000 | BLZP 5.08HC/21/225B SN OR BX | PCB plug-in connector, female plug, 5.08 mm, Number of poles: 21, 225°, Clamping yoke connection, Clamping range, max. : 4 mm², Box
10202 | 1945950000 | BLZP 5.08HC/22/225B SN OR BX | PCB plug-in connector, female plug, 5.08 mm, Number of poles: 22, 225°, Clamping yoke connection, Clamping range, max. : 4 mm², Box
10203 | 1945960000 | BLZP 5.08HC/23/225B SN OR BX | PCB plug-in connector, female plug, 5.08 mm, Number of poles: 23, 225°, Clamping yoke connection, Clamping range, max. : 4 mm², Box
10204 | 1945970000 | BLZP 5.08HC/24/225B SN OR BX | PCB plug-in connector, female plug, 5.08 mm, Number of poles: 24, 225°, Clamping yoke connection, Clamping range, max. : 4 mm², Box
10205 | 1946110000 | BLZP 5.08HC/15/225B SN BK BX | PCB plug-in connector, female plug, 5.08 mm, Number of poles: 15, 225°, Clamping yoke connection, Clamping range, max. : 4 mm², Box
10206 | 1947550000 | BLZP 5.08HC/04/270LR SN OR BX | PCB plug-in connector, female plug, 5.08 mm, Number of poles: 4, 270°, Clamping yoke connection, Clamping range, max. : 4 mm², Box
10207 | 1947580000 | BLZP 5.08HC/07/270LR SN OR BX | PCB plug-in connector, female plug, 5.08 mm, Number of poles: 7, 270°, Clamping yoke connection, Clamping range, max. : 4 mm², Box
10208 | 1947590000 | BLZP 5.08HC/08/270LR SN OR BX | PCB plug-in connector, female plug, 5.08 mm, Number of poles: 8, 270°, Clamping yoke connection, Clamping range, max. : 4 mm², Box
10209 | 1947610000 | BLZP 5.08HC/10/270LR SN OR BX | PCB plug-in connector, female plug, 5.08 mm, Number of poles: 10, 270°, Clamping yoke connection, Clamping range, max. : 4 mm², Box
10210 | 1947630000 | BLZP 5.08HC/12/270LR SN OR BX | PCB plug-in connector, female plug, 5.08 mm, Number of poles: 12, 270°, Clamping yoke connection, Clamping range, max. : 4 mm², Box
10211 | 1947700000 | BLZP 5.08HC/19/270LR SN OR BX | PCB plug-in connector, female plug, 5.08 mm, Number of poles: 19, 270°, Clamping yoke connection, Clamping range, max. : 4 mm², Box
10212 | 1947710000 | BLZP 5.08HC/20/270LR SN OR BX | PCB plug-in connector, female plug, 5.08 mm, Number of poles: 20, 270°, Clamping yoke connection, Clamping range, max. : 4 mm², Box
10213 | 1947720000 | BLZP 5.08HC/21/270LR SN OR BX | PCB plug-in connector, female plug, 5.08 mm, Number of poles: 21, 270°, Clamping yoke connection, Clamping range, max. : 4 mm², Box
10214 | 1947740000 | BLZP 5.08HC/23/270LR SN OR BX | PCB plug-in connector, female plug, 5.08 mm, Number of poles: 23, 270°, Clamping yoke connection, Clamping range, max. : 4 mm², Box
10215 | 1947900000 | BLZP 5.08HC/16/270LR SN BK BX | PCB plug-in connector, female plug, 5.08 mm, Number of poles: 16, 270°, Clamping yoke connection, Clamping range, max. : 4 mm², Box
10216 | 1948030000 | BLZP 5.08HC/05/90 SN OR BX | PCB plug-in connector, female plug, 5.08 mm, Number of poles: 5, 90°, Clamping yoke connection, Clamping range, max. : 4 mm², Box
10217 | 1948040000 | BLZP 5.08HC/06/90 SN OR BX | PCB plug-in connector, female plug, 5.08 mm, Number of poles: 6, 90°, Clamping yoke connection, Clamping range, max. : 4 mm², Box
10218 | 1948050000 | BLZP 5.08HC/07/90 SN OR BX | PCB plug-in connector, female plug, 5.08 mm, Number of poles: 7, 90°, Clamping yoke connection, Clamping range, max. : 4 mm², Box
10219 | 1948160000 | BLZP 5.08HC/17/90 SN OR BX | PCB plug-in connector, female plug, 5.08 mm, Number of poles: 17, 90°, Clamping yoke connection, Clamping range, max. : 4 mm², Box
10220 | 1948170000 | BLZP 5.08HC/18/90 SN OR BX | PCB plug-in connector, female plug, 5.08 mm, Number of poles: 18, 90°, Clamping yoke connection, Clamping range, max. : 4 mm², Box
10221 | 1948190000 | BLZP 5.08HC/20/90 SN OR BX | PCB plug-in connector, female plug, 5.08 mm, Number of poles: 20, 90°, Clamping yoke connection, Clamping range, max. : 4 mm², Box
10222 | 1948270000 | BLZP 5.08HC/05/90 SN BK BX | PCB plug-in connector, female plug, 5.08 mm, Number of poles: 5, 90°, Clamping yoke connection, Clamping range, max. : 4 mm², Box
10223 | 1948340000 | BLZP 5.08HC/12/90 SN BK BX | PCB plug-in connector, female plug, 5.08 mm, Number of poles: 12, 90°, Clamping yoke connection, Clamping range, max. : 4 mm², Box
10224 | 1948380000 | BLZP 5.08HC/16/90 SN BK BX | PCB plug-in connector, female plug, 5.08 mm, Number of poles: 16, 90°, Clamping yoke connection, Clamping range, max. : 4 mm², Box
10225 | 1948400000 | BLZP 5.08HC/18/90 SN BK BX | PCB plug-in connector, female plug, 5.08 mm, Number of poles: 18, 90°, Clamping yoke connection, Clamping range, max. : 4 mm², Box
10226 | 1958290000 | BLZP 5.00HC/03/90 SN OR BX | PCB plug-in connector, female plug, 5.00 mm, Number of poles: 3, 90°, Clamping yoke connection, Clamping range, max. : 4 mm², Box
10227 | 1958610000 | BLZP 5.00HC/06/90 SN BK BX | PCB plug-in connector, female plug, 5.00 mm, Number of poles: 6, 90°, Clamping yoke connection, Clamping range, max. : 4 mm², Box
10228 | 1958620000 | BLZP 5.00HC/05/90 SN BK BX | PCB plug-in connector, female plug, 5.00 mm, Number of poles: 5, 90°, Clamping yoke connection, Clamping range, max. : 4 mm², Box
10229 | 1958670000 | BLZP 5.00HC/23/270 SN OR BX | PCB plug-in connector, female plug, 5.00 mm, Number of poles: 23, 90°, Clamping yoke connection, Clamping range, max. : 4 mm², Box
10230 | 1958780000 | BLZP 5.00HC/11/270 SN OR BX | PCB plug-in connector, female plug, 5.00 mm, Number of poles: 11, 90°, Clamping yoke connection, Clamping range, max. : 4 mm², Box
10231 | 1958840000 | BLZP 5.00HC/05/270 SN OR BX | PCB plug-in connector, female plug, 5.00 mm, Number of poles: 5, 90°, Clamping yoke connection, Clamping range, max. : 4 mm², Box
10232 | 1958850000 | BLZP 5.00HC/04/270 SN OR BX | PCB plug-in connector, female plug, 5.00 mm, Number of poles: 4, 90°, Clamping yoke connection, Clamping range, max. : 4 mm², Box
10233 | 1958970000 | BLZP 5.00HC/15/270 SN BK BX | PCB plug-in connector, female plug, 5.00 mm, Number of poles: 15, 90°, Clamping yoke connection, Clamping range, max. : 4 mm², Box
10234 | 1959060000 | BLZP 5.00HC/06/270 SN BK BX | PCB plug-in connector, female plug, 5.00 mm, Number of poles: 6, 90°, Clamping yoke connection, Clamping range, max. : 4 mm², Box
10235 | 1959300000 | BLZP 5.00HC/18/90F SN OR BX | PCB plug-in connector, female plug, 5.00 mm, Number of poles: 18, 90°, Clamping yoke connection, Clamping range, max. : 4 mm², Box
10236 | 1959320000 | BLZP 5.00HC/17/90F SN OR BX | PCB plug-in connector, female plug, 5.00 mm, Number of poles: 17, 90°, Clamping yoke connection, Clamping range, max. : 4 mm², Box
10237 | 1959390000 | BLZP 5.00HC/11/90F SN OR BX | PCB plug-in connector, female plug, 5.00 mm, Number of poles: 11, 90°, Clamping yoke connection, Clamping range, max. : 4 mm², Box
10238 | 1959460000 | BLZP 5.00HC/08/90F SN OR BX | PCB plug-in connector, female plug, 5.00 mm, Number of poles: 8, 90°, Clamping yoke connection, Clamping range, max. : 4 mm², Box
10239 | 1959470000 | BLZP 5.00HC/07/90F SN OR BX | PCB plug-in connector, female plug, 5.00 mm, Number of poles: 7, 90°, Clamping yoke connection, Clamping range, max. : 4 mm², Box
10240 | 1959490000 | BLZP 5.00HC/05/90F SN OR BX | PCB plug-in connector, female plug, 5.00 mm, Number of poles: 5, 90°, Clamping yoke connection, Clamping range, max. : 4 mm², Box
10241 | 1959500000 | BLZP 5.00HC/04/90F SN OR BX | PCB plug-in connector, female plug, 5.00 mm, Number of poles: 4, 90°, Clamping yoke connection, Clamping range, max. : 4 mm², Box
10242 | 1959670000 | BLZP 5.00HC/10/90F SN BK BX | PCB plug-in connector, female plug, 5.00 mm, Number of poles: 10, 90°, Clamping yoke connection, Clamping range, max. : 4 mm², Box
10243 | 1960390000 | BLZP 5.00HC/09/270F SN OR BX | PCB plug-in connector, female plug, 5.00 mm, Number of poles: 9, 90°, Clamping yoke connection, Clamping range, max. : 4 mm², Box
10244 | 1960440000 | BLZP 5.00HC/04/270F SN OR BX | PCB plug-in connector, female plug, 5.00 mm, Number of poles: 4, 90°, Clamping yoke connection, Clamping range, max. : 4 mm², Box
10245 | 1960600000 | BLZP 5.00HC/14/270F SN BK BX | PCB plug-in connector, female plug, 5.00 mm, Number of poles: 14, 90°, Clamping yoke connection, Clamping range, max. : 4 mm², Box
10246 | 1960720000 | BLZP 5.00HC/03/270F SN BK BX | PCB plug-in connector, female plug, 5.00 mm, Number of poles: 3, 90°, Clamping yoke connection, Clamping range, max. : 4 mm², Box
10247 | 1961050000 | BLZP 5.00HC/16/270LR SN BK BX | PCB plug-in connector, female plug, 5.00 mm, Number of poles: 16, 90°, Clamping yoke connection, Clamping range, max. : 4 mm², Box
10248 | 1961150000 | BLZP 5.00HC/06/270LR SN BK BX | PCB plug-in connector, female plug, 5.00 mm, Number of poles: 6, 90°, Clamping yoke connection, Clamping range, max. : 4 mm², Box
10249 | 1961300000 | BLZP 5.00HC/16/270LH SN OR BX | PCB plug-in connector, female plug, 5.00 mm, Number of poles: 16, 90°, Clamping yoke connection, Clamping range, max. : 4 mm², Box
10250 | 1979520000 | BLF 5.00HC/08/90F SN BK BX | PCB plug-in connector, female plug, 5.00 mm, Number of poles: 8, 90°, PUSH IN with actuator, Tension-clamp connection, Clamping range, max. : 3.31 mm², Box
10251 | 1979610000 | BLF 5.00HC/17/90F SN BK BX | PCB plug-in connector, female plug, 5.00 mm, Number of poles: 17, 90°, PUSH IN with actuator, Tension-clamp connection, Clamping range, max. : 3.31 mm², Box
10252 | 1979640000 | BLF 5.00HC/20/90F SN BK BX | PCB plug-in connector, female plug, 5.00 mm, Number of poles: 20, 90°, PUSH IN with actuator, Tension-clamp connection, Clamping range, max. : 3.31 mm², Box
10253 | 1979820000 | BLF 5.00HC/05/90LR SN BK BX | PCB plug-in connector, female plug, 5.00 mm, Number of poles: 5, 90°, PUSH IN with actuator, Tension-clamp connection, Clamping range, max. : 3.31 mm², Box
10254 | 1980190000 | BLF 5.00HC/04/90 SN OR BX | PCB plug-in connector, female plug, 5.00 mm, Number of poles: 4, 90°, PUSH IN with actuator, Tension-clamp connection, Clamping range, max. : 3.31 mm², Box
10255 | 1980360000 | BLF 5.00HC/20/90 SN OR BX | PCB plug-in connector, female plug, 5.00 mm, Number of poles: 20, 90°, PUSH IN with actuator, Tension-clamp connection, Clamping range, max. : 3.31 mm², Box
10256 | 1980680000 | BLF 5.00HC/06/90F SN OR BX | PCB plug-in connector, female plug, 5.00 mm, Number of poles: 6, 90°, PUSH IN with actuator, Tension-clamp connection, Clamping range, max. : 3.31 mm², Box
10257 | 1980720000 | BLF 5.00HC/10/90F SN OR BX | PCB plug-in connector, female plug, 5.00 mm, Number of poles: 10, 90°, PUSH IN with actuator, Tension-clamp connection, Clamping range, max. : 3.31 mm², Box
10258 | 1980820000 | BLF 5.00HC/19/90F SN OR BX | PCB plug-in connector, female plug, 5.00 mm, Number of poles: 19, 90°, PUSH IN with actuator, Tension-clamp connection, Clamping range, max. : 3.31 mm², Box
10259 | 1980990000 | BLF 5.00HC/14/90LR SN OR BX | PCB plug-in connector, female plug, 5.00 mm, Number of poles: 14, 90°, PUSH IN with actuator, Tension-clamp connection, Clamping range, max. : 3.31 mm², Box
10260 | 1981950000 | BLF 5.08HC/04/270 SN BK BX | PCB plug-in connector, female plug, 5.08 mm, Number of poles: 4, 270°, PUSH IN with actuator, Tension-clamp connection, Clamping range, max. : 3.31 mm², Box
10261 | 1982280000 | BLF 5.08HC/18/270F SN BK BX | PCB plug-in connector, female plug, 5.08 mm, Number of poles: 18, 270°, PUSH IN with actuator, Tension-clamp connection, Clamping range, max. : 3.31 mm², Box
10262 | 1982310000 | BLF 5.08HC/02/270LR SN BK BX | PCB plug-in connector, female plug, 5.08 mm, Number of poles: 2, 270°, PUSH IN with actuator, Tension-clamp connection, Clamping range, max. : 3.31 mm², Box
10263 | 1982750000 | BLF 5.08HC/07/270 SN OR BX | PCB plug-in connector, female plug, 5.08 mm, Number of poles: 7, 270°, PUSH IN with actuator, Tension-clamp connection, Clamping range, max. : 3.31 mm², Box
10264 | 1982760000 | BLF 5.08HC/08/270 SN OR BX | PCB plug-in connector, female plug, 5.08 mm, Number of poles: 8, 270°, PUSH IN with actuator, Tension-clamp connection, Clamping range, max. : 3.31 mm², Box
10265 | 1982790000 | BLF 5.08HC/11/270 SN OR BX | PCB plug-in connector, female plug, 5.08 mm, Number of poles: 11, 270°, PUSH IN with actuator, Tension-clamp connection, Clamping range, max. : 3.31 mm², Box
10266 | 1982850000 | BLF 5.08HC/17/270 SN OR BX | PCB plug-in connector, female plug, 5.08 mm, Number of poles: 17, 270°, PUSH IN with actuator, Tension-clamp connection, Clamping range, max. : 3.31 mm², Box
10267 | 1982860000 | BLF 5.08HC/18/270 SN OR BX | PCB plug-in connector, female plug, 5.08 mm, Number of poles: 18, 270°, PUSH IN with actuator, Tension-clamp connection, Clamping range, max. : 3.31 mm², Box
10268 | 1982920000 | BLF 5.08HC/05/270F SN OR BX | PCB plug-in connector, female plug, 5.08 mm, Number of poles: 5, 270°, PUSH IN with actuator, Tension-clamp connection, Clamping range, max. : 3.31 mm², Box
10269 | 1983000000 | BLF 5.08HC/13/270F SN OR BX | PCB plug-in connector, female plug, 5.08 mm, Number of poles: 13, 270°, PUSH IN with actuator, Tension-clamp connection, Clamping range, max. : 3.31 mm², Box
10270 | 1983100000 | BLF 5.08HC/04/270LR SN OR BX | PCB plug-in connector, female plug, 5.08 mm, Number of poles: 4, 270°, PUSH IN with actuator, Tension-clamp connection, Clamping range, max. : 3.31 mm², Box
10271 | 1000120001 | BLF 5.08HC/11/90 SN BK BX | PCB plug-in connector, female plug, 5.08 mm, Number of poles: 11, 90°, PUSH IN with actuator, Tension-clamp connection, Clamping range, max. : 3.31 mm², Box
10272 | 1000660001 | BLF 5.08HC/04/90LH SN BK BX | PCB plug-in connector, female plug, 5.08 mm, Number of poles: 4, 90°, PUSH IN with actuator, Tension-clamp connection, Clamping range, max. : 3.31 mm², Box
10273 | 1001590000 | BLF 5.08HC/08/90 SN OR BX | PCB plug-in connector, female plug, 5.08 mm, Number of poles: 8, 90°, PUSH IN with actuator, Tension-clamp connection, Clamping range, max. : 3.31 mm², Box
10274 | 1002100000 | BLF 5.08HC/03/90F SN OR BX | PCB plug-in connector, female plug, 5.08 mm, Number of poles: 3, 90°, PUSH IN with actuator, Tension-clamp connection, Clamping range, max. : 3.31 mm², Box
10275 | 1002210000 | BLF 5.08HC/14/90F SN OR BX | PCB plug-in connector, female plug, 5.08 mm, Number of poles: 14, 90°, PUSH IN with actuator, Tension-clamp connection, Clamping range, max. : 3.31 mm², Box
10276 | 1002230000 | BLF 5.08HC/16/90F SN OR BX | PCB plug-in connector, female plug, 5.08 mm, Number of poles: 16, 90°, PUSH IN with actuator, Tension-clamp connection, Clamping range, max. : 3.31 mm², Box
10277 | 1002390000 | BLF 5.08HC/13/90LR SN OR BX | PCB plug-in connector, female plug, 5.08 mm, Number of poles: 13, 90°, PUSH IN with actuator, Tension-clamp connection, Clamping range, max. : 3.31 mm², Box
10278 | 1002420000 | BLF 5.08HC/16/90LR SN OR BX | PCB plug-in connector, female plug, 5.08 mm, Number of poles: 16, 90°, PUSH IN with actuator, Tension-clamp connection, Clamping range, max. : 3.31 mm², Box
10279 | 1002450000 | BLF 5.08HC/19/90LR SN OR BX | PCB plug-in connector, female plug, 5.08 mm, Number of poles: 19, 90°, PUSH IN with actuator, Tension-clamp connection, Clamping range, max. : 3.31 mm², Box
10280 | 1002460000 | BLF 5.08HC/20/90LR SN OR BX | PCB plug-in connector, female plug, 5.08 mm, Number of poles: 20, 90°, PUSH IN with actuator, Tension-clamp connection, Clamping range, max. : 3.31 mm², Box
10281 | 1012650000 | BLF 5.08HC/03/180F SN BK BX | PCB plug-in connector, female plug, 5.08 mm, Number of poles: 3, 180°, PUSH IN with actuator, Tension-clamp connection, Clamping range, max. : 3.31 mm², Box
10282 | 1012680000 | BLF 5.08HC/06/180F SN BK BX | PCB plug-in connector, female plug, 5.08 mm, Number of poles: 6, 180°, PUSH IN with actuator, Tension-clamp connection, Clamping range, max. : 3.31 mm², Box
10283 | 1012960000 | BLF 5.08HC/15/180F SN BK BX | PCB plug-in connector, female plug, 5.08 mm, Number of poles: 15, 180°, PUSH IN with actuator, Tension-clamp connection, Clamping range, max. : 3.31 mm², Box
10284 | 1013020000 | BLF 5.08HC/20/180F SN BK BX | PCB plug-in connector, female plug, 5.08 mm, Number of poles: 20, 180°, PUSH IN with actuator, Tension-clamp connection, Clamping range, max. : 3.31 mm², Box
10285 | 1013090000 | BLF 5.08HC/03/180F SN OR BX | PCB plug-in connector, female plug, 5.08 mm, Number of poles: 3, 180°, PUSH IN with actuator, Tension-clamp connection, Clamping range, max. : 3.31 mm², Box
10286 | 1013140000 | BLF 5.08HC/07/180F SN OR BX | PCB plug-in connector, female plug, 5.08 mm, Number of poles: 7, 180°, PUSH IN with actuator, Tension-clamp connection, Clamping range, max. : 3.31 mm², Box
10287 | 1013170000 | BLF 5.08HC/10/180F SN OR BX | PCB plug-in connector, female plug, 5.08 mm, Number of poles: 10, 180°, PUSH IN with actuator, Tension-clamp connection, Clamping range, max. : 3.31 mm², Box
10288 | 1013210000 | BLF 5.08HC/13/180F SN OR BX | PCB plug-in connector, female plug, 5.08 mm, Number of poles: 13, 180°, PUSH IN with actuator, Tension-clamp connection, Clamping range, max. : 3.31 mm², Box
10289 | 1013240000 | BLF 5.08HC/16/180F SN OR BX | PCB plug-in connector, female plug, 5.08 mm, Number of poles: 16, 180°, PUSH IN with actuator, Tension-clamp connection, Clamping range, max. : 3.31 mm², Box
10290 | 1013250000 | BLF 5.08HC/17/180F SN OR BX | PCB plug-in connector, female plug, 5.08 mm, Number of poles: 17, 180°, PUSH IN with actuator, Tension-clamp connection, Clamping range, max. : 3.31 mm², Box
10291 | 1013460000 | BLF 5.08HC/05/180 SN BK BX | PCB plug-in connector, female plug, 5.08 mm, Number of poles: 5, 180°, PUSH IN with actuator, Tension-clamp connection, Clamping range, max. : 3.31 mm², Box
10292 | 1013510000 | BLF 5.08HC/09/180 SN BK BX | PCB plug-in connector, female plug, 5.08 mm, Number of poles: 9, 180°, PUSH IN with actuator, Tension-clamp connection, Clamping range, max. : 3.31 mm², Box
10293 | 1013570000 | BLF 5.08HC/15/180 SN BK BX | PCB plug-in connector, female plug, 5.08 mm, Number of poles: 15, 180°, PUSH IN with actuator, Tension-clamp connection, Clamping range, max. : 3.31 mm², Box
10294 | 1013630000 | BLF 5.08HC/20/180 SN BK BX | PCB plug-in connector, female plug, 5.08 mm, Number of poles: 20, 180°, PUSH IN with actuator, Tension-clamp connection, Clamping range, max. : 3.31 mm², Box
10295 | 1013740000 | BLF 5.08HC/07/180 SN OR BX | PCB plug-in connector, female plug, 5.08 mm, Number of poles: 7, 180°, PUSH IN with actuator, Tension-clamp connection, Clamping range, max. : 3.31 mm², Box
10296 | 1013750000 | BLF 5.08HC/08/180 SN OR BX | PCB plug-in connector, female plug, 5.08 mm, Number of poles: 8, 180°, PUSH IN with actuator, Tension-clamp connection, Clamping range, max. : 3.31 mm², Box
10297 | 1013780000 | BLF 5.08HC/11/180 SN OR BX | PCB plug-in connector, female plug, 5.08 mm, Number of poles: 11, 180°, PUSH IN with actuator, Tension-clamp connection, Clamping range, max. : 3.31 mm², Box
10298 | 1013810000 | BLF 5.08HC/13/180 SN OR BX | PCB plug-in connector, female plug, 5.08 mm, Number of poles: 13, 180°, PUSH IN with actuator, Tension-clamp connection, Clamping range, max. : 3.31 mm², Box
10299 | 1013820000 | BLF 5.08HC/14/180 SN OR BX | PCB plug-in connector, female plug, 5.08 mm, Number of poles: 14, 180°, PUSH IN with actuator, Tension-clamp connection, Clamping range, max. : 3.31 mm², Box
10300 | 1014150000 | BLF 5.08HC/05/180LR SN BK BX | PCB plug-in connector, female plug, 5.08 mm, Number of poles: 5, 180°, PUSH IN with actuator, Tension-clamp connection, Clamping range, max. : 3.31 mm², Box
10301 | 1014260000 | BLF 5.08HC/15/180LR SN BK BX | PCB plug-in connector, female plug, 5.08 mm, Number of poles: 15, 180°, PUSH IN with actuator, Tension-clamp connection, Clamping range, max. : 3.31 mm², Box
10302 | 1014310000 | BLF 5.08HC/19/180LR SN BK BX | PCB plug-in connector, female plug, 5.08 mm, Number of poles: 19, 180°, PUSH IN with actuator, Tension-clamp connection, Clamping range, max. : 3.31 mm², Box
10303 | 1014390000 | BLF 5.08HC/04/180LR SN OR BX | PCB plug-in connector, female plug, 5.08 mm, Number of poles: 4, 180°, PUSH IN with actuator, Tension-clamp connection, Clamping range, max. : 3.31 mm², Box
10304 | 1014470000 | BLF 5.08HC/11/180LR SN OR BX | PCB plug-in connector, female plug, 5.08 mm, Number of poles: 11, 180°, PUSH IN with actuator, Tension-clamp connection, Clamping range, max. : 3.31 mm², Box
10305 | 1014560000 | BLF 5.08HC/19/180LR SN OR BX | PCB plug-in connector, female plug, 5.08 mm, Number of poles: 19, 180°, PUSH IN with actuator, Tension-clamp connection, Clamping range, max. : 3.31 mm², Box
10306 | 1014590000 | BLF 5.08HC/22/180LR SN OR BX | PCB plug-in connector, female plug, 5.08 mm, Number of poles: 22, 180°, PUSH IN with actuator, Tension-clamp connection, Clamping range, max. : 3.31 mm², Box
10307 | 1014970000 | BLF 5.08HC/24/180LH SN BK BX | PCB plug-in connector, female plug, 5.08 mm, Number of poles: 24, 180°, PUSH IN with actuator, Tension-clamp connection, Clamping range, max. : 3.31 mm², Box
10308 | 1016280000 | BLF 5.00HC/14/180LR SN BK BX | PCB plug-in connector, female plug, 5.00 mm, Number of poles: 14, 180°, PUSH IN with actuator, Tension-clamp connection, Clamping range, max. : 3.31 mm², Box
10309 | 1016410000 | BLF 5.00HC/08/180LR SN OR BX | PCB plug-in connector, female plug, 5.00 mm, Number of poles: 8, 180°, PUSH IN with actuator, Tension-clamp connection, Clamping range, max. : 3.31 mm², Box
10310 | 1016480000 | BLF 5.00HC/15/180LR SN OR BX | PCB plug-in connector, female plug, 5.00 mm, Number of poles: 15, 180°, PUSH IN with actuator, Tension-clamp connection, Clamping range, max. : 3.31 mm², Box
10311 | 1017270000 | BLF 5.00HC/05/180F SN BK BX | PCB plug-in connector, female plug, 5.00 mm, Number of poles: 5, 180°, PUSH IN with actuator, Tension-clamp connection, Clamping range, max. : 3.31 mm², Box
10312 | 1017470000 | BLF 5.00HC/06/180F SN OR BX | PCB plug-in connector, female plug, 5.00 mm, Number of poles: 6, 180°, PUSH IN with actuator, Tension-clamp connection, Clamping range, max. : 3.31 mm², Box
10313 | 1017490000 | BLF 5.00HC/08/180F SN OR BX | PCB plug-in connector, female plug, 5.00 mm, Number of poles: 8, 180°, PUSH IN with actuator, Tension-clamp connection, Clamping range, max. : 3.31 mm², Box
10314 | 1017530000 | BLF 5.00HC/11/180F SN OR BX | PCB plug-in connector, female plug, 5.00 mm, Number of poles: 11, 180°, PUSH IN with actuator, Tension-clamp connection, Clamping range, max. : 3.31 mm², Box
10315 | 1017590000 | BLF 5.00HC/15/180F SN OR BX | PCB plug-in connector, female plug, 5.00 mm, Number of poles: 15, 180°, PUSH IN with actuator, Tension-clamp connection, Clamping range, max. : 3.31 mm², Box
10316 | 1017690000 | BLF 5.00HC/04/180 SN BK BX | PCB plug-in connector, female plug, 5.00 mm, Number of poles: 4, 180°, PUSH IN with actuator, Tension-clamp connection, Clamping range, max. : 3.31 mm², Box
10317 | 1017710000 | BLF 5.00HC/05/180 SN BK BX | PCB plug-in connector, female plug, 5.00 mm, Number of poles: 5, 180°, PUSH IN with actuator, Tension-clamp connection, Clamping range, max. : 3.31 mm², Box
10318 | 1017720000 | BLF 5.00HC/06/180 SN BK BX | PCB plug-in connector, female plug, 5.00 mm, Number of poles: 6, 180°, PUSH IN with actuator, Tension-clamp connection, Clamping range, max. : 3.31 mm², Box
10319 | 1017760000 | BLF 5.00HC/10/180 SN BK BX | PCB plug-in connector, female plug, 5.00 mm, Number of poles: 10, 180°, PUSH IN with actuator, Tension-clamp connection, Clamping range, max. : 3.31 mm², Box
10320 | 1017880000 | BLF 5.00HC/04/180 SN OR BX | PCB plug-in connector, female plug, 5.00 mm, Number of poles: 4, 180°, PUSH IN with actuator, Tension-clamp connection, Clamping range, max. : 3.31 mm², Box
10321 | 1017890000 | BLF 5.00HC/05/180 SN OR BX | PCB plug-in connector, female plug, 5.00 mm, Number of poles: 5, 180°, PUSH IN with actuator, Tension-clamp connection, Clamping range, max. : 3.31 mm², Box
10322 | 1017980000 | BLF 5.00HC/12/180 SN OR BX | PCB plug-in connector, female plug, 5.00 mm, Number of poles: 12, 180°, PUSH IN with actuator, Tension-clamp connection, Clamping range, max. : 3.31 mm², Box
10323 | 1775262001 | SL-SMT 5.08HC/05/90LF 1.5SN BK BX | PCB plug-in connector, male header, Solder flange, THT/THR solder connection, 5.08 mm, Number of poles: 5, 90°, Solder pin length (l): 1.5 mm, tinned, black, Box
10324 | 1775652001 | SL-SMT 5.08HC/07/180 1.5SN BK BX | PCB plug-in connector, male header, open side, THT/THR solder connection, 5.08 mm, Number of poles: 7, 180°, Solder pin length (l): 1.5 mm, tinned, black, Box
10325 | 1775942001 | SL-SMT 5.08HC/04/180G 1.5SN BK BX | PCB plug-in connector, male header, closed side, THT/THR solder connection, 5.08 mm, Number of poles: 4, 180°, Solder pin length (l): 1.5 mm, tinned, black, Box
10326 | 1775972001 | SL-SMT 5.08HC/07/180G 1.5SN BK BX | PCB plug-in connector, male header, closed side, THT/THR solder connection, 5.08 mm, Number of poles: 7, 180°, Solder pin length (l): 1.5 mm, tinned, black, Box
10327 | 1775982001 | SL-SMT 5.08HC/08/180G 1.5SN BK BX | PCB plug-in connector, male header, closed side, THT/THR solder connection, 5.08 mm, Number of poles: 8, 180°, Solder pin length (l): 1.5 mm, tinned, black, Box
10328 | 1776002001 | SL-SMT 5.08HC/10/180G 1.5SN BK BX | PCB plug-in connector, male header, closed side, THT/THR solder connection, 5.08 mm, Number of poles: 10, 180°, Solder pin length (l): 1.5 mm, tinned, black, Box
10329 | 1776022001 | SL-SMT 5.08HC/12/180G 1.5SN BK BX | PCB plug-in connector, male header, closed side, THT/THR solder connection, 5.08 mm, Number of poles: 12, 180°, Solder pin length (l): 1.5 mm, tinned, black, Box
10330 | 1776402001 | SL-SMT 5.08HC/06/180LF 1.5SN BK BX | PCB plug-in connector, male header, Solder flange, THT/THR solder connection, 5.08 mm, Number of poles: 6, 180°, Solder pin length (l): 1.5 mm, tinned, black, Box
10331 | 1780200000 | SL-SMT 5.08HC/04/90G 3.2SN BK BX | PCB plug-in connector, male header, closed side, THT/THR solder connection, 5.08 mm, Number of poles: 4, 90°, Solder pin length (l): 3.2 mm, tinned, black, Box
10332 | 1780210000 | SL-SMT 5.08HC/05/90G 3.2SN BK BX | PCB plug-in connector, male header, closed side, THT/THR solder connection, 5.08 mm, Number of poles: 5, 90°, Solder pin length (l): 3.2 mm, tinned, black, Box
10333 | 1780280000 | SL-SMT 5.08HC/12/90G 3.2SN BK BX | PCB plug-in connector, male header, closed side, THT/THR solder connection, 5.08 mm, Number of poles: 12, 90°, Solder pin length (l): 3.2 mm, tinned, black, Box
10334 | 1780290000 | SL-SMT 5.08HC/13/90G 3.2SN BK BX | PCB plug-in connector, male header, closed side, THT/THR solder connection, 5.08 mm, Number of poles: 13, 90°, Solder pin length (l): 3.2 mm, tinned, black, Box
10335 | 1780350000 | SL-SMT 5.08HC/19/90G 3.2SN BK BX | PCB plug-in connector, male header, closed side, THT/THR solder connection, 5.08 mm, Number of poles: 19, 90°, Solder pin length (l): 3.2 mm, tinned, black, Box
10336 | 1780360000 | SL-SMT 5.08HC/20/90G 3.2SN BK BX | PCB plug-in connector, male header, closed side, THT/THR solder connection, 5.08 mm, Number of poles: 20, 90°, Solder pin length (l): 3.2 mm, tinned, black, Box
10337 | 1780440000 | SL-SMT 5.08HC/05/90LF 3.2SN BK BX | PCB plug-in connector, male header, Solder flange, THT/THR solder connection, 5.08 mm, Number of poles: 5, 90°, Solder pin length (l): 3.2 mm, tinned, black, Box
10338 | 1780470000 | SL-SMT 5.08HC/08/90LF 3.2SN BK BX | PCB plug-in connector, male header, Solder flange, THT/THR solder connection, 5.08 mm, Number of poles: 8, 90°, Solder pin length (l): 3.2 mm, tinned, black, Box
10339 | 1780490000 | SL-SMT 5.08HC/10/90LF 3.2SN BK BX | PCB plug-in connector, male header, Solder flange, THT/THR solder connection, 5.08 mm, Number of poles: 10, 90°, Solder pin length (l): 3.2 mm, tinned, black, Box
10340 | 1828780000 | SLDV-THR 5.08/06/180F 3.2SN BK BX | PCB plug-in connector, male header, Flange, THT/THR solder connection, 5.08 mm, Number of poles: 6, 180°, Solder pin length (l): 3.2 mm, tinned, black, Box
10341 | 1828790000 | SLDV-THR 5.08/08/180F 3.2SN BK BX | PCB plug-in connector, male header, Flange, THT/THR solder connection, 5.08 mm, Number of poles: 8, 180°, Solder pin length (l): 3.2 mm, tinned, black, Box
10342 | 1828820000 | SLDV-THR 5.08/14/180F 3.2SN BK BX | PCB plug-in connector, male header, Flange, THT/THR solder connection, 5.08 mm, Number of poles: 14, 180°, Solder pin length (l): 3.2 mm, tinned, black, Box
10343 | 1828930000 | SLDV-THR 5.08/12/180F 1.5SN BK BX | PCB plug-in connector, male header, Flange, THT/THR solder connection, 5.08 mm, Number of poles: 12, 180°, Solder pin length (l): 1.5 mm, tinned, black, Box
10344 | 1828960000 | SLDV-THR 5.08/18/180F 1.5SN BK BX | PCB plug-in connector, male header, Flange, THT/THR solder connection, 5.08 mm, Number of poles: 18, 180°, Solder pin length (l): 1.5 mm, tinned, black, Box
10345 | 1828990000 | SLDV-THR 5.08/24/180F 1.5SN BK BX | PCB plug-in connector, male header, Flange, THT/THR solder connection, 5.08 mm, Number of poles: 24, 180°, Solder pin length (l): 1.5 mm, tinned, black, Box
10346 | 1829080000 | SLDV-THR 5.08/18/180FLF 3.2SN BK BX | PCB plug-in connector, male header, Flange / Solder flange, THT/THR solder connection, 5.08 mm, Number of poles: 18, 180°, Solder pin length (l): 3.2 mm, tinned, black, Box
10347 | 1829150000 | SLDV-THR 5.08/08/180FLF 1.5SN BK BX | PCB plug-in connector, male header, Flange / Solder flange, THT/THR solder connection, 5.08 mm, Number of poles: 8, 180°, Solder pin length (l): 1.5 mm, tinned, black, Box
10348 | 1829230000 | SLDV-THR 5.08/24/180FLF 1.5SN BK BX | PCB plug-in connector, male header, Flange / Solder flange, THT/THR solder connection, 5.08 mm, Number of poles: 24, 180°, Solder pin length (l): 1.5 mm, tinned, black, Box
10349 | 1866320000 | SLDV-THR 5.08/32/180FLF 3.2SN BK BX | PCB plug-in connector, male header, Flange / Solder flange, THT/THR solder connection, 5.08 mm, Number of poles: 32, 180°, Solder pin length (l): 3.2 mm, tinned, black, Box
10350 | 1876860000 | SL-SMT 5.08HC/03/270FL 3.2SN BK BX | PCB plug-in connector, male header, Solder flange, THT/THR solder connection, 5.08 mm, Number of poles: 3, 270°, Solder pin length (l): 3.2 mm, tinned, black, Box
10351 | 1876870000 | SL-SMT 5.08HC/04/270FL 3.2SN BK BX | PCB plug-in connector, male header, Solder flange, THT/THR solder connection, 5.08 mm, Number of poles: 4, 270°, Solder pin length (l): 3.2 mm, tinned, black, Box
10352 | 1876880000 | SL-SMT 5.08HC/05/270FL 3.2SN BK BX | PCB plug-in connector, male header, Solder flange, THT/THR solder connection, 5.08 mm, Number of poles: 5, 270°, Solder pin length (l): 3.2 mm, tinned, black, Box
10353 | 1877480000 | SL-SMT 5.08HC/07/270FH 3.2SN BK BX | PCB plug-in connector, male header, Solder flange, THT/THR solder connection, 5.08 mm, Number of poles: 7, 270°, Solder pin length (l): 3.2 mm, tinned, black, Box
10354 | 1877500000 | SL-SMT 5.08HC/08/270FH 3.2SN BK BX | PCB plug-in connector, male header, Solder flange, THT/THR solder connection, 5.08 mm, Number of poles: 8, 270°, Solder pin length (l): 3.2 mm, tinned, black, Box
10355 | 1881390000 | SLDV-THR 5.00/28/180F 3.2SN BK BX | PCB plug-in connector, male header, Flange, THT/THR solder connection, 5.00 mm, Number of poles: 28, 180°, Solder pin length (l): 3.2 mm, tinned, black, Box
10356 | 1881400000 | SLDV-THR 5.00/32/180F 3.2SN BK BX | PCB plug-in connector, male header, Flange, THT/THR solder connection, 5.00 mm, Number of poles: 32, 180°, Solder pin length (l): 3.2 mm, tinned, black, Box
10357 | 1883330000 | SLDV-THR 5.00/44/180FLF 3.2SN BK BX | PCB plug-in connector, male header, Flange / Solder flange, THT/THR solder connection, 5.00 mm, Number of poles: 44, 180°, Solder pin length (l): 3.2 mm, tinned, black, Box
10358 | 1889200000 | SLDV-THR 5.08/28/180FLF 3.2SN BK BX | PCB plug-in connector, male header, Flange / Solder flange, THT/THR solder connection, 5.08 mm, Number of poles: 28, 180°, Solder pin length (l): 3.2 mm, tinned, black, Box
10359 | 1889310000 | SLDV-THR 5.08/44/180FLF 3.2SN BK BX | PCB plug-in connector, male header, Flange / Solder flange, THT/THR solder connection, 5.08 mm, Number of poles: 44, 180°, Solder pin length (l): 3.2 mm, tinned, black, Box
10360 | 1889320000 | SLDV-THR 5.08/46/180FLF 3.2SN BK BX | PCB plug-in connector, male header, Flange / Solder flange, THT/THR solder connection, 5.08 mm, Number of poles: 46, 180°, Solder pin length (l): 3.2 mm, tinned, black, Box
10361 | 1889380000 | SLDV-THR 5.08/38/180F 3.2SN BK BX | PCB plug-in connector, male header, Flange, THT/THR solder connection, 5.08 mm, Number of poles: 38, 180°, Solder pin length (l): 3.2 mm, tinned, black, Box
10362 | 1895000000 | SLDV-THR 5.00/08/180G 1.5SN BK BX | PCB plug-in connector, male header, closed side, THT/THR solder connection, 5.00 mm, Number of poles: 8, 180°, Solder pin length (l): 1.5 mm, tinned, black, Box
10363 | 1911650000 | SLDV-THR 5.00/32/180GLF 3.2SN BK BX | PCB plug-in connector, male header, closed side / solder flange, THT/THR solder connection, 5.00 mm, Number of poles: 32, 180°, Solder pin length (l): 3.2 mm, tinned, black, Box
10364 | 1946310000 | BLZP 5.08HC/08/225 SN OR BX | PCB plug-in connector, female plug, 5.08 mm, Number of poles: 8, 225°, Clamping yoke connection, Clamping range, max. : 4 mm², Box
10365 | 1946340000 | BLZP 5.08HC/11/225 SN OR BX | PCB plug-in connector, female plug, 5.08 mm, Number of poles: 11, 225°, Clamping yoke connection, Clamping range, max. : 4 mm², Box
10366 | 1946370000 | BLZP 5.08HC/14/225 SN OR BX | PCB plug-in connector, female plug, 5.08 mm, Number of poles: 14, 225°, Clamping yoke connection, Clamping range, max. : 4 mm², Box
10367 | 1946420000 | BLZP 5.08HC/19/225 SN OR BX | PCB plug-in connector, female plug, 5.08 mm, Number of poles: 19, 225°, Clamping yoke connection, Clamping range, max. : 4 mm², Box
10368 | 1946570000 | BLZP 5.08HC/03/225 SN BK BX | PCB plug-in connector, female plug, 5.08 mm, Number of poles: 3, 225°, Clamping yoke connection, Clamping range, max. : 4 mm², Box
10369 | 1964510000 | SL-SMT 5.08HC/18/90V 3.2SN BK BX | PCB plug-in connector, male header, open side, THT/THR solder connection, 5.08 mm, Number of poles: 18, 90°, Solder pin length (l): 3.2 mm, tinned, black, Box
10370 | 1882720000 | SLDV-THR 5.00/12/180G 3.2SN BK BX | PCB plug-in connector, male header, closed side, THT/THR solder connection, 5.00 mm, Number of poles: 12, 180°, Solder pin length (l): 3.2 mm, tinned, black, Box
10371 | 1006650000 | SL 5.00/06/180B 3.2SN GN BX | PCB plug-in connector, male header, Dovetails for fixing blocks, THT solder connection, 5.00 mm, Number of poles: 6, 180°, Solder pin length (l): 3.2 mm, tinned, Pale green, Box
10372 | 1009470000 | BLL 5.08/02/180 3.2 SN BK BX | PCB plug-in connector, female header, closed side, THT solder connection, 5.08 mm, Number of poles: 2, 180°, Solder pin length (l): 3.2 mm, black, Box
10373 | 1571230000 | SL 5.00/13/90 3.2SN OR BX | PCB plug-in connector, male header, open side, THT solder connection, 5.00 mm, Number of poles: 13, 90°, Solder pin length (l): 3.2 mm, tinned, orange, Box
10374 | 1571250000 | SL 5.00/15/90 3.2SN OR BX | PCB plug-in connector, male header, open side, THT solder connection, 5.00 mm, Number of poles: 15, 90°, Solder pin length (l): 3.2 mm, tinned, orange, Box
10375 | 1580900000 | SL 5.00/06/90B 3.2SN OR BX | PCB plug-in connector, male header, Dovetails for fixing blocks, THT solder connection, 5.00 mm, Number of poles: 6, 90°, Solder pin length (l): 3.2 mm, tinned, orange, Box
10376 | 1580960000 | SL 5.00/12/90B 3.2SN OR BX | PCB plug-in connector, male header, Dovetails for fixing blocks, THT solder connection, 5.00 mm, Number of poles: 12, 90°, Solder pin length (l): 3.2 mm, tinned, orange, Box
10377 | 1581030000 | SL 5.00/19/90B 3.2SN OR BX | PCB plug-in connector, male header, Dovetails for fixing blocks, THT solder connection, 5.00 mm, Number of poles: 19, 90°, Solder pin length (l): 3.2 mm, tinned, orange, Box
10378 | 1581460000 | SL 5.00/16/180 3.2SN OR BX | PCB plug-in connector, male header, open side, THT solder connection, 5.00 mm, Number of poles: 16, 180°, Solder pin length (l): 3.2 mm, tinned, orange, Box
10379 | 1581470000 | SL 5.00/17/180 3.2SN OR BX | PCB plug-in connector, male header, open side, THT solder connection, 5.00 mm, Number of poles: 17, 180°, Solder pin length (l): 3.2 mm, tinned, orange, Box
10380 | 1581910000 | SL 5.00/15/180B 3.2SN OR BX | PCB plug-in connector, male header, Dovetails for fixing blocks, THT solder connection, 5.00 mm, Number of poles: 15, 180°, Solder pin length (l): 3.2 mm, tinned, orange, Box
10381 | 1581920000 | SL 5.00/16/180B 3.2SN OR BX | PCB plug-in connector, male header, Dovetails for fixing blocks, THT solder connection, 5.00 mm, Number of poles: 16, 180°, Solder pin length (l): 3.2 mm, tinned, orange, Box
10382 | 1582150000 | SL 5.00/16/180B 4.5SN OR BX | PCB plug-in connector, male header, Dovetails for fixing blocks, THT solder connection, 5.00 mm, Number of poles: 16, 180°, Solder pin length (l): 4.5 mm, tinned, orange, Box
10383 | 1596140000 | SL 5.00/08/180B 4.5SN BK BX | PCB plug-in connector, male header, Dovetails for fixing blocks, THT solder connection, 5.00 mm, Number of poles: 8, 180°, Solder pin length (l): 4.5 mm, tinned, black, Box
10384 | 1599270000 | SLDF 5.08 L/F 16 SN OR BX | PCB plug-in connector, male header, 5.08 mm, Number of poles: 16, 180°, Flat-blade connection, Solder connection, Box
10385 | 1601870000 | SLD 5.08/20/90G 3.2SN OR BX | PCB plug-in connector, male header, closed side, THT solder connection, 5.08 mm, Number of poles: 20, 90°, Solder pin length (l): 3.2 mm, tinned, orange, Box
10386 | 1601900000 | SLD 5.08/26/90G 3.2SN OR BX | PCB plug-in connector, male header, closed side, THT solder connection, 5.08 mm, Number of poles: 26, 90°, Solder pin length (l): 3.2 mm, tinned, orange, Box
10387 | 1601950000 | SLD 5.08/36/90G 3.2SN OR BX | PCB plug-in connector, male header, closed side, THT solder connection, 5.08 mm, Number of poles: 36, 90°, Solder pin length (l): 3.2 mm, tinned, orange, Box
10388 | 1601980000 | SLD 5.08/42/90G 3.2SN OR BX | PCB plug-in connector, male header, closed side, THT solder connection, 5.08 mm, Number of poles: 42, 90°, Solder pin length (l): 3.2 mm, tinned, orange, Box
10389 | 1602060000 | SLD 5.08/12/90G 4.5SN OR BX | PCB plug-in connector, male header, closed side, THT solder connection, 5.08 mm, Number of poles: 12, 90°, Solder pin length (l): 4.5 mm, tinned, orange, Box
10390 | 1602420000 | SLD 5.08/10/180G 3.2SN OR BX | PCB plug-in connector, male header, closed side, THT solder connection, 5.08 mm, Number of poles: 10, 180°, Solder pin length (l): 3.2 mm, tinned, orange, Box
10391 | 1602450000 | SLD 5.08/16/180G 3.2SN OR BX | PCB plug-in connector, male header, closed side, THT solder connection, 5.08 mm, Number of poles: 16, 180°, Solder pin length (l): 3.2 mm, tinned, orange, Box
10392 | 1602520000 | SLD 5.08/30/180G 3.2SN OR BX | PCB plug-in connector, male header, closed side, THT solder connection, 5.08 mm, Number of poles: 30, 180°, Solder pin length (l): 3.2 mm, tinned, orange, Box
10393 | 1602540000 | SLD 5.08/34/180G 3.2SN OR BX | PCB plug-in connector, male header, closed side, THT solder connection, 5.08 mm, Number of poles: 34, 180°, Solder pin length (l): 3.2 mm, tinned, orange, Box
10394 | 1602590000 | SLD 5.08/44/180G 3.2SN OR BX | PCB plug-in connector, male header, closed side, THT solder connection, 5.08 mm, Number of poles: 44, 180°, Solder pin length (l): 3.2 mm, tinned, orange, Box
10395 | 1603140000 | SL 5.08/10/135 3.2SN OR BX | PCB plug-in connector, male header, open side, THT solder connection, 5.08 mm, Number of poles: 10, 135°, Solder pin length (l): 3.2 mm, tinned, orange, Box
10396 | 1603170000 | SL 5.08/13/135 3.2SN OR BX | PCB plug-in connector, male header, open side, THT solder connection, 5.08 mm, Number of poles: 13, 135°, Solder pin length (l): 3.2 mm, tinned, orange, Box
10397 | 1603240000 | SL 5.08/20/135 3.2SN OR BX | PCB plug-in connector, male header, open side, THT solder connection, 5.08 mm, Number of poles: 20, 135°, Solder pin length (l): 3.2 mm, tinned, orange, Box
10398 | 1603250000 | SL 5.08/21/135 3.2SN OR BX | PCB plug-in connector, male header, open side, THT solder connection, 5.08 mm, Number of poles: 21, 135°, Solder pin length (l): 3.2 mm, tinned, orange, Box
10399 | 1603330000 | SL 5.00/16/90B 4.5SN BK BX | PCB plug-in connector, male header, Dovetails for fixing blocks, THT solder connection, 5.00 mm, Number of poles: 16, 90°, Solder pin length (l): 4.5 mm, tinned, black, Box
10400 | 1605530000 | SL 5.08/02/135B 3.2SN OR BX | PCB plug-in connector, male header, Dovetails for fixing blocks, THT solder connection, 5.08 mm, Number of poles: 2, 135°, Solder pin length (l): 3.2 mm, tinned, orange, Box
10401 | 1605590000 | SL 5.08/08/135B 3.2SN OR BX | PCB plug-in connector, male header, Dovetails for fixing blocks, THT solder connection, 5.08 mm, Number of poles: 8, 135°, Solder pin length (l): 3.2 mm, tinned, orange, Box
10402 | 1605600000 | SL 5.08/09/135B 3.2SN OR BX | PCB plug-in connector, male header, Dovetails for fixing blocks, THT solder connection, 5.08 mm, Number of poles: 9, 135°, Solder pin length (l): 3.2 mm, tinned, orange, Box
10403 | 1605640000 | SL 5.08/13/135B 3.2SN OR BX | PCB plug-in connector, male header, Dovetails for fixing blocks, THT solder connection, 5.08 mm, Number of poles: 13, 135°, Solder pin length (l): 3.2 mm, tinned, orange, Box
10404 | 1605660000 | SL 5.08/15/135B 3.2SN OR BX | PCB plug-in connector, male header, Dovetails for fixing blocks, THT solder connection, 5.08 mm, Number of poles: 15, 135°, Solder pin length (l): 3.2 mm, tinned, orange, Box
10405 | 1611560000 | SLT 5.08/02/180 SN OR BX | PCB plug-in connector, male plug, 5.08 mm, Number of poles: 2, 180°, TOP connection, Clamping range, max. : 2.5 mm², Box
10406 | 1611740000 | SLT 5.08/05/180B SN OR BX | PCB plug-in connector, male plug, 5.08 mm, Number of poles: 5, 180°, TOP connection, Clamping range, max. : 2.5 mm², Box
10407 | 1611760000 | SLT 5.08/07/180B SN OR BX | PCB plug-in connector, male plug, 5.08 mm, Number of poles: 7, 180°, TOP connection, Clamping range, max. : 2.5 mm², Box
10408 | 1611810000 | SLT 5.08/12/180B SN OR BX | PCB plug-in connector, male plug, 5.08 mm, Number of poles: 12, 180°, TOP connection, Clamping range, max. : 2.5 mm², Box
10409 | 1626000000 | SL 5.00/03/90 4.5SN BK BX | PCB plug-in connector, male header, open side, THT solder connection, 5.00 mm, Number of poles: 3, 90°, Solder pin length (l): 4.5 mm, tinned, black, Box
10410 | 1626010000 | SL 5.00/04/90 4.5SN BK BX | PCB plug-in connector, male header, open side, THT solder connection, 5.00 mm, Number of poles: 4, 90°, Solder pin length (l): 4.5 mm, tinned, black, Box
10411 | 1626060000 | SL 5.00/10/90 4.5SN BK BX | PCB plug-in connector, male header, open side, THT solder connection, 5.00 mm, Number of poles: 10, 90°, Solder pin length (l): 4.5 mm, tinned, black, Box
10412 | 1626210000 | SL 5.00/02/90B 4.5SN BK BX | PCB plug-in connector, male header, Dovetails for fixing blocks, THT solder connection, 5.00 mm, Number of poles: 2, 90°, Solder pin length (l): 4.5 mm, tinned, black, Box
10413 | 1626400000 | SL 5.00/03/180 4.5SN BK BX | PCB plug-in connector, male header, open side, THT solder connection, 5.00 mm, Number of poles: 3, 180°, Solder pin length (l): 4.5 mm, tinned, black, Box
10414 | 1626540000 | SL 5.00/17/180 4.5SN BK BX | PCB plug-in connector, male header, open side, THT solder connection, 5.00 mm, Number of poles: 17, 180°, Solder pin length (l): 4.5 mm, tinned, black, Box
10415 | 1626650000 | SL 5.00/06/180B 4.5SN BK BX | PCB plug-in connector, male header, Dovetails for fixing blocks, THT solder connection, 5.00 mm, Number of poles: 6, 180°, Solder pin length (l): 4.5 mm, tinned, black, Box
10416 | 1626670000 | SL 5.00/09/180B 4.5SN BK BX | PCB plug-in connector, male header, Dovetails for fixing blocks, THT solder connection, 5.00 mm, Number of poles: 9, 180°, Solder pin length (l): 4.5 mm, tinned, black, Box
10417 | 1627090000 | SLS 5.08/02/180 SN OR BX | PCB plug-in connector, male plug, 5.08 mm, Number of poles: 2, 180°, Clamping yoke connection, Clamping range, max. : 3.31 mm², Box
10418 | 1627120000 | SLS 5.08/05/180 SN OR BX | PCB plug-in connector, male plug, 5.08 mm, Number of poles: 5, 180°, Clamping yoke connection, Clamping range, max. : 3.31 mm², Box
10419 | 1627130000 | SLS 5.08/06/180 SN OR BX | PCB plug-in connector, male plug, 5.08 mm, Number of poles: 6, 180°, Clamping yoke connection, Clamping range, max. : 3.31 mm², Box
10420 | 1627150000 | SLS 5.08/08/180 SN OR BX | PCB plug-in connector, male plug, 5.08 mm, Number of poles: 8, 180°, Clamping yoke connection, Clamping range, max. : 3.31 mm², Box
10421 | 1627160000 | SLS 5.08/09/180 SN OR BX | PCB plug-in connector, male plug, 5.08 mm, Number of poles: 9, 180°, Clamping yoke connection, Clamping range, max. : 3.31 mm², Box
10422 | 1627200000 | SLS 5.08/13/180 SN OR BX | PCB plug-in connector, male plug, 5.08 mm, Number of poles: 13, 180°, Clamping yoke connection, Clamping range, max. : 3.31 mm², Box
10423 | 1627210000 | SLS 5.08/14/180 SN OR BX | PCB plug-in connector, male plug, 5.08 mm, Number of poles: 14, 180°, Clamping yoke connection, Clamping range, max. : 3.31 mm², Box
10424 | 1627220000 | SLS 5.08/15/180 SN OR BX | PCB plug-in connector, male plug, 5.08 mm, Number of poles: 15, 180°, Clamping yoke connection, Clamping range, max. : 3.31 mm², Box
10425 | 1627230000 | SLS 5.08/16/180 SN OR BX | PCB plug-in connector, male plug, 5.08 mm, Number of poles: 16, 180°, Clamping yoke connection, Clamping range, max. : 3.31 mm², Box
10426 | 1627260000 | SLS 5.08/04/180B SN OR BX | PCB plug-in connector, male plug, 5.08 mm, Number of poles: 4, 180°, Clamping yoke connection, Clamping range, max. : 3.31 mm², Box
10427 | 1627340000 | SLS 5.08/12/180B SN OR BX | PCB plug-in connector, male plug, 5.08 mm, Number of poles: 12, 180°, Clamping yoke connection, Clamping range, max. : 3.31 mm², Box
10428 | 1627370000 | SLS 5.08/15/180B SN OR BX | PCB plug-in connector, male plug, 5.08 mm, Number of poles: 15, 180°, Clamping yoke connection, Clamping range, max. : 3.31 mm², Box
10429 | 1627380000 | SLS 5.08/16/180B SN OR BX | PCB plug-in connector, male plug, 5.08 mm, Number of poles: 16, 180°, Clamping yoke connection, Clamping range, max. : 3.31 mm², Box
10430 | 1635750000 | SLDF 5.08 L/F 3 SN BK BX | PCB plug-in connector, male header, 5.08 mm, Number of poles: 3, 180°, Flat-blade connection, Solder connection, Box
10431 | 1635760000 | SLDF 5.08 L/F 4 SN BK BX | PCB plug-in connector, male header, 5.08 mm, Number of poles: 4, 180°, Flat-blade connection, Solder connection, Box
10432 | 1635800000 | SLDF 5.08 L/F 8 SN BK BX | PCB plug-in connector, male header, 5.08 mm, Number of poles: 8, 180°, Flat-blade connection, Solder connection, Box
10433 | 1644870000 | SLS 5.08/20/180 SN OR BX | PCB plug-in connector, male plug, 5.08 mm, Number of poles: 20, 180°, Clamping yoke connection, Clamping range, max. : 3.31 mm², Box
10434 | 1644880000 | SLS 5.08/21/180 SN OR BX | PCB plug-in connector, male plug, 5.08 mm, Number of poles: 21, 180°, Clamping yoke connection, Clamping range, max. : 3.31 mm², Box
10435 | 1644930000 | SLS 5.08/03/180 SN BK BX | PCB plug-in connector, male plug, 5.08 mm, Number of poles: 3, 180°, Clamping yoke connection, Clamping range, max. : 3.31 mm², Box
10436 | 1645150000 | SLS 5.08/17/180B SN OR BX | PCB plug-in connector, male plug, 5.08 mm, Number of poles: 17, 180°, Clamping yoke connection, Clamping range, max. : 3.31 mm², Box
10437 | 1645160000 | SLS 5.08/18/180B SN OR BX | PCB plug-in connector, male plug, 5.08 mm, Number of poles: 18, 180°, Clamping yoke connection, Clamping range, max. : 3.31 mm², Box
10438 | 1645240000 | SLS 5.08/03/180B SN BK BX | PCB plug-in connector, male plug, 5.08 mm, Number of poles: 3, 180°, Clamping yoke connection, Clamping range, max. : 3.31 mm², Box
10439 | 1645330000 | SLS 5.08/12/180B SN BK BX | PCB plug-in connector, male plug, 5.08 mm, Number of poles: 12, 180°, Clamping yoke connection, Clamping range, max. : 3.31 mm², Box
10440 | 1645390000 | SLS 5.08/18/180B SN BK BX | PCB plug-in connector, male plug, 5.08 mm, Number of poles: 18, 180°, Clamping yoke connection, Clamping range, max. : 3.31 mm², Box
10441 | 1725200000 | SLD 5.08V/10/90 3.2 SN OR BX | PCB plug-in connector, male header, open side, THT solder connection, 5.08 mm, Number of poles: 10, 90°, Solder pin length (l): 3.2 mm, tinned, orange, Box
10442 | 1725210000 | SLD 5.08V/12/90 3.2 SN OR BX | PCB plug-in connector, male header, open side, THT solder connection, 5.08 mm, Number of poles: 12, 90°, Solder pin length (l): 3.2 mm, tinned, orange, Box
10443 | 1725240000 | SLD 5.08V/18/90 3.2 SN OR BX | PCB plug-in connector, male header, open side, THT solder connection, 5.08 mm, Number of poles: 18, 90°, Solder pin length (l): 3.2 mm, tinned, orange, Box
10444 | 1725390000 | SLD 5.08V/48/90 3.2 SN OR BX | PCB plug-in connector, male header, open side, THT solder connection, 5.08 mm, Number of poles: 48, 90°, Solder pin length (l): 3.2 mm, tinned, orange, Box
10445 | 1725470000 | SLD 5.08V/14/90 4.5 SN SW BX | PCB plug-in connector, male header, open side, THT solder connection, 5.08 mm, Number of poles: 14, 90°, Solder pin length (l): 4.5 mm, tinned, black, Box
10446 | 1726300000 | SLD 5.08V/08/90B 3.2 SN OR BX | PCB plug-in connector, male header, Dovetails for fixing blocks, THT solder connection, 5.08 mm, Number of poles: 8, 90°, Solder pin length (l): 3.2 mm, tinned, orange, Box
10447 | 1726320000 | SLD 5.08V/12/90B 3.2 SN OR BX | PCB plug-in connector, male header, Dovetails for fixing blocks, THT solder connection, 5.08 mm, Number of poles: 12, 90°, Solder pin length (l): 3.2 mm, tinned, orange, Box
10448 | 1726440000 | SLD 5.08V/36/90B 3.2 SN OR BX | PCB plug-in connector, male header, Dovetails for fixing blocks, THT solder connection, 5.08 mm, Number of poles: 36, 90°, Solder pin length (l): 3.2 mm, tinned, orange, Box
10449 | 1726500000 | SLD 5.08V/48/90B 3.2 SN OR BX | PCB plug-in connector, male header, Dovetails for fixing blocks, THT solder connection, 5.08 mm, Number of poles: 48, 90°, Solder pin length (l): 3.2 mm, tinned, orange, Box
10450 | 1726510000 | SLD 5.08V/04/90B 4.5 SN SW BX | PCB plug-in connector, male header, Dovetails for fixing blocks, THT solder connection, 5.08 mm, Number of poles: 4, 90°, Solder pin length (l): 4.5 mm, tinned, black, Box
10451 | 1726520000 | SLD 5.08V/06/90B 4.5 SN SW BX | PCB plug-in connector, male header, Dovetails for fixing blocks, THT solder connection, 5.08 mm, Number of poles: 6, 90°, Solder pin length (l): 4.5 mm, tinned, black, Box
10452 | 1726650000 | SLD 5.08V/32/90B 4.5 SN SW BX | PCB plug-in connector, male header, Dovetails for fixing blocks, THT solder connection, 5.08 mm, Number of poles: 32, 90°, Solder pin length (l): 4.5 mm, tinned, black, Box
10453 | 1726750000 | SLD 5.08V/06/180B 3.2SN OR BX | PCB plug-in connector, male header, Dovetails for fixing blocks, THT solder connection, 5.08 mm, Number of poles: 6, 180°, Solder pin length (l): 3.2 mm, tinned, orange, Box
10454 | 1726760000 | SLD 5.08V/08/180B 3.2SN OR BX | PCB plug-in connector, male header, Dovetails for fixing blocks, THT solder connection, 5.08 mm, Number of poles: 8, 180°, Solder pin length (l): 3.2 mm, tinned, orange, Box
10455 | 1726800000 | SLD 5.08V/16/180B 3.2SN OR BX | PCB plug-in connector, male header, Dovetails for fixing blocks, THT solder connection, 5.08 mm, Number of poles: 16, 180°, Solder pin length (l): 3.2 mm, tinned, orange, Box
10456 | 1726840000 | SLD 5.08V/24/180B 3.2SN OR BX | PCB plug-in connector, male header, Dovetails for fixing blocks, THT solder connection, 5.08 mm, Number of poles: 24, 180°, Solder pin length (l): 3.2 mm, tinned, orange, Box
10457 | 1726880000 | SLD 5.08V/32/180B 3.2SN OR BX | PCB plug-in connector, male header, Dovetails for fixing blocks, THT solder connection, 5.08 mm, Number of poles: 32, 180°, Solder pin length (l): 3.2 mm, tinned, orange, Box
10458 | 1726900000 | SLD 5.08V/36/180B 3.2SN OR BX | PCB plug-in connector, male header, Dovetails for fixing blocks, THT solder connection, 5.08 mm, Number of poles: 36, 180°, Solder pin length (l): 3.2 mm, tinned, orange, Box
10459 | 1726920000 | SLD 5.08V/40/180B 3.2SN OR BX | PCB plug-in connector, male header, Dovetails for fixing blocks, THT solder connection, 5.08 mm, Number of poles: 40, 180°, Solder pin length (l): 3.2 mm, tinned, orange, Box
10460 | 1726930000 | SLD 5.08V/42/180B 3.2SN OR BX | PCB plug-in connector, male header, Dovetails for fixing blocks, THT solder connection, 5.08 mm, Number of poles: 42, 180°, Solder pin length (l): 3.2 mm, tinned, orange, Box
10461 | 1726940000 | SLD 5.08V/44/180B 3.2SN OR BX | PCB plug-in connector, male header, Dovetails for fixing blocks, THT solder connection, 5.08 mm, Number of poles: 44, 180°, Solder pin length (l): 3.2 mm, tinned, orange, Box
10462 | 1745040000 | SLD 5.08V/32/180 4.5SN OR BX | PCB plug-in connector, male header, open side, THT solder connection, 5.08 mm, Number of poles: 32, 180°, Solder pin length (l): 4.5 mm, tinned, orange, Box
10463 | 1745080000 | SLD 5.08V/40/180 4.5SN OR BX | PCB plug-in connector, male header, open side, THT solder connection, 5.08 mm, Number of poles: 40, 180°, Solder pin length (l): 4.5 mm, tinned, orange, Box
10464 | 1774772001 | SL-SMT 5.08HC/03/90 1.5SN BK BX | PCB plug-in connector, male header, open side, THT/THR solder connection, 5.08 mm, Number of poles: 3, 90°, Solder pin length (l): 1.5 mm, tinned, black, Box
10465 | 1774842001 | SL-SMT 5.08HC/10/90 1.5SN BK BX | PCB plug-in connector, male header, open side, THT/THR solder connection, 5.08 mm, Number of poles: 10, 90°, Solder pin length (l): 1.5 mm, tinned, black, Box
10466 | 1775002001 | SL-SMT 5.08HC/02/90G 1.5SN BK BX | PCB plug-in connector, male header, closed side, THT/THR solder connection, 5.08 mm, Number of poles: 2, 90°, Solder pin length (l): 1.5 mm, tinned, black, Box
10467 | 1775012001 | SL-SMT 5.08HC/03/90G 1.5SN BK BX | PCB plug-in connector, male header, closed side, THT/THR solder connection, 5.08 mm, Number of poles: 3, 90°, Solder pin length (l): 1.5 mm, tinned, black, Box
10468 | 1775062001 | SL-SMT 5.08HC/08/90G 1.5SN BK BX | PCB plug-in connector, male header, closed side, THT/THR solder connection, 5.08 mm, Number of poles: 8, 90°, Solder pin length (l): 1.5 mm, tinned, black, Box
10469 | 1776464001 | SL-SMT 5.08HC/12/180LF 1.5SN BK RL | PCB plug-in connector, male header, Solder flange, THT/THR solder connection, 5.08 mm, Number of poles: 12, 180°, Solder pin length (l): 1.5 mm, tinned, black, Tape
10470 | 1780020000 | SL-SMT 5.08HC/09/90 3.2SN BK BX | PCB plug-in connector, male header, open side, THT/THR solder connection, 5.08 mm, Number of poles: 9, 90°, Solder pin length (l): 3.2 mm, tinned, black, Box
10471 | 1780070000 | SL-SMT 5.08HC/14/90 3.2SN BK BX | PCB plug-in connector, male header, open side, THT/THR solder connection, 5.08 mm, Number of poles: 14, 90°, Solder pin length (l): 3.2 mm, tinned, black, Box
10472 | 1780080000 | SL-SMT 5.08HC/15/90 3.2SN BK BX | PCB plug-in connector, male header, open side, THT/THR solder connection, 5.08 mm, Number of poles: 15, 90°, Solder pin length (l): 3.2 mm, tinned, black, Box
10473 | 1780090000 | SL-SMT 5.08HC/16/90 3.2SN BK BX | PCB plug-in connector, male header, open side, THT/THR solder connection, 5.08 mm, Number of poles: 16, 90°, Solder pin length (l): 3.2 mm, tinned, black, Box
10474 | 1780120000 | SL-SMT 5.08HC/19/90 3.2SN BK BX | PCB plug-in connector, male header, open side, THT/THR solder connection, 5.08 mm, Number of poles: 19, 90°, Solder pin length (l): 3.2 mm, tinned, black, Box
10475 | 1780150000 | SL-SMT 5.08HC/22/90 3.2SN BK BX | PCB plug-in connector, male header, open side, THT/THR solder connection, 5.08 mm, Number of poles: 22, 90°, Solder pin length (l): 3.2 mm, tinned, black, Box
10476 | 1780540000 | SL-SMT 5.08HC/13/90LF 3.2SN BK BX | PCB plug-in connector, male header, Solder flange, THT/THR solder connection, 5.08 mm, Number of poles: 13, 90°, Solder pin length (l): 3.2 mm, tinned, black, Box
10477 | 1780600000 | SL-SMT 5.08HC/19/90LF 3.2SN BK BX | PCB plug-in connector, male header, Solder flange, THT/THR solder connection, 5.08 mm, Number of poles: 19, 90°, Solder pin length (l): 3.2 mm, tinned, black, Box
10478 | 1780640000 | SL-SMT 5.08HC/23/90LF 3.2SN BK BX | PCB plug-in connector, male header, Solder flange, THT/THR solder connection, 5.08 mm, Number of poles: 23, 90°, Solder pin length (l): 3.2 mm, tinned, black, Box
10479 | 1780650000 | SL-SMT 5.08HC/24/90LF 3.2SN BK BX | PCB plug-in connector, male header, Solder flange, THT/THR solder connection, 5.08 mm, Number of poles: 24, 90°, Solder pin length (l): 3.2 mm, tinned, black, Box
10480 | 1796540000 | SL-SMT 5.00HC/08/180 1.5SN BK BX | PCB plug-in connector, male header, open side, THT/THR solder connection, 5.00 mm, Number of poles: 8, 180°, Solder pin length (l): 1.5 mm, tinned, black, Box
10481 | 1796950000 | SL-SMT 5.00HC/04/90 1.5SN BK BX | PCB plug-in connector, male header, open side, THT/THR solder connection, 5.00 mm, Number of poles: 4, 90°, Solder pin length (l): 1.5 mm, tinned, black, Box
10482 | 1797080000 | SL-SMT 5.00HC/02/90G 1.5SN BK BX | PCB plug-in connector, male header, closed side, THT/THR solder connection, 5.00 mm, Number of poles: 2, 90°, Solder pin length (l): 1.5 mm, tinned, black, Box
10483 | 1797120000 | SL-SMT 5.00HC/06/90G 1.5SN BK BX | PCB plug-in connector, male header, closed side, THT/THR solder connection, 5.00 mm, Number of poles: 6, 90°, Solder pin length (l): 1.5 mm, tinned, black, Box
10484 | 1797200000 | SL-SMT 5.00HC/14/90G 1.5SN BK BX | PCB plug-in connector, male header, closed side, THT/THR solder connection, 5.00 mm, Number of poles: 14, 90°, Solder pin length (l): 1.5 mm, tinned, black, Box
10485 | 1797290000 | SL-SMT 5.00HC/08/90LF 1.5SN BK BX | PCB plug-in connector, male header, Solder flange, THT/THR solder connection, 5.00 mm, Number of poles: 8, 90°, Solder pin length (l): 1.5 mm, tinned, black, Box
10486 | 1797300000 | SL-SMT 5.00HC/09/90LF 1.5SN BK BX | PCB plug-in connector, male header, Solder flange, THT/THR solder connection, 5.00 mm, Number of poles: 9, 90°, Solder pin length (l): 1.5 mm, tinned, black, Box
10487 | 1837320000 | SL-SMT 5.08HC/02/180F 1.5SN BK BX | PCB plug-in connector, male header, Flange, THT/THR solder connection, 5.08 mm, Number of poles: 2, 180°, Solder pin length (l): 1.5 mm, tinned, black, Box
10488 | 1837630000 | SL-SMT 5.08HC/02/90F 3.2SN BK BX | PCB plug-in connector, male header, Flange, THT/THR solder connection, 5.08 mm, Number of poles: 2, 90°, Solder pin length (l): 3.2 mm, tinned, black, Box
10489 | 1837640000 | SL-SMT 5.08HC/03/90F 3.2SN BK BX | PCB plug-in connector, male header, Flange, THT/THR solder connection, 5.08 mm, Number of poles: 3, 90°, Solder pin length (l): 3.2 mm, tinned, black, Box
10490 | 1837670000 | SL-SMT 5.08HC/06/90F 3.2SN BK BX | PCB plug-in connector, male header, Flange, THT/THR solder connection, 5.08 mm, Number of poles: 6, 90°, Solder pin length (l): 3.2 mm, tinned, black, Box
10491 | 1837710000 | SL-SMT 5.08HC/10/90F 3.2SN BK BX | PCB plug-in connector, male header, Flange, THT/THR solder connection, 5.08 mm, Number of poles: 10, 90°, Solder pin length (l): 3.2 mm, tinned, black, Box
10492 | 1837750000 | SL-SMT 5.08HC/14/90F 3.2SN BK BX | PCB plug-in connector, male header, Flange, THT/THR solder connection, 5.08 mm, Number of poles: 14, 90°, Solder pin length (l): 3.2 mm, tinned, black, Box
10493 | 1837760000 | SL-SMT 5.08HC/15/90F 3.2SN BK BX | PCB plug-in connector, male header, Flange, THT/THR solder connection, 5.08 mm, Number of poles: 15, 90°, Solder pin length (l): 3.2 mm, tinned, black, Box
10494 | 1837770000 | SL-SMT 5.08HC/16/90F 3.2SN BK BX | PCB plug-in connector, male header, Flange, THT/THR solder connection, 5.08 mm, Number of poles: 16, 90°, Solder pin length (l): 3.2 mm, tinned, black, Box
10495 | 1837780000 | SL-SMT 5.08HC/17/90F 3.2SN BK BX | PCB plug-in connector, male header, Flange, THT/THR solder connection, 5.08 mm, Number of poles: 17, 90°, Solder pin length (l): 3.2 mm, tinned, black, Box
10496 | 1837840000 | SL-SMT 5.08HC/23/90F 3.2SN BK BX | PCB plug-in connector, male header, Flange, THT/THR solder connection, 5.08 mm, Number of poles: 23, 90°, Solder pin length (l): 3.2 mm, tinned, black, Box
10497 | 1837910000 | SL-SMT 5.08HC/15/180F 3.2SN BK BX | PCB plug-in connector, male header, Flange, THT/THR solder connection, 5.08 mm, Number of poles: 15, 180°, Solder pin length (l): 3.2 mm, tinned, black, Box
10498 | 1838040000 | SL-SMT 5.08HC/08/180 3.2SN BK BX | PCB plug-in connector, male header, open side, THT/THR solder connection, 5.08 mm, Number of poles: 8, 180°, Solder pin length (l): 3.2 mm, tinned, black, Box
10499 | 1838050000 | SL-SMT 5.08HC/09/180 3.2SN BK BX | PCB plug-in connector, male header, open side, THT/THR solder connection, 5.08 mm, Number of poles: 9, 180°, Solder pin length (l): 3.2 mm, tinned, black, Box
10500 | 1838110000 | SL-SMT 5.08HC/15/180 3.2SN BK BX | PCB plug-in connector, male header, open side, THT/THR solder connection, 5.08 mm, Number of poles: 15, 180°, Solder pin length (l): 3.2 mm, tinned, black, Box
10501 | 1838120000 | SL-SMT 5.08HC/16/180 3.2SN BK BX | PCB plug-in connector, male header, open side, THT/THR solder connection, 5.08 mm, Number of poles: 16, 180°, Solder pin length (l): 3.2 mm, tinned, black, Box
10502 | 1838160000 | SL-SMT 5.08HC/20/180 3.2SN BK BX | PCB plug-in connector, male header, open side, THT/THR solder connection, 5.08 mm, Number of poles: 20, 180°, Solder pin length (l): 3.2 mm, tinned, black, Box
10503 | 1838180000 | SL-SMT 5.08HC/22/180 3.2SN BK BX | PCB plug-in connector, male header, open side, THT/THR solder connection, 5.08 mm, Number of poles: 22, 180°, Solder pin length (l): 3.2 mm, tinned, black, Box
10504 | 1838200000 | SL-SMT 5.08HC/24/180 3.2SN BK BX | PCB plug-in connector, male header, open side, THT/THR solder connection, 5.08 mm, Number of poles: 24, 180°, Solder pin length (l): 3.2 mm, tinned, black, Box
10505 | 1838230000 | SL-SMT 5.08HC/04/180G 3.2SN BK BX | PCB plug-in connector, male header, closed side, THT/THR solder connection, 5.08 mm, Number of poles: 4, 180°, Solder pin length (l): 3.2 mm, tinned, black, Box
10506 | 1838250000 | SL-SMT 5.08HC/06/180G 3.2SN BK BX | PCB plug-in connector, male header, closed side, THT/THR solder connection, 5.08 mm, Number of poles: 6, 180°, Solder pin length (l): 3.2 mm, tinned, black, Box
10507 | 1838270000 | SL-SMT 5.08HC/08/180G 3.2SN BK BX | PCB plug-in connector, male header, closed side, THT/THR solder connection, 5.08 mm, Number of poles: 8, 180°, Solder pin length (l): 3.2 mm, tinned, black, Box
10508 | 1838310000 | SL-SMT 5.08HC/12/180G 3.2SN BK BX | PCB plug-in connector, male header, closed side, THT/THR solder connection, 5.08 mm, Number of poles: 12, 180°, Solder pin length (l): 3.2 mm, tinned, black, Box
10509 | 1838320000 | SL-SMT 5.08HC/13/180G 3.2SN BK BX | PCB plug-in connector, male header, closed side, THT/THR solder connection, 5.08 mm, Number of poles: 13, 180°, Solder pin length (l): 3.2 mm, tinned, black, Box
10510 | 1838330000 | SL-SMT 5.08HC/14/180G 3.2SN BK BX | PCB plug-in connector, male header, closed side, THT/THR solder connection, 5.08 mm, Number of poles: 14, 180°, Solder pin length (l): 3.2 mm, tinned, black, Box
10511 | 1838340000 | SL-SMT 5.08HC/15/180G 3.2SN BK BX | PCB plug-in connector, male header, closed side, THT/THR solder connection, 5.08 mm, Number of poles: 15, 180°, Solder pin length (l): 3.2 mm, tinned, black, Box
10512 | 1838350000 | SL-SMT 5.08HC/16/180G 3.2SN BK BX | PCB plug-in connector, male header, closed side, THT/THR solder connection, 5.08 mm, Number of poles: 16, 180°, Solder pin length (l): 3.2 mm, tinned, black, Box
10513 | 1838410000 | SL-SMT 5.08HC/22/180G 3.2SN BK BX | PCB plug-in connector, male header, closed side, THT/THR solder connection, 5.08 mm, Number of poles: 22, 180°, Solder pin length (l): 3.2 mm, tinned, black, Box
10514 | 1838430000 | SL-SMT 5.08HC/24/180G 3.2SN BK BX | PCB plug-in connector, male header, closed side, THT/THR solder connection, 5.08 mm, Number of poles: 24, 180°, Solder pin length (l): 3.2 mm, tinned, black, Box
10515 | 1838460000 | SL-SMT 5.08HC/04/180LF 3.2SN BK BX | PCB plug-in connector, male header, Solder flange, THT/THR solder connection, 5.08 mm, Number of poles: 4, 180°, Solder pin length (l): 3.2 mm, tinned, black, Box
10516 | 1838490000 | SL-SMT 5.08HC/07/180LF 3.2SN BK BX | PCB plug-in connector, male header, Solder flange, THT/THR solder connection, 5.08 mm, Number of poles: 7, 180°, Solder pin length (l): 3.2 mm, tinned, black, Box
10517 | 1838530000 | SL-SMT 5.08HC/11/180LF 3.2SN BK BX | PCB plug-in connector, male header, Solder flange, THT/THR solder connection, 5.08 mm, Number of poles: 11, 180°, Solder pin length (l): 3.2 mm, tinned, black, Box
10518 | 1838540000 | SL-SMT 5.08HC/12/180LF 3.2SN BK BX | PCB plug-in connector, male header, Solder flange, THT/THR solder connection, 5.08 mm, Number of poles: 12, 180°, Solder pin length (l): 3.2 mm, tinned, black, Box
10519 | 1838590000 | SL-SMT 5.08HC/17/180LF 3.2SN BK BX | PCB plug-in connector, male header, Solder flange, THT/THR solder connection, 5.08 mm, Number of poles: 17, 180°, Solder pin length (l): 3.2 mm, tinned, black, Box
10520 | 1838630000 | SL-SMT 5.08HC/21/180LF 3.2SN BK BX | PCB plug-in connector, male header, Solder flange, THT/THR solder connection, 5.08 mm, Number of poles: 21, 180°, Solder pin length (l): 3.2 mm, tinned, black, Box
10521 | 1838660000 | SL-SMT 5.08HC/24/180LF 3.2SN BK BX | PCB plug-in connector, male header, Solder flange, THT/THR solder connection, 5.08 mm, Number of poles: 24, 180°, Solder pin length (l): 3.2 mm, tinned, black, Box
10522 | 1839900000 | SL-SMT 5.00HC/03/90 3.2SN BK BX | PCB plug-in connector, male header, open side, THT/THR solder connection, 5.00 mm, Number of poles: 3, 90°, Solder pin length (l): 3.2 mm, tinned, black, Box
10523 | 1840100000 | SL-SMT 5.00HC/23/90 3.2SN BK BX | PCB plug-in connector, male header, open side, THT/THR solder connection, 5.00 mm, Number of poles: 23, 90°, Solder pin length (l): 3.2 mm, tinned, black, Box
10524 | 1840170000 | SL-SMT 5.00HC/07/90G 3.2SN BK BX | PCB plug-in connector, male header, closed side, THT/THR solder connection, 5.00 mm, Number of poles: 7, 90°, Solder pin length (l): 3.2 mm, tinned, black, Box
10525 | 1840190000 | SL-SMT 5.00HC/09/90G 3.2SN BK BX | PCB plug-in connector, male header, closed side, THT/THR solder connection, 5.00 mm, Number of poles: 9, 90°, Solder pin length (l): 3.2 mm, tinned, black, Box
10526 | 1840300000 | SL-SMT 5.00HC/20/90G 3.2SN BK BX | PCB plug-in connector, male header, closed side, THT/THR solder connection, 5.00 mm, Number of poles: 20, 90°, Solder pin length (l): 3.2 mm, tinned, black, Box
10527 | 1840340000 | SL-SMT 5.00HC/24/90G 3.2SN BK BX | PCB plug-in connector, male header, closed side, THT/THR solder connection, 5.00 mm, Number of poles: 24, 90°, Solder pin length (l): 3.2 mm, tinned, black, Box
10528 | 1840360000 | SL-SMT 5.00HC/03/90LF 3.2SN BK BX | PCB plug-in connector, male header, Solder flange, THT/THR solder connection, 5.00 mm, Number of poles: 3, 90°, Solder pin length (l): 3.2 mm, tinned, black, Box
10529 | 1840450000 | SL-SMT 5.00HC/12/90LF 3.2SN BK BX | PCB plug-in connector, male header, Solder flange, THT/THR solder connection, 5.00 mm, Number of poles: 12, 90°, Solder pin length (l): 3.2 mm, tinned, black, Box
10530 | 1840520000 | SL-SMT 5.00HC/19/90LF 3.2SN BK BX | PCB plug-in connector, male header, Solder flange, THT/THR solder connection, 5.00 mm, Number of poles: 19, 90°, Solder pin length (l): 3.2 mm, tinned, black, Box
10531 | 1840550000 | SL-SMT 5.00HC/22/90LF 3.2SN BK BX | PCB plug-in connector, male header, Solder flange, THT/THR solder connection, 5.00 mm, Number of poles: 22, 90°, Solder pin length (l): 3.2 mm, tinned, black, Box
10532 | 1841150000 | SL-SMT 5.00HC/24/180 3.2SN BK BX | PCB plug-in connector, male header, open side, THT/THR solder connection, 5.00 mm, Number of poles: 24, 180°, Solder pin length (l): 3.2 mm, tinned, black, Box
10533 | 1841160000 | SL-SMT 5.00HC/02/180G 3.2SN BK BX | PCB plug-in connector, male header, closed side, THT/THR solder connection, 5.00 mm, Number of poles: 2, 180°, Solder pin length (l): 3.2 mm, tinned, black, Box
10534 | 1841210000 | SL-SMT 5.00HC/07/180G 3.2SN BK BX | PCB plug-in connector, male header, closed side, THT/THR solder connection, 5.00 mm, Number of poles: 7, 180°, Solder pin length (l): 3.2 mm, tinned, black, Box
10535 | 1841410000 | SL-SMT 5.00HC/04/180LF 3.2SN BK BX | PCB plug-in connector, male header, Solder flange, THT/THR solder connection, 5.00 mm, Number of poles: 4, 180°, Solder pin length (l): 3.2 mm, tinned, black, Box
10536 | 1841420000 | SL-SMT 5.00HC/05/180LF 3.2SN BK BX | PCB plug-in connector, male header, Solder flange, THT/THR solder connection, 5.00 mm, Number of poles: 5, 180°, Solder pin length (l): 3.2 mm, tinned, black, Box
10537 | 1841610000 | SL-SMT 5.00HC/24/180LF 3.2SN BK BX | PCB plug-in connector, male header, Solder flange, THT/THR solder connection, 5.00 mm, Number of poles: 24, 180°, Solder pin length (l): 3.2 mm, tinned, black, Box
10538 | 1841640000 | SL-SMT 3.50/03/90G 3.2SN BK BX | PCB plug-in connector, male header, closed side, THT/THR solder connection, 3.50 mm, Number of poles: 3, 90°, Solder pin length (l): 3.2 mm, tinned, black, Box
10539 | 1841650000 | SL-SMT 3.50/04/90G 3.2SN BK BX | PCB plug-in connector, male header, closed side, THT/THR solder connection, 3.50 mm, Number of poles: 4, 90°, Solder pin length (l): 3.2 mm, tinned, black, Box
10540 | 1841880000 | SL-SMT 3.50/04/90LF 3.2SN BK BX | PCB plug-in connector, male header, Solder flange, THT/THR solder connection, 3.50 mm, Number of poles: 4, 90°, Solder pin length (l): 3.2 mm, tinned, black, Box
10541 | 1841910000 | SL-SMT 3.50/07/90LF 3.2SN BK BX | PCB plug-in connector, male header, Solder flange, THT/THR solder connection, 3.50 mm, Number of poles: 7, 90°, Solder pin length (l): 3.2 mm, tinned, black, Box
10542 | 1842040000 | SL-SMT 3.50/21/90LF 3.2SN BK BX | PCB plug-in connector, male header, Solder flange, THT/THR solder connection, 3.50 mm, Number of poles: 21, 90°, Solder pin length (l): 3.2 mm, tinned, black, Box
10543 | 1842110000 | SL-SMT 3.50/05/90F 3.2SN BK BX | PCB plug-in connector, male header, Flange, THT/THR solder connection, 3.50 mm, Number of poles: 5, 90°, Solder pin length (l): 3.2 mm, tinned, black, Box
10544 | 1842130000 | SL-SMT 3.50/07/90F 3.2SN BK BX | PCB plug-in connector, male header, Flange, THT/THR solder connection, 3.50 mm, Number of poles: 7, 90°, Solder pin length (l): 3.2 mm, tinned, black, Box
10545 | 1842140000 | SL-SMT 3.50/08/90F 3.2SN BK BX | PCB plug-in connector, male header, Flange, THT/THR solder connection, 3.50 mm, Number of poles: 8, 90°, Solder pin length (l): 3.2 mm, tinned, black, Box
10546 | 1842160000 | SL-SMT 3.50/10/90F 3.2SN BK BX | PCB plug-in connector, male header, Flange, THT/THR solder connection, 3.50 mm, Number of poles: 10, 90°, Solder pin length (l): 3.2 mm, tinned, black, Box
10547 | 1842200000 | SL-SMT 3.50/14/90F 3.2SN BK BX | PCB plug-in connector, male header, Flange, THT/THR solder connection, 3.50 mm, Number of poles: 14, 90°, Solder pin length (l): 3.2 mm, tinned, black, Box
10548 | 1842300000 | SL-SMT 3.50/24/90F 3.2SN BK BX | PCB plug-in connector, male header, Flange, THT/THR solder connection, 3.50 mm, Number of poles: 24, 90°, Solder pin length (l): 3.2 mm, tinned, black, Box
10549 | 1842470000 | SL-SMT 3.50/18/180G 3.2SN BK BX | PCB plug-in connector, male header, closed side, THT/THR solder connection, 3.50 mm, Number of poles: 18, 180°, Solder pin length (l): 3.2 mm, tinned, black, Box
10550 | 1842490000 | SL-SMT 3.50/20/180G 3.2SN BK BX | PCB plug-in connector, male header, closed side, THT/THR solder connection, 3.50 mm, Number of poles: 20, 180°, Solder pin length (l): 3.2 mm, tinned, black, Box
10551 | 1842500000 | SL-SMT 3.50/21/180G 3.2SN BK BX | PCB plug-in connector, male header, closed side, THT/THR solder connection, 3.50 mm, Number of poles: 21, 180°, Solder pin length (l): 3.2 mm, tinned, black, Box
10552 | 1842700000 | SL-SMT 3.50/18/180LF 3.2SN BK BX | PCB plug-in connector, male header, Solder flange, THT/THR solder connection, 3.50 mm, Number of poles: 18, 180°, Solder pin length (l): 3.2 mm, tinned, black, Box
10553 | 1842880000 | SL-SMT 3.50/13/180F 3.2SN BK BX | PCB plug-in connector, male header, Flange, THT/THR solder connection, 3.50 mm, Number of poles: 13, 180°, Solder pin length (l): 3.2 mm, tinned, black, Box
10554 | 1842920000 | SL-SMT 3.50/17/180F 3.2SN BK BX | PCB plug-in connector, male header, Flange, THT/THR solder connection, 3.50 mm, Number of poles: 17, 180°, Solder pin length (l): 3.2 mm, tinned, black, Box
10555 | 1842950000 | SL-SMT 3.50/20/180F 3.2SN BK BX | PCB plug-in connector, male header, Flange, THT/THR solder connection, 3.50 mm, Number of poles: 20, 180°, Solder pin length (l): 3.2 mm, tinned, black, Box
10556 | 1842980000 | SL-SMT 3.50/23/180F 3.2SN BK BX | PCB plug-in connector, male header, Flange, THT/THR solder connection, 3.50 mm, Number of poles: 23, 180°, Solder pin length (l): 3.2 mm, tinned, black, Box
10557 | 1842990000 | SL-SMT 3.50/24/180F 3.2SN BK BX | PCB plug-in connector, male header, Flange, THT/THR solder connection, 3.50 mm, Number of poles: 24, 180°, Solder pin length (l): 3.2 mm, tinned, black, Box
10558 | 1847420000 | SL 5.00/02/180 3.2SN BK BX | PCB plug-in connector, male header, open side, THT solder connection, 5.00 mm, Number of poles: 2, 180°, Solder pin length (l): 3.2 mm, tinned, black, Box
10559 | 1975310000 | LL1N 5.00/08/90 3.2SN OR BX | Printed circuit board terminals, 5.00 mm, Number of poles: 8, 90°, Solder pin length (l): 3.2 mm, tinned, orange, Clamping yoke connection, Clamping range, max. : 6 mm², Box
10560 | 1975420000 | LL1N 5.08/08/90 3.2SN OR BX | Printed circuit board terminals, 5.08 mm, Number of poles: 8, 90°, Solder pin length (l): 3.2 mm, tinned, orange, Clamping yoke connection, Clamping range, max. : 6 mm², Box
10561 | 1975430000 | LL1N 5.08/09/90 3.2SN OR BX | Printed circuit board terminals, 5.08 mm, Number of poles: 9, 90°, Solder pin length (l): 3.2 mm, tinned, orange, Clamping yoke connection, Clamping range, max. : 6 mm², Box
10562 | 1001270000 | B2L 3.50/04/180F SN BK BX | PCB plug-in connector, female plug, 3.50 mm, Number of poles: 4, 180°, Tension-clamp connection, Clamping range, max. : 1 mm², Box
10563 | 1001310000 | S2L-SMT 3.50/04/180LF 3.5SN BK BX | PCB plug-in connector, male header, Solder flange, THT/THR solder connection, 3.50 mm, Number of poles: 4, 180°, Solder pin length (l): 3.5 mm, tinned, black, Box
10564 | 1017190000 | S2L-SMT 3.50/22/180LF 1.5SN BK BX | PCB plug-in connector, male header, Solder flange, THT/THR solder connection, 3.50 mm, Number of poles: 22, 180°, Solder pin length (l): 1.5 mm, tinned, black, Box
10565 | 1017210000 | S2L-SMT 3.50/24/180LF 1.5SN BK BX | PCB plug-in connector, male header, Solder flange, THT/THR solder connection, 3.50 mm, Number of poles: 24, 180°, Solder pin length (l): 1.5 mm, tinned, black, Box
10566 | 1638630000 | BL 3.50/10/90 SN OR BX | PCB plug-in connector, female plug, 3.50 mm, Number of poles: 10, 90°, Clamping yoke connection, Clamping range, max. : 1.5 mm², Box
10567 | 1638750000 | BL 3.50/22/90 SN OR BX | PCB plug-in connector, female plug, 3.50 mm, Number of poles: 22, 90°, Clamping yoke connection, Clamping range, max. : 1.5 mm², Box
10568 | 1638770000 | BL 3.50/24/90 SN OR BX | PCB plug-in connector, female plug, 3.50 mm, Number of poles: 24, 90°, Clamping yoke connection, Clamping range, max. : 1.5 mm², Box
10569 | 1638780000 | BL 3.50/02/90 SN BK BX | PCB plug-in connector, female plug, 3.50 mm, Number of poles: 2, 90°, Clamping yoke connection, Clamping range, max. : 1.5 mm², Box
10570 | 1638800000 | BL 3.50/04/90 SN BK BX | PCB plug-in connector, female plug, 3.50 mm, Number of poles: 4, 90°, Clamping yoke connection, Clamping range, max. : 1.5 mm², Box
10571 | 1639010000 | BL 3.50/02/90F SN OR BX | PCB plug-in connector, female plug, 3.50 mm, Number of poles: 2, 90°, Clamping yoke connection, Clamping range, max. : 1.5 mm², Box
10572 | 1639180000 | BL 3.50/19/90F SN OR BX | PCB plug-in connector, female plug, 3.50 mm, Number of poles: 19, 90°, Clamping yoke connection, Clamping range, max. : 1.5 mm², Box
10573 | 1639210000 | BL 3.50/22/90F SN OR BX | PCB plug-in connector, female plug, 3.50 mm, Number of poles: 22, 90°, Clamping yoke connection, Clamping range, max. : 1.5 mm², Box
10574 | 1639840000 | BL 3.50/16/270 SN BK BX | PCB plug-in connector, female plug, 3.50 mm, Number of poles: 16, 270°, Clamping yoke connection, Clamping range, max. : 1.5 mm², Box
10575 | 1639950000 | BL 3.50/04/270F SN OR BX | PCB plug-in connector, female plug, 3.50 mm, Number of poles: 4, 270°, Clamping yoke connection, Clamping range, max. : 1.5 mm², Box
10576 | 1639960000 | BL 3.50/05/270F SN OR BX | PCB plug-in connector, female plug, 3.50 mm, Number of poles: 5, 270°, Clamping yoke connection, Clamping range, max. : 1.5 mm², Box
10577 | 1640020000 | BL 3.50/11/270F SN OR BX | PCB plug-in connector, female plug, 3.50 mm, Number of poles: 11, 270°, Clamping yoke connection, Clamping range, max. : 1.5 mm², Box
10578 | 1640030000 | BL 3.50/12/270F SN OR BX | PCB plug-in connector, female plug, 3.50 mm, Number of poles: 12, 270°, Clamping yoke connection, Clamping range, max. : 1.5 mm², Box
10579 | 1640130000 | BL 3.50/22/270F SN OR BX | PCB plug-in connector, female plug, 3.50 mm, Number of poles: 22, 270°, Clamping yoke connection, Clamping range, max. : 1.5 mm², Box
10580 | 1640140000 | BL 3.50/23/270F SN OR BX | PCB plug-in connector, female plug, 3.50 mm, Number of poles: 23, 270°, Clamping yoke connection, Clamping range, max. : 1.5 mm², Box
10581 | 1640280000 | BL 3.50/14/270F SN BK BX | PCB plug-in connector, female plug, 3.50 mm, Number of poles: 14, 270°, Clamping yoke connection, Clamping range, max. : 1.5 mm², Box
10582 | 1725330000 | SLD 5.08V/36/90 3.2 SN OR BX | PCB plug-in connector, male header, open side, THT solder connection, 5.08 mm, Number of poles: 36, 90°, Solder pin length (l): 3.2 mm, tinned, orange, Box
10583 | 1725340000 | SLD 5.08V/38/90 3.2 SN OR BX | PCB plug-in connector, male header, open side, THT solder connection, 5.08 mm, Number of poles: 38, 90°, Solder pin length (l): 3.2 mm, tinned, orange, Box
10584 | 1725690000 | SLD 5.08V/12/180 3.2SN OR BX | PCB plug-in connector, male header, open side, THT solder connection, 5.08 mm, Number of poles: 12, 180°, Solder pin length (l): 3.2 mm, tinned, orange, Box
10585 | 1725710000 | SLD 5.08V/16/180 3.2SN OR BX | PCB plug-in connector, male header, open side, THT solder connection, 5.08 mm, Number of poles: 16, 180°, Solder pin length (l): 3.2 mm, tinned, orange, Box
10586 | 1725720000 | SLD 5.08V/18/180 3.2SN OR BX | PCB plug-in connector, male header, open side, THT solder connection, 5.08 mm, Number of poles: 18, 180°, Solder pin length (l): 3.2 mm, tinned, orange, Box
10587 | 1725770000 | SLD 5.08V/28/180 3.2SN OR BX | PCB plug-in connector, male header, open side, THT solder connection, 5.08 mm, Number of poles: 28, 180°, Solder pin length (l): 3.2 mm, tinned, orange, Box
10588 | 1725840000 | SLD 5.08V/42/180 3.2SN OR BX | PCB plug-in connector, male header, open side, THT solder connection, 5.08 mm, Number of poles: 42, 180°, Solder pin length (l): 3.2 mm, tinned, orange, Box
10589 | 1727590000 | B2L 3.50/12/180 SN OR BX | PCB plug-in connector, female plug, 3.50 mm, Number of poles: 12, 180°, Tension-clamp connection, Clamping range, max. : 1 mm², Box
10590 | 1727620000 | B2L 3.50/18/180 SN OR BX | PCB plug-in connector, female plug, 3.50 mm, Number of poles: 18, 180°, Tension-clamp connection, Clamping range, max. : 1 mm², Box
10591 | 1727870000 | S2L 3.50/14/90G 3.5SN OR BX | PCB plug-in connector, male header, closed side, THT solder connection, 3.50 mm, Number of poles: 14, 90°, Solder pin length (l): 3.5 mm, tinned, orange, Box
10592 | 1727910000 | S2L 3.50/22/90G 3.5SN OR BX | PCB plug-in connector, male header, closed side, THT solder connection, 3.50 mm, Number of poles: 22, 90°, Solder pin length (l): 3.5 mm, tinned, orange, Box
10593 | 1728010000 | S2L 3.50/10/90G 3.5SN BK BX | PCB plug-in connector, male header, closed side, THT solder connection, 3.50 mm, Number of poles: 10, 90°, Solder pin length (l): 3.5 mm, tinned, black, Box
10594 | 1728020000 | S2L 3.50/12/90G 3.5SN BK BX | PCB plug-in connector, male header, closed side, THT solder connection, 3.50 mm, Number of poles: 12, 90°, Solder pin length (l): 3.5 mm, tinned, black, Box
10595 | 1728110000 | S2L 3.50/30/90G 3.5SN BK BX | PCB plug-in connector, male header, closed side, THT solder connection, 3.50 mm, Number of poles: 30, 90°, Solder pin length (l): 3.5 mm, tinned, black, Box
10596 | 1728150000 | S2L 3.50/06/90 3.5SN OR BX | PCB plug-in connector, male header, open side, THT solder connection, 3.50 mm, Number of poles: 6, 90°, Solder pin length (l): 3.5 mm, tinned, orange, Box
10597 | 1728160000 | S2L 3.50/08/90 3.5SN OR BX | PCB plug-in connector, male header, open side, THT solder connection, 3.50 mm, Number of poles: 8, 90°, Solder pin length (l): 3.5 mm, tinned, orange, Box
10598 | 1728170000 | S2L 3.50/10/90 3.5SN OR BX | PCB plug-in connector, male header, open side, THT solder connection, 3.50 mm, Number of poles: 10, 90°, Solder pin length (l): 3.5 mm, tinned, orange, Box
10599 | 1728190000 | S2L 3.50/14/90 3.5SN OR BX | PCB plug-in connector, male header, open side, THT solder connection, 3.50 mm, Number of poles: 14, 90°, Solder pin length (l): 3.5 mm, tinned, orange, Box
10600 | 1728300000 | S2L 3.50/36/90 3.5SN OR BX | PCB plug-in connector, male header, open side, THT solder connection, 3.50 mm, Number of poles: 36, 90°, Solder pin length (l): 3.5 mm, tinned, orange, Box
10601 | 1728540000 | S2L 3.50/20/90F 3.5SN OR BX | PCB plug-in connector, male header, Flange, THT solder connection, 3.50 mm, Number of poles: 20, 90°, Solder pin length (l): 3.5 mm, tinned, orange, Box
10602 | 1728550000 | S2L 3.50/22/90F 3.5SN OR BX | PCB plug-in connector, male header, Flange, THT solder connection, 3.50 mm, Number of poles: 22, 90°, Solder pin length (l): 3.5 mm, tinned, orange, Box
10603 | 1728580000 | S2L 3.50/28/90F 3.5SN OR BX | PCB plug-in connector, male header, Flange, THT solder connection, 3.50 mm, Number of poles: 28, 90°, Solder pin length (l): 3.5 mm, tinned, orange, Box
10604 | 1728680000 | S2L 3.50/16/90F 3.5SN BK BX | PCB plug-in connector, male header, Flange, THT solder connection, 3.50 mm, Number of poles: 16, 90°, Solder pin length (l): 3.5 mm, tinned, black, Box
10605 | 1728870000 | S2L 3.50/22/180G 3.5SN OR BX | PCB plug-in connector, male header, closed side, THT solder connection, 3.50 mm, Number of poles: 22, 180°, Solder pin length (l): 3.5 mm, tinned, orange, Box
10606 | 1728900000 | S2L 3.50/28/180G 3.5SN OR BX | PCB plug-in connector, male header, closed side, THT solder connection, 3.50 mm, Number of poles: 28, 180°, Solder pin length (l): 3.5 mm, tinned, orange, Box
10607 | 1728930000 | S2L 3.50/34/180G 3.5SN OR BX | PCB plug-in connector, male header, closed side, THT solder connection, 3.50 mm, Number of poles: 34, 180°, Solder pin length (l): 3.5 mm, tinned, orange, Box
10608 | 1728980000 | S2L 3.50/12/180G 3.5SN BK BX | PCB plug-in connector, male header, closed side, THT solder connection, 3.50 mm, Number of poles: 12, 180°, Solder pin length (l): 3.5 mm, tinned, black, Box
10609 | 1728990000 | S2L 3.50/14/180G 3.5SN BK BX | PCB plug-in connector, male header, closed side, THT solder connection, 3.50 mm, Number of poles: 14, 180°, Solder pin length (l): 3.5 mm, tinned, black, Box
10610 | 1729010000 | S2L 3.50/18/180G 3.5SN BK BX | PCB plug-in connector, male header, closed side, THT solder connection, 3.50 mm, Number of poles: 18, 180°, Solder pin length (l): 3.5 mm, tinned, black, Box
10611 | 1729110000 | S2L 3.50/06/180 3.5SN OR BX | PCB plug-in connector, male header, open side, THT solder connection, 3.50 mm, Number of poles: 6, 180°, Solder pin length (l): 3.5 mm, tinned, orange, Box
10612 | 1729150000 | S2L 3.50/14/180 3.5SN OR BX | PCB plug-in connector, male header, open side, THT solder connection, 3.50 mm, Number of poles: 14, 180°, Solder pin length (l): 3.5 mm, tinned, orange, Box
10613 | 1729440000 | S2L 3.50/08/180F 3.5SN OR BX | PCB plug-in connector, male header, Flange, THT solder connection, 3.50 mm, Number of poles: 8, 180°, Solder pin length (l): 3.5 mm, tinned, orange, Box
10614 | 1729560000 | S2L 3.50/32/180F 3.5SN OR BX | PCB plug-in connector, male header, Flange, THT solder connection, 3.50 mm, Number of poles: 32, 180°, Solder pin length (l): 3.5 mm, tinned, orange, Box
10615 | 1729600000 | S2L 3.50/08/180F 3.5SN BK BX | PCB plug-in connector, male header, Flange, THT solder connection, 3.50 mm, Number of poles: 8, 180°, Solder pin length (l): 3.5 mm, tinned, black, Box
10616 | 1729620000 | S2L 3.50/12/180F 3.5SN BK BX | PCB plug-in connector, male header, Flange, THT solder connection, 3.50 mm, Number of poles: 12, 180°, Solder pin length (l): 3.5 mm, tinned, black, Box
10617 | 1747850000 | B2L 3.50/22/180 SN OR BX | PCB plug-in connector, female plug, 3.50 mm, Number of poles: 22, 180°, Tension-clamp connection, Clamping range, max. : 1 mm², Box
10618 | 1747860000 | B2L 3.50/24/180 SN OR BX | PCB plug-in connector, female plug, 3.50 mm, Number of poles: 24, 180°, Tension-clamp connection, Clamping range, max. : 1 mm², Box
10619 | 1747930000 | B2L 3.50/22/180 SN BK BX | PCB plug-in connector, female plug, 3.50 mm, Number of poles: 22, 180°, Tension-clamp connection, Clamping range, max. : 1 mm², Box
10620 | 1747940000 | B2L 3.50/24/180 SN BK BX | PCB plug-in connector, female plug, 3.50 mm, Number of poles: 24, 180°, Tension-clamp connection, Clamping range, max. : 1 mm², Box
10621 | 1748010000 | B2L 3.50/06/180F SN OR BX | PCB plug-in connector, female plug, 3.50 mm, Number of poles: 6, 180°, Tension-clamp connection, Clamping range, max. : 1 mm², Box
10622 | 1748060000 | B2L 3.50/16/180F SN OR BX | PCB plug-in connector, female plug, 3.50 mm, Number of poles: 16, 180°, Tension-clamp connection, Clamping range, max. : 1 mm², Box
10623 | 1748190000 | B2L 3.50/10/180F SN BK BX | PCB plug-in connector, female plug, 3.50 mm, Number of poles: 10, 180°, Tension-clamp connection, Clamping range, max. : 1 mm², Box
10624 | 1748200000 | B2L 3.50/12/180F SN BK BX | PCB plug-in connector, female plug, 3.50 mm, Number of poles: 12, 180°, Tension-clamp connection, Clamping range, max. : 1 mm², Box
10625 | 1748280000 | B2L 3.50/28/180F SN BK BX | PCB plug-in connector, female plug, 3.50 mm, Number of poles: 28, 180°, Tension-clamp connection, Clamping range, max. : 1 mm², Box
10626 | 1748290000 | B2L 3.50/30/180F SN BK BX | PCB plug-in connector, female plug, 3.50 mm, Number of poles: 30, 180°, Tension-clamp connection, Clamping range, max. : 1 mm², Box
10627 | 1748450000 | B2L 3.50/30/180LH SN OR BX | PCB plug-in connector, female plug, 3.50 mm, Number of poles: 30, 180°, Tension-clamp connection, Clamping range, max. : 1 mm², Box
10628 | 1748530000 | B2L 3.50/14/180LH SN BK BX | PCB plug-in connector, female plug, 3.50 mm, Number of poles: 14, 180°, Tension-clamp connection, Clamping range, max. : 1 mm², Box
10629 | 1748550000 | B2L 3.50/18/180LH SN BK BX | PCB plug-in connector, female plug, 3.50 mm, Number of poles: 18, 180°, Tension-clamp connection, Clamping range, max. : 1 mm², Box
10630 | 1748560000 | B2L 3.50/20/180LH SN BK BX | PCB plug-in connector, female plug, 3.50 mm, Number of poles: 20, 180°, Tension-clamp connection, Clamping range, max. : 1 mm², Box
10631 | 1748570000 | B2L 3.50/22/180LH SN BK BX | PCB plug-in connector, female plug, 3.50 mm, Number of poles: 22, 180°, Tension-clamp connection, Clamping range, max. : 1 mm², Box
10632 | 1748620000 | B2L 3.50/32/180LH SN BK BX | PCB plug-in connector, female plug, 3.50 mm, Number of poles: 32, 180°, Tension-clamp connection, Clamping range, max. : 1 mm², Box
10633 | 1794210000 | S2L-SMT 3.50/06/90G 3.2SN BK BX | PCB plug-in connector, male header, closed side, THT/THR solder connection, 3.50 mm, Number of poles: 6, 90°, Solder pin length (l): 3.2 mm, tinned, black, Box
10634 | 1794290000 | S2L-SMT 3.50/22/90G 3.2SN BK BX | PCB plug-in connector, male header, closed side, THT/THR solder connection, 3.50 mm, Number of poles: 22, 90°, Solder pin length (l): 3.2 mm, tinned, black, Box
10635 | 1794310000 | S2L-SMT 3.50/26/90G 3.2SN BK BX | PCB plug-in connector, male header, closed side, THT/THR solder connection, 3.50 mm, Number of poles: 26, 90°, Solder pin length (l): 3.2 mm, tinned, black, Box
10636 | 1794360000 | S2L-SMT 3.50/36/90G 3.2SN BK BX | PCB plug-in connector, male header, closed side, THT/THR solder connection, 3.50 mm, Number of poles: 36, 90°, Solder pin length (l): 3.2 mm, tinned, black, Box
10637 | 1794430000 | S2L-SMT 3.50/18/90 3.2SN BK BX | PCB plug-in connector, male header, open side, THT/THR solder connection, 3.50 mm, Number of poles: 18, 90°, Solder pin length (l): 3.2 mm, tinned, black, Box
10638 | 1794540000 | S2L-SMT 3.50/08/180G 3.5SN BK BX | PCB plug-in connector, male header, closed side, THT/THR solder connection, 3.50 mm, Number of poles: 8, 180°, Solder pin length (l): 3.5 mm, tinned, black, Box
10639 | 1794560000 | S2L-SMT 3.50/12/180G 3.5SN BK BX | PCB plug-in connector, male header, closed side, THT/THR solder connection, 3.50 mm, Number of poles: 12, 180°, Solder pin length (l): 3.5 mm, tinned, black, Box
10640 | 1794610000 | S2L-SMT 3.50/22/180G 3.5SN BK BX | PCB plug-in connector, male header, closed side, THT/THR solder connection, 3.50 mm, Number of poles: 22, 180°, Solder pin length (l): 3.5 mm, tinned, black, Box
10641 | 1794630000 | S2L-SMT 3.50/26/180G 3.5SN BK BX | PCB plug-in connector, male header, closed side, THT/THR solder connection, 3.50 mm, Number of poles: 26, 180°, Solder pin length (l): 3.5 mm, tinned, black, Box
10642 | 1794640000 | S2L-SMT 3.50/28/180G 3.5SN BK BX | PCB plug-in connector, male header, closed side, THT/THR solder connection, 3.50 mm, Number of poles: 28, 180°, Solder pin length (l): 3.5 mm, tinned, black, Box
10643 | 1794880000 | S2L-SMT 3.50/10/90LF 3.2SN BK BX | PCB plug-in connector, male header, Solder flange, THT/THR solder connection, 3.50 mm, Number of poles: 10, 90°, Solder pin length (l): 3.2 mm, tinned, black, Box
10644 | 1794940000 | S2L-SMT 3.50/22/90LF 3.2SN BK BX | PCB plug-in connector, male header, Solder flange, THT/THR solder connection, 3.50 mm, Number of poles: 22, 90°, Solder pin length (l): 3.2 mm, tinned, black, Box
10645 | 1794960000 | S2L-SMT 3.50/26/90LF 3.2SN BK BX | PCB plug-in connector, male header, Solder flange, THT/THR solder connection, 3.50 mm, Number of poles: 26, 90°, Solder pin length (l): 3.2 mm, tinned, black, Box
10646 | 1794980000 | S2L-SMT 3.50/30/90LF 3.2SN BK BX | PCB plug-in connector, male header, Solder flange, THT/THR solder connection, 3.50 mm, Number of poles: 30, 90°, Solder pin length (l): 3.2 mm, tinned, black, Box
10647 | 1795230000 | S2L-SMT 3.50/12/180LF 3.5SN BK BX | PCB plug-in connector, male header, Solder flange, THT/THR solder connection, 3.50 mm, Number of poles: 12, 180°, Solder pin length (l): 3.5 mm, tinned, black, Box
10648 | 1795260000 | S2L-SMT 3.50/18/180LF 3.5SN BK BX | PCB plug-in connector, male header, Solder flange, THT/THR solder connection, 3.50 mm, Number of poles: 18, 180°, Solder pin length (l): 3.5 mm, tinned, black, Box
10649 | 1795320000 | S2L-SMT 3.50/30/180LF 3.5SN BK BX | PCB plug-in connector, male header, Solder flange, THT/THR solder connection, 3.50 mm, Number of poles: 30, 180°, Solder pin length (l): 3.5 mm, tinned, black, Box
10650 | 1846050000 | SLS 5.08/04/180TB RF15 SN OR BX | PCB plug-in connector, male plug, 5.08 mm, Number of poles: 4, 180°, Clamping yoke connection, Clamping range, max. : 3.31 mm², Box
10651 | 1846080000 | SLS 5.08/10/180TB RF15 SN OR BX | PCB plug-in connector, male plug, 5.08 mm, Number of poles: 10, 180°, Clamping yoke connection, Clamping range, max. : 3.31 mm², Box
10652 | 1846210000 | SLS 5.08/02/180FI SN OR BX | PCB plug-in connector, male plug, 5.08 mm, Number of poles: 2, 180°, Clamping yoke connection, Clamping range, max. : 3.31 mm², Box
10653 | 1846260000 | SLS 5.08/07/180FI SN OR BX | PCB plug-in connector, male plug, 5.08 mm, Number of poles: 7, 180°, Clamping yoke connection, Clamping range, max. : 3.31 mm², Box
10654 | 1846320000 | SLS 5.08/13/180FI SN OR BX | PCB plug-in connector, male plug, 5.08 mm, Number of poles: 13, 180°, Clamping yoke connection, Clamping range, max. : 3.31 mm², Box
10655 | 1846360000 | SLS 5.08/02/180F SN OR BX | PCB plug-in connector, male plug, 5.08 mm, Number of poles: 2, 180°, Clamping yoke connection, Clamping range, max. : 3.31 mm², Box
10656 | 1846380000 | SLS 5.08/04/180F SN OR BX | PCB plug-in connector, male plug, 5.08 mm, Number of poles: 4, 180°, Clamping yoke connection, Clamping range, max. : 3.31 mm², Box
10657 | 1846390000 | SLS 5.08/05/180F SN OR BX | PCB plug-in connector, male plug, 5.08 mm, Number of poles: 5, 180°, Clamping yoke connection, Clamping range, max. : 3.31 mm², Box
10658 | 1846420000 | SLS 5.08/08/180F SN OR BX | PCB plug-in connector, male plug, 5.08 mm, Number of poles: 8, 180°, Clamping yoke connection, Clamping range, max. : 3.31 mm², Box
10659 | 1920840000 | B2L 3.50/04/180 SN BK BX | PCB plug-in connector, female plug, 3.50 mm, Number of poles: 4, 180°, Tension-clamp connection, Clamping range, max. : 1 mm², Box
10660 | 1924530000 | S2L-SMT 3.50/04/180G 3.5SN BK BX | PCB plug-in connector, male header, closed side, THT/THR solder connection, 3.50 mm, Number of poles: 4, 180°, Solder pin length (l): 3.5 mm, tinned, black, Box
10661 | 7940006157 | RCLKIT 24VDC 2CO LED GN | RIDERSERIES RCL, Relay module, Number of contacts: 2, CO contact AgNi, Rated control voltage: 24 V DC, Continuous current: 8 A, Screw connection, Test button available: No
10662 | 7940006160 | RCLKIT 230VAC 1CO LED RT | RIDERSERIES RCL, Relay module, Number of contacts: 1, CO contact AgNi, Rated control voltage: 230 V AC, Continuous current: 16 A, Screw connection, Test button available: No
10663 | 8074760000 | RCM570512 | RIDERSERIES RCM, Relay, Number of contacts: 4, CO contact AgNi, Rated control voltage: 12 V AC, Continuous current: 6 A, Plug-in connection, Test button available: Yes
10664 | 8689990000 | RCM370S15 | RIDERSERIES RCM, Relay, Number of contacts: 3, CO contact AgNi, Rated control voltage: 115 V AC, Continuous current: 10 A, Plug-in connection, Test button available: Yes
10665 | 8690030000 | RCM370524 | RIDERSERIES RCM, Relay, Number of contacts: 3, CO contact AgNi, Rated control voltage: 24 V AC, Continuous current: 10 A, Plug-in connection, Test button available: Yes
10666 | 8690060000 | RCM370048 | RIDERSERIES RCM, Relay, Number of contacts: 3, CO contact AgNi, Rated control voltage: 48 V DC, Continuous current: 10 A, Plug-in connection, Test button available: Yes
10667 | 8690100000 | RCM570R12 | RIDERSERIES RCM, Relay, Number of contacts: 4, CO contact AgNi, Rated control voltage: 12 V AC, Continuous current: 6 A, Plug-in connection, Test button available: Yes
10668 | 8690110000 | RCM570524 | RIDERSERIES RCM, Relay, Number of contacts: 4, CO contact AgNi, Rated control voltage: 24 V AC, Continuous current: 6 A, Plug-in connection, Test button available: Yes
10669 | 8690150000 | RCM570S15 | RIDERSERIES RCM, Relay, Number of contacts: 4, CO contact AgNi, Rated control voltage: 115 V AC, Continuous current: 6 A, Plug-in connection, Test button available: Yes
10670 | 8690200000 | RCM570024 | RIDERSERIES RCM, Relay, Number of contacts: 4, CO contact AgNi, Rated control voltage: 24 V DC, Continuous current: 6 A, Plug-in connection, Test button available: Yes
10671 | 8690430000 | RRD326012 | RIDERSERIES RRD, Relay, Number of contacts: 3, CO contact with test button AgNi, Rated control voltage: 12 V AC, Continuous current: 10 A, Plug-in connection, Test button available: Yes
10672 | 8690660000 | RRD323110 | RIDERSERIES RRD, Relay, Number of contacts: 3, CO contact with test button AgNi, Rated control voltage: 110 V DC, Continuous current: 10 A, Plug-in connection, Test button available: Yes
10673 | 8690830000 | SRC 2CO | RIDERSERIES FG, Relay socket, Number of contacts: 2, CO contact, Screw connection
10674 | 8690950000 | RIM 2 6/24VDC | RIDERSERIES RCL, LED module with freewheel diode, Rated control voltage: 6?24 V DC, Plug-in connection
10675 | 8691010000 | RIM 3 6/24VUC | RIDERSERIES RCL, LED module, Rated control voltage: 6?24 V UC, Plug-in connection
10676 | 8693190000 | RCL114012 | RIDERSERIES RCL, Relay, Number of contacts: 1, CO contact AgNi, Rated control voltage: 12 V DC, Continuous current: 12 A, Plug-in connection, Test button available: No
10677 | 8693260000 | RCL314024 | TERMSERIES, Relay, Number of contacts: 1, CO contact AgNi, Rated control voltage: 24 V DC, Continuous current: 16 A, Plug-in connection, Test button available: No
10678 | 8693280000 | RCL334024 | RIDERSERIES RCL, Relay, Number of contacts: 1, NO contact AgNi, Rated control voltage: 24 V DC, Continuous current: 16 A, Plug-in connection, Test button available: No
10679 | 8693300000 | RCL214730 | RIDERSERIES RCL, Relay, Number of contacts: 1, CO contact AgNi, Rated control voltage: 230 V AC, Continuous current: 12 A, Plug-in connection, Test button available: No
10680 | 8693390000 | RCL114615 | RIDERSERIES RCL, Relay, Number of contacts: 1, CO contact AgNi, Rated control voltage: 115 V AC, Continuous current: 12 A, Plug-in connection, Test button available: No
10681 | 8693890000 | RCL314615 | RIDERSERIES RCL, Relay, Number of contacts: 1, CO contact AgNi, Rated control voltage: 115 V AC, Continuous current: 16 A, Plug-in connection, Test button available: No
10682 | 8693930000 | SRC 2CO N | RIDERSERIES RCL, Relay socket, Number of contacts: 2, CO contact, Screw connection
10683 | 8713730000 | RIM 2 24/60VDC GN | RIDERSERIES RCL, LED module with freewheel diode, Rated control voltage: 24?60 V DC, Plug-in connection
10684 | 8713780000 | RIM 4 6/24VUC GN | RIDERSERIES RCL, LED module, Protective varistor, Rated control voltage: 6?24 V UC, Plug-in connection
10685 | 8713790000 | RIM 4 24/60VUC GN | RIDERSERIES RCL, LED module, Protective varistor, Rated control voltage: 24?60 V UC, Plug-in connection
10686 | 8713800000 | RIM 4 110/230VUC GN | RIDERSERIES RCL, LED module, Protective varistor, Rated control voltage: 110?230 V UC, Plug-in connection
10687 | 8810150000 | RCMKIT 115VAC 4CO LED RT | RIDERSERIES RCM, Relay module, Number of contacts: 4, CO contact with test button AgNi, Rated control voltage: 115 V AC, Continuous current: 6 A, Screw connection, Test button available: Yes
10688 | 8869350000 | SRD-I 3CO | RIDERSERIES RRD, Relay socket, Number of contacts: 3, CO contact, Continuous current: 10 A, Screw connection
10689 | 8869390000 | SCM-I 4CO N | RIDERSERIES RCM, Relay socket, Number of contacts: 4, CO contact, Continuous current: 6 A, Screw connection
10690 | 8869400000 | SCM-I 2CO | RIDERSERIES RCM, Relay socket, Number of contacts: 2, CO contact, Continuous current: 12 A, Screw connection
10691 | 8869450000 | SCM-I CLIP M | RIDERSERIES RCM, Retaining clip
10692 | 8869490000 | SRC-I 2CO | RIDERSERIES RCI, Relay socket, Number of contacts: 2, CO contact, Continuous current: 8 A, Screw connection
10693 | 8869600000 | RIM-I 2 6/24VDC GN | RIDERSERIES, LED module with freewheel diode, Rated control voltage: 6?24 V DC, Plug-in connection
10694 | 8869610000 | RIM-I 3 24/60VUC | RIDERSERIES, LED module, Rated control voltage: 24?60 V UC, Plug-in connection
10695 | 8869620000 | RIM-I 3 24/60VUC GN | RIDERSERIES, LED module, Rated control voltage: 24?60 V UC, Plug-in connection
10696 | 8869750000 | RIM-I 4 230VUC VAR | RIDERSERIES, Protective varistor, Rated control voltage: 230 V UC, Plug-in connection
10697 | 8869790000 | RIM-I 3 110/230VAC RC | RIDERSERIES, RC filter, Rated control voltage: 110?230 V UC, Plug-in connection
10698 | 8869830000 | RCI314110 | RIDERSERIES RCI, Relay, Number of contacts: 1, CO contact AgNi, Rated control voltage: 110 V DC, Continuous current: 16 A, Plug-in connection, Test button available: No
10699 | 8869840000 | RCI314524 | RIDERSERIES RCI, Relay, Number of contacts: 1, CO contact AgNi, Rated control voltage: 24 V AC, Continuous current: 16 A, Plug-in connection, Test button available: No
10700 | 8869910000 | RCI424110 | RIDERSERIES RCI, Relay, Number of contacts: 2, CO contact AgNi, Rated control voltage: 110 V DC, Continuous current: 8 A, Plug-in connection, Test button available: No
10701 | 8869920000 | RCI424524 | RIDERSERIES RCI, Relay, Number of contacts: 2, CO contact AgNi, Rated control voltage: 24 V AC, Continuous current: 8 A, Plug-in connection, Test button available: No
10702 | 8870020000 | RCI484012 | RIDERSERIES RCI, Relay, Number of contacts: 2, CO contact AgNi, Rated control voltage: 12 V DC, Continuous current: 8 A, Plug-in connection, Test button available: Yes
10703 | 8870090000 | RCI314AB2 | RIDERSERIES RCI, Relay, Number of contacts: 1, CO contact AgNi, Rated control voltage: 12 V DC, Continuous current: 16 A, Plug-in connection, Test button available: No
10704 | 8870140000 | RCI314S15 | RIDERSERIES RCI, Relay, Number of contacts: 1, CO contact AgNi, Rated control voltage: 115 V AC, Continuous current: 16 A, Plug-in connection, Test button available: No
10705 | 8870230000 | RCI424T30 | RIDERSERIES RCI, Relay, Number of contacts: 2, CO contact AgNi, Rated control voltage: 230 V AC, Continuous current: 8 A, Plug-in connection, Test button available: No
10706 | 8870250000 | RCI374AC4 | RIDERSERIES RCI, Relay, Number of contacts: 1, CO contact AgNi, Rated control voltage: 24 V DC, Continuous current: 16 A, Plug-in connection, Test button available: Yes
10707 | 8870300000 | RCI374T30 | RIDERSERIES RCI, Relay, Number of contacts: 1, CO contact AgNi, Rated control voltage: 230 V AC, Continuous current: 16 A, Plug-in connection, Test button available: Yes
10708 | 8870320000 | RCI484AC4 | RIDERSERIES RCI, Relay, Number of contacts: 2, CO contact AgNi, Rated control voltage: 24 V DC, Continuous current: 8 A, Plug-in connection, Test button available: Yes
10709 | 8870330000 | RCI484AE8 | RIDERSERIES RCI, Relay, Number of contacts: 2, CO contact AgNi, Rated control voltage: 48 V DC, Continuous current: 8 A, Plug-in connection, Test button available: Yes
10710 | 8870350000 | RCI484R24 | RIDERSERIES RCI, Relay, Number of contacts: 2, CO contact AgNi, Rated control voltage: 24 V AC, Continuous current: 8 A, Plug-in connection, Test button available: Yes
10711 | 8870370000 | RCI484T30 | RIDERSERIES RCI, Relay, Number of contacts: 2, CO contact AgNi, Rated control voltage: 230 V AC, Continuous current: 8 A, Plug-in connection, Test button available: Yes
10712 | 8871000000 | RCIKIT 24VDC 1CO LD | RIDERSERIES RCI, Relay module, Number of contacts: 1, CO contact AgNi, Rated control voltage: 24 V DC, Continuous current: 16 A, Screw connection, Test button available: No
10713 | 8876220000 | SCM-I 2CO P | RIDERSERIES RCM, Relay socket, Number of contacts: 2, CO contact, Continuous current: 12 A, PUSH IN
10714 | 8881580000 | RCIKIT 24VDC 1CO LD/PB | RIDERSERIES RCI, Relay module, Number of contacts: 1, CO contact AgNi, Rated control voltage: 24 V DC, Continuous current: 16 A, Screw connection, Test button available: Yes
10715 | 8920950000 | RCMKIT-I 24VAC 2CO LD | RIDERSERIES RCM, Relay module, Number of contacts: 2, CO contact AgNi, Rated control voltage: 24 V AC, Continuous current: 12 A, Screw connection, Test button available: Yes
10716 | 8921010000 | RCMKIT-I 115VAC 3CO LD | RIDERSERIES RCM, Relay module, Number of contacts: 3, CO contact AgNi, Rated control voltage: 115 V AC, Continuous current: 10 A, Screw connection, Test button available: Yes
10717 | 8921100000 | RCMKITP-I 115VAC 2CO LD | RIDERSERIES RCM, Relay module, Number of contacts: 2, CO contact AgNi, Rated control voltage: 115 V AC, Continuous current: 12 A, PUSH IN, Test button available: Yes
10718 | 8935530000 | RCM570021 | RIDERSERIES RCM, Relay, Number of contacts: 4, CO contact with test button, Rated control voltage: 21 V DC, 16.8 V DC...24 V DC...30 V DC, Continuous current: 3 A, Plug-in connection, Test button available: Yes
10719 | 8957190000 | RCM570BB0 | RIDERSERIES RCM, Relay, Number of contacts: 4, CO contact AgNi, Rated control voltage: 110 V DC, Continuous current: 6 A, Plug-in connection, Test button available: Yes
10720 | 1728750000 | S2L 3.50/30/90F 3.5SN BK BX | PCB plug-in connector, male header, Flange, THT solder connection, 3.50 mm, Number of poles: 30, 90°, Solder pin length (l): 3.5 mm, tinned, orange, Box
10721 | 1729090000 | S2L 3.50/34/180G 3.5SN BK BX | PCB plug-in connector, male header, closed side, THT solder connection, 3.50 mm, Number of poles: 34, 180°, Solder pin length (l): 3.5 mm, tinned, Box
10722 | 1729070000 | S2L 3.50/30/180G 3.5SN BK BX | PCB plug-in connector, male header, closed side, THT solder connection, 3.50 mm, Number of poles: 30, 180°, Solder pin length (l): 3.5 mm, tinned, Box
10723 | 1001810000 | LL 5.00/14/90 3.2SN OR BX | Printed circuit board terminals, 5.00 mm, Number of poles: 14, 90°, Solder pin length (l): 3.2 mm, tinned, orange, Clamping yoke connection, Clamping range, max. : 6 mm², Box
10724 | 1001830000 | LL 5.00/24/90 3.2SN OR BX | Printed circuit board terminals, 5.00 mm, Number of poles: 24, 90°, Solder pin length (l): 3.2 mm, tinned, orange, Clamping yoke connection, Clamping range, max. : 6 mm², Box
10725 | 1001930000 | LL 5.08/12/90 3.2SN OR BX | Printed circuit board terminals, 5.08 mm, Number of poles: 12, 90°, Solder pin length (l): 3.2 mm, tinned, orange, Clamping yoke connection, Clamping range, max. : 6 mm², Box
10726 | 1001940000 | LL 5.08/13/90 3.2SN OR BX | Printed circuit board terminals, 5.08 mm, Number of poles: 13, 90°, Solder pin length (l): 3.2 mm, tinned, orange, Clamping yoke connection, Clamping range, max. : 6 mm², Box
10727 | 1002000000 | LL 5.08/19/90 3.2SN OR BX | Printed circuit board terminals, 5.08 mm, Number of poles: 19, 90°, Solder pin length (l): 3.2 mm, tinned, orange, Clamping yoke connection, Clamping range, max. : 6 mm², Box
10728 | 1045030000 | SL-SMT 3.50/02/90G 3.2SN BK RL | PCB plug-in connector, male header, closed side, THT/THR solder connection, 3.50 mm, Number of poles: 2, 90°, Solder pin length (l): 3.2 mm, tinned, black, Tape
10729 | 1045740000 | LL 5.08/03/90 3.2SN GN BX | Printed circuit board terminals, 5.08 mm, Number of poles: 3, 90°, Solder pin length (l): 3.2 mm, tinned, Pale green, Clamping yoke connection, Clamping range, max. : 6 mm², Box
10730 | 1597250000 | SL 3.50/06/90 3.2SN OR BX | PCB plug-in connector, male header, open side, THT solder connection, 3.50 mm, Number of poles: 6, 90°, Solder pin length (l): 3.2 mm, tinned, orange, Box
10731 | 1597340000 | SL 3.50/15/90 3.2SN OR BX | PCB plug-in connector, male header, open side, THT solder connection, 3.50 mm, Number of poles: 15, 90°, Solder pin length (l): 3.2 mm, tinned, orange, Box
10732 | 1604500000 | SL 3.50/05/180G 3.2SN OR BX | PCB plug-in connector, male header, closed side, THT solder connection, 3.50 mm, Number of poles: 5, 180°, Solder pin length (l): 3.2 mm, tinned, orange, Box
10733 | 1604560000 | SL 3.50/11/180G 3.2SN OR BX | PCB plug-in connector, male header, closed side, THT solder connection, 3.50 mm, Number of poles: 11, 180°, Solder pin length (l): 3.2 mm, tinned, orange, Box
10734 | 1604590000 | SL 3.50/14/180G 3.2SN OR BX | PCB plug-in connector, male header, closed side, THT solder connection, 3.50 mm, Number of poles: 14, 180°, Solder pin length (l): 3.2 mm, tinned, orange, Box
10735 | 1604610000 | SL 3.50/16/180G 3.2SN OR BX | PCB plug-in connector, male header, closed side, THT solder connection, 3.50 mm, Number of poles: 16, 180°, Solder pin length (l): 3.2 mm, tinned, orange, Box
10736 | 1604630000 | SL 3.50/03/180G 4.5SN OR BX | PCB plug-in connector, male header, closed side, THT solder connection, 3.50 mm, Number of poles: 3, 180°, Solder pin length (l): 4.5 mm, tinned, orange, Box
10737 | 1604780000 | SL 3.50/03/180 3.2SN OR BX | PCB plug-in connector, male header, open side, THT solder connection, 3.50 mm, Number of poles: 3, 180°, Solder pin length (l): 3.2 mm, tinned, orange, Box
10738 | 1604790000 | SL 3.50/04/180 3.2SN OR BX | PCB plug-in connector, male header, open side, THT solder connection, 3.50 mm, Number of poles: 4, 180°, Solder pin length (l): 3.2 mm, tinned, orange, Box
10739 | 1604800000 | SL 3.50/05/180 3.2SN OR BX | PCB plug-in connector, male header, open side, THT solder connection, 3.50 mm, Number of poles: 5, 180°, Solder pin length (l): 3.2 mm, tinned, orange, Box
10740 | 1604820000 | SL 3.50/07/180 3.2SN OR BX | PCB plug-in connector, male header, open side, THT solder connection, 3.50 mm, Number of poles: 7, 180°, Solder pin length (l): 3.2 mm, tinned, orange, Box
10741 | 1604840000 | SL 3.50/09/180 3.2SN OR BX | PCB plug-in connector, male header, open side, THT solder connection, 3.50 mm, Number of poles: 9, 180°, Solder pin length (l): 3.2 mm, tinned, orange, Box
10742 | 1605210000 | SL 3.50/16/90G 3.2SN OR BX | PCB plug-in connector, male header, closed side, THT solder connection, 3.50 mm, Number of poles: 16, 90°, Solder pin length (l): 3.2 mm, tinned, orange, Box
10743 | 1607060000 | SL 3.50/04/90F 3.2SN OR BX | PCB plug-in connector, male header, Flange, THT solder connection, 3.50 mm, Number of poles: 4, 90°, Solder pin length (l): 3.2 mm, tinned, orange, Box
10744 | 1607080000 | SL 3.50/06/90F 3.2SN OR BX | PCB plug-in connector, male header, Flange, THT solder connection, 3.50 mm, Number of poles: 6, 90°, Solder pin length (l): 3.2 mm, tinned, orange, Box
10745 | 1607100000 | SL 3.50/08/90F 3.2SN OR BX | PCB plug-in connector, male header, Flange, THT solder connection, 3.50 mm, Number of poles: 8, 90°, Solder pin length (l): 3.2 mm, tinned, orange, Box
10746 | 1607180000 | SL 3.50/16/90F 3.2SN OR BX | PCB plug-in connector, male header, Flange, THT solder connection, 3.50 mm, Number of poles: 16, 90°, Solder pin length (l): 3.2 mm, tinned, orange, Box
10747 | 1607580000 | SL 3.50/10/180F 3.2SN OR BX | PCB plug-in connector, male header, Flange, THT solder connection, 3.50 mm, Number of poles: 10, 180°, Solder pin length (l): 3.2 mm, tinned, orange, Box
10748 | 1607590000 | SL 3.50/11/180F 3.2SN OR BX | PCB plug-in connector, male header, Flange, THT solder connection, 3.50 mm, Number of poles: 11, 180°, Solder pin length (l): 3.2 mm, tinned, orange, Box
10749 | 1607600000 | SL 3.50/12/180F 3.2SN OR BX | PCB plug-in connector, male header, Flange, THT solder connection, 3.50 mm, Number of poles: 12, 180°, Solder pin length (l): 3.2 mm, tinned, orange, Box
10750 | 1607640000 | SL 3.50/16/180F 3.2SN OR BX | PCB plug-in connector, male header, Flange, THT solder connection, 3.50 mm, Number of poles: 16, 180°, Solder pin length (l): 3.2 mm, tinned, orange, Box
10751 | 1615300000 | SL 3.50/03/90 4.5SN BK BX | PCB plug-in connector, male header, open side, THT solder connection, 3.50 mm, Number of poles: 3, 90°, Solder pin length (l): 4.5 mm, tinned, black, Box
10752 | 1615310000 | SL 3.50/04/90 4.5SN BK BX | PCB plug-in connector, male header, open side, THT solder connection, 3.50 mm, Number of poles: 4, 90°, Solder pin length (l): 4.5 mm, tinned, black, Box
10753 | 1615400000 | SL 3.50/14/90 4.5SN BK BX | PCB plug-in connector, male header, open side, THT solder connection, 3.50 mm, Number of poles: 14, 90°, Solder pin length (l): 4.5 mm, tinned, black, Box
10754 | 1615420000 | SL 3.50/03/90G 4.5SN BK BX | PCB plug-in connector, male header, closed side, THT solder connection, 3.50 mm, Number of poles: 3, 90°, Solder pin length (l): 4.5 mm, tinned, black, Box
10755 | 1615430000 | SL 3.50/04/90G4.5SN BK BX | PCB plug-in connector, male header, closed side, THT solder connection, 3.50 mm, Number of poles: 4, 90°, Solder pin length (l): 4.5 mm, tinned, black, Box
10756 | 1615440000 | SL 3.50/06/90G 4.5SN BK BX | PCB plug-in connector, male header, closed side, THT solder connection, 3.50 mm, Number of poles: 6, 90°, Solder pin length (l): 4.5 mm, tinned, black, Box
10757 | 1615450000 | SL 3.50/07/90G 4.5SN BK BX | PCB plug-in connector, male header, closed side, THT solder connection, 3.50 mm, Number of poles: 7, 90°, Solder pin length (l): 4.5 mm, tinned, black, Box
10758 | 1615480000 | SL 3.50/11/90G 4.5SN BK BX | PCB plug-in connector, male header, closed side, THT solder connection, 3.50 mm, Number of poles: 11, 90°, Solder pin length (l): 4.5 mm, tinned, black, Box
10759 | 1616080000 | SL 3.50/10/180G 4.5SN BK BX | PCB plug-in connector, male header, closed side, THT solder connection, 3.50 mm, Number of poles: 10, 180°, Solder pin length (l): 4.5 mm, tinned, black, Box
10760 | 1616100000 | SL 3.50/12/180G 4.5SN BK BX | PCB plug-in connector, male header, closed side, THT solder connection, 3.50 mm, Number of poles: 12, 180°, Solder pin length (l): 4.5 mm, tinned, black, Box
10761 | 1616170000 | SL 3.50/05/180F 4.5 SN BK BX | PCB plug-in connector, male header, Flange, THT solder connection, 3.50 mm, Number of poles: 5, 180°, Solder pin length (l): 4.5 mm, tinned, black, Box
10762 | 1616180000 | SL 3.50/06/180F 4.5 SN BK BX | PCB plug-in connector, male header, Flange, THT solder connection, 3.50 mm, Number of poles: 6, 180°, Solder pin length (l): 4.5 mm, tinned, black, Box
10763 | 1618030000 | SL 3.50/22/90G 4.5SN BK BX | PCB plug-in connector, male header, closed side, THT solder connection, 3.50 mm, Number of poles: 22, 90°, Solder pin length (l): 4.5 mm, tinned, black, Box
10764 | 1618980000 | SL 3.50/24/180F 4.5 SN BK BX | PCB plug-in connector, male header, Flange, THT solder connection, 3.50 mm, Number of poles: 24, 180°, Solder pin length (l): 4.5 mm, tinned, black, Box
10765 | 1619400000 | SL 3.50/19/90G 3.2SN OR BX | PCB plug-in connector, male header, closed side, THT solder connection, 3.50 mm, Number of poles: 19, 90°, Solder pin length (l): 3.2 mm, tinned, orange, Box
10766 | 1619790000 | SL 3.50/19/90F 3.2SN OR BX | PCB plug-in connector, male header, Flange, THT solder connection, 3.50 mm, Number of poles: 19, 90°, Solder pin length (l): 3.2 mm, tinned, orange, Box
10767 | 1622230000 | SL 3.50/22/180F 3.2SN OR BX | PCB plug-in connector, male header, Flange, THT solder connection, 3.50 mm, Number of poles: 22, 180°, Solder pin length (l): 3.2 mm, tinned, orange, Box
10768 | 1639230000 | BL 3.50/24/90F SN OR BX | PCB plug-in connector, female plug, 3.50 mm, Number of poles: 24, 90°, Clamping yoke connection, Clamping range, max. : 1.5 mm², Box
10769 | 1639500000 | BL 3.50/05/270 SN OR BX | PCB plug-in connector, female plug, 3.50 mm, Number of poles: 5, 270°, Clamping yoke connection, Clamping range, max. : 1.5 mm², Box
10770 | 1639540000 | BL 3.50/09/270 SN OR BX | PCB plug-in connector, female plug, 3.50 mm, Number of poles: 9, 270°, Clamping yoke connection, Clamping range, max. : 1.5 mm², Box
10771 | 1639570000 | BL 3.50/12/270 SN OR BX | PCB plug-in connector, female plug, 3.50 mm, Number of poles: 12, 270°, Clamping yoke connection, Clamping range, max. : 1.5 mm², Box
10772 | 1639610000 | BL 3.50/16/270 SN OR BX | PCB plug-in connector, female plug, 3.50 mm, Number of poles: 16, 270°, Clamping yoke connection, Clamping range, max. : 1.5 mm², Box
10773 | 1639640000 | BL 3.50/19/270 SN OR BX | PCB plug-in connector, female plug, 3.50 mm, Number of poles: 19, 270°, Clamping yoke connection, Clamping range, max. : 1.5 mm², Box
10774 | 1639670000 | BL 3.50/22/270 SN OR BX | PCB plug-in connector, female plug, 3.50 mm, Number of poles: 22, 270°, Clamping yoke connection, Clamping range, max. : 1.5 mm², Box
10775 | 1639830000 | BL 3.50/15/270 SN BK BX | PCB plug-in connector, female plug, 3.50 mm, Number of poles: 15, 270°, Clamping yoke connection, Clamping range, max. : 1.5 mm², Box
10776 | 1683240000 | SL 3.50/02/90G 3.2SN BK BX | PCB plug-in connector, male header, closed side, THT solder connection, 3.50 mm, Number of poles: 2, 90°, Solder pin length (l): 3.2 mm, tinned, black, Box
10777 | 1715260000 | LM 5.00/03/90 3.5SN BK BX | Printed circuit board terminals, 5.00 mm, Number of poles: 3, 90°, Solder pin length (l): 3.5 mm, tinned, black, Clamping yoke connection, Clamping range, max. : 2.5 mm², Box
10778 | 1715310000 | LM 5.00/02/90 3.5SN OR BX | Printed circuit board terminals, 5.00 mm, Number of poles: 2, 90°, Solder pin length (l): 3.5 mm, tinned, orange, Clamping yoke connection, Clamping range, max. : 2.5 mm², Box
10779 | 1715340000 | LM 5.00/03/180 3.5SN OR BX | Printed circuit board terminals, 5.00 mm, Number of poles: 3, 180°, Solder pin length (l): 3.5 mm, tinned, orange, Clamping yoke connection, Clamping range, max. : 2.5 mm², Box
10780 | 1763000000 | SL 3.50/05/90G 3.2SN BK BX | PCB plug-in connector, male header, closed side, THT solder connection, 3.50 mm, Number of poles: 5, 90°, Solder pin length (l): 3.2 mm, tinned, black, Box
10781 | 1766300000 | LM1N 5.08/02/90 3.5SN OR BX | Printed circuit board terminals, 5.08 mm, Number of poles: 2, 90°, Solder pin length (l): 3.5 mm, tinned, orange, Clamping yoke connection, Clamping range, max. : 2.5 mm², Box
10782 | 1768870000 | LM2N 5.08/08/90 3.5SN OR BX | Printed circuit board terminals, 5.08 mm, Number of poles: 8, 90°, Solder pin length (l): 3.5 mm, tinned, orange, Clamping yoke connection, Clamping range, max. : 2.5 mm², Box
10783 | 1768880000 | LM2N 5.08/10/90 3.5SN OR BX | Printed circuit board terminals, 5.08 mm, Number of poles: 10, 90°, Solder pin length (l): 3.5 mm, tinned, orange, Clamping yoke connection, Clamping range, max. : 2.5 mm², Box
10784 | 1768900000 | LM2N 5.08/14/90 3.5SN OR BX | Printed circuit board terminals, 5.08 mm, Number of poles: 14, 90°, Solder pin length (l): 3.5 mm, tinned, orange, Clamping yoke connection, Clamping range, max. : 2.5 mm², Box
10785 | 1768930000 | LM2N 5.08/20/90 3.5SN OR BX | Printed circuit board terminals, 5.08 mm, Number of poles: 20, 90°, Solder pin length (l): 3.5 mm, tinned, orange, Clamping yoke connection, Clamping range, max. : 2.5 mm², Box
10786 | 1769000000 | LM2N 5.08/34/90 3.5SN OR BX | Printed circuit board terminals, 5.08 mm, Number of poles: 34, 90°, Solder pin length (l): 3.5 mm, tinned, orange, Clamping yoke connection, Clamping range, max. : 2.5 mm², Box
10787 | 1769070000 | LM2N 5.08/48/90 3.5SN OR BX | Printed circuit board terminals, 5.08 mm, Number of poles: 48, 90°, Solder pin length (l): 3.5 mm, tinned, orange, Clamping yoke connection, Clamping range, max. : 2.5 mm², Box
10788 | 1769250000 | LM2H 5.08/06/90 3.5SN OR BX | Printed circuit board terminals, 5.08 mm, Number of poles: 6, 90°, Solder pin length (l): 3.5 mm, tinned, orange, Clamping yoke connection, Clamping range, max. : 2.5 mm², Box
10789 | 1769260000 | LM2H 5.08/08/90 3.5SN OR BX | Printed circuit board terminals, 5.08 mm, Number of poles: 8, 90°, Solder pin length (l): 3.5 mm, tinned, orange, Clamping yoke connection, Clamping range, max. : 2.5 mm², Box
10790 | 1769300000 | LM2H 5.08/16/90 3.5SN OR BX | Printed circuit board terminals, 5.08 mm, Number of poles: 16, 90°, Solder pin length (l): 3.5 mm, tinned, orange, Clamping yoke connection, Clamping range, max. : 2.5 mm², Box
10791 | 1769340000 | LM2H 5.08/24/90 3.5SN OR BX | Printed circuit board terminals, 5.08 mm, Number of poles: 24, 90°, Solder pin length (l): 3.5 mm, tinned, orange, Clamping yoke connection, Clamping range, max. : 2.5 mm², Box
10792 | 1769380000 | LM2H 5.08/32/90 3.5SN OR BX | Printed circuit board terminals, 5.08 mm, Number of poles: 32, 90°, Solder pin length (l): 3.5 mm, tinned, orange, Clamping yoke connection, Clamping range, max. : 2.5 mm², Box
10793 | 1769450000 | LM2H 5.08/46/90 3.5SN OR BX | Printed circuit board terminals, 5.08 mm, Number of poles: 46, 90°, Solder pin length (l): 3.5 mm, tinned, orange, Clamping yoke connection, Clamping range, max. : 2.5 mm², Box
10794 | 1769460000 | LM2H 5.08/48/90 3.5SN OR BX | Printed circuit board terminals, 5.08 mm, Number of poles: 48, 90°, Solder pin length (l): 3.5 mm, tinned, orange, Clamping yoke connection, Clamping range, max. : 2.5 mm², Box
10795 | 1769620000 | LM3R 5.08/06/90 3.5SN OR BX | Printed circuit board terminals, 5.08 mm, Number of poles: 6, 90°, Solder pin length (l): 3.5 mm, tinned, orange, Clamping yoke connection, Clamping range, max. : 2.5 mm², Box
10796 | 1769630000 | LM3R 5.08/09/90 3.5SN OR BX | Printed circuit board terminals, 5.08 mm, Number of poles: 9, 90°, Solder pin length (l): 3.5 mm, tinned, orange, Clamping yoke connection, Clamping range, max. : 2.5 mm², Box
10797 | 1769650000 | LM3R 5.08/15/90 3.5SN OR BX | Printed circuit board terminals, 5.08 mm, Number of poles: 15, 90°, Solder pin length (l): 3.5 mm, tinned, orange, Clamping yoke connection, Clamping range, max. : 2.5 mm², Box
10798 | 1769720000 | LM3R 5.08/36/90 3.5SN OR BX | Printed circuit board terminals, 5.08 mm, Number of poles: 36, 90°, Solder pin length (l): 3.5 mm, tinned, orange, Clamping yoke connection, Clamping range, max. : 2.5 mm², Box
10799 | 1769810000 | LM3R 5.08/63/90 3.5SN OR BX | Printed circuit board terminals, 5.08 mm, Number of poles: 63, 90°, Solder pin length (l): 3.5 mm, tinned, orange, Clamping yoke connection, Clamping range, max. : 2.5 mm², Box
10800 | 1769970000 | LM3R 5.08/18/90 3.5SN BK BX | Printed circuit board terminals, 5.08 mm, Number of poles: 18, 90°, Solder pin length (l): 3.5 mm, tinned, black, Clamping yoke connection, Clamping range, max. : 2.5 mm², Box
10801 | 1769990000 | LM3R 5.08/24/90 3.5SN BK BX | Printed circuit board terminals, 5.08 mm, Number of poles: 24, 90°, Solder pin length (l): 3.5 mm, tinned, black, Clamping yoke connection, Clamping range, max. : 2.5 mm², Box
10802 | 1862580000 | SC-SMT 3.81/03/90LF 1.5SN BK BX | PCB plug-in connector, male header, Solder flange, THT/THR solder connection, 3.81 mm, Number of poles: 3, 90°, Solder pin length (l): 1.5 mm, tinned, black, Box
10803 | 1862740000 | SC-SMT 3.81/13/90G 3.2SN BK BX | PCB plug-in connector, male header, closed side, THT/THR solder connection, 3.81 mm, Number of poles: 13, 90°, Solder pin length (l): 3.2 mm, tinned, black, Box
10804 | 1862940000 | SC-SMT 3.81/03/180G 3.2SN BK BX | PCB plug-in connector, male header, closed side, THT/THR solder connection, 3.81 mm, Number of poles: 3, 180°, Solder pin length (l): 3.2 mm, tinned, black, Box
10805 | 1862960000 | SC-SMT 3.81/02/90G 1.5SN BK BX | PCB plug-in connector, male header, closed side, THT/THR solder connection, 3.81 mm, Number of poles: 2, 90°, Solder pin length (l): 1.5 mm, tinned, black, Box
10806 | 1863030000 | SC-SMT 3.81/07/180G 3.2SN BK BX | PCB plug-in connector, male header, closed side, THT/THR solder connection, 3.81 mm, Number of poles: 7, 180°, Solder pin length (l): 3.2 mm, tinned, black, Box
10807 | 1863320000 | SC-SMT 3.81/11/180G 3.2SN BK BX | PCB plug-in connector, male header, closed side, THT/THR solder connection, 3.81 mm, Number of poles: 11, 180°, Solder pin length (l): 3.2 mm, tinned, black, Box
10808 | 1863390000 | SC-SMT 3.81/11/180LF 3.2SN BK BX | PCB plug-in connector, male header, Solder flange, THT/THR solder connection, 3.81 mm, Number of poles: 11, 180°, Solder pin length (l): 3.2 mm, tinned, black, Box
10809 | 1863480000 | SC-SMT 3.81/16/180LF 3.2SN BK BX | PCB plug-in connector, male header, Solder flange, THT/THR solder connection, 3.81 mm, Number of poles: 16, 180°, Solder pin length (l): 3.2 mm, tinned, black, Box
10810 | 1863670000 | SC-SMT 3.81/02/90LF 3.2SN BK BX | PCB plug-in connector, male header, Solder flange, THT/THR solder connection, 3.81 mm, Number of poles: 2, 90°, Solder pin length (l): 3.2 mm, tinned, black, Box
10811 | 1863730000 | SC-SMT 3.81/03/180G 1.5SN BK BX | PCB plug-in connector, male header, closed side, THT/THR solder connection, 3.81 mm, Number of poles: 3, 180°, Solder pin length (l): 1.5 mm, tinned, black, Box
10812 | 1863770000 | SC-SMT 3.81/09/90LF 3.2SN BK BX | PCB plug-in connector, male header, Solder flange, THT/THR solder connection, 3.81 mm, Number of poles: 9, 90°, Solder pin length (l): 3.2 mm, tinned, black, Box
10813 | 1863790000 | SC-SMT 3.81/10/90LF 3.2SN BK BX | PCB plug-in connector, male header, Solder flange, THT/THR solder connection, 3.81 mm, Number of poles: 10, 90°, Solder pin length (l): 3.2 mm, tinned, black, Box
10814 | 1863810000 | SC-SMT 3.81/11/90LF 3.2SN BK BX | PCB plug-in connector, male header, Solder flange, THT/THR solder connection, 3.81 mm, Number of poles: 11, 90°, Solder pin length (l): 3.2 mm, tinned, black, Box
10815 | 1863870000 | SC-SMT 3.81/16/90LF 3.2SN BK BX | PCB plug-in connector, male header, Solder flange, THT/THR solder connection, 3.81 mm, Number of poles: 16, 90°, Solder pin length (l): 3.2 mm, tinned, black, Box
10816 | 1864040000 | SC-SMT 3.81/16/180G 1.5SN BK BX | PCB plug-in connector, male header, closed side, THT/THR solder connection, 3.81 mm, Number of poles: 16, 180°, Solder pin length (l): 1.5 mm, tinned, black, Box
10817 | 1864070000 | SC-SMT 3.81/02/180LF 1.5SN BK BX | PCB plug-in connector, male header, Solder flange, THT/THR solder connection, 3.81 mm, Number of poles: 2, 180°, Solder pin length (l): 1.5 mm, tinned, black, Box
10818 | 1864130000 | SC-SMT 3.81/08/180LF 1.5SN BK BX | PCB plug-in connector, male header, Solder flange, THT/THR solder connection, 3.81 mm, Number of poles: 8, 180°, Solder pin length (l): 1.5 mm, tinned, black, Box
10819 | 1864150000 | SC-SMT 3.81/10/180LF 1.5SN BK BX | PCB plug-in connector, male header, Solder flange, THT/THR solder connection, 3.81 mm, Number of poles: 10, 180°, Solder pin length (l): 1.5 mm, tinned, black, Box
10820 | 1864170000 | SC-SMT 3.81/12/180LF 1.5SN BK BX | PCB plug-in connector, male header, Solder flange, THT/THR solder connection, 3.81 mm, Number of poles: 12, 180°, Solder pin length (l): 1.5 mm, tinned, black, Box
10821 | 1876340000 | SL-SMT 5.08HC/02/270GH 1.5SN BK BX | PCB plug-in connector, male header, closed side, THT/THR solder connection, 5.08 mm, Number of poles: 2, 270°, Solder pin length (l): 1.5 mm, tinned, black, Box
10822 | 1877140000 | SL-SMT 5.08HC/04/270GL 1.5SN BK BX | PCB plug-in connector, male header, closed side, THT/THR solder connection, 5.08 mm, Number of poles: 4, 270°, Solder pin length (l): 1.5 mm, tinned, black, Box
10823 | 1877420000 | SL-SMT 5.08HC/07/270GH 3.2SN BK BX | PCB plug-in connector, male header, closed side, THT/THR solder connection, 5.08 mm, Number of poles: 7, 270°, Solder pin length (l): 3.2 mm, tinned, black, Box
10824 | 1877490000 | SL-SMT 5.08HC/03/270GL 3.2SN BK BX | PCB plug-in connector, male header, closed side, THT/THR solder connection, 5.08 mm, Number of poles: 3, 270°, Solder pin length (l): 3.2 mm, tinned, black, Box
10825 | 1877540000 | SL-SMT 5.08HC/07/270GL 3.2SN BK BX | PCB plug-in connector, male header, closed side, THT/THR solder connection, 5.08 mm, Number of poles: 7, 270°, Solder pin length (l): 3.2 mm, tinned, black, Box
10826 | 1915640000 | LM 5.08/08/90 3.5SN GN BX | Printed circuit board terminals, 5.08 mm, Number of poles: 8, 90°, Solder pin length (l): 3.5 mm, tinned, Pale green, Clamping yoke connection, Clamping range, max. : 2.5 mm², Box
10827 | 1924880000 | LSF-SMT 5.00/05/90 1.5SN BK RL | Printed circuit board terminals, 5.00 mm, Number of poles: 5, 90°, Solder pin length (l): 1.5 mm, black, PUSH IN with actuator, Clamping range, max. : 1.5 mm², Tape
10828 | 1924890000 | LSF-SMT 5.00/08/90 1.5SN BK RL | Printed circuit board terminals, 5.00 mm, Number of poles: 8, 90°, Solder pin length (l): 1.5 mm, black, PUSH IN with actuator, Clamping range, max. : 1.5 mm², Tape
10829 | 1934270000 | LL 5.00/02/90 3.2SN OR BX | Printed circuit board terminals, 5.00 mm, Number of poles: 2, 90°, Solder pin length (l): 3.2 mm, tinned, orange, Clamping yoke connection, Clamping range, max. : 6 mm², Box
10830 | 1977260000 | LL2N 5.00/08/90 3.2SN OR BX | Printed circuit board terminals, 5.00 mm, Number of poles: 8, 90°, Solder pin length (l): 3.2 mm, tinned, orange, Clamping yoke connection, Clamping range, max. : 6 mm², Box
10831 | 1977330000 | LL2N 5.00/20/90 3.2SN OR BX | Printed circuit board terminals, 5.00 mm, Number of poles: 20, 90°, Solder pin length (l): 3.2 mm, tinned, orange, Clamping yoke connection, Clamping range, max. : 6 mm², Box
10832 | 1977480000 | LL2N 5.08/08/90 3.2SN OR BX | Printed circuit board terminals, 5.08 mm, Number of poles: 8, 90°, Solder pin length (l): 3.2 mm, tinned, orange, Clamping yoke connection, Clamping range, max. : 6 mm², Box
10833 | 1977500000 | LL2N 5.08/12/90 3.2SN OR BX | Printed circuit board terminals, 5.08 mm, Number of poles: 12, 90°, Solder pin length (l): 3.2 mm, tinned, orange, Clamping yoke connection, Clamping range, max. : 6 mm², Box
10834 | 1977600000 | LL2N 5.08/32/90 3.2SN OR BX | Printed circuit board terminals, 5.08 mm, Number of poles: 32, 90°, Solder pin length (l): 3.2 mm, tinned, orange, Clamping yoke connection, Clamping range, max. : 6 mm², Box
10835 | 1979100000 | LL3R 5.08/24/90 3.2SN OR BX | Printed circuit board terminals, 5.08 mm, Number of poles: 24, 90°, Solder pin length (l): 3.2 mm, tinned, orange, Clamping yoke connection, Clamping range, max. : 6 mm², Box
10836 | 1979180000 | LL3R 5.08/48/90 3.2SN OR BX | Printed circuit board terminals, 5.08 mm, Number of poles: 48, 90°, Solder pin length (l): 3.2 mm, tinned, orange, Clamping yoke connection, Clamping range, max. : 6 mm², Box
10837 | 9994000000 | LM 5.08/12/90 3.5SN BK BX | Printed circuit board terminals, 5.08 mm, Number of poles: 12, 90°, Solder pin length (l): 3.5 mm, tinned, black, Clamping yoke connection, Clamping range, max. : 2.5 mm², Box
10838 | 9994190000 | LM 5.08/10/90 3.5SN OR BX | Printed circuit board terminals, 5.08 mm, Number of poles: 10, 90°, Solder pin length (l): 3.5 mm, tinned, orange, Clamping yoke connection, Clamping range, max. : 2.5 mm², Box
10839 | 9994200000 | LM 5.08/11/90 3.5SN OR BX | Printed circuit board terminals, 5.08 mm, Number of poles: 11, 90°, Solder pin length (l): 3.5 mm, tinned, orange, Clamping yoke connection, Clamping range, max. : 2.5 mm², Box
10840 | 9994260000 | LM 5.08/17/90 3.5SN OR BX | Printed circuit board terminals, 5.08 mm, Number of poles: 17, 90°, Solder pin length (l): 3.5 mm, tinned, orange, Clamping yoke connection, Clamping range, max. : 2.5 mm², Box
10841 | 9994290000 | LM 5.08/20/90 3.5SN OR BX | Printed circuit board terminals, 5.08 mm, Number of poles: 20, 90°, Solder pin length (l): 3.5 mm, tinned, orange, Clamping yoke connection, Clamping range, max. : 2.5 mm², Box
10842 | 9994320000 | LM 5.08/23/90 3.5SN OR BX | Printed circuit board terminals, 5.08 mm, Number of poles: 23, 90°, Solder pin length (l): 3.5 mm, tinned, orange, Clamping yoke connection, Clamping range, max. : 2.5 mm², Box
10843 | 9994340000 | LM 5.08/04/135 3.5SN BK BX | Printed circuit board terminals, 5.08 mm, Number of poles: 4, 135°, Solder pin length (l): 3.5 mm, tinned, black, Clamping yoke connection, Clamping range, max. : 2.5 mm², Box
10844 | 9994370000 | LM 5.08/07/135 3.5SN BK BX | Printed circuit board terminals, 5.08 mm, Number of poles: 7, 135°, Solder pin length (l): 3.5 mm, tinned, black, Clamping yoke connection, Clamping range, max. : 2.5 mm², Box
10845 | 9994560000 | LM 5.08/05/135 3.5SN OR BX | Printed circuit board terminals, 5.08 mm, Number of poles: 5, 135°, Solder pin length (l): 3.5 mm, tinned, orange, Clamping yoke connection, Clamping range, max. : 2.5 mm², Box
10846 | 9994590000 | LM 5.08/08/135 3.5SN OR BX | Printed circuit board terminals, 5.08 mm, Number of poles: 8, 135°, Solder pin length (l): 3.5 mm, tinned, orange, Clamping yoke connection, Clamping range, max. : 2.5 mm², Box
10847 | 9994670000 | LM 5.08/16/135 3.5SN OR BX | Printed circuit board terminals, 5.08 mm, Number of poles: 16, 135°, Solder pin length (l): 3.5 mm, tinned, orange, Clamping yoke connection, Clamping range, max. : 2.5 mm², Box
10848 | 9994780000 | LM 5.08/06/180 3.5SN BK BX | Printed circuit board terminals, 5.08 mm, Number of poles: 6, 180°, Solder pin length (l): 3.5 mm, tinned, black, Clamping yoke connection, Clamping range, max. : 2.5 mm², Box
10849 | 9994970000 | LM 5.08/04/180 3.5SN OR BX | Printed circuit board terminals, 5.08 mm, Number of poles: 4, 180°, Solder pin length (l): 3.5 mm, tinned, orange, Clamping yoke connection, Clamping range, max. : 2.5 mm², Box
10850 | 9994990000 | LM 5.08/06/180 3.5SN OR BX | Printed circuit board terminals, 5.08 mm, Number of poles: 6, 180°, Solder pin length (l): 3.5 mm, tinned, orange, Clamping yoke connection, Clamping range, max. : 2.5 mm², Box
10851 | 9995040000 | LM 5.08/11/180 3.5SN OR BX | Printed circuit board terminals, 5.08 mm, Number of poles: 11, 180°, Solder pin length (l): 3.5 mm, tinned, orange, Clamping yoke connection, Clamping range, max. : 2.5 mm², Box
10852 | 9995060000 | LM 5.08/13/180 3.5SN OR BX | Printed circuit board terminals, 5.08 mm, Number of poles: 13, 180°, Solder pin length (l): 3.5 mm, tinned, orange, Clamping yoke connection, Clamping range, max. : 2.5 mm², Box
10853 | 9995120000 | LM 5.08/19/180 3.5SN OR BX | Printed circuit board terminals, 5.08 mm, Number of poles: 19, 180°, Solder pin length (l): 3.5 mm, tinned, orange, Clamping yoke connection, Clamping range, max. : 2.5 mm², Box
10854 | 9995140000 | LM 5.08/21/180 3.5SN OR BX | Printed circuit board terminals, 5.08 mm, Number of poles: 21, 180°, Solder pin length (l): 3.5 mm, tinned, orange, Clamping yoke connection, Clamping range, max. : 2.5 mm², Box
10855 | 9995150000 | LM 5.08/22/180 3.5SN OR BX | Printed circuit board terminals, 5.08 mm, Number of poles: 22, 180°, Solder pin length (l): 3.5 mm, tinned, orange, Clamping yoke connection, Clamping range, max. : 2.5 mm², Box
10856 | 1761702001 | SL-SMT 3.50/18/90G 1.5SN BK BX | PCB plug-in connector, male header, closed side, THT/THR solder connection, 3.50 mm, Number of poles: 18, 90°, Solder pin length (l): 1.5 mm, tinned, black, Box
10857 | 457400000 | Q 10 SAK10 | SAK Series, Cross-connector, for cross-connection link, Number of poles: 10
10858 | 1054460000 | WQV 2.5/10 | W-Series, Cross-connector, For the terminals, Number of poles: 10
10859 | 1054760000 | WQV 6/3 | W-Series, Cross-connector, For the terminals, Number of poles: 3
10860 | 1055260000 | WQV 16/4 | W-Series, Cross-connector, For the terminals, Number of poles: 4
10861 | 1060810000 | SL-SMT 3.50/03/90RF 1.5SN BK BX | PCB plug-in connector, male header, Clip-on flange, THT/THR solder connection, 3.50 mm, Number of poles: 3, 90°, Solder pin length (l): 1.5 mm, tinned, black, Box
10862 | 1060820000 | SL-SMT 3.50/16/90RF 1.5SN BK BX | PCB plug-in connector, male header, Clip-on flange, THT/THR solder connection, 3.50 mm, Number of poles: 16, 90°, Solder pin length (l): 1.5 mm, tinned, black, Box
10863 | 1062660000 | WQV 6/5 | W-Series, Cross-connector, For the terminals, Number of poles: 5
10864 | 1063300000 | WQV 120/2 | W-Series, Cross-connector, For the terminals, Number of poles: 2
10865 | 1063600000 | WQV 70/95/3 | W-Series, Cross-connector, For the terminals, Number of poles: 3
10866 | 1071500000 | Q 2 WDL2.5S | W-Series, Cross-connector, For the terminals, Number of poles: 2
10867 | 1079300000 | WQV 35N/3 | W-Series, Cross-connector, For the terminals, Number of poles: 3
10868 | 1312500000 | Q 2 DLI | SAK Series, Cross-connector, for cross-connection link, Number of poles: 2
10869 | 1312700000 | Q 4 DLI | SAK Series, Cross-connector, for cross-connection link, Number of poles: 4
10870 | 1604300000 | WKB 1/3 | Accessories, Cross-connection slider, Cross-connector accessories, Number of poles: 3
10871 | 1614450000 | SLD 5.00/24/90G 3.2 SN OR BX | PCB plug-in connector, male header, closed side, THT solder connection, 5.00 mm, Number of poles: 24, 90°, Solder pin length (l): 3.2 mm, tinned, orange, Box
10872 | 1614520000 | SLD 5.00/38/90G 3.2 SN OR BX | PCB plug-in connector, male header, closed side, THT solder connection, 5.00 mm, Number of poles: 38, 90°, Solder pin length (l): 3.2 mm, tinned, orange, Box
10873 | 1614900000 | SLD 5.00/22/180G 3.2SN OR BX | PCB plug-in connector, male header, closed side, THT solder connection, 5.00 mm, Number of poles: 22, 180°, Solder pin length (l): 3.2 mm, tinned, orange, Box
10874 | 1614930000 | SLD 5.00/28/180G 3.2SN OR BX | PCB plug-in connector, male header, closed side, THT solder connection, 5.00 mm, Number of poles: 28, 180°, Solder pin length (l): 3.2 mm, tinned, orange, Box
10875 | 1614950000 | SLD 5.00/32/180G 3.2SN OR BX | PCB plug-in connector, male header, closed side, THT solder connection, 5.00 mm, Number of poles: 32, 180°, Solder pin length (l): 3.2 mm, tinned, orange, Box
10876 | 1630250000 | SL 5.00/02/135 3.2SN OR BX | PCB plug-in connector, male header, open side, THT solder connection, 5.00 mm, Number of poles: 2, 135°, Solder pin length (l): 3.2 mm, tinned, orange, Box
10877 | 1630280000 | SL 5.00/05/135 3.2SN OR BX | PCB plug-in connector, male header, open side, THT solder connection, 5.00 mm, Number of poles: 5, 135°, Solder pin length (l): 3.2 mm, tinned, orange, Box
10878 | 1630330000 | SL 5.00/10/135 3.2SN OR BX | PCB plug-in connector, male header, open side, THT solder connection, 5.00 mm, Number of poles: 10, 135°, Solder pin length (l): 3.2 mm, tinned, orange, Box
10879 | 1630390000 | SL 5.00/16/135 3.2SN OR BX | PCB plug-in connector, male header, open side, THT solder connection, 5.00 mm, Number of poles: 16, 135°, Solder pin length (l): 3.2 mm, tinned, orange, Box
10880 | 1630440000 | SL 5.00/21/135 3.2SN OR BX | PCB plug-in connector, male header, open side, THT solder connection, 5.00 mm, Number of poles: 21, 135°, Solder pin length (l): 3.2 mm, tinned, orange, Box
10881 | 1630460000 | SL 5.00/23/135 3.2SN OR BX | PCB plug-in connector, male header, open side, THT solder connection, 5.00 mm, Number of poles: 23, 135°, Solder pin length (l): 3.2 mm, tinned, orange, Box
10882 | 1630520000 | SL 5.00/06/135B 3.2SN OR BX | PCB plug-in connector, male header, Dovetails for fixing blocks, THT solder connection, 5.00 mm, Number of poles: 6, 135°, Solder pin length (l): 3.2 mm, tinned, orange, Box
10883 | 1630530000 | SL 5.00/07/135B 3.2SN OR BX | PCB plug-in connector, male header, Dovetails for fixing blocks, THT solder connection, 5.00 mm, Number of poles: 7, 135°, Solder pin length (l): 3.2 mm, tinned, orange, Box
10884 | 1630550000 | SL 5.00/09/135B 3.2SN OR BX | PCB plug-in connector, male header, Dovetails for fixing blocks, THT solder connection, 5.00 mm, Number of poles: 9, 135°, Solder pin length (l): 3.2 mm, tinned, orange, Box
10885 | 1630570000 | SL 5.00/11/135B 3.2SN OR BX | PCB plug-in connector, male header, Dovetails for fixing blocks, THT solder connection, 5.00 mm, Number of poles: 11, 135°, Solder pin length (l): 3.2 mm, tinned, orange, Box
10886 | 1630670000 | SL 5.00/21/135B 3.2SN OR BX | PCB plug-in connector, male header, Dovetails for fixing blocks, THT solder connection, 5.00 mm, Number of poles: 21, 135°, Solder pin length (l): 3.2 mm, tinned, orange, Box
10887 | 1630690000 | SL 5.00/23/135B 3.2SN OR BX | PCB plug-in connector, male header, Dovetails for fixing blocks, THT solder connection, 5.00 mm, Number of poles: 23, 135°, Solder pin length (l): 3.2 mm, tinned, orange, Box
10888 | 1630700000 | SL 5.00/24/135B 3.2SN OR BX | PCB plug-in connector, male header, Dovetails for fixing blocks, THT solder connection, 5.00 mm, Number of poles: 24, 135°, Solder pin length (l): 3.2 mm, tinned, orange, Box
10889 | 1632390000 | WTA 6/ZA WTR2.5 | W-Series, Test adapter
10890 | 1633350000 | SLD 3.50/04/90 3.2SN OR BX | PCB plug-in connector, male header, open side, THT solder connection, 3.50 mm, Number of poles: 4, 90°, Solder pin length (l): 3.2 mm, tinned, orange, Box
10891 | 1633360000 | SLD 3.50/06/90 3.2SN OR BX | PCB plug-in connector, male header, open side, THT solder connection, 3.50 mm, Number of poles: 6, 90°, Solder pin length (l): 3.2 mm, tinned, orange, Box
10892 | 1633430000 | SLD 3.50/20/90 3.2SN OR BX | PCB plug-in connector, male header, open side, THT solder connection, 3.50 mm, Number of poles: 20, 90°, Solder pin length (l): 3.2 mm, tinned, orange, Box
10893 | 1633510000 | SLD 3.50/36/90 3.2SN OR BX | PCB plug-in connector, male header, open side, THT solder connection, 3.50 mm, Number of poles: 36, 90°, Solder pin length (l): 3.2 mm, tinned, orange, Box
10894 | 1633570000 | SLD 3.50/48/90 3.2SN OR BX | PCB plug-in connector, male header, open side, THT solder connection, 3.50 mm, Number of poles: 48, 90°, Solder pin length (l): 3.2 mm, tinned, orange, Box
10895 | 1633690000 | SLD 3.50/26/90G 3.2SN OR BX | PCB plug-in connector, male header, closed side, THT solder connection, 3.50 mm, Number of poles: 26, 90°, Solder pin length (l): 3.2 mm, tinned, orange, Box
10896 | 1633720000 | SLD 3.50/32/90G 3.2SN OR BX | PCB plug-in connector, male header, closed side, THT solder connection, 3.50 mm, Number of poles: 32, 90°, Solder pin length (l): 3.2 mm, tinned, orange, Box
10897 | 1633740000 | SLD 3.50/36/90G 3.2SN OR BX | PCB plug-in connector, male header, closed side, THT solder connection, 3.50 mm, Number of poles: 36, 90°, Solder pin length (l): 3.2 mm, tinned, orange, Box
10898 | 1633820000 | SLD 3.50/06/90F 3.2SN OR BX | PCB plug-in connector, male header, Flange, THT solder connection, 3.50 mm, Number of poles: 6, 90°, Solder pin length (l): 3.2 mm, tinned, orange, Box
10899 | 1633850000 | SLD 3.50/12/90F 3.2SN OR BX | PCB plug-in connector, male header, Flange, THT solder connection, 3.50 mm, Number of poles: 12, 90°, Solder pin length (l): 3.2 mm, tinned, orange, Box
10900 | 1633910000 | SLD 3.50/24/90F 3.2SN OR BX | PCB plug-in connector, male header, Flange, THT solder connection, 3.50 mm, Number of poles: 24, 90°, Solder pin length (l): 3.2 mm, tinned, orange, Box
10901 | 1633920000 | SLD 3.50/26/90F 3.2SN OR BX | PCB plug-in connector, male header, Flange, THT solder connection, 3.50 mm, Number of poles: 26, 90°, Solder pin length (l): 3.2 mm, tinned, orange, Box
10902 | 1633940000 | SLD 3.50/30/90F 3.2SN OR BX | PCB plug-in connector, male header, Flange, THT solder connection, 3.50 mm, Number of poles: 30, 90°, Solder pin length (l): 3.2 mm, tinned, orange, Box
10903 | 1633980000 | SLD 3.50/38/90F 3.2SN OR BX | PCB plug-in connector, male header, Flange, THT solder connection, 3.50 mm, Number of poles: 38, 90°, Solder pin length (l): 3.2 mm, tinned, orange, Box
10904 | 1633990000 | SLD 3.50/40/90F 3.2SN OR BX | PCB plug-in connector, male header, Flange, THT solder connection, 3.50 mm, Number of poles: 40, 90°, Solder pin length (l): 3.2 mm, tinned, orange, Box
10905 | 1634330000 | SLD 3.50/16/90G 4.5SN BK BX | PCB plug-in connector, male header, closed side, THT solder connection, 3.50 mm, Number of poles: 16, 90°, Solder pin length (l): 4.5 mm, tinned, black, Box
10906 | 1634350000 | SLD 3.50/20/90G 4.5SN BK BX | PCB plug-in connector, male header, closed side, THT solder connection, 3.50 mm, Number of poles: 20, 90°, Solder pin length (l): 4.5 mm, tinned, black, Box
10907 | 1634370000 | SLD 3.50/24/90G 4.5SN BK BX | PCB plug-in connector, male header, closed side, THT solder connection, 3.50 mm, Number of poles: 24, 90°, Solder pin length (l): 4.5 mm, tinned, black, Box
10908 | 1636570000 | WQV 16N/3 | W-Series, Cross-connector, For the terminals, Number of poles: 3
10909 | 1636580000 | WQV 16N/4 | W-Series, Cross-connector, For the terminals, Number of poles: 4
10910 | 1641160000 | SLD 3.50V/24/180G 3.2SN OR BX | PCB plug-in connector, male header, closed side, THT solder connection, 3.50 mm, Number of poles: 24, 180°, Solder pin length (l): 3.2 mm, tinned, orange, Box
10911 | 1641180000 | SLD 3.50V/32/180G 3.2SN OR BX | PCB plug-in connector, male header, closed side, THT solder connection, 3.50 mm, Number of poles: 32, 180°, Solder pin length (l): 3.2 mm, tinned, orange, Box
10912 | 1641190000 | SLD 3.50V/36/180G 3.2SN OR BX | PCB plug-in connector, male header, closed side, THT solder connection, 3.50 mm, Number of poles: 36, 180°, Solder pin length (l): 3.2 mm, tinned, orange, Box
10913 | 1641240000 | SLD 3.50 V/04/180F 3.2 SN OR BX | PCB plug-in connector, male header, Flange, THT solder connection, 3.50 mm, Number of poles: 4, 180°, Solder pin length (l): 3.2 mm, tinned, orange, Box
10914 | 1641260000 | SLD 3.50 V/12/180F 3.2 SN OR BX | PCB plug-in connector, male header, Flange, THT solder connection, 3.50 mm, Number of poles: 12, 180°, Solder pin length (l): 3.2 mm, tinned, orange, Box
10915 | 1641310000 | SLD 3.50 V/32/180F 3.2 SN OR BX | PCB plug-in connector, male header, Flange, THT solder connection, 3.50 mm, Number of poles: 32, 180°, Solder pin length (l): 3.2 mm, tinned, orange, Box
10916 | 1641780000 | SLD 3.50V/24/180G 4.5SN BK BX | PCB plug-in connector, male header, closed side, THT solder connection, 3.50 mm, Number of poles: 24, 180°, Solder pin length (l): 4.5 mm, tinned, black, Box
10917 | 1641800000 | SLD 3.50V/32/180G 4.5SN BK BX | PCB plug-in connector, male header, closed side, THT solder connection, 3.50 mm, Number of poles: 32, 180°, Solder pin length (l): 4.5 mm, tinned, black, Box
10918 | 1642250000 | SLD 3.50V/08/90G 3.2SN OR BX | PCB plug-in connector, male header, closed side, THT solder connection, 3.50 mm, Number of poles: 8, 90°, Solder pin length (l): 3.2 mm, tinned, orange, Box
10919 | 1642260000 | SLD 3.50V/12/90G 3.2SN OR BX | PCB plug-in connector, male header, closed side, THT solder connection, 3.50 mm, Number of poles: 12, 90°, Solder pin length (l): 3.2 mm, tinned, orange, Box
10920 | 1642280000 | SLD 3.50V/20/90G 3.2SN OR BX | PCB plug-in connector, male header, closed side, THT solder connection, 3.50 mm, Number of poles: 20, 90°, Solder pin length (l): 3.2 mm, tinned, orange, Box
10921 | 1642300000 | SLD 3.50V/28/90G 3.2SN OR BX | PCB plug-in connector, male header, closed side, THT solder connection, 3.50 mm, Number of poles: 28, 90°, Solder pin length (l): 3.2 mm, tinned, orange, Box
10922 | 1642310000 | SLD 3.50V/32/90G 3.2SN OR BX | PCB plug-in connector, male header, closed side, THT solder connection, 3.50 mm, Number of poles: 32, 90°, Solder pin length (l): 3.2 mm, tinned, orange, Box
10923 | 1642330000 | SLD 3.50V/40/90G 3.2SN OR BX | PCB plug-in connector, male header, closed side, THT solder connection, 3.50 mm, Number of poles: 40, 90°, Solder pin length (l): 3.2 mm, tinned, orange, Box
10924 | 1642340000 | SLD 3.50V/44/90G 3.2SN OR BX | PCB plug-in connector, male header, closed side, THT solder connection, 3.50 mm, Number of poles: 44, 90°, Solder pin length (l): 3.2 mm, tinned, orange, Box
10925 | 1642350000 | SLD 3.50V/48/90G 3.2SN OR BX | PCB plug-in connector, male header, closed side, THT solder connection, 3.50 mm, Number of poles: 48, 90°, Solder pin length (l): 3.2 mm, tinned, orange, Box
10926 | 1642370000 | SLD 3.50 V/04/90F 3.2 SN OR BX | PCB plug-in connector, male header, Flange, THT solder connection, 3.50 mm, Number of poles: 4, 90°, Solder pin length (l): 3.2 mm, tinned, orange, Box
10927 | 1642400000 | SLD 3.50 V/16/90F 3.2 SN OR BX | PCB plug-in connector, male header, Flange, THT solder connection, 3.50 mm, Number of poles: 16, 90°, Solder pin length (l): 3.2 mm, tinned, orange, Box
10928 | 1642420000 | SLD 3.50 V/24/90F 3.2 SN OR BX | PCB plug-in connector, male header, Flange, THT solder connection, 3.50 mm, Number of poles: 24, 90°, Solder pin length (l): 3.2 mm, tinned, orange, Box
10929 | 1642460000 | SLD 3.50 V/40/90F 3.2 SN OR BX | PCB plug-in connector, male header, Flange, THT solder connection, 3.50 mm, Number of poles: 40, 90°, Solder pin length (l): 3.2 mm, tinned, orange, Box
10930 | 1643200000 | SLD 3.50 V/44/90F 4.5 SN BK BX | PCB plug-in connector, male header, Flange, THT solder connection, 3.50 mm, Number of poles: 44, 90°, Solder pin length (l): 4.5 mm, tinned, black, Box
10931 | 1643210000 | SLD 3.50 V/48/90F 4.5 SN BK BX | PCB plug-in connector, male header, Flange, THT solder connection, 3.50 mm, Number of poles: 48, 90°, Solder pin length (l): 4.5 mm, tinned, black, Box
10932 | 1650210000 | WTA 7 WSI6 | W-Series, Test adapter
10933 | 1669660000 | SLD 3.50V/22/90F 3.2SN OR BX | PCB plug-in connector, male header, Flange, THT solder connection, 3.50 mm, Number of poles: 22, 90°, Solder pin length (l): 3.2 mm, tinned, orange, Box
10934 | 1753092001 | SL-SMT 3.50/13/180G 1.5SN BK BX | PCB plug-in connector, male header, closed side, THT/THR solder connection, 3.50 mm, Number of poles: 13, 180°, Solder pin length (l): 1.5 mm, tinned, black, Box
10935 | 1753102001 | SL-SMT 3.50/14/180G 1.5SN BK BX | PCB plug-in connector, male header, closed side, THT/THR solder connection, 3.50 mm, Number of poles: 14, 180°, Solder pin length (l): 1.5 mm, tinned, black, Box
10936 | 1753202001 | SL-SMT 3.50/24/180G 1.5SN BK BX | PCB plug-in connector, male header, closed side, THT/THR solder connection, 3.50 mm, Number of poles: 24, 180°, Solder pin length (l): 1.5 mm, tinned, black, Box
10937 | 1754270000 | ZQV 1.5N/R3.5/8 GE | Accessories, Cross-connector, 17.5 A
10938 | 1758250000 | ZQV 4N/2 GE | Accessories, Cross-connector, 32 A
10939 | 1760812001 | SL-SMT 3.50/10/180 1.5SN BK BX | PCB plug-in connector, male header, open side, THT/THR solder connection, 3.50 mm, Number of poles: 10, 180°, Solder pin length (l): 1.5 mm, tinned, black, Box
10940 | 1760972001 | SL-SMT 3.50/03/180F 1.5SN BK BX | PCB plug-in connector, male header, Flange, THT/THR solder connection, 3.50 mm, Number of poles: 3, 180°, Solder pin length (l): 1.5 mm, tinned, black, Box
10941 | 1760982001 | SL-SMT 3.50/04/180F 1.5SN BK BX | PCB plug-in connector, male header, Flange, THT/THR solder connection, 3.50 mm, Number of poles: 4, 180°, Solder pin length (l): 1.5 mm, tinned, black, Box
10942 | 1761002001 | SL-SMT 3.50/06/180F 1.5SN BK BX | PCB plug-in connector, male header, Flange, THT/THR solder connection, 3.50 mm, Number of poles: 6, 180°, Solder pin length (l): 1.5 mm, tinned, black, Box
10943 | 1761042001 | SL-SMT 3.50/10/180F 1.5SN BK BX | PCB plug-in connector, male header, Flange, THT/THR solder connection, 3.50 mm, Number of poles: 10, 180°, Solder pin length (l): 1.5 mm, tinned, black, Box
10944 | 1761122001 | SL-SMT 3.50/18/180F 1.5SN BK BX | PCB plug-in connector, male header, Flange, THT/THR solder connection, 3.50 mm, Number of poles: 18, 180°, Solder pin length (l): 1.5 mm, tinned, black, Box
10945 | 1761612001 | SL-SMT 3.50/09/90G 1.5SN BK BX | PCB plug-in connector, male header, closed side, THT/THR solder connection, 3.50 mm, Number of poles: 9, 90°, Solder pin length (l): 1.5 mm, tinned, black, Box
10946 | 1761672001 | SL-SMT 3.50/15/90G 1.5SN BK BX | PCB plug-in connector, male header, closed side, THT/THR solder connection, 3.50 mm, Number of poles: 15, 90°, Solder pin length (l): 1.5 mm, tinned, black, Box
10947 | 1761703001 | SL-SMT 3.50/18/90G 1.5SN BK TR | PCB plug-in connector, male header, closed side, THT/THR solder connection, 3.50 mm, Number of poles: 18, 90°, Solder pin length (l): 1.5 mm, tinned, black, Tray
10948 | 1761732001 | SL-SMT 3.50/21/90G 1.5SN BK BX | PCB plug-in connector, male header, closed side, THT/THR solder connection, 3.50 mm, Number of poles: 21, 90°, Solder pin length (l): 1.5 mm, tinned, black, Box
10949 | 1762082001 | SL-SMT 3.50/10/90F 1.5SN BK BX | PCB plug-in connector, male header, Flange, THT/THR solder connection, 3.50 mm, Number of poles: 10, 90°, Solder pin length (l): 1.5 mm, tinned, black, Box
10950 | 1782800000 | SLD 3.50/24/90G 3.2SN BK BX | PCB plug-in connector, male header, closed side, THT solder connection, 3.50 mm, Number of poles: 24, 90°, Solder pin length (l): 3.2 mm, tinned, black, Box
10951 | 1793990000 | ZQV 4N/3 BL | Accessories, Cross-connector, 32 A
10952 | 1794060000 | ZQV 4N/10 SW | Accessories, Cross-connector, 32 A
10953 | 1794080000 | ZQV 4N/41 BL | Accessories, Cross-connector, 32 A
10954 | 1794130000 | SLD 3.50/30/90G 3.2SN BK BX | PCB plug-in connector, male header, closed side, THT solder connection, 3.50 mm, Number of poles: 30, 90°, Solder pin length (l): 3.2 mm, tinned, black, Box
10955 | 1804340000 | SL-SMT 3.50/12/90LF 3.2SN BK BX | PCB plug-in connector, male header, Solder flange, THT/THR solder connection, 3.50 mm, Number of poles: 12, 90°, Solder pin length (l): 3.2 mm, tinned, black, Box
10956 | 1804730000 | SL-SMT 3.50/05/180LF 1.5SN BK BX | PCB plug-in connector, male header, Solder flange, THT/THR solder connection, 3.50 mm, Number of poles: 5, 180°, Solder pin length (l): 1.5 mm, tinned, black, Box
10957 | 1804770000 | SL-SMT 3.50/09/180LF 1.5SN BK BX | PCB plug-in connector, male header, Solder flange, THT/THR solder connection, 3.50 mm, Number of poles: 9, 180°, Solder pin length (l): 1.5 mm, tinned, black, Box
10958 | 1804800000 | SL-SMT 3.50/12/180LF 1.5SN BK BX | PCB plug-in connector, male header, Solder flange, THT/THR solder connection, 3.50 mm, Number of poles: 12, 180°, Solder pin length (l): 1.5 mm, tinned, black, Box
10959 | 1804930000 | SL-SMT 3.50/24/180LF 1.5SN BK BX | PCB plug-in connector, male header, Solder flange, THT/THR solder connection, 3.50 mm, Number of poles: 24, 180°, Solder pin length (l): 1.5 mm, tinned, black, Box
10960 | 1804940000 | SL-SMT 3.50/02/90LF 1.5SN BK BX | PCB plug-in connector, male header, Solder flange, THT/THR solder connection, 3.50 mm, Number of poles: 2, 90°, Solder pin length (l): 1.5 mm, tinned, black, Box
10961 | 1805040000 | SL-SMT 3.50/12/90LF 1.5SN BK BX | PCB plug-in connector, male header, Solder flange, THT/THR solder connection, 3.50 mm, Number of poles: 12, 90°, Solder pin length (l): 1.5 mm, tinned, black, Box
10962 | 1866770000 | SLD 3.50V/10/90G 3.2SN OR BX | PCB plug-in connector, male header, closed side, THT solder connection, 3.50 mm, Number of poles: 10, 90°, Solder pin length (l): 3.2 mm, tinned, orange, Box
10963 | 1890630000 | SLD 3.50V/26/90G 3.2SN OR BX | PCB plug-in connector, male header, closed side, THT solder connection, 3.50 mm, Number of poles: 26, 90°, Solder pin length (l): 3.2 mm, tinned, orange, Box
10964 | 1890650000 | SLD 3.50V/34/90G 3.2SN OR BX | PCB plug-in connector, male header, closed side, THT solder connection, 3.50 mm, Number of poles: 34, 90°, Solder pin length (l): 3.2 mm, tinned, orange, Box
10965 | 1890670000 | SLD 3.50V/42/90G 3.2SN OR BX | PCB plug-in connector, male header, closed side, THT solder connection, 3.50 mm, Number of poles: 42, 90°, Solder pin length (l): 3.2 mm, tinned, orange, Box
10966 | 1890790000 | SLD 3.50V/06/90F 3.2SN OR BX | PCB plug-in connector, male header, Flange, THT solder connection, 3.50 mm, Number of poles: 6, 90°, Solder pin length (l): 3.2 mm, tinned, orange, Box
10967 | 1890800000 | SLD 3.50V/10/90F 3.2SN OR BX | PCB plug-in connector, male header, Flange, THT solder connection, 3.50 mm, Number of poles: 10, 90°, Solder pin length (l): 3.2 mm, tinned, orange, Box
10968 | 1890830000 | SLD 3.50V/26/90F 3.2SN OR BX | PCB plug-in connector, male header, Flange, THT solder connection, 3.50 mm, Number of poles: 26, 90°, Solder pin length (l): 3.2 mm, tinned, orange, Box
10969 | 1890840000 | SLD 3.50V/30/90F 3.2SN OR BX | PCB plug-in connector, male header, Flange, THT solder connection, 3.50 mm, Number of poles: 30, 90°, Solder pin length (l): 3.2 mm, tinned, orange, Box
10970 | 1890860000 | SLD 3.50V/38/90F 3.2SN OR BX | PCB plug-in connector, male header, Flange, THT solder connection, 3.50 mm, Number of poles: 38, 90°, Solder pin length (l): 3.2 mm, tinned, orange, Box
10971 | 1891060000 | SLD 3.50 V/06/180F 3.2 SN OR BX | PCB plug-in connector, male header, Flange, THT solder connection, 3.50 mm, Number of poles: 6, 180°, Solder pin length (l): 3.2 mm, tinned, orange, Box
10972 | 1891070000 | SLD 3.50 V/10/180F 3.2 SN OR BX | PCB plug-in connector, male header, Flange, THT solder connection, 3.50 mm, Number of poles: 10, 180°, Solder pin length (l): 3.2 mm, tinned, orange, Box
10973 | 1891130000 | SLD 3.50 V/34/180F 3.2 SN OR BX | PCB plug-in connector, male header, Flange, THT solder connection, 3.50 mm, Number of poles: 34, 180°, Solder pin length (l): 3.2 mm, tinned, orange, Box
10974 | 1891200000 | SLD 3.50V/10/180G 3.2SN OR BX | PCB plug-in connector, male header, closed side, THT solder connection, 3.50 mm, Number of poles: 10, 180°, Solder pin length (l): 3.2 mm, tinned, orange, Box
10975 | 1891210000 | SLD 3.50V/14/180G 3.2SN OR BX | PCB plug-in connector, male header, closed side, THT solder connection, 3.50 mm, Number of poles: 14, 180°, Solder pin length (l): 3.2 mm, tinned, orange, Box
10976 | 1891290000 | SLD 3.50V/46/180G 3.2SN OR BX | PCB plug-in connector, male header, closed side, THT solder connection, 3.50 mm, Number of poles: 46, 180°, Solder pin length (l): 3.2 mm, tinned, orange, Box
10977 | 1933520000 | SLD 5.00/06/90G 3.2 SN BK BX | PCB plug-in connector, male header, closed side, THT solder connection, 5.00 mm, Number of poles: 6, 90°, Solder pin length (l): 3.2 mm, tinned, black, Box
10978 | 1962830000 | SLD 3.50V/16/08/90G 3.2SN OR BX | PCB plug-in connector, male header, closed side, THT solder connection, 3.50 mm, Number of poles: 16, 90°, Solder pin length (l): 3.2 mm, tinned, orange, Box
10979 | 9502570000 | QL 10 SAKK4 | SAK Series, Cross-connector, for cross-connection link, Number of poles: 10
10980 | 8000037601 | TS35X7.5 ST MPC1725 HOR | Rail, TS 35, TS 35 x 7.5, Width: 114 mm, without slot, Steel, galvanic zinc plated and passivated
10981 | 8000051454 | TS35X7.5 ST KTB9161 VER-C | Rail, TS 35, TS 35 x 7.5, Width: 845 mm, without slot, Steel, galvanized, chromium-plated
10982 | 8000051456 | TS35X7.5 ST KTB9874 VER-C | Rail, TS 35, TS 35 x 7.5, Width: 912 mm, without slot, Steel, galvanized, chromium-plated
10983 | 8000072514 | MHS 5/11 W T3 B T | PCB plug-in connector, male header, THT/THR solder connection, Pitch in mm (P): 5.00 mm, Number of poles: 11, 270°, Tube
10984 | 569960000 | TOP1.5GS2/180 5 2STI OR | Printed circuit board terminals, 5.08 mm, Number of poles: 2, 180°, Solder pin length (l): 4.5 mm, tinned, orange, TOP connection, Clamping range, max. : 2.5 mm², Box
10985 | 570360000 | TOP1.5GS4/180 5 2STI OR | Printed circuit board terminals, 5.08 mm, Number of poles: 4, 180°, Solder pin length (l): 4.5 mm, tinned, orange, TOP connection, Clamping range, max. : 2.5 mm², Box
10986 | 593860000 | TOP1.5GS6/90 5 2STI OR | Printed circuit board terminals, 5.08 mm, Number of poles: 6, 90°, Solder pin length (l): 3.5 mm, tinned, orange, TOP connection, Clamping range, max. : 2.5 mm², Box
10987 | 1020010000 | WDU 2.5 SW | Feed-through terminal, Screw connection, 2.5 mm², 800 V, 24 A, black
10988 | 1020040000 | WDU 2.5 RT | Feed-through terminal, Screw connection, 2.5 mm², 800 V, 24 A, red
10989 | 1020080000 | WDU 2.5 BL | Feed-through terminal, Screw connection, 2.5 mm², 800 V, 24 A, blue
10990 | 1020120000 | WDU 4 GE | Feed-through terminal, Screw connection, 4 mm², 800 V, 32 A, yellow
10991 | 1020160000 | WDU 4 GN | Feed-through terminal, Screw connection, 4 mm², 800 V, 32 A, green
10992 | 1020180000 | WDU 4 BL | Feed-through terminal, Screw connection, 4 mm², 800 V, 32 A, blue
10993 | 1020200000 | WDU 6 | Feed-through terminal, Screw connection, 6 mm², 800 V, 41 A, dark beige
10994 | 1020290000 | WDU 6 GN | Feed-through terminal, Screw connection, 6 mm², 800 V, 41 A, green
10995 | 1020300000 | WDU 10 | Feed-through terminal, Screw connection, 10 mm², 1000 V, 57 A, dark beige
10996 | 1020500000 | WDU 35 | Feed-through terminal, Screw connection, 35 mm², 1000 V, 125 A, dark beige
10997 | 1020700000 | WDU 2.5/10 BEZ | Feed-through terminal, Screw connection, 2.5 mm², 500 V, 24 A, dark beige
10998 | 1021000000 | WDU 4/10 | Feed-through terminal, Screw connection, 4 mm², 800 V, 32 A, dark beige
10999 | 1024100000 | WDU 2.5/TC TYP K | W-Series, Feed-through terminal, Thermocouple, Rated cross-section: 2.5 mm², Screw connection
11000 | 1024200000 | WDU 2.5/TC TYP T | W-Series, Feed-through terminal, Thermocouple, Rated cross-section: 2.5 mm², Screw connection
11001 | 1024500000 | WDU 120/150 | Feed-through terminal, Screw connection, 120 mm², 1000 V, 269 A, dark beige
11002 | 1024600000 | WDU 70/95 | Feed-through terminal, Screw connection, 95 mm², 1000 V, 232 A, dark beige
11003 | 1024650000 | WDU 70/95 HG | Feed-through terminal, Screw connection, 95 mm², 1000 V, 232 A, Light green
11004 | 1028880000 | WDU 35/ZA BL | Feed-through terminal, Screw connection, 35 mm², 1000 V, 125 A, blue
11005 | 1028980000 | WDU 16/ZA BL | Feed-through terminal, Screw connection, 16 mm², 1000 V, 76 A, blue
11006 | 1031480000 | WDU 1.5/ZZ BL | Feed-through terminal, Screw connection, 1.5 mm², 800 V, 17.5 A, blue
11007 | 1032400000 | WDU 120/150/5 N | Feed-through terminal, Screw connection, 120 mm², 1000 V, 269 A, dark beige
11008 | 1033800000 | WMA 4/5 | Feed-through terminal, Motor-connection terminal, Screw connection, 4 mm², 800 V, 32 A, dark beige
11009 | 1036800000 | WDU 2.5 WS | Feed-through terminal, Screw connection, 2.5 mm², 800 V, 24 A, white
11010 | 1037800000 | WDU 4 GR | Feed-through terminal, Screw connection, 4 mm², 800 V, 32 A, grey
11011 | 1040400000 | WDU 35N | Feed-through terminal, Screw connection, 35 mm², 500 V, 125 A, dark beige
11012 | 1040800000 | WDU 2.5N ZQV | Feed-through terminal, Screw connection, 2.5 mm², 500 V, 24 A, dark beige
11013 | 1040880000 | WDU 2.5N ZQV BL | Feed-through terminal, Screw connection, 2.5 mm², 500 V, 24 A, blue
11014 | 1058670000 | ZDK 2.5 RT | Feed-through terminal, Double-tier terminal, Tension-clamp connection, 2.5 mm², 500 V, 20 A, red
11015 | 1238360000 | SLA 05/90 3.2SN OR BX | PCB plug-in connector, male header, open side, THT solder connection, 5.08 mm, Number of poles: 5, 90°, Solder pin length (l): 3.2 mm, tinned, orange, Box
11016 | 1238762222 | SLA 09/90 3.2SN OR BX | PCB plug-in connector, male header, open side, THT solder connection, 5.08 mm, Number of poles: 9, 90°, Solder pin length (l): 3.2 mm, orange, Box
11017 | 1238960000 | SLA 11/90 3.2SN OR BX | PCB plug-in connector, male header, open side, THT solder connection, 5.08 mm, Number of poles: 11, 90°, Solder pin length (l): 3.2 mm, tinned, orange, Box
11018 | 1239660000 | SLA 03/180 3.2SN OR BX | PCB plug-in connector, male header, open side, THT solder connection, 5.08 mm, Number of poles: 3, 180°, Solder pin length (l): 3.2 mm, tinned, orange, Box
11019 | 1239860000 | SLA 05/180 3.2SN OR BX | PCB plug-in connector, male header, open side, THT solder connection, 5.08 mm, Number of poles: 5, 180°, Solder pin length (l): 3.2 mm, tinned, orange, Box
11020 | 1240260000 | SLA 09/180 3.2SN OR BX | PCB plug-in connector, male header, open side, THT solder connection, 5.08 mm, Number of poles: 9, 180°, Solder pin length (l): 3.2 mm, tinned, orange, Box
11021 | 1240360000 | SLA 10/180 3.2SN OR BX | PCB plug-in connector, male header, open side, THT solder connection, 5.08 mm, Number of poles: 10, 180°, Solder pin length (l): 3.2 mm, tinned, orange, Box
11022 | 1241360000 | SLA 05/90B 3.2SN OR BX | PCB plug-in connector, male header, Dovetails for fixing blocks, THT solder connection, 5.08 mm, Number of poles: 5, 90°, Solder pin length (l): 3.2 mm, tinned, orange, Box
11023 | 1241960000 | SLA 11/90B 3.2SN OR BX | PCB plug-in connector, male header, Dovetails for fixing blocks, THT solder connection, 5.08 mm, Number of poles: 11, 90°, Solder pin length (l): 3.2 mm, tinned, orange, Box
11024 | 1242660000 | SLA 03/180B 3.2SN OR BX | PCB plug-in connector, male header, Dovetails for fixing blocks, THT solder connection, 5.08 mm, Number of poles: 3, 180°, Solder pin length (l): 3.2 mm, tinned, orange, Box
11025 | 1243560000 | SLA 12/180B 3.2SN OR BX | PCB plug-in connector, male header, Dovetails for fixing blocks, THT solder connection, 5.08 mm, Number of poles: 12, 180°, Solder pin length (l): 3.2 mm, tinned, orange, Box
11026 | 1270360000 | SLA 18/90B 3.2SN OR BX | PCB plug-in connector, male header, Dovetails for fixing blocks, THT solder connection, 5.08 mm, Number of poles: 18, 90°, Solder pin length (l): 3.2 mm, tinned, orange, Box
11027 | 1271860000 | SLA 18/90 3.2SN OR BX | PCB plug-in connector, male header, open side, THT solder connection, 5.08 mm, Number of poles: 18, 90°, Solder pin length (l): 3.2 mm, tinned, orange, Box
11028 | 1315560000 | SLA 24/180B 3.2SN OR BX | PCB plug-in connector, male header, Dovetails for fixing blocks, THT solder connection, 5.08 mm, Number of poles: 24, 180°, Solder pin length (l): 3.2 mm, tinned, orange, Box
11029 | 1346860000 | SLA 02/90 4.5SN OR BX | PCB plug-in connector, male header, open side, THT solder connection, 5.08 mm, Number of poles: 2, 90°, Solder pin length (l): 4.5 mm, tinned, orange, Box
11030 | 1347460000 | SLA 08/90 4.5SN OR BX | PCB plug-in connector, male header, open side, THT solder connection, 5.08 mm, Number of poles: 8, 90°, Solder pin length (l): 4.5 mm, tinned, orange, Box
11031 | 1347610000 | SLA 10/90 4.5SN BK BX | PCB plug-in connector, male header, open side, THT solder connection, 5.08 mm, Number of poles: 10, 90°, Solder pin length (l): 4.5 mm, tinned, black, Box
11032 | 1347860000 | SLA 12/90 4.5SN OR BX | PCB plug-in connector, male header, open side, THT solder connection, 5.08 mm, Number of poles: 12, 90°, Solder pin length (l): 4.5 mm, tinned, orange, Box
11033 | 1348460000 | SLA 18/90 4.5SN OR BX | PCB plug-in connector, male header, open side, THT solder connection, 5.08 mm, Number of poles: 18, 90°, Solder pin length (l): 4.5 mm, tinned, orange, Box
11034 | 1349460000 | SLA 05/180 4.5SN OR BX | PCB plug-in connector, male header, open side, THT solder connection, 5.08 mm, Number of poles: 5, 180°, Solder pin length (l): 4.5 mm, tinned, orange, Box
11035 | 1350460000 | SLA 15/180 4.5SN OR BX | PCB plug-in connector, male header, open side, THT solder connection, 5.08 mm, Number of poles: 15, 180°, Solder pin length (l): 4.5 mm, tinned, orange, Box
11036 | 1350960000 | SLA 20/180 4.5SN OR BX | PCB plug-in connector, male header, open side, THT solder connection, 5.08 mm, Number of poles: 20, 180°, Solder pin length (l): 4.5 mm, tinned, orange, Box
11037 | 1351410000 | SLA 02/90B 4.5SN BK BX | PCB plug-in connector, male header, Dovetails for fixing blocks, THT solder connection, 5.08 mm, Number of poles: 2, 90°, Solder pin length (l): 4.5 mm, tinned, black, Box
11038 | 1351460000 | SLA 02/90B 4.5SN OR BX | PCB plug-in connector, male header, Dovetails for fixing blocks, THT solder connection, 5.08 mm, Number of poles: 2, 90°, Solder pin length (l): 4.5 mm, tinned, orange, Box
11039 | 1351710000 | SLA 05/90B 4.5SN BK BX | PCB plug-in connector, male header, Dovetails for fixing blocks, THT solder connection, 5.08 mm, Number of poles: 5, 90°, Solder pin length (l): 4.5 mm, tinned, black, Box
11040 | 1352260000 | SLA 10/90B 4.5SN OR BX | PCB plug-in connector, male header, Dovetails for fixing blocks, THT solder connection, 5.08 mm, Number of poles: 10, 90°, Solder pin length (l): 4.5 mm, tinned, orange, Box
11041 | 1353010000 | SLA 18/90B 4.5SN BK BX | PCB plug-in connector, male header, Dovetails for fixing blocks, THT solder connection, 5.08 mm, Number of poles: 18, 90°, Solder pin length (l): 4.5 mm, tinned, black, Box
11042 | 1353710000 | SLA 02/180B 4.5SN BK BX | PCB plug-in connector, male header, Dovetails for fixing blocks, THT solder connection, 5.08 mm, Number of poles: 2, 180°, Solder pin length (l): 4.5 mm, tinned, black, Box
11043 | 1353760000 | SLA 02/180B 4.5SN OR BX | PCB plug-in connector, male header, Dovetails for fixing blocks, THT solder connection, 5.08 mm, Number of poles: 2, 180°, Solder pin length (l): 4.5 mm, tinned, orange, Box
11044 | 1353860000 | SLA 03/180B 4.5SN OR BX | PCB plug-in connector, male header, Dovetails for fixing blocks, THT solder connection, 5.08 mm, Number of poles: 3, 180°, Solder pin length (l): 4.5 mm, tinned, orange, Box
11045 | 1354260000 | SLA 07/180B 4.5SN OR BX | PCB plug-in connector, male header, Dovetails for fixing blocks, THT solder connection, 5.08 mm, Number of poles: 7, 180°, Solder pin length (l): 4.5 mm, tinned, orange, Box
11046 | 1354360000 | SLA 08/180B 4.5SN OR BX | PCB plug-in connector, male header, Dovetails for fixing blocks, THT solder connection, 5.08 mm, Number of poles: 8, 180°, Solder pin length (l): 4.5 mm, tinned, orange, Box
11047 | 1355360000 | SLA 18/180B 4.5SN OR BX | PCB plug-in connector, male header, Dovetails for fixing blocks, THT solder connection, 5.08 mm, Number of poles: 18, 180°, Solder pin length (l): 4.5 mm, tinned, orange, Box
11048 | 1597390000 | BL 3.50/05/180 SN OR BX | PCB plug-in connector, female plug, 3.50 mm, Number of poles: 5, 180°, Clamping yoke connection, Clamping range, max. : 1.5 mm², Box
11049 | 1597410000 | BL 3.50/07/180 SN OR BX | PCB plug-in connector, female plug, 3.50 mm, Number of poles: 7, 180°, Clamping yoke connection, Clamping range, max. : 1.5 mm², Box
11050 | 1597480000 | BL 3.50/14/180 SN OR BX | PCB plug-in connector, female plug, 3.50 mm, Number of poles: 14, 180°, Clamping yoke connection, Clamping range, max. : 1.5 mm², Box
11051 | 1606640000 | BL 3.50/02/180F SN OR BX | PCB plug-in connector, female plug, 3.50 mm, Number of poles: 2, 180°, Clamping yoke connection, Clamping range, max. : 1.5 mm², Box
11052 | 1606680000 | BL 3.50/06/180F SN OR BX | PCB plug-in connector, female plug, 3.50 mm, Number of poles: 6, 180°, Clamping yoke connection, Clamping range, max. : 1.5 mm², Box
11053 | 1606750000 | BL 3.50/13/180F SN OR BX | PCB plug-in connector, female plug, 3.50 mm, Number of poles: 13, 180°, Clamping yoke connection, Clamping range, max. : 1.5 mm², Box
11054 | 1614090000 | BL 3.50/05/180 SN BK BX | PCB plug-in connector, female plug, 3.50 mm, Number of poles: 5, 180°, Clamping yoke connection, Clamping range, max. : 1.5 mm², Box
11055 | 1615670000 | BL 3.50/02/180 SN BK BX | PCB plug-in connector, female plug, 3.50 mm, Number of poles: 2, 180°, Clamping yoke connection, Clamping range, max. : 1.5 mm², Box
11056 | 1615700000 | BL 3.50/08/180 SN BK BX | PCB plug-in connector, female plug, 3.50 mm, Number of poles: 8, 180°, Clamping yoke connection, Clamping range, max. : 1.5 mm², Box
11057 | 1615810000 | BL 3.50/05/180F SN BK BX | PCB plug-in connector, female plug, 3.50 mm, Number of poles: 5, 180°, Clamping yoke connection, Clamping range, max. : 1.5 mm², Box
11058 | 1615820000 | BL 3.50/06/180F SN BK BX | PCB plug-in connector, female plug, 3.50 mm, Number of poles: 6, 180°, Clamping yoke connection, Clamping range, max. : 1.5 mm², Box
11059 | 1615830000 | BL 3.50/07/180F SN BK BX | PCB plug-in connector, female plug, 3.50 mm, Number of poles: 7, 180°, Clamping yoke connection, Clamping range, max. : 1.5 mm², Box
11060 | 1615860000 | BL 3.50/10/180F SN BK BX | PCB plug-in connector, female plug, 3.50 mm, Number of poles: 10, 180°, Clamping yoke connection, Clamping range, max. : 1.5 mm², Box
11061 | 1615880000 | BL 3.50/12/180F SN BK BX | PCB plug-in connector, female plug, 3.50 mm, Number of poles: 12, 180°, Clamping yoke connection, Clamping range, max. : 1.5 mm², Box
11062 | 1615890000 | BL 3.50/13/180F SN BK BX | PCB plug-in connector, female plug, 3.50 mm, Number of poles: 13, 180°, Clamping yoke connection, Clamping range, max. : 1.5 mm², Box
11063 | 1615910000 | BL 3.50/15/180F SN BK BX | PCB plug-in connector, female plug, 3.50 mm, Number of poles: 15, 180°, Clamping yoke connection, Clamping range, max. : 1.5 mm², Box
11064 | 1615920000 | BL 3.50/16/180F SN BK BX | PCB plug-in connector, female plug, 3.50 mm, Number of poles: 16, 180°, Clamping yoke connection, Clamping range, max. : 1.5 mm², Box
11065 | 1620310000 | BL 3.50/19/180 SN OR BX | PCB plug-in connector, female plug, 3.50 mm, Number of poles: 19, 180°, Clamping yoke connection, Clamping range, max. : 1.5 mm², Box
11066 | 1620320000 | BL 3.50/20/180 SN OR BX | PCB plug-in connector, female plug, 3.50 mm, Number of poles: 20, 180°, Clamping yoke connection, Clamping range, max. : 1.5 mm², Box
11067 | 1620380000 | BL 3.50/18/180 SN BK BX | PCB plug-in connector, female plug, 3.50 mm, Number of poles: 18, 180°, Clamping yoke connection, Clamping range, max. : 1.5 mm², Box
11068 | 1620390000 | BL 3.50/19/180 SN BK BX | PCB plug-in connector, female plug, 3.50 mm, Number of poles: 19, 180°, Clamping yoke connection, Clamping range, max. : 1.5 mm², Box
11069 | 1620440000 | BL 3.50/24/180 SN BK BX | PCB plug-in connector, female plug, 3.50 mm, Number of poles: 24, 180°, Clamping yoke connection, Clamping range, max. : 1.5 mm², Box
11070 | 1620790000 | BL 3.50/20/180F SN OR BX | PCB plug-in connector, female plug, 3.50 mm, Number of poles: 20, 180°, Clamping yoke connection, Clamping range, max. : 1.5 mm², Box
11071 | 1620850000 | BL 3.50/18/180F SN BK BX | PCB plug-in connector, female plug, 3.50 mm, Number of poles: 18, 180°, Clamping yoke connection, Clamping range, max. : 1.5 mm², Box
11072 | 1687660000 | BL 3.50/03/180LH SN OR BX | PCB plug-in connector, female plug, 3.50 mm, Number of poles: 3, 180°, Clamping yoke connection, Clamping range, max. : 1.5 mm², Box
11073 | 1687730000 | BL 3.50/10/180LH SN OR BX | PCB plug-in connector, female plug, 3.50 mm, Number of poles: 10, 180°, Clamping yoke connection, Clamping range, max. : 1.5 mm², Box
11074 | 1687750000 | BL 3.50/12/180LH SN OR BX | PCB plug-in connector, female plug, 3.50 mm, Number of poles: 12, 180°, Clamping yoke connection, Clamping range, max. : 1.5 mm², Box
11075 | 1687780000 | BL 3.50/15/180LH SN OR BX | PCB plug-in connector, female plug, 3.50 mm, Number of poles: 15, 180°, Clamping yoke connection, Clamping range, max. : 1.5 mm², Box
11076 | 1687800000 | BL 3.50/17/180LH SN OR BX | PCB plug-in connector, female plug, 3.50 mm, Number of poles: 17, 180°, Clamping yoke connection, Clamping range, max. : 1.5 mm², Box
11077 | 1687810000 | BL 3.50/18/180LH SN OR BX | PCB plug-in connector, female plug, 3.50 mm, Number of poles: 18, 180°, Clamping yoke connection, Clamping range, max. : 1.5 mm², Box
11078 | 1687820000 | BL 3.50/19/180LH SN OR BX | PCB plug-in connector, female plug, 3.50 mm, Number of poles: 19, 180°, Clamping yoke connection, Clamping range, max. : 1.5 mm², Box
11079 | 1687870000 | BL 3.50/24/180LH SN OR BX | PCB plug-in connector, female plug, 3.50 mm, Number of poles: 24, 180°, Clamping yoke connection, Clamping range, max. : 1.5 mm², Box
11080 | 1687880000 | BL 3.50/02/180LH SN BK BX | PCB plug-in connector, female plug, 3.50 mm, Number of poles: 2, 180°, Clamping yoke connection, Clamping range, max. : 1.5 mm², Box
11081 | 1690310000 | BLZF 3.50/14/180 SN OR BX | PCB plug-in connector, female plug, 3.50 mm, Number of poles: 14, 180°, Tension-clamp connection, Clamping range, max. : 1.5 mm², Box
11082 | 1690320000 | BLZF 3.50/15/180 SN OR BX | PCB plug-in connector, female plug, 3.50 mm, Number of poles: 15, 180°, Tension-clamp connection, Clamping range, max. : 1.5 mm², Box
11083 | 1690340000 | BLZF 3.50/17/180 SN OR BX | PCB plug-in connector, female plug, 3.50 mm, Number of poles: 17, 180°, Tension-clamp connection, Clamping range, max. : 1.5 mm², Box
11084 | 1690350000 | BLZF 3.50/18/180 SN OR BX | PCB plug-in connector, female plug, 3.50 mm, Number of poles: 18, 180°, Tension-clamp connection, Clamping range, max. : 1.5 mm², Box
11085 | 1690360000 | BLZF 3.50/19/180 SN OR BX | PCB plug-in connector, female plug, 3.50 mm, Number of poles: 19, 180°, Tension-clamp connection, Clamping range, max. : 1.5 mm², Box
11086 | 1690370000 | BLZF 3.50/20/180 SN OR BX | PCB plug-in connector, female plug, 3.50 mm, Number of poles: 20, 180°, Tension-clamp connection, Clamping range, max. : 1.5 mm², Box
11087 | 1690380000 | BLZF 3.50/21/180 SN OR BX | PCB plug-in connector, female plug, 3.50 mm, Number of poles: 21, 180°, Tension-clamp connection, Clamping range, max. : 1.5 mm², Box
11088 | 1690390000 | BLZF 3.50/22/180 SN OR BX | PCB plug-in connector, female plug, 3.50 mm, Number of poles: 22, 180°, Tension-clamp connection, Clamping range, max. : 1.5 mm², Box
11089 | 1690430000 | BLZF 3.50/03/180 SN BK BX | PCB plug-in connector, female plug, 3.50 mm, Number of poles: 3, 180°, Tension-clamp connection, Clamping range, max. : 1.5 mm², Box
11090 | 1690450000 | BLZF 3.50/05/180 SN BK BX | PCB plug-in connector, female plug, 3.50 mm, Number of poles: 5, 180°, Tension-clamp connection, Clamping range, max. : 1.5 mm², Box
11091 | 1690460000 | BLZF 3.50/06/180 SN BK BX | PCB plug-in connector, female plug, 3.50 mm, Number of poles: 6, 180°, Tension-clamp connection, Clamping range, max. : 1.5 mm², Box
11092 | 1690470000 | BLZF 3.50/07/180 SN BK BX | PCB plug-in connector, female plug, 3.50 mm, Number of poles: 7, 180°, Tension-clamp connection, Clamping range, max. : 1.5 mm², Box
11093 | 1690520000 | BLZF 3.50/12/180 SN BK BX | PCB plug-in connector, female plug, 3.50 mm, Number of poles: 12, 180°, Tension-clamp connection, Clamping range, max. : 1.5 mm², Box
11094 | 1690530000 | BLZF 3.50/13/180 SN BK BX | PCB plug-in connector, female plug, 3.50 mm, Number of poles: 13, 180°, Tension-clamp connection, Clamping range, max. : 1.5 mm², Box
11095 | 1690560000 | BLZF 3.50/16/180 SN BK BX | PCB plug-in connector, female plug, 3.50 mm, Number of poles: 16, 180°, Tension-clamp connection, Clamping range, max. : 1.5 mm², Box
11096 | 1690630000 | BLZF 3.50/23/180 SN BK BX | PCB plug-in connector, female plug, 3.50 mm, Number of poles: 23, 180°, Tension-clamp connection, Clamping range, max. : 1.5 mm², Box
11097 | 1690880000 | BLZF 3.50/02/180F SN OR BX | PCB plug-in connector, female plug, 3.50 mm, Number of poles: 2, 180°, Tension-clamp connection, Clamping range, max. : 1.5 mm², Box
11098 | 1690910000 | BLZF 3.50/05/180F SN OR BX | PCB plug-in connector, female plug, 3.50 mm, Number of poles: 5, 180°, Tension-clamp connection, Clamping range, max. : 1.5 mm², Box
11099 | 1690950000 | BLZF 3.50/09/180F SN OR BX | PCB plug-in connector, female plug, 3.50 mm, Number of poles: 9, 180°, Tension-clamp connection, Clamping range, max. : 1.5 mm², Box
11100 | 1690970000 | BLZF 3.50/11/180F SN OR BX | PCB plug-in connector, female plug, 3.50 mm, Number of poles: 11, 180°, Tension-clamp connection, Clamping range, max. : 1.5 mm², Box
11101 | 1691060000 | BLZF 3.50/20/180F SN OR BX | PCB plug-in connector, female plug, 3.50 mm, Number of poles: 20, 180°, Tension-clamp connection, Clamping range, max. : 1.5 mm², Box
11102 | 1691100000 | BLZF 3.50/24/180F SN OR BX | PCB plug-in connector, female plug, 3.50 mm, Number of poles: 24, 180°, Tension-clamp connection, Clamping range, max. : 1.5 mm², Box
11103 | 1691130000 | BLZF 3.50/04/180F SN BK BX | PCB plug-in connector, female plug, 3.50 mm, Number of poles: 4, 180°, Tension-clamp connection, Clamping range, max. : 1.5 mm², Box
11104 | 1691140000 | BLZF 3.50/05/180F SN BK BX | PCB plug-in connector, female plug, 3.50 mm, Number of poles: 5, 180°, Tension-clamp connection, Clamping range, max. : 1.5 mm², Box
11105 | 1691210000 | BLZF 3.50/12/180F SN BK BX | PCB plug-in connector, female plug, 3.50 mm, Number of poles: 12, 180°, Tension-clamp connection, Clamping range, max. : 1.5 mm², Box
11106 | 1691230000 | BLZF 3.50/14/180F SN BK BX | PCB plug-in connector, female plug, 3.50 mm, Number of poles: 14, 180°, Tension-clamp connection, Clamping range, max. : 1.5 mm², Box
11107 | 1691250000 | BLZF 3.50/16/180F SN BK BX | PCB plug-in connector, female plug, 3.50 mm, Number of poles: 16, 180°, Tension-clamp connection, Clamping range, max. : 1.5 mm², Box
11108 | 1691290000 | BLZF 3.50/20/180F SN BK BX | PCB plug-in connector, female plug, 3.50 mm, Number of poles: 20, 180°, Tension-clamp connection, Clamping range, max. : 1.5 mm², Box
11109 | 1691320000 | BLZF 3.50/23/180F SN BK BX | PCB plug-in connector, female plug, 3.50 mm, Number of poles: 23, 180°, Tension-clamp connection, Clamping range, max. : 1.5 mm², Box
11110 | 1691330000 | BLZF 3.50/24/180F SN BK BX | PCB plug-in connector, female plug, 3.50 mm, Number of poles: 24, 180°, Tension-clamp connection, Clamping range, max. : 1.5 mm², Box
11111 | 1691570000 | BLZF 3.50/02/180LH SN OR BX | PCB plug-in connector, female plug, 3.50 mm, Number of poles: 2, 180°, Tension-clamp connection, Clamping range, max. : 1.5 mm², Box
11112 | 1691600000 | BLZF 3.50/05/180LH SN OR BX | PCB plug-in connector, female plug, 3.50 mm, Number of poles: 5, 180°, Tension-clamp connection, Clamping range, max. : 1.5 mm², Box
11113 | 1691620000 | BLZF 3.50/07/180LH SN OR BX | PCB plug-in connector, female plug, 3.50 mm, Number of poles: 7, 180°, Tension-clamp connection, Clamping range, max. : 1.5 mm², Box
11114 | 1691640000 | BLZF 3.50/09/180LH SN OR BX | PCB plug-in connector, female plug, 3.50 mm, Number of poles: 9, 180°, Tension-clamp connection, Clamping range, max. : 1.5 mm², Box
11115 | 1691690000 | BLZF 3.50/14/180LH SN OR BX | PCB plug-in connector, female plug, 3.50 mm, Number of poles: 14, 180°, Tension-clamp connection, Clamping range, max. : 1.5 mm², Box
11116 | 1691730000 | BLZF 3.50/18/180LH SN OR BX | PCB plug-in connector, female plug, 3.50 mm, Number of poles: 18, 180°, Tension-clamp connection, Clamping range, max. : 1.5 mm², Box
11117 | 1691740000 | BLZF 3.50/19/180LH SN OR BX | PCB plug-in connector, female plug, 3.50 mm, Number of poles: 19, 180°, Tension-clamp connection, Clamping range, max. : 1.5 mm², Box
11118 | 1691820000 | BLZF 3.50/04/180LH SN BK BX | PCB plug-in connector, female plug, 3.50 mm, Number of poles: 4, 180°, Tension-clamp connection, Clamping range, max. : 1.5 mm², Box
11119 | 1691840000 | BLZF 3.50/06/180LH SN BK BX | PCB plug-in connector, female plug, 3.50 mm, Number of poles: 6, 180°, Tension-clamp connection, Clamping range, max. : 1.5 mm², Box
11120 | 1691860000 | BLZF 3.50/08/180LH SN BK BX | PCB plug-in connector, female plug, 3.50 mm, Number of poles: 8, 180°, Tension-clamp connection, Clamping range, max. : 1.5 mm², Box
11121 | 1691960000 | BLZF 3.50/18/180LH SN BK BX | PCB plug-in connector, female plug, 3.50 mm, Number of poles: 18, 180°, Tension-clamp connection, Clamping range, max. : 1.5 mm², Box
11122 | 1698170000 | ZRV 1.5/PE | Z-series, Feed-through terminal, Multi-tier modular terminal, Rated cross-section: 1.5 mm², Tension-clamp connection, dark beige
11123 | 1699610000 | ZDKS 2.5/1.5 | Z-series, Feed-through terminal, Double-tier terminal, Rated cross-section: 2.5 mm², Tension-clamp connection, dark beige
11124 | 1781740000 | WDU 6 PACK | Feed-through terminal, Screw connection, 6 mm², 800 V, 41 A, dark beige
11125 | 1815100000 | ZTPE 2.5/3AN/1 | Z-series, PE terminal, Rated cross-section: 2.5 mm², Tension-clamp connection, Green/yellow
11126 | 1815110000 | ZT 2.5/4AN/2 | Z-series, Feed-through terminal, Rated cross-section: 2.5 mm², Tension-clamp connection, dark beige
11127 | 1815130000 | ZT 2.5/4AN/4 | Z-series, Feed-through terminal, Rated cross-section: 2.5 mm², Plug-in connection, dark beige
11128 | 1815140000 | ZTPE 2.5/4AN/4 | Z-series, PE terminal, Rated cross-section: 2.5 mm², Tension-clamp connection, Green/yellow
11129 | 1815150000 | ZDT 2.5/2 | Z-series, Double-tier terminal, Rated cross-section: 2.5 mm², Tension-clamp connection, dark beige
11130 | 1815170000 | ZDT 2.5/2 PE | Z-series, Double-tier terminal, Rated cross-section: 2.5 mm², Tension-clamp connection, Green/yellow
11131 | 1815220000 | ZP 2.5/1AN/QV/4 | Z-series, Plug-in connector, dark beige, Direct mounting
11132 | 1815250000 | ZP 2.5/1AN/QV/7 | Z-series, Plug-in connector, dark beige, Direct mounting
11133 | 1815260000 | ZP 2.5/1AN/QV/8 | Z-series, Plug-in connector, dark beige, Direct mounting
11134 | 1815270000 | ZP 2.5/1AN/QV/9 | Z-series, Plug-in connector, dark beige, Direct mounting
11135 | 1815280000 | ZP 2.5/1AN/QV/10 | Z-series, Plug-in connector, dark beige, Direct mounting
11136 | 1815290000 | ZP 2.5/1AN/QV/11 | Z-series, Plug-in connector, dark beige, Direct mounting
11137 | 1815300000 | ZP 2.5/1AN/QV/12 | Z-series, Plug-in connector, dark beige, Direct mounting
11138 | 1815330000 | ZP 2.5/1AN/QV/15 | Z-series, Plug-in connector, dark beige, Direct mounting
11139 | 1815430000 | ZP 2.5/1AN/1 | Z-series, Plug-in connector, dark beige, Direct mounting
11140 | 1815450000 | ZP 2.5/1AN/3 | Z-series, Plug-in connector, dark beige, Direct mounting
11141 | 1815540000 | ZP 2.5/1AN/8 | Z-series, Plug-in connector, dark beige, Direct mounting
11142 | 1815550000 | ZP 2.5/1AN/9 | Z-series, Plug-in connector, dark beige, Direct mounting
11143 | 1815620000 | ZP 2.5/1AN/16 | Z-series, Plug-in connector, dark beige, Direct mounting
11144 | 1815790000 | ZP 2.5/2AN/QV/7 | Z-series, Plug-in connector, dark beige, Direct mounting
11145 | 1815800000 | ZP 2.5/2AN/QV/8 | Z-series, Plug-in connector, dark beige, Direct mounting
11146 | 1815820000 | ZP 2.5/2AN/QV/10 | Z-series, Plug-in connector, dark beige, Direct mounting
11147 | 1815880000 | ZP 2.5/2AN/QV/16 | Z-series, Plug-in connector, dark beige, Direct mounting
11148 | 1820570000 | ZP 2.5/1AN/QV/1 GN | Z-series, Plug-in connector, green, Direct mounting
11149 | 1833420000 | WDU 16 SW | Feed-through terminal, Screw connection, 16 mm², 1000 V, 76 A, black
11150 | 1833460000 | WDU 16 BR | Feed-through terminal, Screw connection, 16 mm², 1000 V, 76 A, brown
11151 | 1848340000 | ZP 4/1AN/1 | Z-series, Plug-in connector, beige, Direct mounting
11152 | 1855000000 | ZP 4/1AN/3 | Z-series, Plug-in connector, beige, Direct mounting
11153 | 1855010000 | ZP 4/1AN/4 | Z-series, Plug-in connector, beige, Direct mounting
11154 | 1855030000 | ZP 4/1AN/6 | Z-series, Plug-in connector, beige, Direct mounting
11155 | 1855070000 | ZP 4/1AN/10 | Z-series, Plug-in connector, beige, Direct mounting
11156 | 1855090000 | ZP 4/1AN/12 | Z-series, Plug-in connector, beige, Direct mounting
11157 | 1855100000 | ZP 4/1AN/13 | Z-series, Plug-in connector, beige, Direct mounting
11158 | 1855220000 | ZAP/TW ZT4/2AN | Z-series, End plate, Partition plate
11159 | 1855230000 | ZAP/TW ZT4/2AN OR | Z-series, End plate, Partition plate
11160 | 1855250000 | ZVR ZP4 | Z-series, Locking clips, Direct mounting
11161 | 1855260000 | ZZE ZP4 | Z-series, Strain relief, Direct mounting
11162 | 1865510000 | ZTTR 2.5 | Z-series, Test-disconnect terminal, Rated cross-section: 2.5 mm², Tension-clamp connection, dark beige
11163 | 1865900000 | ZPS 2.5/1AN/QV/2 | Z-series, Coupling, Rated cross-section: 2.5 mm², Plug-in connection, beige, Direct mounting
11164 | 1865920000 | ZPS 2.5/1AN/QV/4 | Z-series, Coupling, Rated cross-section: 2.5 mm², Plug-in connection, beige, Direct mounting
11165 | 1865970000 | ZPS 2.5/1AN/QV/9 | Z-series, Coupling, Rated cross-section: 2.5 mm², Plug-in connection, beige, Direct mounting
11166 | 1866000000 | ZPS 2.5/1AN/QV/12 | Z-series, Coupling, Rated cross-section: 2.5 mm², Plug-in connection, beige, Direct mounting
11167 | 1866030000 | ZPS 2.5/1AN/QV/15 | Z-series, Coupling, Rated cross-section: 2.5 mm², Plug-in connection, beige, Direct mounting
11168 | 1867110000 | ZP 2.5/1AN/4 GN/BE | Z-series, Plug-in connector, beige, Direct mounting
11169 | 1867120000 | ZP 2.5/1AN/5 GN/BE | Z-series, Plug-in connector, beige, Direct mounting
11170 | 1867200000 | ZP 2.5/1AN/13 GN/BE | Z-series, Plug-in connector, beige, Direct mounting
11171 | 1886560000 | WSI 4/LD 30-70V AC/DC | W-Series, Fuse terminal, Rated cross-section: 4 mm², Screw connection
11172 | 1886570000 | WSI 4/LD 60-150V AC/DC | W-Series, Fuse terminal, Rated cross-section: 4 mm², Screw connection
11173 | 1886580000 | WSI 4 | W-Series, Fuse terminal, Rated cross-section: 4 mm², Screw connection
11174 | 1886590000 | WSI 4/LD 10-36V AC/DC | W-Series, Fuse terminal, Rated cross-section: 4 mm², Screw connection
11175 | 9500490000 | PCF 5.00/10/180 3.5SN OR BX | Printed circuit board terminals, 5.00 mm, Number of poles: 10, 180°, Solder pin length (l): 3.5 mm, tinned, orange, Flat-blade connection, Box
11176 | 9500560000 | PCF 5.00/16/180 3.5SN OR BX | Printed circuit board terminals, 5.00 mm, Number of poles: 16, 180°, Solder pin length (l): 3.5 mm, tinned, orange, Flat-blade connection, Box
11177 | 9500630000 | PCF 7.50/03/180 3.5SN OR BX | Printed circuit board terminals, 7.50 mm, Number of poles: 3, 180°, Solder pin length (l): 3.5 mm, tinned, orange, Flat-blade connection, Box
11178 | 9500830000 | PCF 10.00/09/180 3.5SN OR BX | Printed circuit board terminals, 10.00 mm, Number of poles: 9, 180°, Solder pin length (l): 3.5 mm, tinned, orange, Flat-blade connection, Box
11179 | 9511460000 | PCF 5.00/07/90 3.5SN OR BX | Printed circuit board terminals, 5.00 mm, Number of poles: 7, 90°, Solder pin length (l): 3.5 mm, tinned, orange, Flat-blade connection, Box
11180 | 9511470000 | PCF 5.00/08/90 3.5SN OR BX | Printed circuit board terminals, 5.00 mm, Number of poles: 8, 90°, Solder pin length (l): 3.5 mm, tinned, orange, Flat-blade connection, Box
11181 | 9511530000 | PCF 5.00/14/90 3.5SN OR BX | Printed circuit board terminals, 5.00 mm, Number of poles: 14, 90°, Solder pin length (l): 3.5 mm, tinned, orange, Flat-blade connection, Box
11182 | 9511540000 | PCF 5.00/15/90 3.5SN OR BX | Printed circuit board terminals, 5.00 mm, Number of poles: 15, 90°, Solder pin length (l): 3.5 mm, tinned, orange, Flat-blade connection, Box
11183 | 9511560000 | PCF 5.00/17/90 3.5SN OR BX | Printed circuit board terminals, 5.00 mm, Number of poles: 17, 90°, Solder pin length (l): 3.5 mm, tinned, orange, Flat-blade connection, Box
11184 | 9511600000 | PCF 7.50/03/90 3.5SN OR BX | Printed circuit board terminals, 7.50 mm, Number of poles: 3, 90°, Solder pin length (l): 3.5 mm, tinned, orange, Flat-blade connection, Box
11185 | 9511670000 | PCF 7.50/11/90 3.5SN OR BX | Printed circuit board terminals, 7.50 mm, Number of poles: 11, 90°, Solder pin length (l): 3.5 mm, tinned, orange, Flat-blade connection, Box
11186 | 9511680000 | PCF 7.50/12/90 3.5SN OR BX | Printed circuit board terminals, 7.50 mm, Number of poles: 12, 90°, Solder pin length (l): 3.5 mm, tinned, orange, Flat-blade connection, Box
11187 | 9511810000 | PCF 5.00/04/135 3.5SN OR BX | Printed circuit board terminals, 5.00 mm, Number of poles: 4, 135°, Solder pin length (l): 3.5 mm, tinned, orange, Flat-blade connection, Box
11188 | 9511820000 | PCF 5.00/05/135 3.5SN OR BX | Printed circuit board terminals, 5.00 mm, Number of poles: 5, 135°, Solder pin length (l): 3.5 mm, tinned, orange, Flat-blade connection, Box
11189 | 9511850000 | PCF 5.00/08/135 3.5SN OR BX | Printed circuit board terminals, 5.00 mm, Number of poles: 8, 135°, Solder pin length (l): 3.5 mm, tinned, orange, Flat-blade connection, Box
11190 | 9511880000 | PCF 5.00/11/135 3.5SN OR BX | Printed circuit board terminals, 5.00 mm, Number of poles: 11, 135°, Solder pin length (l): 3.5 mm, tinned, orange, Flat-blade connection, Box
11191 | 9511890000 | PCF 5.00/12/135 3.5SN OR BX | Printed circuit board terminals, 5.00 mm, Number of poles: 12, 135°, Solder pin length (l): 3.5 mm, tinned, orange, Flat-blade connection, Box
11192 | 9511950000 | PCF 5.00/18/135 3.5SN OR BX | Printed circuit board terminals, 5.00 mm, Number of poles: 18, 135°, Solder pin length (l): 3.5 mm, tinned, orange, Flat-blade connection, Box
11193 | 9511960000 | PCF 5.00/19/135 3.5SN OR BX | Printed circuit board terminals, 5.00 mm, Number of poles: 19, 135°, Solder pin length (l): 3.5 mm, tinned, orange, Flat-blade connection, Box
11194 | 9511970000 | PCF 7.50/02/135 3.5SN OR BX | Printed circuit board terminals, 7.50 mm, Number of poles: 2, 135°, Solder pin length (l): 3.5 mm, tinned, orange, Flat-blade connection, Box
11195 | 9511980000 | PCF 7.50/03/135 3.5SN OR BX | Printed circuit board terminals, 7.50 mm, Number of poles: 3, 135°, Solder pin length (l): 3.5 mm, tinned, orange, Flat-blade connection, Box
11196 | 9512020000 | PCF 7.50/07/135 3.5SN OR BX | Printed circuit board terminals, 7.50 mm, Number of poles: 7, 135°, Solder pin length (l): 3.5 mm, tinned, orange, Flat-blade connection, Box
11197 | 9512030000 | PCF 7.50/08/135 3.5SN OR BX | Printed circuit board terminals, 7.50 mm, Number of poles: 8, 135°, Solder pin length (l): 3.5 mm, tinned, orange, Flat-blade connection, Box
11198 | 9512070000 | PCF 7.50/12/135 3.5SN OR BX | Printed circuit board terminals, 7.50 mm, Number of poles: 12, 135°, Solder pin length (l): 3.5 mm, tinned, orange, Flat-blade connection, Box
11199 | 9512090000 | PCF 10.00/02/135 3.5SN OR BX | Printed circuit board terminals, 10.00 mm, Number of poles: 2, 135°, Solder pin length (l): 3.5 mm, tinned, orange, Flat-blade connection, Box
11200 | 9512130000 | PCF 10.00/06/135 3.5SN OR BX | Printed circuit board terminals, 10.00 mm, Number of poles: 6, 135°, Solder pin length (l): 3.5 mm, tinned, orange, Flat-blade connection, Box
11201 | 9512160000 | PCF 10.00/09/135 3.5SN OR BX | Printed circuit board terminals, 10.00 mm, Number of poles: 9, 135°, Solder pin length (l): 3.5 mm, tinned, orange, Flat-blade connection, Box
11202 | 9512180000 | PCF 7.50/09/90 3.5SN OR BX | Printed circuit board terminals, 7.50 mm, Number of poles: 9, 90°, Solder pin length (l): 3.5 mm, tinned, orange, Flat-blade connection, Box
11203 | 9512190000 | WDU 70N/35 | Feed-through terminal, Screw connection, 70 mm², 1000 V, 192 A, dark beige
11204 | 9512420000 | WDU 70N/35 BL | Feed-through terminal, Screw connection, 70 mm², 1000 V, 192 A, blue
11205 | 9537410000 | WDU 10 SL/EN SW | W-Series, Feed-through terminal, Rated cross-section: 10 mm², Screw connection
11206 | 9537440000 | WDU 4 SL | W-Series, Feed-through terminal, Rated cross-section: 4 mm², Screw connection
11207 | 1020100000 | WDU 4 | Feed-through terminal, Screw connection, 4 mm², 800 V, 32 A, dark beige
11208 | 392160000 | TOP1.5GS12/180 7 2ST OR | Printed circuit board terminals, 7.62 mm, Number of poles: 12, 180°, Solder pin length (l): 4.5 mm, tinned, orange, TOP connection, Clamping range, max. : 2.5 mm², Box
11209 | 393560000 | TOP1.5GS4/90 7 2STI OR | Printed circuit board terminals, 7.62 mm, Number of poles: 4, 90°, Solder pin length (l): 3.5 mm, tinned, orange, TOP connection, Clamping range, max. : 2.5 mm², Box
11210 | 394060000 | TOP1.5GS11/90 7 2STI OR | Printed circuit board terminals, 7.62 mm, Number of poles: 11, 90°, Solder pin length (l): 3.5 mm, tinned, orange, TOP connection, Clamping range, max. : 2.5 mm², Box
11211 | 394160000 | TOP1.5GS12/90 7 2STI OR | Printed circuit board terminals, 7.62 mm, Number of poles: 12, 90°, Solder pin length (l): 3.5 mm, tinned, orange, TOP connection, Clamping range, max. : 2.5 mm², Box
11212 | 594360000 | TOP1.5GS12/90 5 2STI OR | Printed circuit board terminals, 5.08 mm, Number of poles: 12, 90°, Solder pin length (l): 3.5 mm, tinned, orange, TOP connection, Clamping range, max. : 2.5 mm², Box
11213 | 598460000 | TOP1.5GS18/180 5 2STI OR | Printed circuit board terminals, 5.08 mm, Number of poles: 18, 180°, Solder pin length (l): 4.5 mm, tinned, orange, TOP connection, Clamping range, max. : 2.5 mm², Box
11214 | 598560000 | TOP1.5GS19/180 5 2ST OR | Printed circuit board terminals, 5.08 mm, Number of poles: 19, 180°, Solder pin length (l): 4.5 mm, tinned, orange, TOP connection, Clamping range, max. : 2.5 mm², Box
11215 | 598760000 | TOP1.5GS21/180 5 2ST OR | Printed circuit board terminals, 5.08 mm, Number of poles: 21, 180°, Solder pin length (l): 4.5 mm, tinned, orange, TOP connection, Clamping range, max. : 2.5 mm², Box
11216 | 641960000 | TOP1.5GS2/90 5 2STI OR | Printed circuit board terminals, 5.08 mm, Number of poles: 2, 90°, Solder pin length (l): 3.5 mm, tinned, orange, TOP connection, Clamping range, max. : 2.5 mm², Box
11217 | 1026810000 | SL 7.62HP/02/90F 3.2 SN OR BX | PCB plug-in connector, male header, Flange, THT solder connection, 7.62 mm, Number of poles: 2, 90°, Solder pin length (l): 3.2 mm, tinned, orange, Box
11218 | 1048910000 | SL 7.62HP/06/180G 3.2SN OR BX | PCB plug-in connector, male header, closed side, THT solder connection, 7.62 mm, Number of poles: 6, 180°, Solder pin length (l): 3.2 mm, tinned, orange, Box
11219 | 1048980000 | SL 7.62HP/05/180G 3.2SN BK BX | PCB plug-in connector, male header, closed side, THT solder connection, 7.62 mm, Number of poles: 5, 180°, Solder pin length (l): 3.2 mm, tinned, black, Box
11220 | 1474660000 | TOP1.5GS9/180 5 2STI OR | Printed circuit board terminals, 5.08 mm, Number of poles: 9, 180°, Solder pin length (l): 4.5 mm, tinned, orange, TOP connection, Clamping range, max. : 2.5 mm², Box
11221 | 1474760000 | TOP1.5GS11/180 5 2ST OR | Printed circuit board terminals, 5.08 mm, Number of poles: 11, 180°, Solder pin length (l): 4.5 mm, tinned, orange, TOP connection, Clamping range, max. : 2.5 mm², Box
11222 | 1597070000 | TOP1.5GS7/180 7 2STI OR | Printed circuit board terminals, 7.62 mm, Number of poles: 7, 180°, Solder pin length (l): 4.5 mm, tinned, orange, TOP connection, Clamping range, max. : 2.5 mm², Box
11223 | 1609060000 | ZTA 2 ZDU4 | Accessories, Test adapter, 9 A
11224 | 1624450000 | SL 7.62/10/90B 3.2SN OR BX | PCB plug-in connector, male header, Dovetails for fixing blocks, THT solder connection, 7.62 mm, Number of poles: 10, 90°, Solder pin length (l): 3.2 mm, tinned, orange, Box
11225 | 1624940000 | SL 7.62/04/180B 4.5SN BK BX | PCB plug-in connector, male header, Dovetails for fixing blocks, THT solder connection, 7.62 mm, Number of poles: 4, 180°, Solder pin length (l): 4.5 mm, tinned, black, Box
11226 | 1625280000 | SL 7.62/05/180B 3.2SN OR BX | PCB plug-in connector, male header, Dovetails for fixing blocks, THT solder connection, 7.62 mm, Number of poles: 5, 180°, Solder pin length (l): 3.2 mm, tinned, orange, Box
11227 | 1625290000 | SL 7.62/06/180B 3.2SN OR BX | PCB plug-in connector, male header, Dovetails for fixing blocks, THT solder connection, 7.62 mm, Number of poles: 6, 180°, Solder pin length (l): 3.2 mm, tinned, orange, Box
11228 | 1633230000 | ZQS 2.5/5 | Accessories, Cross-connector, 24 A
11229 | 1683270000 | ZDU 2.5 GE | Feed-through terminal, Tension-clamp connection, 2.5 mm², 800 V, 24 A, yellow
11230 | 1688110000 | ZTA 4 | Accessories, Test adapter, 11 A
11231 | 1689990000 | ZDK 2.5V | Feed-through terminal, Double-tier terminal, Tension-clamp connection, 2.5 mm², 500 V, 20 A, dark beige
11232 | 1693880000 | ZQV 2.5N/10 GE | Z-series, Cross-connector, 24 A
11233 | 1701800000 | BLZ 7.50/03/90 SN OR BX | PCB plug-in connector, female plug, 7.50 mm, Number of poles: 3, 90°, Clamping yoke connection, Clamping range, max. : 3.31 mm², Box
11234 | 1701810000 | BLZ 7.50/04/90 SN OR BX | PCB plug-in connector, female plug, 7.50 mm, Number of poles: 4, 90°, Clamping yoke connection, Clamping range, max. : 3.31 mm², Box
11235 | 1701820000 | BLZ 7.50/05/90 SN OR BX | PCB plug-in connector, female plug, 7.50 mm, Number of poles: 5, 90°, Clamping yoke connection, Clamping range, max. : 3.31 mm², Box
11236 | 1701830000 | BLZ 7.50/06/90 SN OR BX | PCB plug-in connector, female plug, 7.50 mm, Number of poles: 6, 90°, Clamping yoke connection, Clamping range, max. : 3.31 mm², Box
11237 | 1701870000 | BLZ 7.50/10/90 SN OR BX | PCB plug-in connector, female plug, 7.50 mm, Number of poles: 10, 90°, Clamping yoke connection, Clamping range, max. : 3.31 mm², Box
11238 | 1701890000 | BLZ 7.50/12/90 SN OR BX | PCB plug-in connector, female plug, 7.50 mm, Number of poles: 12, 90°, Clamping yoke connection, Clamping range, max. : 3.31 mm², Box
11239 | 1702020000 | BLZ 7.50/03/90B SN OR BX | PCB plug-in connector, female plug, 7.50 mm, Number of poles: 3, 90°, Clamping yoke connection, Clamping range, max. : 3.31 mm², Box
11240 | 1702030000 | BLZ 7.50/04/90B SN OR BX | PCB plug-in connector, female plug, 7.50 mm, Number of poles: 4, 90°, Clamping yoke connection, Clamping range, max. : 3.31 mm², Box
11241 | 1702050000 | BLZ 7.50/06/90B SN OR BX | PCB plug-in connector, female plug, 7.50 mm, Number of poles: 6, 90°, Clamping yoke connection, Clamping range, max. : 3.31 mm², Box
11242 | 1702070000 | BLZ 7.50/08/90B SN OR BX | PCB plug-in connector, female plug, 7.50 mm, Number of poles: 8, 90°, Clamping yoke connection, Clamping range, max. : 3.31 mm², Box
11243 | 1702330000 | BLZ 7.50/12/270 SN OR BX | PCB plug-in connector, female plug, 7.50 mm, Number of poles: 12, 270°, Clamping yoke connection, Clamping range, max. : 3.31 mm², Box
11244 | 1702460000 | BLZ 7.50/03/270B SN OR BX | PCB plug-in connector, female plug, 7.50 mm, Number of poles: 3, 270°, Clamping yoke connection, Clamping range, max. : 3.31 mm², Box
11245 | 1702540000 | BLZ 7.50/11/270B SN OR BX | PCB plug-in connector, female plug, 7.50 mm, Number of poles: 11, 270°, Clamping yoke connection, Clamping range, max. : 3.31 mm², Box
11246 | 1717940000 | ZQV 2.5N/6 RT | Z-series, Cross-connector, For the terminals, Number of poles: 6
11247 | 1717960000 | ZQV 2.5N/8 RT | Z-series, Cross-connector, For the terminals, Number of poles: 8
11248 | 1718140000 | ZQV 2.5N/8 SW | Z-series, Cross-connector, For the terminals, Number of poles: 8
11249 | 1724740000 | TOP1.5GS13/180 5 2ST OR | Printed circuit board terminals, 5.08 mm, Number of poles: 13, 180°, Solder pin length (l): 4.5 mm, tinned, orange, TOP connection, Clamping range, max. : 2.5 mm², Box
11250 | 1733640000 | ZQV 6/32 GE | Accessories, Cross-connector, 41 A
11251 | 1768800000 | ZDK 2.5 EM | Feed-through terminal, Double-tier terminal, Tension-clamp connection, 2.5 mm², 500 V, 20 A, beige
11252 | 1775500000 | ZDU 1.5 OR | Feed-through terminal, Tension-clamp connection, 1.5 mm², 500 V, 17.5 A, orange
11253 | 1775600000 | ZDU 1.5/4AN BL | Feed-through terminal, Tension-clamp connection, 1.5 mm², 500 V, 17.5 A, blue
11254 | 1776140000 | ZQV 1.5/4 | Accessories, Cross-connector, 17.5 A
11255 | 1780670000 | ZTA 7/ZA | Accessories, Test adapter, 9 A
11256 | 1791100000 | ZDK 1.5 | Feed-through terminal, Double-tier terminal, Tension-clamp connection, 1.5 mm², 500 V, 17.5 A, dark beige
11257 | 1791110000 | ZDK 1.5 BL | Feed-through terminal, Double-tier terminal, Tension-clamp connection, 1.5 mm², 500 V, 17.5 A, blue
11258 | 1791120000 | ZDK 1.5DU-PE | Feed-through terminal, Double-tier terminal, Tension-clamp connection, 1.5 mm², 500 V, 17.5 A, dark beige
11259 | 1791130000 | ZDK 1.5V | Feed-through terminal, Double-tier terminal, Tension-clamp connection, 1.5 mm², 500 V, 17.5 A, dark beige
11260 | 1792870000 | BCZ 3.81/03/180 SN GN BX | PCB plug-in connector, female plug, 3.81 mm, Number of poles: 3, 180°, Clamping yoke connection, Clamping range, max. : 1.5 mm², Box
11261 | 1792910000 | BCZ 3.81/08/180 SN GN BX | PCB plug-in connector, female plug, 3.81 mm, Number of poles: 8, 180°, Clamping yoke connection, Clamping range, max. : 1.5 mm², Box
11262 | 1792940000 | BCZ 3.81/16/180 SN GN BX | PCB plug-in connector, female plug, 3.81 mm, Number of poles: 16, 180°, Clamping yoke connection, Clamping range, max. : 1.5 mm², Box
11263 | 1793060000 | BCZ 3.81/04/180F SN GN BX | PCB plug-in connector, female plug, 3.81 mm, Number of poles: 4, 180°, Clamping yoke connection, Clamping range, max. : 1.5 mm², Box
11264 | 1793070000 | BCZ 3.81/05/180F SN GN BX | PCB plug-in connector, female plug, 3.81 mm, Number of poles: 5, 180°, Clamping yoke connection, Clamping range, max. : 1.5 mm², Box
11265 | 1793080000 | BCZ 3.81/06/180F SN GN BX | PCB plug-in connector, female plug, 3.81 mm, Number of poles: 6, 180°, Clamping yoke connection, Clamping range, max. : 1.5 mm², Box
11266 | 1793090000 | BCZ 3.81/08/180F SN GN BX | PCB plug-in connector, female plug, 3.81 mm, Number of poles: 8, 180°, Clamping yoke connection, Clamping range, max. : 1.5 mm², Box
11267 | 1793100000 | BCZ 3.81/10/180F SN GN BX | PCB plug-in connector, female plug, 3.81 mm, Number of poles: 10, 180°, Clamping yoke connection, Clamping range, max. : 1.5 mm², Box
11268 | 1793250000 | SC 3.81/03/90G 3.2SN GN BX | PCB plug-in connector, male header, closed side, THT solder connection, 3.81 mm, Number of poles: 3, 90°, Solder pin length (l): 3.2 mm, tinned, Pale green, Box
11269 | 1793260000 | SC 3.81/04/90G 3.2SN GN BX | PCB plug-in connector, male header, closed side, THT solder connection, 3.81 mm, Number of poles: 4, 90°, Solder pin length (l): 3.2 mm, tinned, Pale green, Box
11270 | 1793270000 | SC 3.81/05/90G 3.2SN GN BX | PCB plug-in connector, male header, closed side, THT solder connection, 3.81 mm, Number of poles: 5, 90°, Solder pin length (l): 3.2 mm, tinned, Pale green, Box
11271 | 1793280000 | SC 3.81/06/90G 3.2SN GN BX | PCB plug-in connector, male header, closed side, THT solder connection, 3.81 mm, Number of poles: 6, 90°, Solder pin length (l): 3.2 mm, tinned, Pale green, Box
11272 | 1793290000 | SC 3.81/08/90G 3.2SN GN BX | PCB plug-in connector, male header, closed side, THT solder connection, 3.81 mm, Number of poles: 8, 90°, Solder pin length (l): 3.2 mm, tinned, Pale green, Box
11273 | 1793310000 | SC 3.81/12/90G 3.2SN GN BX | PCB plug-in connector, male header, closed side, THT solder connection, 3.81 mm, Number of poles: 12, 90°, Solder pin length (l): 3.2 mm, tinned, Pale green, Box
11274 | 1793320000 | SC 3.81/16/90G 3.2SN GN BX | PCB plug-in connector, male header, closed side, THT solder connection, 3.81 mm, Number of poles: 16, 90°, Solder pin length (l): 3.2 mm, tinned, Pale green, Box
11275 | 1793450000 | SC 3.81/05/90F 3.2SN GN BX | PCB plug-in connector, male header, Flange, THT solder connection, 3.81 mm, Number of poles: 5, 90°, Solder pin length (l): 3.2 mm, tinned, Pale green, Box
11276 | 1793480000 | SC 3.81/10/90F 3.2SN GN BX | PCB plug-in connector, male header, Flange, THT solder connection, 3.81 mm, Number of poles: 10, 90°, Solder pin length (l): 3.2 mm, tinned, Pale green, Box
11277 | 1793610000 | SC 3.81/02/180G 3.2SN GN BX | PCB plug-in connector, male header, closed side, THT solder connection, 3.81 mm, Number of poles: 2, 180°, Solder pin length (l): 3.2 mm, tinned, Pale green, Box
11278 | 1793620000 | SC 3.81/03/180G 3.2SN GN BX | PCB plug-in connector, male header, closed side, THT solder connection, 3.81 mm, Number of poles: 3, 180°, Solder pin length (l): 3.2 mm, tinned, Pale green, Box
11279 | 1793680000 | SC 3.81/12/180G 3.2SN GN BX | PCB plug-in connector, male header, closed side, THT solder connection, 3.81 mm, Number of poles: 12, 180°, Solder pin length (l): 3.2 mm, tinned, Pale green, Box
11280 | 1793840000 | SC 3.81/08/180F 3.2SN GN BX | PCB plug-in connector, male header, Flange, THT solder connection, 3.81 mm, Number of poles: 8, 180°, Solder pin length (l): 3.2 mm, tinned, Pale green, Box
11281 | 1793850000 | SC 3.81/10/180F 3.2SN GN BX | PCB plug-in connector, male header, Flange, THT solder connection, 3.81 mm, Number of poles: 10, 180°, Solder pin length (l): 3.2 mm, tinned, Pale green, Box
11282 | 1793860000 | SC 3.81/12/180F 3.2SN GN BX | PCB plug-in connector, male header, Flange, THT solder connection, 3.81 mm, Number of poles: 12, 180°, Solder pin length (l): 3.2 mm, tinned, Pale green, Box
11283 | 1798680000 | BCZ 3.81/02/90 SN GN BX | PCB plug-in connector, female plug, 3.81 mm, Number of poles: 2, 90°, Clamping yoke connection, Clamping range, max. : 1.5 mm², Box
11284 | 1798690000 | BCZ 3.81/03/90 SN GN BX | PCB plug-in connector, female plug, 3.81 mm, Number of poles: 3, 90°, Clamping yoke connection, Clamping range, max. : 1.5 mm², Box
11285 | 1798710000 | BCZ 3.81/04/90 SN GN BX | PCB plug-in connector, female plug, 3.81 mm, Number of poles: 4, 90°, Clamping yoke connection, Clamping range, max. : 1.5 mm², Box
11286 | 1798730000 | BCZ 3.81/06/90 SN GN BX | PCB plug-in connector, female plug, 3.81 mm, Number of poles: 6, 90°, Clamping yoke connection, Clamping range, max. : 1.5 mm², Box
11287 | 1798740000 | BCZ 3.81/08/90 SN GN BX | PCB plug-in connector, female plug, 3.81 mm, Number of poles: 8, 90°, Clamping yoke connection, Clamping range, max. : 1.5 mm², Box
11288 | 1798750000 | BCZ 3.81/10/90 SN GN BX | PCB plug-in connector, female plug, 3.81 mm, Number of poles: 10, 90°, Clamping yoke connection, Clamping range, max. : 1.5 mm², Box
11289 | 1798760000 | BCZ 3.81/12/90 SN GN BX | PCB plug-in connector, female plug, 3.81 mm, Number of poles: 12, 90°, Clamping yoke connection, Clamping range, max. : 1.5 mm², Box
11290 | 1798900000 | BCZ 3.81/08/90F SN GN BX | PCB plug-in connector, female plug, 3.81 mm, Number of poles: 8, 90°, Clamping yoke connection, Clamping range, max. : 1.5 mm², Box
11291 | 1798910000 | BCZ 3.81/10/90F SN GN BX | PCB plug-in connector, female plug, 3.81 mm, Number of poles: 10, 90°, Clamping yoke connection, Clamping range, max. : 1.5 mm², Box
11292 | 1799010000 | BCZ 3.81/02/270 SN GN BX | PCB plug-in connector, female plug, 3.81 mm, Number of poles: 2, 270°, Clamping yoke connection, Clamping range, max. : 1.5 mm², Box
11293 | 1799020000 | BCZ 3.81/03/270 SN GN BX | PCB plug-in connector, female plug, 3.81 mm, Number of poles: 3, 270°, Clamping yoke connection, Clamping range, max. : 1.5 mm², Box
11294 | 1799030000 | BCZ 3.81/04/270 SN GN BX | PCB plug-in connector, female plug, 3.81 mm, Number of poles: 4, 270°, Clamping yoke connection, Clamping range, max. : 1.5 mm², Box
11295 | 1799170000 | BCZ 3.81/02/270F SN GN BX | PCB plug-in connector, female plug, 3.81 mm, Number of poles: 2, 270°, Clamping yoke connection, Clamping range, max. : 1.5 mm², Box
11296 | 1799200000 | BCZ 3.81/05/270F SN GN BX | PCB plug-in connector, female plug, 3.81 mm, Number of poles: 5, 270°, Clamping yoke connection, Clamping range, max. : 1.5 mm², Box
11297 | 1799220000 | BCZ 3.81/08/270F SN GN BX | PCB plug-in connector, female plug, 3.81 mm, Number of poles: 8, 270°, Clamping yoke connection, Clamping range, max. : 1.5 mm², Box
11298 | 1813330000 | SU 10.16HP/02/90G 3.5AG BK BX | PCB plug-in connector, male header, closed side, THT solder connection, 10.16 mm, Number of poles: 2, 90°, Solder pin length (l): 3.5 mm, silver-plated, black, Box
11299 | 1813390000 | SU 10.16HP/08/90G 3.5AG BK BX | PCB plug-in connector, male header, closed side, THT solder connection, 10.16 mm, Number of poles: 8, 90°, Solder pin length (l): 3.5 mm, silver-plated, black, Box
11300 | 1813420000 | SU 10.16HP/03/180G 3.5AG BK BX | PCB plug-in connector, male header, closed side, THT solder connection, 10.16 mm, Number of poles: 3, 180°, Solder pin length (l): 3.5 mm, silver-plated, black, Box
11301 | 1813450000 | SU 10.16HP/06/180G 3.5AG BK BX | PCB plug-in connector, male header, closed side, THT solder connection, 10.16 mm, Number of poles: 6, 180°, Solder pin length (l): 3.5 mm, silver-plated, black, Box
11302 | 1813460000 | SU 10.16HP/07/180G 3.5AG BK BX | PCB plug-in connector, male header, closed side, THT solder connection, 10.16 mm, Number of poles: 7, 180°, Solder pin length (l): 3.5 mm, silver-plated, black, Box
11303 | 1813470000 | SU 10.16HP/08/180G 3.5AG BK BX | PCB plug-in connector, male header, closed side, THT solder connection, 10.16 mm, Number of poles: 8, 180°, Solder pin length (l): 3.5 mm, silver-plated, black, Box
11304 | 1813500000 | SU 10.16HP/03/270G 3.5AG BK BX | PCB plug-in connector, male header, closed side, THT solder connection, 10.16 mm, Number of poles: 3, 270°, Solder pin length (l): 3.5 mm, silver-plated, black, Box
11305 | 1813520000 | SU 10.16HP/05/270G 3.5AG BK BX | PCB plug-in connector, male header, closed side, THT solder connection, 10.16 mm, Number of poles: 5, 270°, Solder pin length (l): 3.5 mm, silver-plated, black, Box
11306 | 1813530000 | SU 10.16HP/06/270G 3.5AG BK BX | PCB plug-in connector, male header, closed side, THT solder connection, 10.16 mm, Number of poles: 6, 270°, Solder pin length (l): 3.5 mm, silver-plated, black, Box
11307 | 1813570000 | SU 10.16HP/02/90F 3.5AG BK BX | PCB plug-in connector, male header, Clip-on flange, THT solder connection, 10.16 mm, Number of poles: 2, 90°, Solder pin length (l): 3.5 mm, silver-plated, black, Box
11308 | 1813640000 | SU 10.16HP/09/90F 3.5AG BK BX | PCB plug-in connector, male header, Clip-on flange, THT solder connection, 10.16 mm, Number of poles: 9, 90°, Solder pin length (l): 3.5 mm, silver-plated, black, Box
11309 | 1833100000 | BEST | Accessories, Component plug
11310 | 1847600000 | ZTA ZT2.5/ZA | Accessories, Test adapter, 17.5 A
11311 | 1851050000 | SU 10.16HP/03/90SF 3.5AG BK BX | PCB plug-in connector, male header, Screw/clip-on flange, THT solder connection, 10.16 mm, Number of poles: 3, 90°, Solder pin length (l): 3.5 mm, silver-plated, black, Box
11312 | 1851080000 | SU 10.16HP/06/90SF 3.5AG BK BX | PCB plug-in connector, male header, Screw/clip-on flange, THT solder connection, 10.16 mm, Number of poles: 6, 90°, Solder pin length (l): 3.5 mm, silver-plated, black, Box
11313 | 1851140000 | SU 10.16HP/04/270SF 3.5AG BK BX | PCB plug-in connector, male header, Screw/clip-on flange, THT solder connection, 10.16 mm, Number of poles: 4, 270°, Solder pin length (l): 3.5 mm, silver-plated, black, Box
11314 | 1871380000 | BCZ 3.81/09/180 SN GN BX | PCB plug-in connector, female plug, 3.81 mm, Number of poles: 9, 180°, Clamping yoke connection, Clamping range, max. : 1.5 mm², Box
11315 | 1880320000 | TOP1.5GS1/180 7 2STI OR | Printed circuit board terminals, 5.08 mm, Number of poles: 1, 180°, Solder pin length (l): 4.5 mm, tinned, orange, TOP connection, Clamping range, max. : 2.5 mm², Box
11316 | 1895700000 | ZDKPE 2.5-2/N/L/PE | Feed-through terminal, Double-tier terminal, Tension-clamp connection, 2.5 mm², 800 V, 24 A, dark beige
11317 | 1896110000 | PDU 2.5/4 | Feed-through terminal, PUSH IN, 4 mm², 800 V, 32 A, dark beige
11318 | 1896120000 | PDU 2.5/4/3AN | Feed-through terminal, PUSH IN, 4 mm², 800 V, 32 A, dark beige
11319 | 1896160000 | PPE 2.5/4/4AN | PE terminal, PUSH IN, 4 mm², 480 A (4 mm²), Green/yellow
11320 | 1896190000 | PPE 6/10/3AN | PE terminal, PUSH IN, 6 mm², 1200 A (10 mm²), Green/yellow
11321 | 1896280000 | PDU 6/10/3AN BL | Feed-through terminal, PUSH IN, 10 mm², 800 V, 57 A, blue
11322 | 1905060000 | WDU 4/ZZ | Feed-through terminal, Screw connection, 4 mm², 800 V, 32 A, dark beige
11323 | 1905090000 | WTR 4/ZZ | Test-disconnect terminal, Screw connection, 4 mm², 500 V, 27 A, Pivoting, dark beige
11324 | 1909010000 | ZQV 4/20 GE | Z-series, Cross-connector, For the terminals, Number of poles: 20
11325 | 1909100000 | ZQV 4N/20 BL | Accessories, Cross-connector, 32 A
11326 | 1909150000 | ZQV 4N/20 RT | Accessories, Cross-connector, 32 A
11327 | 1918720000 | PDK 2.5/4L-PE | Feed-through terminal, Double-tier terminal, PUSH IN, 4 mm², 800 V, 24 A, dark beige
11328 | 1918740000 | PDK 2.5/4N-L | Feed-through terminal, Double-tier terminal, PUSH IN, 4 mm², 800 V, 24 A, dark beige
11329 | 1918780000 | PEI 16 | P-series, Supply terminal, Feed-through terminal, Rated cross-section: 16 mm², PUSH IN, Direct mounting
11330 | 1925050000 | WTL 35/1STB/WQV | Test-disconnect terminal, Screw connection, 35 mm², 500 V, 125 A, sliding, dark beige
11331 | 9202230000 | MULTI-STRIPAX AWG | Tools, Stripping and cutting tool
11332 | 9202320000 | EINSATZ BA7-PSC 80 | Assortment of inserts
11333 | 9202330000 | KOFFER PSC80 PC | Tools, Empty box / Case
11334 | 9202600000 | CRIMPSET CTI 6 | Assortment crimping tool, Crimping tool: CTI 6, Stripping tool: STRIPAX, Crimping range, min.: 0.5
11335 | 9203610000 | MULTI-STRIPAX 0.75-4²SL | Tools, Stripping and cutting tool
11336 | 9204350000 | IE-CST | Tools, Sheathing strippers
11337 | 9204540000 | MULTI-STRIPAX 0.25-1.5S | Tools, Stripping and cutting tool
11338 | 9204560000 | MULTI-STRIPAX 1.5-6.0S | Tools, Stripping and cutting tool
11339 | 9204780000 | KOBBS 19X75 | Sheet holes
11340 | 9204810000 | KOK-46X46 | Sheet holes
11341 | 9204940000 | KOS-PG11 | Sheet holes
11342 | 9204960000 | KOS-PG16 | Sheet holes
11343 | 9205000000 | KOHS 9.5+19 | Sheet holes
11344 | 119560000 | RF RS 70 RE/A3/M.BEZ OR | Clip-in foot, RS 70 orange, Clip-in foot, Width: 10 mm
11345 | 119660000 | RF RS 70 LI/A2/O.SG OR 1665 | Clip-in foot, RS 70 orange, Clip-in foot, Width: 10 mm
11346 | 301420000 | AP RSF2 KRG | SAK Series, End plate, 3 mm, medium yellow, Direct mounting
11347 | 1020690000 | RF 108 OR | Electronics housings orange, Clip-in foot, Width: 107.2 mm
11348 | 1049010000 | BLZ 7.62HP/05/180 SN BK BX | PCB plug-in connector, female plug, 7.62 mm, Number of poles: 5, Clamping yoke connection, Clamping range, max. : 4 mm², Box
11349 | 1058740000 | THM MT30X 15/9 GE | THM, Device markers, 9 x 15 mm, yellow
11350 | 1059620000 | BLZ 7.62HP/09/180 SN BK BX | PCB plug-in connector, female plug, 7.62 mm, Number of poles: 9, Clamping yoke connection, Clamping range, max. : 4 mm², Box
11351 | 1059670000 | BLZ 7.62HP/12/180 SN BK BX | PCB plug-in connector, female plug, 7.62 mm, Number of poles: 12, Clamping yoke connection, Clamping range, max. : 4 mm², Box
11352 | 1059810000 | THM GEW 17/9 GE | THM, Device markers, 9 x 17 mm, yellow
11353 | 1059850000 | THM GEW 18/9 GE | THM, Device markers, 9 x 18 mm, yellow
11354 | 1064480000 | WAH 35 BL | Bolt-type screw terminals, Hood, blue, 26 mm
11355 | 1064550000 | WAH 70 HG | Bolt-type screw terminals, Hood, Light green, 31 mm
11356 | 1064560000 | WAH 70 BE | Bolt-type screw terminals, Hood, beige, 31 mm
11357 | 1064680000 | WAH 120 BL | Bolt-type screw terminals, Hood, blue, 41 mm
11358 | 1064760000 | WAH 185/300 BE | Bolt-type screw terminals, Hood, beige, 54 mm
11359 | 1070260000 | WAH 35/KU | Bolt-type screw terminals, Hood, beige, 25.7 mm
11360 | 1070360000 | WAH 70/KU | Bolt-type screw terminals, Hood, beige, 30.5 mm
11361 | 1102121001 | RS 30 115VAC LD LP 1A | RS-SERIES, Relay module, Number of contacts: 1, NO contact AgNi 0.15 gold flashed, Rated control voltage: 115 V AC, Continuous current: 5 A, Screw connection, Test button available: No
11362 | 1281760000 | BLA 2 SN OR | PCB plug-in connector, female plug, 5.08 mm, Number of poles: 2, 180°, Clamping yoke connection, Clamping range, max. : 3.32 mm², Box
11363 | 1356060000 | BLA 2B SN OR | PCB plug-in connector, female plug, 5.08 mm, Number of poles: 2, 180°, Clamping yoke connection, Clamping range, max. : 3.32 mm², Box
11364 | 1356560000 | BLA 7B SN OR | PCB plug-in connector, female plug, 5.08 mm, Number of poles: 7, 180°, Clamping yoke connection, Clamping range, max. : 3.32 mm², Box
11365 | 1356860000 | BLA 10B SN OR | PCB plug-in connector, female plug, 5.08 mm, Number of poles: 10, 180°, Clamping yoke connection, Clamping range, max. : 3.32 mm², Box
11366 | 1357060000 | BLA 12B SN OR | PCB plug-in connector, female plug, 5.08 mm, Number of poles: 12, 180°, Clamping yoke connection, Clamping range, max. : 3.32 mm², Box
11367 | 1357660000 | BLA 18B SN OR | PCB plug-in connector, female plug, 5.08 mm, Number of poles: 18, 180°, Clamping yoke connection, Clamping range, max. : 3.32 mm², Box
11368 | 1358260000 | BLA 24B SN OR | PCB plug-in connector, female plug, 5.08 mm, Number of poles: 24, 180°, Clamping yoke connection, Clamping range, max. : 3.32 mm², Box
11369 | 1373160000 | SLAD 22/90 3.2SN OR | PCB plug-in connector, male header, open side, THT solder connection, 5.08 mm, Number of poles: 22, 90°, Solder pin length (l): 3.2 mm, tinned, orange, Box
11370 | 1374660000 | SLAD 10/180 3.2SN OR | PCB plug-in connector, male header, open side, THT solder connection, 5.08 mm, Number of poles: 10, 180°, Solder pin length (l): 3.2 mm, tinned, orange, Box
11371 | 1374860000 | SLAD 14/180 3.2SN OR | PCB plug-in connector, male header, open side, THT solder connection, 5.08 mm, Number of poles: 14, 180°, Solder pin length (l): 3.2 mm, tinned, orange, Box
11372 | 1388960000 | SLAD 16/90B 3.2SN OR | PCB plug-in connector, male header, Dovetails for fixing blocks, THT solder connection, 5.08 mm, Number of poles: 16, 90°, Solder pin length (l): 3.2 mm, tinned, orange, Box
11373 | 1392760000 | SLAD 8/180B 3.2SN OR | PCB plug-in connector, male header, Dovetails for fixing blocks, THT solder connection, 5.08 mm, Number of poles: 8, 180°, Solder pin length (l): 3.2 mm, tinned, orange, Box
11374 | 1444160000 | BLAC 5BR OR | PCB plug-in connector, female plug, 5.08 mm, Number of poles: 5, 180°, Crimp connection, Clamping range, max. : 2.5 mm², Box
11375 | 1487160000 | BLAT 8B SN OR | PCB plug-in connector, female plug, 5.08 mm, Number of poles: 8, 180°, TOP connection, Clamping range, max. : 2.5 mm², Box
11376 | 1488760000 | BLAT 24B SN OR | PCB plug-in connector, female plug, 5.08 mm, Number of poles: 24, 180°, TOP connection, Clamping range, max. : 2.5 mm², Box
11377 | 1494560000 | TOP4GS6/180 7.62 OR | Printed circuit board terminals, 7.62 mm, Number of poles: 6, 180°, Solder pin length (l): 3.5 mm, tinned, orange, TOP connection, Clamping range, max. : 6 mm², Box
11378 | 1577420000 | BLAC 9BR OR | PCB plug-in connector, female plug, 5.08 mm, Number of poles: 9, 180°, Crimp connection, Clamping range, max. : 2.5 mm², Box
11379 | 1577490000 | BLAC 7R OR | PCB plug-in connector, female plug, 5.08 mm, Number of poles: 7, 180°, Crimp connection, Clamping range, max. : 2.5 mm², Box
11380 | 1578220000 | BLAC 2R OR | PCB plug-in connector, female plug, 5.08 mm, Number of poles: 2, 180°, Crimp connection, Clamping range, max. : 2.5 mm², Box
11381 | 1686130000 | TABPACK 19X11 M. RAND | Device markers, Device markers, 11 x 19 mm, yellow
11382 | 1686140000 | TABPACK 21X8 | Device markers, Device markers, 8 x 21 mm, yellow
11383 | 1714610000 | TOP4GS4/90 7.62 GR | Printed circuit board terminals, 7.62 mm, Number of poles: 4, 90°, Solder pin length (l): 3.5 mm, tinned, Pebble grey, TOP connection, Clamping range, max. : 6 mm², Box
11384 | 1741110000 | SYMBOL-P. 75X75X75 B/DR | Device markers, Device markers, 75 x 75 mm, yellow
11385 | 1770090000 | THM MT30X 26.5/17.5 SI | THM, Device markers, 17.5 x 26.5 mm, silver
11386 | 1774380000 | THM WO 17.8/34 WS | THM, Conductor and cable markers, 4.4 - 6.7 mm, 17.8 x 33.9 mm, white
11387 | 1774400000 | THM WO 33.5/93.1 WS | THM, Conductor and cable markers, 8 - 21.7 mm, 33.5 x 93.1 mm, white
11388 | 1778170000 | THM MT30X 101/150 SI/G | THM, Device markers, 150 x 101 mm, silver
11389 | 1784390000 | SAK 16/EN BL | SAK Series, Feed-through terminal, Rated cross-section: 16 mm², Screw connection
11390 | 1786080000 | TOP4GS10/90 6.35 OR | Printed circuit board terminals, 6.35 mm, Number of poles: 10, 90°, Solder pin length (l): 3.5 mm, tinned, orange, TOP connection, Clamping range, max. : 6 mm², Box
11391 | 1786110000 | TOP4GS2/90 6.35 SW | Printed circuit board terminals, 6.35 mm, Number of poles: 2, 90°, Solder pin length (l): 3.5 mm, tinned, black, TOP connection, Clamping range, max. : 6 mm², Box
11392 | 1786200000 | TOP4GS3/180 6.35 OR | Printed circuit board terminals, 6.35 mm, Number of poles: 3, 180°, Solder pin length (l): 3.5 mm, tinned, orange, TOP connection, Clamping range, max. : 6 mm², Box
11393 | 1786440000 | TOP4GS10/90 7.62 OR | Printed circuit board terminals, 7.62 mm, Number of poles: 10, 90°, Solder pin length (l): 3.5 mm, tinned, orange, TOP connection, Clamping range, max. : 6 mm², Box
11394 | 1786540000 | TOP4GS5/180 7.62 OR | Printed circuit board terminals, 7.62 mm, Number of poles: 5, 180°, Solder pin length (l): 3.5 mm, tinned, orange, TOP connection, Clamping range, max. : 6 mm², Box
11395 | 1786590000 | TOP4GS2/180 7.62 SW | Printed circuit board terminals, 7.62 mm, Number of poles: 2, 180°, Solder pin length (l): 3.5 mm, tinned, black, TOP connection, Clamping range, max. : 6 mm², Box
11396 | 1813600000 | SU 10.16HP/05/90F 3.5AG BK BX | PCB plug-in connector, male header, Clip-on flange, THT solder connection, 10.16 mm, Number of poles: 5, 90°, Solder pin length (l): 3.5 mm, silver-plated, black, Box
11397 | 1813780000 | SU 10.16HP/07/270F 3.5AG BK BX | PCB plug-in connector, male header, Clip-on flange, THT solder connection, 10.16 mm, Number of poles: 7, 270°, Solder pin length (l): 3.5 mm, silver-plated, black, Box
11398 | 1856630000 | THM WO 12/18 GE | THM, Conductor and cable markers, 1.9 - 1.9 mm, 12 x 18 mm, yellow
11399 | 1857840000 | TW 4 SAK4-10 GR 7042 | SAK Series, Partition plate, 1.5 mm, grey
11400 | 1862350000 | THM MT30X 38.1/31.8 SI | THM, Device markers, 31.75 x 38.1 mm, silver
11401 | 1882900000 | THM WO VIN 49.5/57.1 WS | THM, Conductor and cable markers, 6 - 12.1 mm, 49.53 x 57.1 mm, white
11402 | 1891770000 | THM MT30X 25.9/7.1 WS | THM, Device markers, 7.1 x 25.9 mm, white
11403 | 1936430000 | DP VWGK 4 GY BX | OMNIMATE Power - series WGK, Feed-through terminal
11404 | 1968130000 | THM MT30X 17/9 WS | THM, Device markers, 9 x 17 mm, white
11405 | 1980450000 | SL 7.62HP/10/90G 3.2SN OR BX | PCB plug-in connector, male header, closed side, THT solder connection, 7.62 mm, Number of poles: 10, 90°, Solder pin length (l): 3.2 mm, tinned, orange, Box
11406 | 1980460000 | SL 7.62HP/11/90G 3.2SN OR BX | PCB plug-in connector, male header, closed side, THT solder connection, 7.62 mm, Number of poles: 11, 90°, Solder pin length (l): 3.2 mm, tinned, orange, Box
11407 | 2144900000 | AP SAK2.5+AST3+4/35 | SAK Series, End plate, 1.5 mm, beige, Direct mounting
11408 | 8365940000 | MCZ O 24VUC | MCZ SERIES, Solid-state relay, 1 NO contact (Transistor), Rated control voltage: 24 V UC ±20 % , Rated switching voltage: 5...48 V DC, Continuous current: 20 mA, Tension-clamp connection
11409 | 8421060000 | MCZ O 120VUC | MCZ SERIES, Solid-state relay, 1 NO contact (Transistor), Rated control voltage: 120 V UC +5 / -15 % , Rated switching voltage: 5...48 V DC, Continuous current: 50 mA, Tension-clamp connection
11410 | 8421380000 | MCZ O 230VAC | MCZ SERIES, Solid-state relay, 1 NO contact (Transistor), Rated control voltage: 230 V AC +5 % / -15 % , Rated switching voltage: 5...48 V DC, Continuous current: 20 mA, Tension-clamp connection
11411 | 8467470000 | MCZ R 110VDC | MCZ SERIES, Relay module, Number of contacts: 1, CO contact AgSnO, Rated control voltage: 110 V DC ±10 %, Continuous current: 6 A, Tension-clamp connection, Test button available: No
11412 | 8713910000 | MCZ R 48...110VDC 1CO TRAK | MCZ-SERIES TRAK, Relay module, Number of contacts: 1, CO contact AgSnO, Rated control voltage: 48 V?110 V DC +25 % / -30 %, Continuous current: 6 A, Tension-clamp connection, Test button available: No
11413 | 8950720000 | TOS 24VDC/48VDC 0,1A | TERMOPTO, Solid-state relay, 1 NO contact (Transistor), Rated control voltage: 24 V DC ±20 % , Rated switching voltage: 5...48 V DC, Continuous current: 100 mA, Screw connection
11414 | 8950730000 | TOS 48-60VDC/48VDC 0,1A | TERMOPTO, Solid-state relay, 1 NO contact (Transistor), Rated control voltage: 48?60 V DC ±20 % , Rated switching voltage: 5...48 V DC, Continuous current: 100 mA, Screw connection
11415 | 8950750000 | TOS 220VDC/48VDC 0,1A | TERMOPTO, Solid-state relay, 1 NO contact (Transistor), Rated control voltage: 220 V DC +10 % / -15 % , Rated switching voltage: 5...48 V DC, Continuous current: 100 mA, Screw connection
11416 | 8950760000 | TOP 5VDC/48VDC 0,1A | TERMOPTO, Solid-state relay, 1 NO contact (Transistor), Rated control voltage: 5 V DC ±20 % , Rated switching voltage: 5...48 V DC, Continuous current: 100 mA, PUSH IN
11417 | 8950780000 | TOP 24VDC/48VDC 0,1A | TERMOPTO, Solid-state relay, 1 NO contact (Transistor), Rated control voltage: 24 V DC ±20 % , Rated switching voltage: 5...48 V DC, Continuous current: 100 mA, PUSH IN
11418 | 8950850000 | TOS 230VAC/48VDC 0,1A | TERMOPTO, Solid-state relay, 1 NO contact (Transistor), Rated control voltage: 230 V AC +10 % / -20 % , Rated switching voltage: 5...48 V DC, Continuous current: 100 mA, Screw connection
11419 | 8950870000 | TOP 48-60VAC/48VDC 0,1A | TERMOPTO, Solid-state relay, 1 NO contact (Transistor), Rated control voltage: 48?60 V AC ±20 % , Rated switching voltage: 5...48 V DC, Continuous current: 100 mA, PUSH IN
11420 | 8950880000 | TOP 120VAC/48VDC 0,1A | TERMOPTO, Solid-state relay, 1 NO contact (Transistor), Rated control voltage: 120 V AC ±20 % , Rated switching voltage: 5...48 V DC, Continuous current: 100 mA, PUSH IN
11421 | 8950890000 | TOP 230VAC/48VDC 0,1A | TERMOPTO, Solid-state relay, 1 NO contact (Transistor), Rated control voltage: 230 V AC +10 % / -20 % , Rated switching voltage: 5...48 V DC, Continuous current: 100 mA, PUSH IN
11422 | 8950920000 | TOS 24VDC/48VDC 0,5A | TERMOPTO, Solid-state relay, 1 NO contact (Transistor), Rated control voltage: 24 V DC ±20 % , Rated switching voltage: 5...48 V DC, Continuous current: 500 mA, Screw connection
11423 | 8950990000 | TOP 48-60VDC/48VDC 0,5A | TERMOPTO, Solid-state relay, 1 NO contact (Transistor), Rated control voltage: 48?60 V DC ±20 % , Rated switching voltage: 5...48 V DC, Continuous current: 500 mA, PUSH IN
11424 | 8951000000 | TOP 110VDC/48VDC 0,5A | TERMOPTO, Solid-state relay, 1 NO contact (Transistor), Rated control voltage: 110 V DC ±20 % , Rated switching voltage: 5...48 V DC, Continuous current: 500 mA, PUSH IN
11425 | 8951010000 | TOP 220VDC/48VDC 0,5A | TERMOPTO, Solid-state relay, 1 NO contact (Transistor), Rated control voltage: 220 V DC +10 % / -15 % , Rated switching voltage: 5...48 V DC, Continuous current: 500 mA, PUSH IN
11426 | 8951040000 | TOS 120VAC/48VDC 0,5A | TERMOPTO, Solid-state relay, 1 NO contact (Transistor), Rated control voltage: 120 V AC ±20 % , Rated switching voltage: 5...48 V DC, Continuous current: 500 mA, Screw connection
11427 | 8951050000 | TOS 230VAC/48VDC 0,5A | TERMOPTO, Solid-state relay, 1 NO contact (Transistor), Rated control voltage: 230 V AC +10 % / -20 % , Rated switching voltage: 5...48 V DC, Continuous current: 500 mA, Screw connection
11428 | 8951080000 | TOP 120VAC/48VDC 0,5A | TERMOPTO, Solid-state relay, 1 NO contact (Transistor), Rated control voltage: 120 V AC ±20 % , Rated switching voltage: 5...48 V DC, Continuous current: 500 mA, PUSH IN
11429 | 8951090000 | TOP 230VAC/48VDC 0,5A | TERMOPTO, Solid-state relay, 1 NO contact (Transistor), Rated control voltage: 230 V AC +10 % / -20 % , Rated switching voltage: 5...48 V DC, Continuous current: 500 mA, PUSH IN
11430 | 8951120000 | TOS 24VDC/230VAC 0,1A | TERMOPTO, Solid-state relay, 1 NO contact (Triac (zero-cross switch)), Rated control voltage: 24 V DC ±20 % , Rated switching voltage: 24...230 V AC, Continuous current: 100 mA, Screw connection
11431 | 8951140000 | TOS 110VDC/230VAC 0,1A | TERMOPTO, Solid-state relay, 1 NO contact (Triac (zero-cross switch)), Rated control voltage: 110 V DC ±20 % , Rated switching voltage: 24...230 V AC, Continuous current: 100 mA, Screw connection
11432 | 8951230000 | TOS 48-60VAC/230VAC 0,1A | TERMOPTO, Solid-state relay, 1 NO contact (Triac (zero-cross switch)), Rated control voltage: 48?60 V AC ±20 % , Rated switching voltage: 24...230 V AC, Continuous current: 100 mA, Screw connection
11433 | 8951260000 | TOP 24VAC/230VAC 0,1A | TERMOPTO, Solid-state relay, 1 NO contact (Triac (zero-cross switch)), Rated control voltage: 24 V AC ±20% , Rated switching voltage: 24...230 V AC, Continuous current: 100 mA, PUSH IN
11434 | 9040480000 | CRIMPER 50 Z | Tools, Crimping tool for wire-end ferrules, 35mm², 50mm²
11435 | 9040500000 | CRIMPER RG 58/59 | Tools, Crimping tool for contacts
11436 | 9040530000 | CRIMPER 6 Z | Tools, Crimping tool for contacts, 0.5mm², 6mm²
11437 | 9040550000 | CRIMPER TWINAX | Tools, Crimping tool for contacts, Hexagonal crimp
11438 | 9041250000 | UNIVERSAL 1 | Pliers
11439 | 9041650000 | CRIMPER MOD 864 | Tools, Crimping tool for contacts
11440 | 9046280000 | KBZ 160 | Pliers
11441 | 9046310000 | SE HD 140 | Diagonal-cutting pliers
11442 | 9046340000 | SE TOP | Diagonal-cutting pliers
11443 | 9046420000 | KSE 200 | Diagonal-cutting pliers
11444 | 9046440000 | AIZ 160 | Pliers
11445 | 9205400000 | LAN USB TESTER | Testing tools, Continuity tester for data cables
11446 | 9205550000 | SDI SET S2.0-5.5 | Screwdriver set
11447 | 9205560000 | SD SET S2.0-5.5 | Screwdriver set
11448 | 9427300000 | TEMPHASER | Testing tools, Multimeter
11449 | 9538110000 | WAP WTL6 SL | W-Series, End plate
11450 | 9918080000 | SLICER NO 27 | Sheathing strippers
11451 | 9918090000 | SLICER NO 28 TOP | Sheathing strippers
11452 | 9918100000 | SLICER NO 35 | Sheathing strippers
11453 | 9918130000 | CROSS-KEY UNIVERSAL | Univeral key
11454 | 9918690000 | SCISSOR 1 K | Electrician's scissors
11455 | 4027750000 | PF RS 45 GR 2000MM | Electronics housings Pebble grey, Extruded profile, Width: 45 mm
11456 | 4051810000 | PF RS 90 GR 2000MM | Electronics housings, RS 90 grey, Extruded profile, Width: 84.4 mm
11457 | 4340430000 | PF RS 45 OR 2000MM | Electronics housings orange, Extruded profile, Width: 45 mm
11458 | 107160000 | SAK 2.5/TC AL | SAK Series, Thermocouple terminal, Rated cross-section: 2.5 mm², Screw connection, Direct mounting
11459 | 189960000 | SAK 2.5/TC CU | SAK Series, Thermocouple terminal, Rated cross-section: 2.5 mm², Screw connection, Direct mounting
11460 | 193260000 | SAK 6N | SAK Series, Feed-through terminal, Rated cross-section: 6 mm², Screw connection, beige, Direct mounting
11461 | 271060000 | SAK 16 | SAK Series, Feed-through terminal, Rated cross-section: 16 mm², Screw connection, beige
11462 | 271080000 | SAK 16 BL | SAK Series, Feed-through terminal, Rated cross-section: 16 mm², Screw connection, blue
11463 | 1003640000 | SL-SMT 3.50/14/135F 3.2SN BK BX | PCB plug-in connector, male header, Flange, THT/THR solder connection, 3.50 mm, Number of poles: 14, 135°, Solder pin length (l): 3.2 mm, tinned, black, Box
11464 | 1003660000 | SL-SMT 3.50/16/135F 3.2SN BK BX | PCB plug-in connector, male header, Flange, THT/THR solder connection, 3.50 mm, Number of poles: 16, 135°, Solder pin length (l): 3.2 mm, tinned, black, Box
11465 | 1003730000 | SL-SMT 3.50/23/135F 3.2SN BK BX | PCB plug-in connector, male header, Flange, THT/THR solder connection, 3.50 mm, Number of poles: 23, 135°, Solder pin length (l): 3.2 mm, tinned, black, Box
11466 | 1021500000 | WDK 2.5 | Feed-through terminal, Double-tier terminal, Screw connection, 2.5 mm², 400 V, 24 A, dark beige
11467 | 1022360000 | WDK 2.5V OR | Feed-through terminal, Double-tier terminal, Screw connection, 2.5 mm², 400 V, 24 A, orange
11468 | 1023100000 | WDK 2.5/D/3 | W-Series, Component terminal, Rated cross-section: 2.5 mm², Screw connection
11469 | 1036300000 | WDK 2.5PE | PE terminal, Double-tier terminal, Screw connection, 2.5 mm², 300 A (2.5 mm²), Green/yellow
11470 | 1041180000 | WDK 2.5 ZQV BL | Feed-through terminal, Double-tier terminal, Screw connection, 2.5 mm², 400 V, 24 A, blue
11471 | 1041600000 | WDK 2.5N | Double-tier terminal, Screw connection, 2.5 mm², 800 V, 24 A, dark beige
11472 | 1041610000 | WDK 2.5N V | Double-tier terminal, Screw connection, 2.5 mm², 800 V, 24 A, dark beige
11473 | 1041620000 | WDK 2.5N PE | PE terminal, Double-tier terminal, Screw connection, 2.5 mm², 300 A (2.5 mm²), Green/yellow
11474 | 1041650000 | WDK 2.5N DU-PE | Double-tier terminal, Screw connection, 2.5 mm², 800 V, 24 A, dark beige
11475 | 1059280000 | LU 10.16/02/90 3.2SN BK BX | Printed circuit board terminals, 10.16 mm, Number of poles: 2, 90°, Solder pin length (l): 3.2 mm, tinned, black, Clamping yoke connection, Clamping range, max. : 16 mm², Box
11476 | 1326760000 | BLA AH 4 GR.1 OR | PCB plug-in connector, Accessories, Hood, orange, Number of poles: 4
11477 | 1327560000 | BLA AH 12 GR.1 OR | PCB plug-in connector, Accessories, Hood, orange, Number of poles: 12
11478 | 1340410000 | BLA AHZH | PCB plug-in connector, Accessories, Help for pulling cover hood, black, Number of poles: 1
11479 | 1414900000 | RSV1,6 LSF6 GR 4,5 SN | PCB plug-in connector, male header, Flange, THT solder connection, 5.00 mm, Number of poles: 6, 180°, Solder pin length (l): 4.5 mm, tinned, Pebble grey, Box
11480 | 1416700000 | RSV1,6 LBF12 GR 4,5 SN | PCB plug-in connector, female header, Flange, THT solder connection, 5.00 mm, Number of poles: 12, 180°, Solder pin length (l): 4.5 mm, tinned, Pebble grey, Box
11481 | 1418500000 | RSV1,6 LS24 GR 4,5 SN | PCB plug-in connector, male header, closed side, THT solder connection, 5.00 mm, Number of poles: 24, 180°, Solder pin length (l): 4.5 mm, tinned, Pebble grey, Box
11482 | 1418600000 | RSV1,6 LBF24 GR 4,5 AU | PCB plug-in connector, female header, Flange, THT solder connection, 5.00 mm, Number of poles: 24, 180°, Solder pin length (l): 4.5 mm, Gold-plated, Pebble grey, Box
11483 | 1419200000 | RSV1,6 LB36 GR 4,5 AU | PCB plug-in connector, female header, closed side, THT solder connection, 5.00 mm, Number of poles: 36, 180°, Solder pin length (l): 4.5 mm, Gold-plated, Pebble grey, Box
11484 | 1419700000 | RSV1,6 LBF36 GR 4,5 SN | PCB plug-in connector, female header, Flange, THT solder connection, 5.00 mm, Number of poles: 36, 180°, Solder pin length (l): 4.5 mm, tinned, Pebble grey, Box
11485 | 1440500000 | RSV1,6 LS4 GR 3,2 SN | PCB plug-in connector, male header, closed side, THT solder connection, 5.00 mm, Number of poles: 4, 180°, Solder pin length (l): 3.2 mm, tinned, Pebble grey, Box
11486 | 1440600000 | RSV1,6 LBF4 GR 3,2 AU | PCB plug-in connector, female header, Flange, THT solder connection, 5.00 mm, Number of poles: 4, 180°, Solder pin length (l): 3.2 mm, Gold-plated, Pebble grey, Box
11487 | 1440700000 | RSV1,6 LBF4 GR 3,2 SN | PCB plug-in connector, female header, Flange, THT solder connection, 5.00 mm, Number of poles: 4, 180°, Solder pin length (l): 3.2 mm, tinned, Pebble grey, Box
11488 | 1441300000 | RSV1,6 LB6 GR 3,2 SN | PCB plug-in connector, female header, closed side, THT solder connection, 5.00 mm, Number of poles: 6, 180°, Solder pin length (l): 3.2 mm, tinned, Pebble grey, Box
11489 | 1442300000 | RSV1,6 LB9 GR 3,2 SN | PCB plug-in connector, female header, closed side, THT solder connection, 5.00 mm, Number of poles: 9, 180°, Solder pin length (l): 3.2 mm, tinned, Pebble grey, Box
11490 | 1442600000 | RSV1,6 LBF9 GR 3,2 AU | PCB plug-in connector, female header, Flange, THT solder connection, 5.00 mm, Number of poles: 9, 180°, Solder pin length (l): 3.2 mm, Gold-plated, Pebble grey, Box
11491 | 1443200000 | RSV1,6 LB12 GR 3,2 AU | PCB plug-in connector, female header, closed side, THT solder connection, 5.00 mm, Number of poles: 12, 180°, Solder pin length (l): 3.2 mm, Gold-plated, Pebble grey, Box
11492 | 1443300000 | RSV1,6 LB12 GR 3,2 SN | PCB plug-in connector, female header, closed side, THT solder connection, 5.00 mm, Number of poles: 12, 180°, Solder pin length (l): 3.2 mm, tinned, Pebble grey, Box
11493 | 1443600000 | RSV1,6 LBF12 GR 3,2 AU | PCB plug-in connector, female header, Flange, THT solder connection, 5.00 mm, Number of poles: 12, 180°, Solder pin length (l): 3.2 mm, Gold-plated, Pebble grey, Box
11494 | 1444800000 | RSV1,6 LSF18 GR 3,2 AU | PCB plug-in connector, male header, Flange, THT solder connection, 5.00 mm, Number of poles: 18, 180°, Solder pin length (l): 3.2 mm, Gold-plated, Pebble grey, Box
11495 | 1445700000 | RSV1,6 LBF24 GR 3,2 SN | PCB plug-in connector, female header, Flange, THT solder connection, 5.00 mm, Number of poles: 24, 180°, Solder pin length (l): 3.2 mm, tinned, Pebble grey, Box
11496 | 1445800000 | RSV1,6 LSF24 GR 3,2 AU | PCB plug-in connector, male header, Flange, THT solder connection, 5.00 mm, Number of poles: 24, 180°, Solder pin length (l): 3.2 mm, Gold-plated, Pebble grey, Box
11497 | 1446500000 | RSV1,6 LS36 GR 3,2 SN | PCB plug-in connector, male header, closed side, THT solder connection, 5.00 mm, Number of poles: 36, 180°, Solder pin length (l): 3.2 mm, tinned, Pebble grey, Box
11498 | 1446600000 | RSV1,6 LBF36 GR 3,2 AU | PCB plug-in connector, female header, Flange, THT solder connection, 5.00 mm, Number of poles: 36, 180°, Solder pin length (l): 3.2 mm, Gold-plated, Pebble grey, Box
11499 | 1446700000 | RSV1,6 LBF36 GR 3,2 SN | PCB plug-in connector, female header, Flange, THT solder connection, 5.00 mm, Number of poles: 36, 180°, Solder pin length (l): 3.2 mm, tinned, Pebble grey, Box
11500 | 1472400000 | LPA QB 4 | Printed circuit board terminals, Accessories, Cross-connector, Number of poles: 4
11501 | 1495560000 | LPA TR STI4.5 OR | Printed circuit board terminals, Accessories, Spacer, orange, Number of poles: 1
11502 | 1496060000 | LPA FA3 | Printed circuit board terminals, Accessories, Function indicator, black, Number of poles: 3
11503 | 1545710000 | BLZ/SL KO BK BX | PCB plug-in connector, Accessories, Coding element, black, Number of poles: 1
11504 | 1571880000 | SLAS 16B SN OR | PCB plug-in connector, male plug, 5.08 mm, Number of poles: 16, 180°, Clamping yoke connection, Clamping range, max. : 3.31 mm², Box
11505 | 1628410000 | SL 7.50/07/90 3.2SN OR BX | PCB plug-in connector, male header, open side, THT solder connection, 7.50 mm, Number of poles: 7, 90°, Solder pin length (l): 3.2 mm, tinned, orange, Box
11506 | 1629220000 | SL 7.50/11/180B 3.2SN OR BX | PCB plug-in connector, male header, Dovetails for fixing blocks, THT solder connection, 7.50 mm, Number of poles: 11, 180°, Solder pin length (l): 3.2 mm, tinned, orange, Box
11507 | 1629580000 | SL 7.50/03/180B 4.5SN BK BX | PCB plug-in connector, male header, Dovetails for fixing blocks, THT solder connection, 7.50 mm, Number of poles: 3, 180°, Solder pin length (l): 4.5 mm, tinned, black, Box
11508 | 1636670000 | SL FLA 2,3/1 | PCB plug-in connector, Accessories, Flood-light display, Transparent, Number of poles: 1
11509 | 1643340000 | SL 3.50/03/135F 3.2SN OR BX | PCB plug-in connector, male header, Flange, THT solder connection, 3.50 mm, Number of poles: 3, 135°, Solder pin length (l): 3.2 mm, tinned, orange, Box
11510 | 1643520000 | SL 3.50/21/135F 3.2SN OR BX | PCB plug-in connector, male header, Flange, THT solder connection, 3.50 mm, Number of poles: 21, 135°, Solder pin length (l): 3.2 mm, tinned, orange, Box
11511 | 1650510000 | SL 7.50/07/90 3.2SN GY BX | PCB plug-in connector, male header, open side, THT solder connection, 7.50 mm, Number of poles: 7, 90°, Solder pin length (l): 3.2 mm, tinned, Pebble grey, Box
11512 | 1652130000 | BLZ 5.08 ZE04 BK BX | PCB plug-in connector, Accessories, Strain relief, black, Number of poles: 4
11513 | 1652150000 | BLZ 7.62 ZE03 OR BX | PCB plug-in connector, Accessories, Strain relief, orange, Number of poles: 3
11514 | 1652170000 | BLZ 7.62 ZE06 OR BX | PCB plug-in connector, Accessories, Strain relief, orange, Number of poles: 6
11515 | 1652210000 | BLZ 7.62 ZE03 BK BX | PCB plug-in connector, Accessories, Strain relief, black, Number of poles: 3
11516 | 1716240000 | SAK 4 | SAK Series, Feed-through terminal, Rated cross-section: 4 mm², Screw connection
11517 | 1720790000 | ZDL 2.5 S/N/L | Z-series, Installation multi-tier terminal, Rated cross-section: 2.5 mm², Tension-clamp connection, dark beige, Direct mounting
11518 | 1720850000 | ZDL 2.5/L | Z-series, Installation multi-tier terminal, Rated cross-section: 2.5 mm², Tension-clamp connection, dark beige, Direct mounting
11519 | 1723510000 | SLA BB5R SW | PCB plug-in connector, Accessories, Mounting block, black, Number of poles: 1
11520 | 1743180000 | ZDL 2.5/TR/DU/PE | Test-disconnect terminal, Tension-clamp connection, 2.5 mm², 400 V, 20 A, Pivoting, dark beige
11521 | 1751100000 | BLIDC 3.50/03/180F SN OR BX | PCB plug-in connector, female plug, 3.50 mm, Number of poles: 3, 90°/270°, IDC terminal, Clamping range, max. : 0.5 mm², Box
11522 | 1753280000 | WDU 1.5/R3.5 | W-Series, Feed-through terminal, Rated cross-section: 1.5 mm², Screw connection
11523 | 1753290000 | WDK 1.5/R3.5 | W-Series, Double-tier terminal, Feed-through terminal, Rated cross-section: 1.5 mm², Screw connection
11524 | 1753900000 | LP 7.62/03/180 3.2SN OR BX | Printed circuit board terminals, 7.62 mm, Number of poles: 3, 180°, Solder pin length (l): 3.2 mm, tinned, orange, Clamping yoke connection, Clamping range, max. : 6 mm², Box
11525 | 1754170000 | WDU 1.5/R3.5 BL | W-Series, Feed-through terminal, Rated cross-section: 1.5 mm², Screw connection
11526 | 1755230000 | LPTR 5.08/01/90 4.5SN OR BX | Printed circuit board terminals, 5.08 mm, Number of poles: 1, 90°, Solder pin length (l): 4.5 mm, tinned, orange, Clamping yoke connection, Clamping range, max. : 6 mm², Box
11527 | 1766520000 | LPP 5.08/04/90 3.2SN OR BX | Printed circuit board terminals, 5.08 mm, Number of poles: 4, 90°, Solder pin length (l): 3.2 mm, tinned, orange, Clamping yoke connection, Clamping range, max. : 6 mm², Box
11528 | 1789260000 | VT SF 4/21 MC SDR V0 | SlimFix, Conductor and cable markers, 3.6 - 6 mm, 21 x 5.7 mm, To customer specification
11529 | 1789290000 | VT SF 6/21 SDR V0 | SlimFix, Conductor and cable markers, 5.8 - 7.8 mm, 21 x 8.4 mm, To customer specification
11530 | 1803790000 | DFFC EW2 | OMNIMATE Power - Powerbus series, PCB plug-in connector
11531 | 1805750000 | SFC 1/30 MC SDR | SlimFix Clip, Conductor and cable markers, 2 - 3.5 mm, 30 x 5.8 mm, To customer specification
11532 | 1805800000 | SFC 2/21 MC SDR | SlimFix Clip, Conductor and cable markers, 3 - 5 mm, 21 x 5.8 mm, To customer specification
11533 | 1808030000 | ZAP ZDU 2.5 S | Z-series, End plate
11534 | 1808370000 | ZDU 4 S BL | Z-series, Installation multi-tier terminal, Feed-through terminal, Rated cross-section: 4 mm², Tension-clamp connection, blue, Direct mounting
11535 | 1820550000 | WDU 95N/120N | Feed-through terminal, Screw connection, 120 mm², 1000 V, 269 A, dark beige
11536 | 1824410000 | KO BU/SU10.16HP BK | PCB plug-in connector, Accessories, Coding element, black, Number of poles: 1
11537 | 1826900000 | WQV 95N/120N/3 | W-Series, Cross-connector, For the terminals, Number of poles: 3
11538 | 1826910000 | WQV 95N/120N/4 | W-Series, Cross-connector, For the terminals, Number of poles: 4
11539 | 1839180000 | LUP 12.70/02/90 3.2SN GY BX | Printed circuit board terminals, 12.70 mm, Number of poles: 2, 90°, Solder pin length (l): 3.2 mm, tinned, Pebble grey, Clamping yoke connection, Clamping range, max. : 16 mm², Box
11540 | 1839230000 | LUP 12.70/07/90 3.2SN GY BX | Printed circuit board terminals, 12.70 mm, Number of poles: 7, 90°, Solder pin length (l): 3.2 mm, tinned, Pebble grey, Clamping yoke connection, Clamping range, max. : 16 mm², Box
11541 | 1839240000 | LUP 12.70/08/90 3.2SN GY BX | Printed circuit board terminals, 12.70 mm, Number of poles: 8, 90°, Solder pin length (l): 5 mm, tinned, Pebble grey, Clamping yoke connection, Clamping range, max. : 16 mm², Box
11542 | 1839250000 | LUP 12.70/09/90 3.2SN GY BX | Printed circuit board terminals, 12.70 mm, Number of poles: 9, 90°, Solder pin length (l): 3.2 mm, tinned, Pebble grey, Clamping yoke connection, Clamping range, max. : 16 mm², Box
11543 | 1839260000 | LUP 10.16/01/90 3.2SN GY BX | Printed circuit board terminals, 10.16 mm, Number of poles: 1, 90°, Solder pin length (l): 3.2 mm, tinned, Pebble grey, Clamping yoke connection, Clamping range, max. : 16 mm², Box
11544 | 1839270000 | LUP 10.16/02/90 3.2SN GY BX | Printed circuit board terminals, 10.16 mm, Number of poles: 2, 90°, Solder pin length (l): 3.2 mm, tinned, Pebble grey, Clamping yoke connection, Clamping range, max. : 16 mm², Box
11545 | 1845900000 | SLAS 4B RF15 SN OR | PCB plug-in connector, male plug, 5.08 mm, Number of poles: 4, 180°, Clamping yoke connection, Clamping range, max. : 3.31 mm², Box
11546 | 1845910000 | SLAS 6B RF15 SN OR | PCB plug-in connector, male plug, 5.08 mm, Number of poles: 6, 180°, Clamping yoke connection, Clamping range, max. : 3.31 mm², Box
11547 | 1852430000 | SFX 14/23 MC SDR V2 | SlimFix X, Conductor and cable markers, 7 - 40 mm, 23 x 14 mm, To customer specification
11548 | 1882610000 | PDL 4/L/L/PE | Installation multi-tier terminal, PUSH IN, 4 mm², 400 V, 32 A, dark beige
11549 | 1882620000 | PDL 4/NT/L/PE | Installation multi-tier terminal, PUSH IN, 4 mm², 400 V, 20 A, dark beige
11550 | 1888850000 | VT SF 0/21 MC SDR V0 | SlimFix, Conductor and cable markers, 1.2 - 1.6 mm, 21 x 3.2 mm, To customer specification
11551 | 1890220000 | BLT 5.08HC/02/180LR SN OR BX | PCB plug-in connector, female plug, 5.08 mm, Number of poles: 2, 180°, TOP connection, Clamping range, max. : 2.5 mm², Box
11552 | 1890260000 | BLT 5.08HC/06/180LR SN OR BX | PCB plug-in connector, female plug, 5.08 mm, Number of poles: 6, 180°, TOP connection, Clamping range, max. : 2.5 mm², Box
11553 | 1890380000 | BLT 5.08HC/18/180LR SN OR BX | PCB plug-in connector, female plug, 5.08 mm, Number of poles: 18, 180°, TOP connection, Clamping range, max. : 2.5 mm², Box
11554 | 1890420000 | BLT 5.08HC/22/180LR SN OR BX | PCB plug-in connector, female plug, 5.08 mm, Number of poles: 22, 180°, TOP connection, Clamping range, max. : 2.5 mm², Box
11555 | 1894150000 | BLT 5.08HC/04/180LR SN BK BX | PCB plug-in connector, female plug, 5.08 mm, Number of poles: 4, 180°, TOP connection, Clamping range, max. : 2.5 mm², Box
11556 | 1894200000 | BLT 5.08HC/09/180LR SN BK BX | PCB plug-in connector, female plug, 5.08 mm, Number of poles: 9, 180°, TOP connection, Clamping range, max. : 2.5 mm², Box
11557 | 1894290000 | BLT 5.08HC/18/180LR SN BK BX | PCB plug-in connector, female plug, 5.08 mm, Number of poles: 18, 180°, TOP connection, Clamping range, max. : 2.5 mm², Box
11558 | 1894370000 | BLT 5.08HC/24/180LR SN BK BX | PCB plug-in connector, female plug, 5.08 mm, Number of poles: 24, 180°, TOP connection, Clamping range, max. : 2.5 mm², Box
11559 | 1899190000 | PDL 4/TR/DU | Test-disconnect terminal, PUSH IN, 4 mm², 400 V, 20 A, Pivoting, dark beige
11560 | 1899200000 | PDL 4/TR/DU/PE | Test-disconnect terminal, PUSH IN, 4 mm², 400 V, 20 A, Pivoting, dark beige
11561 | 1918530000 | SF 00/21 MC SDR V2 | SlimFix, Conductor and cable markers, 1 - 1.3 mm, 21 x 3.2 mm, To customer specification
11562 | 1918640000 | SF 1/21 MC SDR V2 | SlimFix, Conductor and cable markers, 1.7 - 2.1 mm, 21 x 3.2 mm, To customer specification
11563 | 1919250000 | SF 0/12 MC SDR V2 | SlimFix, Conductor and cable markers, 1.2 - 1.6 mm, 12 x 3.2 mm, To customer specification
11564 | 1919420000 | SF 1/12 MC SDR V2 | SlimFix, Conductor and cable markers, 1.7 - 2.1 mm, 12 x 3.2 mm, To customer specification
11565 | 1937490000 | PDL 4 S/L/L BED SW/GR | Installation multi-tier terminal, PUSH IN, 4 mm², 400 V, 32 A, dark beige
11566 | 1937550000 | BV/SV 7.62HP/02 ZE GR | PCB plug-in connector, Accessories, Strain relief, Light Grey, Number of poles: 2
11567 | 1937590000 | BV/SV 7.62HP KO | PCB plug-in connector, Accessories, Coding element, black, Number of poles: 1
11568 | 1944590000 | B2L 3.50/06/180QV3 SN BK BX | PCB plug-in connector, female plug, 3.50 mm, Number of poles: 6, 180°, Tension-clamp connection, Clamping range, max. : 1 mm², Box
11569 | 1944610000 | B2L 3.50/10/180QV5 SN BK BX | PCB plug-in connector, female plug, 3.50 mm, Number of poles: 10, 180°, Tension-clamp connection, Clamping range, max. : 1 mm², Box
11570 | 1944630000 | B2L 3.50/14/180QV7 SN BK BX | PCB plug-in connector, female plug, 3.50 mm, Number of poles: 14, 180°, Tension-clamp connection, Clamping range, max. : 1 mm², Box
11571 | 1944640000 | B2L 3.50/16/180QV8 SN BK BX | PCB plug-in connector, female plug, 3.50 mm, Number of poles: 16, 180°, Tension-clamp connection, Clamping range, max. : 1 mm², Box
11572 | 1944690000 | B2L 3.50/10/180FQV5 SN BK BX | PCB plug-in connector, female plug, 3.50 mm, Number of poles: 10, 180°, Tension-clamp connection, Clamping range, max. : 1 mm², Box
11573 | 1944770000 | B2L 3.50/10/180LHQV5 SN BK BX | PCB plug-in connector, female plug, 3.50 mm, Number of poles: 10, 180°, Tension-clamp connection, Clamping range, max. : 1 mm², Box
11574 | 1979740000 | SC 3.81 FLA 2.3/16 | PCB plug-in connector, Accessories, Flood-light display, Transparent, Number of poles: 8
11575 | 8731640000 | WTR 2.5 BL | Test-disconnect terminal, Screw connection, 2.5 mm², 500 V, 24 A, Pivoting, blue
11576 | 8731660000 | WTR 2.5 STB2.3 BL | Test-disconnect terminal, Screw connection, 2.5 mm², 800 V, 24 A, Pivoting, blue
11577 | 9025800000 | CRIMP-SET PZ 4 | Assortment crimping tool, Crimping tool: PZ 4, Stripping tool: STRIPAX, Crimping range, min.: 0.5, Colour code: Weidmüller
11578 | 9025920000 | H-BOX 4,0-16,0QMM | Assortment of wire end ferrules, Box, Colour code: Weidmüller
11579 | 9028420000 | EINSATZ A8-2 CL55 | Assortment of inserts
11580 | 9028450000 | EINSATZ A7-1 CL55 | Assortment of inserts
11581 | 9028630000 | CRIMP-SET PZ 4 D | Assortment crimping tool, Crimping tool: PZ 4, Stripping tool: STRIPAX, Crimping range, min.: 0.5, Colour code: DIN
11582 | 9956420000 | LU 10.16/07/90 4.5SN GY BX | Printed circuit board terminals, 10.16 mm, Number of poles: 7, 90°, Solder pin length (l): 4.5 mm, tinned, Pebble grey, Clamping yoke connection, Clamping range, max. : 16 mm², Box
11583 | 9956450000 | LU 10.16/10/90 4.5SN GY BX | Printed circuit board terminals, 10.16 mm, Number of poles: 10, 90°, Solder pin length (l): 4.5 mm, tinned, Pebble grey, Clamping yoke connection, Clamping range, max. : 16 mm², Box
11584 | 185760000 | SAKRD/35 | SAK Series, Test-disconnect terminal, Rated cross-section: 4 mm², Screw connection, beige, Direct mounting
11585 | 222760000 | ASK 1/EN LD 15K 24VDC | SAK Series, Fuse terminal, Rated cross-section: 4 mm², Screw connection, Direct mounting
11586 | 222860000 | ASK 1/EN LD 1D 24VAC | SAK Series, Fuse terminal, Rated cross-section: 4 mm², Screw connection, Direct mounting
11587 | 324020000 | SAKC 10 STB/RE | SAK Series, Test-disconnect terminal, Rated cross-section: 10 mm², Screw connection, blue, Rail
11588 | 357520000 | SAKC 4/35 | SAK Series, Test-disconnect terminal, Rated cross-section: 4 mm², Screw connection, medium yellow, Direct mounting
11589 | 380460000 | SAK 2.5/35 | SAK Series, Feed-through terminal, Rated cross-section: 2.5 mm², Screw connection, beige, Direct mounting
11590 | 380680000 | SAK 16/35 PA/BL | SAK Series, Feed-through terminal, Rated cross-section: 16 mm², Screw connection, blue
11591 | 412160000 | SAKR | SAK Series, Test-disconnect terminal, Rated cross-section: 4 mm², Screw connection, beige, Direct mounting
11592 | 443660000 | SAK 4/35 | SAK Series, Feed-through terminal, Rated cross-section: 4 mm², Screw connection, Direct mounting
11593 | 448360000 | ST 5/EN | Bolt-type screw terminals, Feed-through terminal, Rated cross-section: 16 mm², Screw connection
11594 | 527660000 | DK 4/35 | SAK Series, Feed-through terminal, Double-tier terminal, Rated cross-section: 4 mm², Screw connection
11595 | 590180000 | DK 4Q/35 BL | SAK Series, Feed-through terminal, Double-tier terminal, Rated cross-section: 4 mm², Screw connection
11596 | 637120000 | SAKG 32/35 I | SAK Series, Feed-through terminal, Rated cross-section: 50 mm², Screw connection, medium yellow
11597 | 637420000 | SAKG 32/35 II/GW | SAK Series, Feed-through terminal, Rated cross-section: 50 mm², Screw connection, medium yellow
11598 | 638020000 | SAKG 46/35 II/GW | SAK Series, Feed-through terminal, Rated cross-section: 150 mm², Screw connection, medium yellow, Direct mounting
11599 | 643460000 | DK 4V/35 | SAK Series, Component terminal, Rated cross-section: 4 mm², Screw connection
11600 | 670760000 | DKT 4 | SAK Series, Test-disconnect terminal, Double-tier terminal, Rated cross-section: 4 mm², Screw connection, Direct mounting
11601 | 687460000 | DKT 4/35 | W terminal with special connection, Disconnect and modular disconnect terminal, Rated cross-section: 4 mm², Screw connection, PA 66, Direct mounting
11602 | 1007880000 | ZP 2.5/2AN/QV ZAO.RA BL | Z-series, Plug-in connector, Direct mounting
11603 | 1007920000 | ZP 2.5/1AN/QV GN | Z-series, Plug-in connector, Direct mounting
11604 | 1007980000 | ZP 2.5/1AN/QV ZAO.RA GN | Z-series, Plug-in connector, Direct mounting
11605 | 1009060000 | ZP 2.5/1AN/1 BL | Z-series, Plug-in connector, Direct mounting
11606 | 1011000000 | WSI 6 | W-Series, Fuse terminal, Rated cross-section: 6 mm², Screw connection
11607 | 1011300000 | WSI 6/LD 10-36V DC/AC | W-Series, Fuse terminal, Rated cross-section: 6 mm², Screw connection
11608 | 1011510000 | PDU 2.5/4 RT | Feed-through terminal, PUSH IN, 4 mm², 800 V, 32 A, red
11609 | 1012200000 | WSI 6/LD 30-70V DC/AC | W-Series, Fuse terminal, Rated cross-section: 6 mm², Screw connection
11610 | 1012300000 | WSI 6/LD 60-150V DC/AC | W-Series, Fuse terminal, Rated cross-section: 6 mm², Screw connection
11611 | 1014000000 | WSI 6/2 GZ/DEF63 | W-Series, Fuse terminal, Rated cross-section: 6 mm², Screw connection
11612 | 1014100000 | WSI 6/2/LD 10-36V DC/AC | W-Series, Fuse terminal, Rated cross-section: 6 mm², Screw connection
11613 | 1014200000 | WSI 6/2/LD 30-70V DC/AC | W-Series, Fuse terminal, Rated cross-section: 6 mm², Screw connection
11614 | 1016780000 | WTL 6/1 BL | Test-disconnect terminal, Screw connection, 6 mm², 630 V, 41 A, sliding, blue
11615 | 1016900000 | WTL 6/1/STB | Test-disconnect terminal, Screw connection, 6 mm², 630 V, 41 A, sliding, dark beige
11616 | 1018100000 | WTQ 6/1/STB | Test-disconnect terminal, Screw connection, 6 mm², 500 V, 41 A, without, dark beige
11617 | 1018600000 | WTL 6/3/STB | Test-disconnect terminal, Screw connection, 6 mm², 500 V, 41 A, sliding, dark beige
11618 | 1019710000 | WTL 6/1 EN STB RT | Test-disconnect terminal, Screw connection, 6 mm², 630 V, 41 A, sliding, red
11619 | 1025680000 | DEK 5/30 MC SDR | Dekafix, Terminal marker, 5 x 30 mm, Weidmueller, To customer specification
11620 | 1060370000 | WTL 6/3/STB SW | Test-disconnect terminal, Screw connection, 6 mm², 500 V, 41 A, sliding, dark beige
11621 | 1063210000 | SHL-SMT 5.00/03GL 1.5BX | PCB plug-in connector, Connection element, left, male header, open side, THT/THR solder connection, 5.00 mm, Number of poles: 3, 90°, Solder pin length (l): 1.5 mm, tinned, black, Box
11622 | 1285660000 | DK 4Q/35/TC TYP T | SAK Series, Thermocouple terminal, Rated cross-section: 4 mm², Screw connection, Direct mounting
11623 | 1289920000 | SAKT 4/35/LT STB2.3 | SAK Series, Test-disconnect terminal, Rated cross-section: 4 mm², Screw connection, medium yellow, Direct mounting
11624 | 1304860000 | DKT 4V 2STB | SAK Series, Test-disconnect terminal, Double-tier terminal, Rated cross-section: 4 mm², Screw connection, beige, Direct mounting
11625 | 1323660000 | SAK 4/35 OR | SAK Series, Feed-through terminal, Rated cross-section: 4 mm², Screw connection
11626 | 1404520000 | SAKC 10/35 1STB4 KRG | SAK Series, Test-disconnect terminal, Rated cross-section: 10 mm², Screw connection, medium yellow, Direct mounting
11627 | 1594430000 | LP 7.50/03/90 3.2SN OR BX | Printed circuit board terminals, 7.50 mm, Number of poles: 3, 90°, Solder pin length (l): 3.2 mm, tinned, orange, Clamping yoke connection, Clamping range, max. : 6 mm², Box
11628 | 1594450000 | LPP 7.50/03/90 3.2SN OR BX | Printed circuit board terminals, 7.50 mm, Number of poles: 3, 90°, Solder pin length (l): 3.2 mm, tinned, orange, Clamping yoke connection, Clamping range, max. : 6 mm², Box
11629 | 1594470000 | LP 7.62/03/90 3.2SN OR BX | Printed circuit board terminals, 7.62 mm, Number of poles: 3, 90°, Solder pin length (l): 3.2 mm, tinned, orange, Clamping yoke connection, Clamping range, max. : 6 mm², Box
11630 | 1594620000 | LP 7.50/02/90 4.5SN OR BX | Printed circuit board terminals, 7.50 mm, Number of poles: 2, 90°, Solder pin length (l): 4.5 mm, tinned, orange, Clamping yoke connection, Clamping range, max. : 6 mm², Box
11631 | 1594660000 | LP 7.62/02/90 4.5SN OR BX | Printed circuit board terminals, 7.62 mm, Number of poles: 2, 90°, Solder pin length (l): 4.5 mm, tinned, orange, Clamping yoke connection, Clamping range, max. : 6 mm², Box
11632 | 1595740000 | LP 5.08/02/135 4.5SN OR BX | Printed circuit board terminals, 5.08 mm, Number of poles: 2, 135°, Solder pin length (l): 4.5 mm, tinned, orange, Clamping yoke connection, Clamping range, max. : 6 mm², Box
11633 | 1597530000 | SL 3.5 FLA 4.0/8 | PCB plug-in connector, Accessories, Flood-light display, Transparent, Number of poles: 1
11634 | 1597640000 | SL 3.5 FLA 2.3/1.75/8 | PCB plug-in connector, Accessories, Flood-light display, Transparent, Number of poles: 1
11635 | 1611990000 | STV S 3 SB | PCB plug-in connector, female plug, 7.00 mm, Number of poles: 3, 180°, Clamping yoke connection, Clamping range, max. : 4 mm², Box
11636 | 1612080000 | STV S 6 SB | PCB plug-in connector, female plug, 7.00 mm, Number of poles: 6, 180°, Clamping yoke connection, Clamping range, max. : 4 mm², Box
11637 | 1612100000 | STV S 7 SS | PCB plug-in connector, male plug, 7.00 mm, Number of poles: 7, 180°, Clamping yoke connection, Clamping range, max. : 4 mm², Box
11638 | 1612610000 | STV S 8 LB90 | PCB plug-in connector, female header, Flange, THT solder connection, 7.00 mm, Number of poles: 8, 90°, Solder pin length (l): 3.2 mm, silver-plated, Pebble grey, Box
11639 | 1612620000 | STV S 9 LS90 | PCB plug-in connector, male header, Flange, THT solder connection, 7.00 mm, Number of poles: 9, 90°, Solder pin length (l): 3.2 mm, silver-plated, Pebble grey, Box
11640 | 1612630000 | STV S 9 LB90 | PCB plug-in connector, female header, Flange, THT solder connection, 7.00 mm, Number of poles: 9, 90°, Solder pin length (l): 3.2 mm, silver-plated, Pebble grey, Box
11641 | 1612650000 | STV S 10 LB90 | PCB plug-in connector, female header, Flange, THT solder connection, 7.00 mm, Number of poles: 10, 90°, Solder pin length (l): 3.2 mm, silver-plated, Pebble grey, Box
11642 | 1612690000 | STV S 3 LB180 | PCB plug-in connector, female header, Flange, THT solder connection, 7.00 mm, Number of poles: 3, 180°, Solder pin length (l): 3.2 mm, silver-plated, Pebble grey, Box
11643 | 1627980000 | BLZ 7.50/08/180 SN OR BX | PCB plug-in connector, female plug, 7.50 mm, Number of poles: 8, 180°, Clamping yoke connection, Clamping range, max. : 3.31 mm², Box
11644 | 1651980000 | ZIA 1.5/3L-1S | Initiator/actuator terminal, Tension-clamp connection, 1.5 mm², Flange-mounted housing
11645 | 1667750000 | LM 3.50/02/90 3.2SN OR BX | Printed circuit board terminals, 3.50 mm, Number of poles: 2, 90°, Solder pin length (l): 3.2 mm, tinned, orange, Clamping yoke connection, Clamping range, max. : 2.08 mm², Box
11646 | 1697220000 | LP 7.50/02/90 4.5SN BK BX | Printed circuit board terminals, 7.50 mm, Number of poles: 2, 90°, Solder pin length (l): 4.5 mm, tinned, black, Clamping yoke connection, Clamping range, max. : 6 mm², Box
11647 | 1699670000 | LM 3.50/02/90 4.5SN BK BX | Printed circuit board terminals, 3.50 mm, Number of poles: 2, 90°, Solder pin length (l): 4.5 mm, tinned, black, Clamping yoke connection, Clamping range, max. : 2.08 mm², Box
11648 | 1703700000 | LM2N 3.50/04/90 3.2SN OR BX | Printed circuit board terminals, 3.50 mm, Number of poles: 4, 90°, Solder pin length (l): 3.2 mm, tinned, orange, Clamping yoke connection, Clamping range, max. : 2.08 mm², Box
11649 | 1703710000 | LM2N 3.50/06/90 3.2SN OR BX | Printed circuit board terminals, 3.50 mm, Number of poles: 6, 90°, Solder pin length (l): 3.2 mm, tinned, orange, Clamping yoke connection, Clamping range, max. : 2.08 mm², Box
11650 | 1703770000 | LM2N 3.50/18/90 3.2SN OR BX | Printed circuit board terminals, 3.50 mm, Number of poles: 18, 90°, Solder pin length (l): 3.2 mm, tinned, orange, Clamping yoke connection, Clamping range, max. : 2.08 mm², Box
11651 | 1703800000 | LM2N 3.50/24/90 3.2SN OR BX | Printed circuit board terminals, 3.50 mm, Number of poles: 24, 90°, Solder pin length (l): 3.2 mm, tinned, orange, Clamping yoke connection, Clamping range, max. : 2.08 mm², Box
11652 | 1704690000 | ZDUB 2.5-2/4AN/DB | Z-series, Feed-through terminal, Rated cross-section: 2.5 mm², Tension-clamp connection, dark beige, Direct mounting
11653 | 1704720000 | ZDUB 2.5-2/4AN/DB GE | Z-series, Feed-through terminal, Rated cross-section: 2.5 mm², Tension-clamp connection, yellow, Direct mounting
11654 | 1712321001 | KLBUE 10-20 SC | Clamping yoke, Clamping yoke, Steel
11655 | 1712780000 | ZDUB 2.5-2/4AN/15 | Z-series, Feed-through terminal, Rated cross-section: 2.5 mm², Tension-clamp connection, dark beige
11656 | 1712820000 | ZDUB 2.5-2/2AN/RC | Z-series, Feed-through terminal, Rated cross-section: 2.5 mm², Tension-clamp connection, dark beige, Direct mounting
11657 | 1713000000 | ZDUB 2.5-2/4AN/RC GE | Z-series, Feed-through terminal, Rated cross-section: 2.5 mm², Tension-clamp connection, yellow, Direct mounting
11658 | 1715020000 | LM 3.50/03/135 3.2SN OR BX | Printed circuit board terminals, 3.50 mm, Number of poles: 3, 135°, Solder pin length (l): 3.2 mm, tinned, orange, Clamping yoke connection, Clamping range, max. : 2.08 mm², Box
11659 | 1716710000 | LM1N 3.50/02/90 3.2SN OR BX | Printed circuit board terminals, 3.50 mm, Number of poles: 2, 90°, Solder pin length (l): 3.2 mm, tinned, orange, Clamping yoke connection, Clamping range, max. : 2.08 mm², Box
11660 | 1716720000 | LM1N 3.50/03/90 3.2SN OR BX | Printed circuit board terminals, 3.50 mm, Number of poles: 3, 90°, Solder pin length (l): 3.2 mm, tinned, orange, Clamping yoke connection, Clamping range, max. : 2.08 mm², Box
11661 | 1745400000 | ZDTR 2.5 | Test-disconnect terminal, Double-tier terminal, Tension-clamp connection, 2.5 mm², 400 V, 16 A, Pivoting, dark beige
11662 | 1745650000 | BL 3.50 AH10 BK BX | PCB plug-in connector, Accessories, Hood, black, Number of poles: 10
11663 | 1745670000 | BL 3.50 AH12 BK BX | PCB plug-in connector, Accessories, Hood, black, Number of poles: 12
11664 | 1749151001 | KLBUE CO 3 | Clamping yoke, Clamping yoke, Steel
11665 | 1750790000 | BLIDC 3.50/02/180 SN OR BX | PCB plug-in connector, female plug, 3.50 mm, Number of poles: 2, 90°/270°, IDC terminal, Clamping range, max. : 0.5 mm², Box
11666 | 1750810000 | BLIDC 3.50/04/180 SN OR BX | PCB plug-in connector, female plug, 3.50 mm, Number of poles: 4, 90°/270°, IDC terminal, Clamping range, max. : 0.5 mm², Box
11667 | 1751450000 | BLIDCB 3.50/02/-F SN OR BX | PCB plug-in connector, female plug, 3.50 mm, Number of poles: 2, 90°/270°, IDC terminal, Clamping range, max. : 0.5 mm², Box
11668 | 1751490000 | BLIDCB 3.50/06/-F SN OR BX | PCB plug-in connector, female plug, 3.50 mm, Number of poles: 6, 90°/270°, IDC terminal, Clamping range, max. : 0.5 mm², Box
11669 | 1751510000 | BLIDCB 3.50/08/-F SN OR BX | PCB plug-in connector, female plug, 3.50 mm, Number of poles: 8, 90°/270°, IDC terminal, Clamping range, max. : 0.5 mm², Box
11670 | 1754960000 | WTL 4 | Test-disconnect terminal, Screw connection, 4 mm², 500 V, 32 A, sliding, dark beige
11671 | 1754970000 | WTL 4/STB | Test-disconnect terminal, Screw connection, 4 mm², 400 V, 32 A, sliding, dark beige
11672 | 1758020000 | LM2NZF 5.08/20/135 3.5SN OR BX | Printed circuit board terminals, 5.08 mm, Number of poles: 20, 135°, Solder pin length (l): 3.5 mm, orange, Tension-clamp connection, Clamping range, max. : 2.5 mm², Box
11673 | 1758050000 | LM3RZF 5.08/48/135 3.5SN OR BX | Printed circuit board terminals, 5.08 mm, Number of poles: 48, 135°, Solder pin length (l): 3.5 mm, orange, Tension-clamp connection, Clamping range, max. : 2.5 mm², Box
11674 | 1759230000 | LP 7.62/06/90 3.2SN OR BX | Printed circuit board terminals, 7.62 mm, Number of poles: 6, 90°, Solder pin length (l): 3.2 mm, tinned, orange, Clamping yoke connection, Clamping range, max. : 6 mm², Box
11675 | 1763940000 | WTR 2.5/SI | W-Series, Fuse terminal, Rated cross-section: 2.5 mm², Screw connection
11676 | 1764830000 | LM2NZF 5.08/08/135 3.5SN OR BX | Printed circuit board terminals, 5.08 mm, Number of poles: 8, 135°, Solder pin length (l): 3.5 mm, orange, Tension-clamp connection, Clamping range, max. : 2.5 mm², Box
11677 | 1764860000 | LM2NZF 5.08/14/135 3.5SN OR BX | Printed circuit board terminals, 5.08 mm, Number of poles: 14, 135°, Solder pin length (l): 3.5 mm, orange, Tension-clamp connection, Clamping range, max. : 2.5 mm², Box
11678 | 1764900000 | LM2NZF 5.08/24/135 3.5SN OR BX | Printed circuit board terminals, 5.08 mm, Number of poles: 24, 135°, Solder pin length (l): 3.5 mm, orange, Tension-clamp connection, Clamping range, max. : 2.5 mm², Box
11679 | 1764970000 | LM3RZF 5.08/27/135 3.5SN OR BX | Printed circuit board terminals, 5.08 mm, Number of poles: 27, 135°, Solder pin length (l): 3.5 mm, orange, Tension-clamp connection, Clamping range, max. : 2.5 mm², Box
11680 | 1766560000 | LPP 7.62/08/90 3.2SN OR BX | Printed circuit board terminals, 7.62 mm, Number of poles: 8, 90°, Solder pin length (l): 3.2 mm, tinned, orange, Clamping yoke connection, Clamping range, max. : 6 mm², Box
11681 | 1766570000 | LPP 7.62/10/90 3.2SN OR BX | Printed circuit board terminals, 7.62 mm, Number of poles: 10, 90°, Solder pin length (l): 3.2 mm, tinned, orange, Clamping yoke connection, Clamping range, max. : 6 mm², Box
11682 | 1766640000 | ESG 8/17 SCHS MC SDR | ESG, Device markers x 17 mm, PA 66, Colour: To customer specification, pluggable
11683 | 1766840000 | LP 7.62/12/90 3.2SN OR BX | Printed circuit board terminals, 7.62 mm, Number of poles: 12, 90°, Solder pin length (l): 3.2 mm, tinned, orange, Clamping yoke connection, Clamping range, max. : 6 mm², Box
11684 | 1770480000 | ESG 9/17 MC SDR | ESG, Device markers x 17 mm, PA 66, Colour: To customer specification, pluggable
11685 | 1771380000 | ZDU 6-2/2AN | Feed-through terminal, Tension-clamp connection, 6 mm², 800 V, 41 A, dark beige
11686 | 1771390000 | ZDU 6-2/2AN BL | Feed-through terminal, Tension-clamp connection, 6 mm², 800 V, 41 A, blue
11687 | 1772070000 | ZDU 2.5-2 BL | Feed-through terminal, Tension-clamp connection, 2.5 mm², 800 V, 24 A, blue
11688 | 1772940000 | ZEI 16-2/1AN | Supply terminal, Tension-clamp connection, 16 mm², 800 V, 76 A, dark beige
11689 | 1779020000 | ZTR 2.5-2/O.TNHE | Test-disconnect terminal, Tension-clamp connection, 2.5 mm², 400 V, 10 A, Pivoting, dark beige
11690 | 1780860000 | WF 8 | Bolt-type screw terminals, Feed-through terminal, Rated cross-section: 50 mm², Threaded stud connection
11691 | 1780880000 | WF 12 | Bolt-type screw terminals, Feed-through terminal, Rated cross-section: 120 mm², Threaded stud connection
11692 | 1782530000 | LM2NZF 5.08/32/135 3.5SN OR BX | Printed circuit board terminals, 5.08 mm, Number of poles: 32, 135°, Solder pin length (l): 3.5 mm, orange, Tension-clamp connection, Clamping range, max. : 2.5 mm², Box
11693 | 1783010000 | SM 27/27 K MC SDR | SwitchMark, Device markers, 27 x 27 mm, To customer specification
11694 | 1783820000 | DLI 2.5 DB | W-Series, Initiator/actuator terminal, Rated cross-section: 2.5 mm², Screw connection
11695 | 1784180000 | DLD 2.5 DB | W-Series, Initiator/actuator terminal, Rated cross-section: 2.5 mm², Screw connection
11696 | 1855610000 | WTR 2.5 | Test-disconnect terminal, Screw connection, 2.5 mm², 500 V, 24 A, Pivoting, dark beige
11697 | 1878530000 | WTR 2.5 OR | Test-disconnect terminal, Screw connection, 2.5 mm², 500 V, 24 A, Pivoting, orange
11698 | 1880410000 | WSI 4/2/LD 10-36V AC/DC | W-Series, Fuse terminal, Rated cross-section: 4 mm², Screw connection
11699 | 1880420000 | WSI 4/2/LD 60-150V AC/DC | W-Series, Fuse terminal, Rated cross-section: 4 mm², Screw connection
11700 | 1880430000 | WSI 4/2 | W-Series, Fuse terminal, Rated cross-section: 4 mm², Screw connection
11701 | 1933890000 | PTR 2.5/4/4AN O.TNHE | Test-disconnect terminal, PUSH IN, 4 mm², 500 V, 24 A, without, dark beige
11702 | 1933930000 | PTR 2.5/4/3AN BL | Test-disconnect terminal, PUSH IN, 4 mm², 500 V, 24 A, Pivoting, blue
11703 | 1972980000 | ZP 2.5/1AN ZA O.RA BL | Z-series, Plug-in connector, Direct mounting
11704 | 4316370000 | ERTE BAGR 16 KT 80 | Cutting tool, Replacement part
11705 | 4316380000 | ERTE BAGR 17 KT 80 | Cutting tool, Replacement part
11706 | 7910180000 | WTR 4 | Test-disconnect terminal, Screw connection, 4 mm², 500 V, 32 A, Pivoting, dark beige
11707 | 7910380000 | WTR4 SL/EN SW | W-Series, Test-disconnect terminal, Rated cross-section: 4 mm², Screw connection
11708 | 7920900000 | ZTR 2.5/4AN | Test-disconnect terminal, Tension-clamp connection, 2.5 mm², 400 V, 16 A, Pivoting, dark beige
11709 | 7920940000 | ZTR 2.5/4AN OR | Test-disconnect terminal, Tension-clamp connection, 2.5 mm², 400 V, 16 A, Pivoting, orange
11710 | 7920950000 | ZTR 2.5/4AN/O.TNHE | Test-disconnect terminal, Tension-clamp connection, 2.5 mm², 400 V, 16 A, Pivoting, dark beige
11711 | 7921600000 | SIHA 3/G20/LD 140-250V | Accessories, Fuse holder, Rated cross-section: Plug-in connection, Wemid, dark beige, Operating instructions/catalogue
11712 | 7921760000 | SLEH 5.08/2 LI12.5 2.4 SN BK BX | PCB plug-in connector, male header, THT solder connection, 5.08 mm, Number of poles: 2, 180°, Solder pin length (l): 2.4 mm, tinned, black, Box
11713 | 8148910000 | KDKS1/EN LD 230VAC | SAK Series, Fuse terminal, Rated cross-section: 4 mm², Screw connection, Direct mounting
11714 | 8215900000 | KDKS1/35 LD 24VDC 4ZB | SAK Series, Fuse terminal, Rated cross-section: 4 mm², Screw connection, Direct mounting
11715 | 8448920000 | MCZ OVP CL 24VDC 0,5A | Surge protection for instrumentation and control, Surge protection for measurement and control
11716 | 8449030000 | MCZ OVP SL 48VUC 0,5A | Surge protection for instrumentation and control, Surge protection for measurement and control
11717 | 8449040000 | MCZ OVP CL 48VUC 1,25A | Surge protection for instrumentation and control, Surge protection for measurement and control
11718 | 8449140000 | MCZ OVP VARISTOR S10K30 | Surge protection for instrumentation and control, Surge protection for measurement and control
11719 | 9503310000 | KDKS 1/35 | SAK Series, Fuse terminal, Rated cross-section: 4 mm², Screw connection, beige, Direct mounting
11720 | 9532440000 | KDKS 1/35 DB | SAK Series, Fuse terminal, Rated cross-section: 4 mm², Screw connection, Wemid, dark beige, Direct mounting
11721 | 9918530000 | WK S 0,5X3,0 | Screwdriver insert
11722 | 9918580000 | WK K PH1 | Screwdriver insert
11723 | 150420000 | SAKG 70 II/GW | SAK Series, Feed-through terminal, Rated cross-section: 70 mm², Screw connection, medium yellow
11724 | 170520000 | SAKG 40 II | SAK Series, Feed-through terminal, Rated cross-section: 95 mm², Threaded stud connection, medium yellow
11725 | 170620000 | SAKG 46 II | SAK Series, Feed-through terminal, Rated cross-section: 150 mm², Threaded stud connection, medium yellow, Direct mounting
11726 | 210460000 | DK 4/35 LD GR 24VDC | SAK Series, Double-tier terminal, Rated cross-section: 4 mm², Screw connection, Direct mounting
11727 | 236510000 | TS 35X15/LL 1M/ST/ZN | Rail, TS 35, TS 35 x 15, with slot, Steel, galvanic zinc plated and passivated
11728 | 263660000 | SAKRD DLS2 | SAK Series, Test-disconnect terminal, Rated cross-section: 4 mm², Screw connection, beige, Direct mounting
11729 | 395760000 | DK 4/35 LD GR 24VDC | SAK Series, Double-tier terminal, Rated cross-section: 4 mm², Screw connection, Direct mounting
11730 | 412360000 | SAKR SL | SAK Series, Test-disconnect terminal, Rated cross-section: 4 mm², Screw connection, beige, Direct mounting
11731 | 479660000 | SAK 4 SS 6.3/2.8 | SAK Series, Feed-through terminal, Rated cross-section: 2.5 mm², Flat-blade connection, Direct mounting
11732 | 501600000 | SAKS 1/35/G20 DB | SAK Series, Fuse terminal, Rated cross-section: 10 mm², Screw connection, dark beige, Direct mounting
11733 | 502120000 | SAKS 5/35 | SAK Series, Fuse terminal, Rated cross-section: 16 mm², Screw connection, medium yellow, Direct mounting
11734 | 514510000 | TS 35X7.5/LL 1M/ST/ZN | Rail, TS 35, TS 35 x 7.5, with slot, Steel, galvanic zinc plated and passivated
11735 | 539060000 | DK 4/35 LD 24VDC CSA A1 | SAK Series, Double-tier terminal, Rated cross-section: 4 mm², Screw connection
11736 | 571300000 | SSCH 6X6X1000 CU/SN | Accessories, Busbar, Copper
11737 | 590060000 | DK 4Q/32 | SAK Series, Feed-through terminal, Double-tier terminal, Rated cross-section: 4 mm², Screw connection
11738 | 590260000 | DK 4QV/32 | SAK Series, Feed-through terminal, Double-tier terminal, Rated cross-section: 4 mm², Screw connection
11739 | 625320000 | BK 12 CRN | Multipin terminal strip, Single- and multi-pole terminal strip, Rated cross-section: 4 mm², Screw connection, Direct mounting
11740 | 1010000000 | WPE 2.5 | PE terminal, Screw connection, 2.5 mm², 300 A (2.5 mm²), Green/yellow
11741 | 1010100000 | WPE 4 | PE terminal, Screw connection, 4 mm², 480 A (4 mm²), Green/yellow
11742 | 1010200000 | WPE 6 | PE terminal, Screw connection, 6 mm², 720 A (6 mm²), Green/yellow
11743 | 1010300000 | WPE 10 | PE terminal, Screw connection, 10 mm², 1200 A (10 mm²), Green/yellow
11744 | 1010400000 | WPE 16 | PE terminal, Screw connection, 16 mm², 1920 A (16 mm²), Green/yellow
11745 | 1010500000 | WPE 35 | PE terminal, Screw connection, 35 mm², 4200 A (35 mm²), Green/yellow
11746 | 1010780000 | WNT 4 10X3 | Neutral conductor disconnect terminal, Busbar connection, 4 mm², 400 V, 32 A, sliding, blue
11747 | 1012600000 | WPE 35/IKSC | PE terminal, Screw connection, 35 mm², 4200 A (35 mm²), Green/yellow
11748 | 1016200000 | WPE 2.5N | PE terminal, Screw connection, 2.5 mm², 300 A (2.5 mm²), Green/yellow
11749 | 1016400000 | WPE 2.5/1.5/ZR | PE terminal, Screw connection, 2.5 mm², 300 A (2.5 mm²), Green/yellow
11750 | 1019700000 | WPE 120/150 | PE terminal, Screw connection, 120 mm², 14400 A (120 mm²), Green/yellow
11751 | 1022100000 | WDU 2.5 SL | W-Series, Feed-through terminal, Rated cross-section: 2.5 mm², Screw connection
11752 | 1022200000 | WDU 2.5 LL | W-Series, Feed-through terminal, Rated cross-section: 2.5 mm², Solder connection
11753 | 1023600000 | WDK 2.5 LD RT 24VDC +- | W-Series, Feed-through terminal, Double-tier terminal, Rated cross-section: 2.5 mm², Screw connection
11754 | 1027000000 | WDUL 4/10 | W-Series, Component terminal, Rated cross-section: 4 mm², Screw connection
11755 | 1027300000 | WDUL 4/100 | W-Series, Component terminal, Rated cross-section: 4 mm², Screw connection
11756 | 1027550000 | ZMAK 2.5 690V | Motor-connection terminal, Tension-clamp connection, 2.5 mm², 690 V, dark beige
11757 | 1027700000 | WDUL 4/10K | W-Series, Component terminal, Rated cross-section: 4 mm², Screw connection
11758 | 1028400000 | WFF 70 | Bolt-type screw terminals, Feed-through terminal, Rated cross-section: 70 mm², Threaded stud connection
11759 | 1028480000 | WFF 70 BL | Bolt-type screw terminals, Feed-through terminal, Rated cross-section: 70 mm², Threaded stud connection, Direct mounting
11760 | 1028600000 | WFF 185 | Bolt-type screw terminals, Feed-through terminal, Rated cross-section: 185 mm², Threaded stud connection
11761 | 1028680000 | WFF 185 BL | Bolt-type screw terminals, Feed-through terminal, Rated cross-section: 185 mm², Threaded stud connection
11762 | 1028700000 | WFF 300 | Bolt-type screw terminals, Feed-through terminal, Rated cross-section: 300 mm², Threaded stud connection
11763 | 1029300000 | WFF 35/AH | Bolt-type screw terminals, Feed-through terminal, Rated cross-section: 35 mm², Threaded stud connection, Direct mounting
11764 | 1029700000 | WFF 300/AH | Bolt-type screw terminals, Feed-through terminal, Rated cross-section: 300 mm², Threaded stud connection
11765 | 1030900000 | WDL 2.5/S/N | W-Series, Distributor terminal block for N rail, Rated cross-section: 2.5 mm², Screw connection
11766 | 1036000000 | WPO 4 | W-Series, Component terminal, Rated cross-section: 4 mm², Screw connection, beige
11767 | 1037300000 | WPE 70/95 | PE terminal, Screw connection, 95 mm², 11400 A (95 mm²), Green/yellow
11768 | 1038100000 | WDK 2.5 BLA/5.08/ZA | W-Series, Plug-in modular terminals, Feed-through terminal, Double-tier terminal, Rated cross-section: 2.5 mm², Screw connection
11769 | 1080200000 | WSH 6 | Accessories, Rail support, Wemid
11770 | 1083900000 | SMSE WSH U1 MT | Accessories, Busbar, Steel, galvanised
11771 | 1166820000 | SAKT E/35 2LD 30VAC | SAK Series, Test-disconnect terminal, Rated cross-section: 6 mm², Screw connection, medium yellow, Direct mounting
11772 | 1182060000 | RS 32 24VDC LD LPA 2U | RS-SERIES, Relay module, Number of contacts: 2, CO contact AgNi 90/10, Rated control voltage: 24 V DC, Continuous current: 4 A, Screw connection
11773 | 1185160000 | AP 100 D OR | End plate, RS 100 orange, End plate, Width: 21.5 mm
11774 | 1185360000 | AP 110 D OR | End plate, RS 100 orange, End plate, Width: 21.5 mm
11775 | 1416100000 | RSV1,6 S12 GR | PCB plug-in connector, male plug, 5.00 mm, Number of poles: 12, 180°, Crimp connection, Clamping range, max. : 3.31 mm², Box
11776 | 1538260000 | AKZ 4/ATA | SAK Series, Feed-through terminal, Rated cross-section: 4 mm², Screw connection, Direct mounting
11777 | 1563200000 | RSV1,6 ZE18 BK BX | PCB plug-in connector, Accessories, Strain relief, black, Number of poles: 18
11778 | 1567070000 | DFFC 1.5-2.5 SN E | PCB plug-in connector, Crimp contact, Contact, tinned, Max. clamping range : 2.5 mm²
11779 | 1568309999 | CLI M 2-4 SDR CD | CableLine, Conductor and cable markers, 10 - 317 mm, 4 x 11.4 mm, yellow
11780 | 1582920000 | RSV1,6 RF6/35X7.5 SW | PCB plug-in connector, Accessories, Clip-in foot, black, Number of poles: 6
11781 | 1595770000 | LP 7.50/02/135 3.2SN OR BX | Printed circuit board terminals, 7.50 mm, Number of poles: 2, 135°, Solder pin length (l): 3.2 mm, tinned, orange, Clamping yoke connection, Clamping range, max. : 6 mm², Box
11782 | 1595830000 | LP 7.62/03/135 3.2SN OR BX | Printed circuit board terminals, 7.62 mm, Number of poles: 3, 135°, Solder pin length (l): 3.2 mm, tinned, orange, Clamping yoke connection, Clamping range, max. : 6 mm², Box
11783 | 1608550000 | ZDU 2.5/3AN BL | Feed-through terminal, Tension-clamp connection, 2.5 mm², 800 V, 24 A, blue
11784 | 1608570000 | ZDU 2.5/4AN | Feed-through terminal, Tension-clamp connection, 2.5 mm², 800 V, 24 A, dark beige
11785 | 1608630000 | ZDU 6 BL | Feed-through terminal, Tension-clamp connection, 6 mm², 800 V, 41 A, blue
11786 | 1608650000 | ZPE 2.5/3AN | PE terminal, Tension-clamp connection, 2.5 mm², 300 A (2.5 mm²), Green/yellow
11787 | 1608660000 | ZPE 2.5/4AN | PE terminal, Tension-clamp connection, 2.5 mm², 300 A (2.5 mm²), Green/yellow
11788 | 1612280000 | STV S 4 TS | PCB plug-in connector, male plug, 7.00 mm, Number of poles: 4, 180°, TOP connection, Clamping range, max. : 2.5 mm², Box
11789 | 1612310000 | STV S 5 TS | PCB plug-in connector, male plug, 7.00 mm, Number of poles: 5, 180°, TOP connection, Clamping range, max. : 2.5 mm², Box
11790 | 1612340000 | STV S 6 TS | PCB plug-in connector, male plug, 7.00 mm, Number of poles: 6, 180°, TOP connection, Clamping range, max. : 2.5 mm², Box
11791 | 1612430000 | STV S 9 TS | PCB plug-in connector, male plug, 7.00 mm, Number of poles: 9, 180°, TOP connection, Clamping range, max. : 2.5 mm², Box
11792 | 1612840000 | STW S 2 SS GR | PCB plug-in connector, male plug, 7.00 mm, Number of poles: 2, 180°, Clamping yoke connection, Clamping range, max. : 4 mm², Box
11793 | 1612970000 | STW S 6 SB GR | PCB plug-in connector, female plug, 7.00 mm, Number of poles: 6, 90°, Clamping yoke connection, Clamping range, max. : 4 mm², Box
11794 | 1612990000 | STW S 8 SB GR | PCB plug-in connector, female plug, 7.00 mm, Number of poles: 8, 90°, Clamping yoke connection, Clamping range, max. : 4 mm², Box
11795 | 1613010000 | STW S 10 SB GR | PCB plug-in connector, female plug, 7.00 mm, Number of poles: 10, 90°, Clamping yoke connection, Clamping range, max. : 4 mm², Box
11796 | 1683390000 | ZDU 2.5/3AN GR | Feed-through terminal, Tension-clamp connection, 2.5 mm², 800 V, 24 A, grey
11797 | 1683420000 | ZDU 2.5/4AN RT | Feed-through terminal, Tension-clamp connection, 2.5 mm², 800 V, 24 A, red
11798 | 1683460000 | ZDU 2.5/4AN BR | Feed-through terminal, Tension-clamp connection, 2.5 mm², 800 V, 24 A, brown
11799 | 1683470000 | ZDU 2.5/4AN GR | Feed-through terminal, Tension-clamp connection, 2.5 mm², 800 V, 24 A, grey
11800 | 1683490000 | ZDU 2.5/4AN SW | Feed-through terminal, Tension-clamp connection, 2.5 mm², 800 V, 24 A, black
11801 | 1683640000 | ZDU 4 WS | Feed-through terminal, Tension-clamp connection, 4 mm², 800 V, 32 A, white
11802 | 1683650000 | ZDU 4 SW | Feed-through terminal, Tension-clamp connection, 4 mm², 800 V, 32 A, black
11803 | 1690050000 | ZDK 2.5/D/5 | Z-series, Component terminal, Double-tier terminal, Rated cross-section: 2.5 mm², Tension-clamp connection, dark beige
11804 | 1690160000 | RSV1,6 RF24/35X15 SW | PCB plug-in connector, Accessories, Clip-in foot, black, Number of poles: 24
11805 | 1690170000 | RSV1,6 RF36/35X15 SW | PCB plug-in connector, Accessories, Clip-in foot, black, Number of poles: 36
11806 | 1697290000 | LP 7.62/03/135 4.5SN BK BX | Printed circuit board terminals, 7.62 mm, Number of poles: 3, 135°, Solder pin length (l): 4.5 mm, tinned, black, Clamping yoke connection, Clamping range, max. : 6 mm², Box
11807 | 1697310000 | LP 7.50/03/135 4.5SN BK BX | Printed circuit board terminals, 7.50 mm, Number of poles: 3, 135°, Solder pin length (l): 4.5 mm, tinned, black, Clamping yoke connection, Clamping range, max. : 6 mm², Box
11808 | 1698110000 | ZPE 2.5/4AN WS | Functional earth terminal block, Tension-clamp connection, 2.5 mm², 300 A (2.5 mm²), white
11809 | 1715970000 | WSH 3/H/N | Accessories, Rail support, Wemid
11810 | 1733250000 | ZDK 6S/NT | Z-series, Installation multi-tier terminal, Double-tier terminal, Rated cross-section: 6 mm², Tension-clamp connection, dark beige, Direct mounting
11811 | 1733290000 | ZDK 4S/L/L | Z-series, Installation multi-tier terminal, Double-tier terminal, Rated cross-section: 4 mm², Tension-clamp connection, dark beige, Direct mounting
11812 | 1739540000 | ZDU 10S | Z-series, Installation multi-tier terminal, Feed-through terminal, Rated cross-section: 10 mm², Tension-clamp connection, dark beige, Direct mounting
11813 | 1739560000 | ZNT 10S | Z-series, Installation multi-tier terminal, Neutral conductor modular terminal, Rated cross-section: 10 mm², Tension-clamp connection, blue, Direct mounting
11814 | 1745350000 | ZEI 16 | Supply terminal, Tension-clamp connection, 16 mm², 500 V, 76 A, dark beige
11815 | 1746750000 | ZDU 10 | Feed-through terminal, Tension-clamp connection, 10 mm², 1000 V, 57 A, dark beige
11816 | 1758460000 | HDC-CR10-3S GR | Heavy-duty connectors, HDC insert, ConCept frame
11817 | 1758510000 | HDC-CR24-7B GR | Heavy-duty connectors, HDC insert, ConCept frame
11818 | 1758530000 | HDC-CR16-5B-2 GR | Heavy-duty connectors, HDC insert, ConCept frame
11819 | 1766240000 | ZEI 16 BL | Supply terminal, Tension-clamp connection, 16 mm², 500 V, 76 A, blue
11820 | 1767690000 | ZDU 10/3AN | Feed-through terminal, Tension-clamp connection, 10 mm², 800 V, 57 A, dark beige
11821 | 1779100000 | TSTW 5/M5 ZN | Accessories, Mounting rail support, Steel
11822 | 1781580000 | B2L 3.50 AH10 BK BX | PCB plug-in connector, Accessories, Hood, black, Number of poles: 10
11823 | 1781600000 | B2L 3.50 AH14 BK BX | PCB plug-in connector, Accessories, Hood, black, Number of poles: 14
11824 | 1781660000 | B2L 3.50 AH26 BK BX | PCB plug-in connector, Accessories, Hood, black, Number of poles: 26
11825 | 1783710000 | LXB 15.00/02/90 4.5SN GY BX | Printed circuit board terminals, 15.00 mm, Number of poles: 2, 90°, Solder pin length (l): 4.5 mm, tinned, Pebble grey, Clamping yoke connection, Clamping range, max. : 25 mm², Box
11826 | 1806470000 | LXB 15.00/05/90 4.5SN GY BX | Printed circuit board terminals, 15.00 mm, Number of poles: 5, 90°, Solder pin length (l): 4.5 mm, tinned, Pebble grey, Clamping yoke connection, Clamping range, max. : 25 mm², Box
11827 | 1814590000 | S2L/S2C 3.5 FLA 20/10 SMD | PCB plug-in connector, Accessories, Flood-light display, Transparent, Number of poles: 10
11828 | 1814710000 | ZAP ZDU6-2 SW | Z-series, End plate
11829 | 1816050000 | ZAP/TW ZT2.5/3AN | Z-series, End plate, Partition plate
11830 | 1816110000 | ZAP/TW ZDT2.5/2 | Z-series, End plate, Partition plate
11831 | 1826970000 | ZDU 1.5/2X2AN | Feed-through terminal, Tension-clamp connection, 1.5 mm², 500 V, 17.5 A, dark beige
11832 | 1828460000 | WS 10/6 MC SDR | WS, Terminal marker, 10 x 6 mm, Pitch in mm (P): 6.00 Weidmueller, Allen-Bradley, To customer specification
11833 | 1852980000 | WS 14/5 MC SDR | WS, Terminal marker, 14 x 5 mm, Pitch in mm (P): 5.00 Weidmueller, To customer specification
11834 | 1868870000 | ZDU 2.5-2 O.EL | Z-series, Component terminal, Feed-through terminal, Rated cross-section: 2.5 mm², Tension-clamp connection, dark beige
11835 | 1889170000 | MF-SI 10/5 MC SDR | MultiFit, Terminal marker, 10 x 5 mm, Pitch in mm (P): 5.00 Siemens, To customer specification
11836 | 1889250000 | MF-SI 10/6 MC SDR | MultiFit, Terminal marker, 10 x 6 mm, Pitch in mm (P): 6.00 Siemens, To customer specification
11837 | 1924310000 | MCP AP SF4-6 | Holder
11838 | 1924490000 | ZDK 2.5/3AN V | Double-tier terminal, Tension-clamp connection, 2.5 mm², 800 V, 24 A, dark beige
11839 | 1924500000 | ZDK 2.5/3AN BL | Double-tier terminal, Tension-clamp connection, 2.5 mm², 800 V, 24 A, blue
11840 | 1924510000 | ZDK 2.5/3AN | Double-tier terminal, Tension-clamp connection, 2.5 mm², 800 V, 24 A, dark beige
11841 | 1925720000 | LXB 15.00/07/90 4.5SN GY BX | Printed circuit board terminals, 15.00 mm, Number of poles: 7, 90°, Solder pin length (l): 4.5 mm, tinned, Pebble grey, Clamping yoke connection, Clamping range, max. : 25 mm², Box
11842 | 1926380000 | LL2N 9.52/16/90 5.0SN OR BX | Printed circuit board terminals, 9.52 mm, Number of poles: 16, 90°, Solder pin length (l): 5 mm, tinned, orange, Clamping yoke connection, Clamping range, max. : 6 mm², Box
11843 | 1961750000 | WTR 2.5 D+ 2STB 6.9/2.3 | Test-disconnect terminal, Screw connection, 2.5 mm², 500 V, 1 A, Pivoting, dark beige
11844 | 1962810000 | ZDU 2.5/2X2AN BED SW RT | Feed-through terminal, Tension-clamp connection, 2.5 mm², 800 V, 24 A, dark beige
11845 | 7904290000 | ZDU 4/4AN | Feed-through terminal, Tension-clamp connection, 4 mm², 800 V, 32 A, dark beige
11846 | 7906080000 | BK 4/E | Multipin terminal strip, Single- and multi-pole terminal strip, Rated cross-section: 4 mm², Screw connection, Direct mounting
11847 | 7907410000 | ZDU 6/3AN | Feed-through terminal, Tension-clamp connection, 6 mm², 800 V, 41 A, dark beige
11848 | 7907420000 | ZDU 6/3AN BL | Feed-through terminal, Tension-clamp connection, 6 mm², 800 V, 41 A, blue
11849 | 8014670000 | WDK 2.5 2D 1.A | W-Series, Component terminal, Rated cross-section: 2.5 mm², Screw connection
11850 | 8023630000 | WDK 2.5 LD RT 24VDC -+ | W-Series, Feed-through terminal, Double-tier terminal, Rated cross-section: 2.5 mm², Screw connection
11851 | 8227350000 | MCZ SC 0-20MA | Limit value monitoring, Input : 0-20 mA, Output 2 x transistor
11852 | 8260280000 | MCZ SC 0-10V | Limit value monitoring, Input : 0-10 V, Output 2 x transistor
11853 | 8473010000 | MCZ PT100/3 CLP 0...200C | 2-/3-wire connection technology, Output current loop powered, Tension-clamp connection, Output : 4-20 mA
11854 | 8483680000 | MCZ PT100/3 CLP 0...120C | 2-/3-wire connection technology, Output current loop powered, Tension-clamp connection, Output : 4-20 mA
11855 | 8647710000 | TIMER BTM-Z | BT-SERIES, Multifunction timing relay, with separate control input, , Number of contacts: 1, CO contact, AgNi 90/10, Rated control voltage: 24...230 V AC, 24...48 V DC, Continuous current: 5 A, Tension-clamp connection
11856 | 8647720000 | TIMER BTR-S | BT-SERIES, On-delay timing relay, Number of contacts: 1, CO contact, AgNi 90/10, Rated control voltage: 24...230 V AC, 24...48 V DC, Continuous current: 5 A, Screw connection
11857 | 8647730000 | TIMER BTR-Z | BT-SERIES, On-delay timing relay, Number of contacts: 1, CO contact, AgNi 90/10, Rated control voltage: 24...230 V AC, 24...48 V DC, Continuous current: 5 A, Tension-clamp connection
11858 | 8797610000 | RRD3212CO | RIDERSERIES RRD, Relay, Number of contacts: 3, CO contact with test button AgNi, Rated control voltage: 220 V DC, Continuous current: 10 A, Plug-in connection, Test button available: Yes
11859 | 8797650000 | RRD3210C4 | RIDERSERIES RRD, Relay, Number of contacts: 3, CO contact with test button AgNi, Rated control voltage: 24 V DC, Continuous current: 10 A, Plug-in connection, Test button available: Yes
11860 | 9003740000 | M-D-STRIPAX AWG 18 | Tools, Stripping and cutting tool
11861 | 9006320000 | CTX 500 | Pressing tool, Crimping tool for contacts, Hexagonal crimp
11862 | 9011360000 | HTX LWL | Pressing tool, Crimping tool for contacts, Hexagonal crimp, Round crimp
11863 | 9012600000 | PZ 16 | Pressing tool, Crimping tool for wire-end ferrules, 6mm², 16mm², Indent crimp
11864 | 9013600000 | PZ ZH 16 | Pressing tool, Crimping tool for wire-end ferrules, 6mm², 16mm², Indent crimp
11865 | 9013610000 | PZ ZH 16 ZERT | Crimping tool for wire-end ferrules, 6mm², 16mm², Indent crimp
11866 | 9205210000 | KOF SET ESD | Pliers
11867 | 9406621001 | RS 32 115VUC LD LP 2U | RS-SERIES, Relay module, Number of contacts: 2, CO contact AgNi 90/10, Rated control voltage: 115 V UC +5 % / -15 %, Continuous current: 4 A, Screw connection, Test button available: No
11868 | 9443100000 | RSO 30/DV 5-24V CC/SC | RS-SERIES, Solid-state relay, 1 NO contact (Bipolar transistor), Rated control voltage: 5...24 V DC ±20 % , Rated switching voltage: 2...60 V DC, Continuous current: 3 A, Screw connection
11869 | 9443110000 | RSO 30/DV 5-24V CC/SA | RS-SERIES, Solid-state relay, 1 NO contact (Triac (zero-cross switch)), Rated control voltage: 5...24 V DC ±20 % , Rated switching voltage: 24...250 V AC, Continuous current: 3 A, Screw connection
11870 | 9509580000 | KSKM 2/32 GZ 1X1/4 | SAK Series, Fuse terminal, Rated cross-section: 10 mm², Screw connection, Wemid, dark beige, Direct mounting
11871 | 9509620000 | KSKM 3/35 GZ 1 1/4X1/4 | SAK Series, Fuse terminal, Rated cross-section: 10 mm², Screw connection, Wemid, dark beige, Direct mounting
11872 | 9512200000 | WPE 70N/35 | PE terminal, Screw connection, 70 mm², 8400 A (70 mm²), Green/yellow
11873 | 9512210000 | WNT 70N/35 | Neutral conductor disconnect terminal, Busbar connection, 70 mm², 400 V, 140 A, sliding, blue
11874 | 9537110000 | AKZ 4 WEMID | SAK Series, Feed-through terminal, Rated cross-section: 4 mm², Screw connection
11875 | 9918860000 | VT COMBI PRO | Testing tools, 2-pole voltage tester type 1156
11876 | 9918880000 | VT MASTER | Testing tools, 2-pole voltage tester type 1157
11877 | 9918950000 | VT | Testing tools, 2-pole voltage tester
11878 | 337400000 | SCHS2 | Device markers, Accessories x 8 mm, PVC, Colour: black
11879 | 359660000 | AKZ 4/10/BEZ | SAK Series, Feed-through terminal, Rated cross-section: 4 mm², Screw connection
11880 | 471880000 | NT 10/35 10X3 BL | SAK Series, Neutral conductor modular terminal, Rated cross-section: 10 mm², Screw connection, Direct mounting
11881 | 661360000 | EK 10/35 | SAK Series, PE terminal, Rated cross-section: 10 mm², Screw connection, Green/yellow
11882 | 1015800000 | WDT 1.5/1 DB/GE | Test-disconnect terminal, Screw connection, 1.5 mm², 250 V, 10 A, Pivoting, dark beige
11883 | 1015900000 | WDT 1.5/2 DB/GE | Test-disconnect terminal, Screw connection, 1.5 mm², 250 V, 10 A, Pivoting, dark beige, yellow
11884 | 1020510000 | WDU 35 SW | Feed-through terminal, Screw connection, 35 mm², 1000 V, 125 A, black
11885 | 1203600000 | SPB-M 3 | Heavy-duty connectors, Accessories, Lock bolts
11886 | 1613870000 | STVS 3 ZE SW | PCB plug-in connector, Accessories, Strain relief, black, Number of poles: 3
11887 | 1616420000 | ZSI 2.5/LD 120AC | Z-series, Fuse terminal, Rated cross-section: 2.5 mm², Tension-clamp connection, dark beige, Direct mounting
11888 | 1616440000 | ZSI 2.5/LD 28AC | Z-series, Fuse terminal, Rated cross-section: 2.5 mm², Tension-clamp connection, dark beige, Direct mounting
11889 | 1616470000 | ZSI 2.5/2/LD 28AC | Z-series, Fuse terminal, Rated cross-section: 2.5 mm², Tension-clamp connection, dark beige, Direct mounting
11890 | 1616490000 | ZSI 2.5/2/LD 120AC | Z-series, Fuse terminal, Rated cross-section: 2.5 mm², Tension-clamp connection, dark beige, Direct mounting
11891 | 1616500000 | ZSI 2.5/2/LD 250AC | Z-series, Fuse terminal, Rated cross-section: 2.5 mm², Tension-clamp connection, dark beige, Direct mounting
11892 | 1629910000 | KSW 4 < 50MM SDR | KSW, Terminal marker, 4 x 50 mm, Pitch in mm (P): 50.00 Weidmueller, white
11893 | 1629920000 | KSW 2,5 < 100MM SONDDR. | KSW, Terminal marker, 2.5 x 100 mm, Pitch in mm (P): 2.50 Weidmueller, white
11894 | 1650370000 | ZVL 1.5 BR | Plug-in connector, Tension-clamp connection, 1.5 mm², Distribution strip, brown
11895 | 1651970000 | ZVL 1.5/PE GN/GE BED | Plug-in connector, Tension-clamp connection, 1.5 mm², Distribution strip, dark beige, yellow, green
11896 | 1670390000 | ESO 7 P DIN A4 WS | Terminal markers, Insert markers, 27 x 6.3 mm, white
11897 | 1678850000 | SL 3.50/08/90 3.2SN BK BX | PCB plug-in connector, male header, open side, THT solder connection, 3.50 mm, Number of poles: 8, 90°, Solder pin length (l): 3.2 mm, tinned, black, Box
11898 | 1724690000 | LL 9.52/03/90 5.0SN OR BX | Printed circuit board terminals, 9.52 mm, Number of poles: 3, 90°, Solder pin length (l): 5 mm, tinned, orange, Clamping yoke connection, Clamping range, max. : 6 mm², Box
11899 | 1724710000 | LL 9.52/03/90 5.0SN BK BX | Printed circuit board terminals, 9.52 mm, Number of poles: 3, 90°, Solder pin length (l): 5 mm, tinned, black, Clamping yoke connection, Clamping range, max. : 6 mm², Box
11900 | 1770380000 | ZPE 4-2/2AN | Z-series, PE terminal, Rated cross-section: 4 mm², Tension-clamp connection, Green/yellow
11901 | 1771800000 | ZTL 6 | Test-disconnect terminal, Tension-clamp connection, 6 mm², 400, 41 A, sliding, dark beige
11902 | 1771960000 | ZTD 6/STB | Feed-through terminal, Tension-clamp connection, 6 mm², 800 V, 41 A, without, dark beige
11903 | 1772960000 | ZPE 16-2/1AN | Z-series, PE terminal, Rated cross-section: 16 mm², Tension-clamp connection, Green/yellow
11904 | 1774470000 | WSM TOOL AUTOMATIK | Stainless steel markers, Conductor and cable markers, 180 x 275 mm, silver
11905 | 1774480000 | WSM TOOL MANUELL | Stainless steel markers, Conductor and cable markers, 210 x 220 mm, silver
11906 | 1775510000 | ZPE 1.5 | PE terminal, Tension-clamp connection, 1.5 mm², 180 A (1.5 mm²), Green/yellow
11907 | 1775620000 | ZPE 1.5/4AN | PE terminal, Tension-clamp connection, 1.5 mm², 180 A (1.5 mm²), Green/yellow
11908 | 1794850000 | SAI-SK-M12 IDC | Protected component assemblies, Protective cap
11909 | 1802750000 | SAI-SK M12 MT | Protected component assemblies, Protective cap
11910 | 1802760000 | SAI-SK M8 | Protected component assemblies, Protective cap
11911 | 1808210000 | ZPEA 2.5-2N | Z-series, PE terminal, Rated cross-section: 2.5 mm², Tension-clamp connection, green
11912 | 1868550000 | DAE M12 SS | DAE (ventilation element), Compensating element, M 12, 10 mm, IP66, IP68, IP69K, Stainless steel 1.4305 (303)
11913 | 1891670000 | WSMC 11-15 | Stainless steel markers, Conductor and cable markers, 93 x 10 mm, silver
11914 | 1891680000 | WSMC 6-10 | Stainless steel markers, Conductor and cable markers, 74 x 10 mm, silver
11915 | 1908510000 | HDC CM BUS GCA | Heavy-duty connectors, HDC insert, ConCept module
11916 | 4286340000 | BLL 3.50/12/180 3.2SN BK TU | PCB plug-in connector, female header, closed side, THT solder connection, 3.50 mm, Number of poles: 12, 180°, Solder pin length (l): 3.2 mm, tinned, black, Tube
11917 | 4309590000 | BLL 3.50/06/180 3.2SN BK TU | PCB plug-in connector, female header, closed side, THT solder connection, 3.50 mm, Number of poles: 6, 180°, Solder pin length (l): 3.2 mm, tinned, black, Tube
11918 | 8010040000 | WDK 2.5 LD GR 1R 24VDC | W-Series, Feed-through terminal, Double-tier terminal, Rated cross-section: 2.5 mm², Screw connection
11919 | 8156210000 | AP RF 80 LI 2025 | End plate, RS 80 Pebble grey, End plate, Width: 9 mm
11920 | 8184040000 | DK AND 35 24VDC | Function component, AND gate
11921 | 8283810001 | DK F-U DK5 0-16KHZ 24V | Frequency signal converter, Input : Frequency, 0...50/ 100/ 500 Hz; 0...1/ 5/ 10/ 16 kHz, Output : 0-10 V
11922 | 8320300000 | AP 80 GR | End plate beige, End plate, Width: 12.3 mm
11923 | 8427400000 | SLEH 5.08/2 LI12.5 2.4 SN OR BX | OMNIMATE Signal - series BL/SL 5.08, PCB plug-in connector
11924 | 8607480000 | RS 32 24VDC LD LP 2U | RS-SERIES, Relay module, Number of contacts: 2, CO contact AgNi 90/10, Rated control voltage: 24 V DC ±10 %, Continuous current: 4 A, Screw connection
11925 | 8630740000 | ZEW 35/2 | Z-series, End bracket
11926 | 8670750000 | ZDK 4-2 | Feed-through terminal, Double-tier terminal, Tension-clamp connection, 4 mm², 800 V, 32 A, dark beige
11927 | 8671050000 | ZDK 4-2 PE | Z-series, PE terminal, Rated cross-section: 4 mm², Tension-clamp connection, green
11928 | 8671120000 | ZDK 4-2/DU-PE | Feed-through terminal, Double-tier terminal, Tension-clamp connection, 4 mm², 800 V, 32 A, dark beige
11929 | 8731690000 | ZTR 2.5/3AN OR | Test-disconnect terminal, Tension-clamp connection, 2.5 mm², 500 V, 20 A, Pivoting, orange
11930 | 8805550000 | JPOVP RJ45 CAT6 IP20 | Surge protection for instrumentation and control, RJ45 plug-in connector, Surge protection for measurement and control
11931 | 9001080000 | AM 35 | Tools, Sheathing strippers
11932 | 9002170000 | KT ZQV | Cutting tool for one-hand operation
11933 | 9004510000 | WAW 2 | Miscellaneous tools
11934 | 9005610000 | STRIPAX 16 | Tools, Stripping and cutting tool
11935 | 9006020000 | SWIFTY | Cutting tool for one-hand operation
11936 | 9006060000 | SWIFTY SET | Cutting and screwing-tool, Cutting tool for one-hand operation
11937 | 9006450000 | PZ 50 | Pressing tool, Crimping tool for wire-end ferrules, 25mm², 50mm², Indent crimp
11938 | 9007480000 | DMS 3 SET 2 | DMS 3, Mains-operated torque screwdriver
11939 | 9014100000 | HTN 21 AN | Pressing tool, Crimping tool for contacts, 0.5mm², 6mm², Indent crimp
11940 | 9017170000 | HTN 21 AN ZERT | Pressing tool, Crimping tool for contacts, 0.5mm², 6mm², Indent crimp
11941 | 9020000000 | STRIPAX PLUS 2.5 | Cutting, stripping and crimping tool, Crimping tool for wire-end ferrules, 0.5mm², 2.5mm², Trapezoidal crimp
11942 | 9020400000 | PB LWL/POF | Tools, Polishing sheet
11943 | 7760056016 | RIM 2 24/60VDC | D-SERIES, LED module with freewheel diode, Rated control voltage: 24?60 V DC, Plug-in connection
11944 | 2007430000 | UR20-1COM-SAI-PRO | Remote I/O module, IP20, IP20-IP67 communication, PUSH IN connection
11945 | 2540690000 | HV2700/3-M12 F | Bolt-type screw terminals, Feed-through terminal, Screw connection
11946 | 1185170000 | E1XZ/63S/NPT2-WM | E1XZ (Klippon double seal SWB/STA armored Ex e/d cable gland), Cable glands, 2" NPT, 19.2 mm, Braided armouring, Metal foil armouring, 2.5 - 2.5 mm, OD min. 51.5 - OD max. 59.5 mm, ID min. 43.50 - ID max. 50.10 mm, Brass, nickel-plated
11947 | 9008340000 | SDS 0.8X4.0X100 | Screwdriver, Screwdriver
11948 | 1205620000 | A2LC/50S/NPT1-1/2-M50F | A2LC (Klippon unarmored with conduit connection thread, Ex e/d cable gland), Cable glands, 1 1/2" NPT, 18.4 mm, OD min. 31.5 - OD max. 38.2 mm, Brass, nickel-plated
11949 | 1206650000 | A2LC/63S/NPT2-1/2-NPT2 | A2LC (Klippon unarmored with conduit connection thread, Ex e/d cable gland), Cable glands, 2 1/2" NPT, 19.2 mm, OD min. 43.5 - OD max. 50.1 mm, Brass, nickel-plated
11950 | 1184950000 | E1W/63S/NPT2-1/2-WM | E1W (Klippon double seal SWA armored Ex e/d cable gland), Cable glands, 2 1/2" NPT, 28.9 mm, Single-wire armouring, 2.5 - 2.5 mm, OD min. 51.5 - OD max. 59.5 mm, ID min. 43.50 - ID max. 50.10 mm, Brass, nickel-plated
11951 | 1206390000 | A2LC/32/NPT1-1/4-M32F | A2LC (Klippon unarmored with conduit connection thread, Ex e/d cable gland), Cable glands, 1 1/4" NPT, 18 mm, OD min. 19.5 - OD max. 26.3 mm, Brass, nickel-plated
11952 | 1315690000 | UR20-4AI-UI-16-DIAG | Remote I/O module, IP20, 4-channel, Analog signals, Input, Current/Voltage, 16 Bit
11953 | 1165940010 | IE-C6FP8LD0010M40M40-D | Patch cable, RJ45 IP 20, RJ45 IP 20, Cat.6A / Class EA (ISO/IEC 11801 2010), LSZH, 1 m
11954 | 1165940020 | IE-C6FP8LD0020M40M40-D | Patch cable, RJ45 IP 20, RJ45 IP 20, Cat.6A / Class EA (ISO/IEC 11801 2010), LSZH, 2 m
11955 | 1165940030 | IE-C6FP8LD0030M40M40-D | Patch cable, RJ45 IP 20, RJ45 IP 20, Cat.6A / Class EA (ISO/IEC 11801 2010), LSZH, 3 m
11956 | 1248280005 | IE-C6FP8LD0005M40V40-D | Patch cable, RJ45 IP 20, Angled 90°, RJ45 IP 20, Cat.6A / Class EA (ISO/IEC 11801 2010), LSZH, 0.5 m
11957 | 1206310000 | A2LC/16/NPT1/2-NPT3/4F | A2LC (Klippon unarmored with conduit connection thread, Ex e/d cable gland), Cable glands, 1/2" NPT, 13.6 mm, OD min. 4.5 - OD max. 8.7 mm, Brass, nickel-plated
11958 | 1205410000 | A2LC/32/NPT1-NPT1F-WM | A2LC (Klippon unarmored with conduit connection thread, Ex e/d cable gland), Cable glands, 1" NPT, 17.3 mm, OD min. 19.5 - OD max. 26.3 mm, Brass, nickel-plated
11959 | 1186950000 | A2L/50/M50-WM | A2L (Klippon unarmored Ex e/d cable gland), Cable glands, M 50 x 1.5, 16 mm, OD min. 37.5 - OD max. 44.1 mm, Brass, nickel-plated
11960 | 1185680000 | SKMUS M16-W | SKMU SS (stainless steel locknut), Locknut, Stainless steel 1.4404
11961 | 1184880000 | E1W/16/NPT3/4-WM | E1W (Klippon double seal SWA armored Ex e/d cable gland), Cable glands, 3/4" NPT, 13.9 mm, Single-wire armouring, 0.9 - 0.9 mm, OD min. 8 - OD max. 13.5 mm, ID min. 4.50 - ID max. 8.70 mm, Brass, nickel-plated
11962 | 1206280000 | A2LC/50S/NPT1-1/2-NPT1 | A2LC (Klippon unarmored with conduit connection thread, Ex e/d cable gland), Cable glands, 1 1/2" NPT, 18.4 mm, OD min. 31.5 - OD max. 38.2 mm, Brass, nickel-plated
11963 | 2080410000 | AMG ELM-12 | Electronic load monitoring, 12 A, 24 V DC
11964 | 1315680000 | UR20-4AO-UI-16 | Remote I/O module, IP20, Analog signals, Output, 4-channel, Current/Voltage
11965 | 2566380000 | UR20-FBC-PN-IRT-V2 | Remote I/O fieldbus coupler, IP20, Ethernet, PROFINET IRT
11966 | 1315550000 | UR20-4RO-CO-255 | Remote I/O module, IP20, Digital signals, Output, Relay
11967 | 1315440000 | UR20-16DO-N | Remote I/O module, IP20, Digital signals, Output, 16-channel
11968 | 1315700000 | UR20-4AI-RTD-DIAG | Remote I/O module, IP20, Analog signals, Temperature, RTD
11969 | 2476450000 | UR20-FBC-MOD-TCP-V2 | Remote I/O fieldbus coupler, IP20, Ethernet, Modbus/TCP
11970 | 9008390000 | SDIS 0.6X3.5X100 | Screwdriver, Screwdriver
11971 | 1274660000 | SDIS SL 0.6X3.5X100 | Screwdriver, Mounting tool
11972 | 2781350000 | CH-W-H-A11-PPZZZR | Wallbox, max. charging capacity of 11 kW @ 3-phase (400 V) grid connection, max. current 16 A, With attached 5 m cable and type 2 plug, Modbus RTU
11973 | 2015650000 | BLZP 5.08HC/15/225F SN BK BX | PCB plug-in connector, female plug, 5.08 mm, Number of poles: 15, 225°, Clamping yoke connection, Clamping range, max. : 4 mm², Box
11974 | 2015720000 | BLZP 5.08HC/06/225F SN BK BX | PCB plug-in connector, female plug, 5.08 mm, Number of poles: 6, 225°, Clamping yoke connection, Clamping range, max. : 4 mm², Box
11975 | 1170390000 | SAI-M23-KSC-0,25-1.0 | Sensor/Actuator plug-in connector, Crimp contact
11976 | 1206880000 | CH20M22 FC RD 2014 | Modular housing, OMNIMATE Housing - series CH20M red, Width: 22.5 mm
11977 | 1209360000 | CH20M22 FC GGY 2019 | Modular housing, OMNIMATE Housing - series CH20M Graphite grey, Width: 22.5 mm
11978 | 1209370000 | CH20M22 FC LGY 2018 | Modular housing, OMNIMATE Housing - series CH20M Light Grey, Width: 22.5 mm
11979 | 1227890000 | WEW 35/1 GR | W-Series, End bracket
11980 | 1250080000 | MF 5/12 MC SDR | MultiFit, Terminal marker, 5 x 12 mm, Pitch in mm (P): 4.00 Phoenix, To customer specification
11981 | 1356840000 | LL 6.35/03/90V 5.0SN BK BX | Printed circuit board terminals, 6.35 mm, Number of poles: 3, 90°, Solder pin length (l): 5 mm, tinned, black, Clamping yoke connection, Clamping range, max. : 6 mm², Box
11982 | 1356930000 | LL 6.35/10/90V 5.0SN BK BX | Printed circuit board terminals, 6.35 mm, Number of poles: 10, 90°, Solder pin length (l): 5 mm, tinned, black, Clamping yoke connection, Clamping range, max. : 6 mm², Box
11983 | 1401670000 | SL 5.08HC/06/90 3.2SN GN BX | PCB plug-in connector, male header, open side, THT solder connection, 5.08 mm, Number of poles: 6, 90°, Solder pin length (l): 3.2 mm, tinned, Pale green, Box
11984 | 1401690000 | SL 5.08HC/08/90 3.2SN GN BX | PCB plug-in connector, male header, open side, THT solder connection, 5.08 mm, Number of poles: 8, 90°, Solder pin length (l): 3.2 mm, tinned, Pale green, Box
11985 | 1401820000 | SL 5.08HC/05/180 3.2SN GN BX | PCB plug-in connector, male header, open side, THT solder connection, 5.08 mm, Number of poles: 5, 180°, Solder pin length (l): 3.2 mm, tinned, Pale green, Box
11986 | 1401880000 | SL 5.08HC/10/180 3.2SN GN BX | PCB plug-in connector, male header, open side, THT solder connection, 5.08 mm, Number of poles: 10, 180°, Solder pin length (l): 3.2 mm, tinned, Pale green, Box
11987 | 1401920000 | SL 5.08HC/05/180F 3.2SN GN BX | PCB plug-in connector, male header, Flange, THT solder connection, 5.08 mm, Number of poles: 5, 180°, Solder pin length (l): 3.2 mm, tinned, Pale green, Box
11988 | 1409410000 | SL 5.08HC/06/180B 3.2SN GN BX | PCB plug-in connector, male header, Dovetails for fixing blocks, THT solder connection, 5.08 mm, Number of poles: 6, 180°, Solder pin length (l): 3.2 mm, tinned, Pale green, Box
11989 | 1422560000 | SFX-M 11/60-5 AL | MetalliCard, Conductor and cable markers, 7 - 40 mm, 60 x 11 mm, silver
11990 | 1422570000 | SFX-M 11/60-5 ST | MetalliCard, Conductor and cable markers, 7 - 40 mm, 60 x 11 mm, silver
11991 | 1538050000 | LUP 10.16/05/90 3.2SN GN BX | Printed circuit board terminals, 10.16 mm, Number of poles: 5, 90°, tinned, Clamping yoke connection, Clamping range, max. : 16 mm², Box
11992 | 1561170000 | LM 3.50/08/90 3.2SN BK BX | Printed circuit board terminals, 3.50 mm, Number of poles: 8, 90°, Solder pin length (l): 3.2 mm, tinned, black, Clamping yoke connection, Clamping range, max. : 2.08 mm², Box
11993 | 2092480000 | H1,0/16 DS R | Wire-end ferrule, Standard, 12 mm, 10 mm, red
11994 | 2092490000 | H1,5/16 DS SW | Wire-end ferrule, Standard, 12 mm, 10 mm, black
11995 | 2455370000 | SL 5.08HC/06/180B 4.5SN OR BX | PCB plug-in connector, male header, Dovetails for fixing blocks, THT solder connection, 5.08 mm, Number of poles: 6, 180°, Solder pin length (l): 4.5 mm, tinned, orange, Box
11996 | 2562780000 | CD-FLEX 20X20 | Flexible wiring duct, 20 mm x 20 mm, 5.00 mm x 7.50 mm, 500 mm
11997 | 2567190000 | LL 5.08/11/90 3.2SN BK BX TB | Printed circuit board terminals, 5.08 mm, Number of poles: 11, 90°, Solder pin length (l): 3.2 mm, tinned, black, Clamping yoke connection, Clamping range, max. : 6 mm², Box
11998 | 2583440000 | CABTITE SE 4-5 SML GY | Sealing element, Cabtite (cable entry system), TPE, Light Grey, Height: 20.3 mm, Width: 20.3 mm, Depth: 17.7 mm, -40 °C?90 °C, IP66
11999 | 2584000000 | CABTITE SE 13-14 SML BK | Sealing element, Cabtite (cable entry system), TPE, Deep black, Height: 20.3 mm, Width: 20.3 mm, Depth: 17.7 mm, -40 °C?120 °C, IP66
12000 | 2584040000 | CABTITE SE 11-12 SML BK | Sealing element, Cabtite (cable entry system), TPE, Deep black, Height: 20.3 mm, Width: 20.3 mm, Depth: 17.7 mm, -40 °C?120 °C, IP66
12001 | 2584160000 | CABTITE CGS M32 BK | separable cable gland, Cabtite (cable entry system), Polyamide, glass fibre-reinforced, Deep black, Height: 23.7 mm, M 32, -40 °C?120 °C, IP66
12002 | 2584560000 | CABTITE SE 14-15 SML GY | Sealing element, Cabtite (cable entry system), TPE, Light Grey, Height: 20.3 mm, Width: 20.3 mm, Depth: 17.7 mm, -40 °C?90 °C, IP66
12003 | 2584590000 | CABTITE SE 12-13 SML GY | Sealing element, Cabtite (cable entry system), TPE, Light Grey, Height: 20.3 mm, Width: 20.3 mm, Depth: 17.7 mm, -40 °C?90 °C, IP66
12004 | 2584830000 | CABTITE SE 2/7 SML GY | Sealing element, Cabtite (cable entry system), TPE, Light Grey, Height: 20.3 mm, Width: 20.3 mm, Depth: 17.7 mm, -40 °C?90 °C, IP66
12005 | 2584840000 | CABTITE SE 4/4-5 SML GY | Sealing element, Cabtite (cable entry system), TPE, Light Grey, Height: 20.3 mm, Width: 20.3 mm, Depth: 17.7 mm, -40 °C?90 °C, IP66
12006 | 2584890000 | CABTITE SE 2/5-6 SML GY | Sealing element, Cabtite (cable entry system), TPE, Light Grey, Height: 20.3 mm, Width: 20.3 mm, Depth: 17.7 mm, -40 °C?90 °C, IP66
12007 | 2588830000 | CBC-SP 2-12/50 TP | Protective cable hose coil
12008 | 2588860000 | CBC-FB 50-75/50 | Fabric of protective cable hose
12009 | 2596030000 | LL 5.08/16/90 3.2SN OR BX PRT | Printed circuit board terminals, 5.08 mm, Number of poles: 16, 90°, Solder pin length (l): 3.2 mm, tinned, orange, Clamping yoke connection, Clamping range, max. : 6 mm², Box
12010 | 2599450000 | BLZF 3.50/10/180 AU BK BX | PCB plug-in connector, female plug, 3.50 mm, Number of poles: 10, 180°, Tension-clamp connection, Clamping range, max. : 1.5 mm², Box
12011 | 2617590000 | LM2N 5.08/36/90 3.5SN OR BX PRT | Printed circuit board terminals, 5.08 mm, Number of poles: 36, 90°, Solder pin length (l): 3.5 mm, tinned, orange, Clamping yoke connection, Clamping range, max. : 2.5 mm², Box
12012 | 1472460000 | SL 7.62HP/11/270LF 3.2SN BK BX | PCB plug-in connector, male header, Solder flange, THT solder connection, 7.62 mm, Number of poles: 11, 270°, Solder pin length (l): 3.2 mm, black, Box
12013 | 1472410000 | SL 7.62HP/06/270LF 3.2SN BK BX | PCB plug-in connector, male header, Solder flange, THT solder connection, 7.62 mm, Number of poles: 6, 270°, Solder pin length (l): 3.2 mm, black, Box
12014 | 1472390000 | SL 7.62HP/05/270LF 3.2SN BK BX | PCB plug-in connector, male header, Solder flange, THT solder connection, 7.62 mm, Number of poles: 5, 270°, Solder pin length (l): 3.2 mm, black, Box
12015 | 1472340000 | SL 7.62HP/11/270G 3.2SN BK BX | PCB plug-in connector, male header, closed side, THT solder connection, 7.62 mm, Number of poles: 11, 270°, Solder pin length (l): 3.2 mm, black, Box
12016 | 1472330000 | SL 7.62HP/10/270G 3.2SN BK BX | PCB plug-in connector, male header, closed side, THT solder connection, 7.62 mm, Number of poles: 10, 270°, Solder pin length (l): 3.2 mm, black, Box
12017 | 1472290000 | SL 7.62HP/07/270G 3.2SN BK BX | PCB plug-in connector, male header, closed side, THT solder connection, 7.62 mm, Number of poles: 7, 270°, Solder pin length (l): 3.2 mm, black, Box
12018 | 1472270000 | SL 7.62HP/05/270G 3.2SN BK BX | PCB plug-in connector, male header, closed side, THT solder connection, 7.62 mm, Number of poles: 5, 270°, Solder pin length (l): 3.2 mm, black, Box
12019 | 2444210000 | SCZ 3.81/04/180LRZE SN BK BX | PCB plug-in connector, male plug, 3.81 mm, Number of poles: 4, 180°, Clamping yoke connection, Clamping range, max. : 1.5 mm², Box
12020 | 2444190000 | SCZ 3.81/04/180LR SN BK BX | PCB plug-in connector, male plug, 3.81 mm, Number of poles: 4, 180°, Clamping yoke connection, Clamping range, max. : 1.5 mm², Box
12021 | 1155710000 | SL 5.08HC/14/90B 3.2SN BK BX | PCB plug-in connector, male header, Dovetails for fixing blocks, THT solder connection, 5.08 mm, Number of poles: 14, 90°, Solder pin length (l): 3.2 mm, tinned, black, Box
12022 | 1155680000 | SL 5.08HC/11/90B 3.2SN BK BX | PCB plug-in connector, male header, Dovetails for fixing blocks, THT solder connection, 5.08 mm, Number of poles: 11, 90°, Solder pin length (l): 3.2 mm, tinned, black, Box
12023 | 1155670000 | SL 5.08HC/10/90B 3.2SN BK BX | PCB plug-in connector, male header, Dovetails for fixing blocks, THT solder connection, 5.08 mm, Number of poles: 10, 90°, Solder pin length (l): 3.2 mm, tinned, black, Box
12024 | 1155390000 | SL 5.08HC/08/90G 3.2SN BK BX | PCB plug-in connector, male header, closed side, THT solder connection, 5.08 mm, Number of poles: 8, 90°, Solder pin length (l): 3.2 mm, tinned, black, Box
12025 | 1155190000 | SL 5.08HC/15/90 3.2SN BK BX | PCB plug-in connector, male header, open side, THT solder connection, 5.08 mm, Number of poles: 15, 90°, Solder pin length (l): 3.2 mm, tinned, black, Box
12026 | 1155170000 | SL 5.08HC/13/90 3.2SN BK BX | PCB plug-in connector, male header, open side, THT solder connection, 5.08 mm, Number of poles: 13, 90°, Solder pin length (l): 3.2 mm, tinned, black, Box
12027 | 1155090000 | SL 5.08HC/08/90 3.2SN BK BX | PCB plug-in connector, male header, open side, THT solder connection, 5.08 mm, Number of poles: 8, 90°, Solder pin length (l): 3.2 mm, tinned, black, Box
12028 | 1155060000 | SL 5.08HC/05/90 3.2SN BK BX | PCB plug-in connector, male header, open side, THT solder connection, 5.08 mm, Number of poles: 5, 90°, Solder pin length (l): 3.2 mm, tinned, black, Box
12029 | 1149730000 | SL 5.08HC/12/180B 3.2SN BK BX | PCB plug-in connector, male header, Dovetails for fixing blocks, THT solder connection, 5.08 mm, Number of poles: 12, 180°, Solder pin length (l): 3.2 mm, tinned, black, Box
12030 | 1149700000 | SL 5.08HC/11/180B 3.2SN BK BX | PCB plug-in connector, male header, Dovetails for fixing blocks, THT solder connection, 5.08 mm, Number of poles: 11, 180°, Solder pin length (l): 3.2 mm, tinned, black, Box
12031 | 1149670000 | SL 5.08HC/10/180B 3.2SN BK BX | PCB plug-in connector, male header, Dovetails for fixing blocks, THT solder connection, 5.08 mm, Number of poles: 10, 180°, Solder pin length (l): 3.2 mm, tinned, black, Box
12032 | 1149000000 | SL 5.08HC/13/180G 3.2SN BK BX | PCB plug-in connector, male header, closed side, THT solder connection, 5.08 mm, Number of poles: 13, 180°, Solder pin length (l): 3.2 mm, tinned, black, Box
12033 | 1148970000 | SL 5.08HC/12/180G 3.2SN BK BX | PCB plug-in connector, male header, closed side, THT solder connection, 5.08 mm, Number of poles: 12, 180°, Solder pin length (l): 3.2 mm, tinned, black, Box
12034 | 1148800000 | SL 5.08HC/07/180G 3.2SN BK BX | PCB plug-in connector, male header, closed side, THT solder connection, 5.08 mm, Number of poles: 7, 180°, Solder pin length (l): 3.2 mm, tinned, black, Box
12035 | 1148370000 | SL 5.08HC/14/180 3.2SN BK BX | PCB plug-in connector, male header, open side, THT solder connection, 5.08 mm, Number of poles: 14, 180°, Solder pin length (l): 3.2 mm, tinned, black, Box
12036 | 1148250000 | SL 5.08HC/08/180 3.2SN BK BX | PCB plug-in connector, male header, open side, THT solder connection, 5.08 mm, Number of poles: 8, 180°, Solder pin length (l): 3.2 mm, tinned, black, Box
12037 | 1148210000 | SL 5.08HC/06/180 3.2SN BK BX | PCB plug-in connector, male header, open side, THT solder connection, 5.08 mm, Number of poles: 6, 180°, Solder pin length (l): 3.2 mm, tinned, black, Box
12038 | 2442520000 | BCZ 3.81/04/180LR SN BK BX | PCB plug-in connector, female plug, 3.81 mm, Number of poles: 4, 180°, Clamping yoke connection, Clamping range, max. : 1.5 mm², Box
12039 | 2460190000 | AAP21 4 FS 60-150V | Distribution terminal with fuse, PUSH IN, 4 mm², 150 V, 6.3 A, dark beige
12040 | 2458990000 | AAP21 4 FS 10-36V | Distribution terminal with fuse, PUSH IN, 4 mm², 36 V, 6.3 A, dark beige
12041 | 2442850000 | BCF 3.81/12/180LR SN BK BX | PCB plug-in connector, female plug, 3.81 mm, Number of poles: 12, 180°, PUSH IN with actuator, Tension-clamp connection, Clamping range, max. : 1.5 mm², Box
12042 | 1231430000 | BCF 3.81/12/180FZE SN BK BX | PCB plug-in connector, female plug, 3.81 mm, Number of poles: 12, 180°, PUSH IN with actuator, Tension-clamp connection, Clamping range, max. : 1.5 mm², Box
12043 | 1231360000 | BCF 3.81/06/180FZE SN BK BX | PCB plug-in connector, female plug, 3.81 mm, Number of poles: 6, 180°, PUSH IN with actuator, Tension-clamp connection, Clamping range, max. : 1.5 mm², Box
12044 | 2000990000 | LS2HF 3.50/14/90 3.5SN OR BX | Printed circuit board terminals, 3.50 mm, Number of poles: 14, 90°, Solder pin length (l): 3.5 mm, orange, PUSH IN with actuator, Clamping range, max. : 1.5 mm², Box
12045 | 2001010000 | LS2HF 3.50/18/90 3.5SN OR BX | Printed circuit board terminals, 3.50 mm, Number of poles: 18, 90°, Solder pin length (l): 3.5 mm, orange, PUSH IN with actuator, Clamping range, max. : 1.5 mm², Box
12046 | 2001020000 | LS2HF 3.50/20/90 3.5SN OR BX | Printed circuit board terminals, 3.50 mm, Number of poles: 20, 90°, Solder pin length (l): 3.5 mm, orange, PUSH IN with actuator, Clamping range, max. : 1.5 mm², Box
12047 | 2442560000 | BCZ 3.81/12/180LR SN BK BX | PCB plug-in connector, female plug, 3.81 mm, Number of poles: 12, 180°, Clamping yoke connection, Clamping range, max. : 1.5 mm², Box
12048 | 1155620000 | SL 5.08HC/06/90B 3.2SN BK BX | PCB plug-in connector, male header, Dovetails for fixing blocks, THT solder connection, 5.08 mm, Number of poles: 6, 90°, Solder pin length (l): 3.2 mm, tinned, black, Box
12049 | 1155690000 | SL 5.08HC/12/90B 3.2SN BK BX | PCB plug-in connector, male header, Dovetails for fixing blocks, THT solder connection, 5.08 mm, Number of poles: 12, 90°, Solder pin length (l): 3.2 mm, tinned, black, Box
12050 | 1149530000 | SL 5.08HC/06/180B 3.2SN BK BX | PCB plug-in connector, male header, Dovetails for fixing blocks, THT solder connection, 5.08 mm, Number of poles: 6, 180°, Solder pin length (l): 3.2 mm, tinned, black, Box
12051 | 1149570000 | SL 5.08HC/07/180B 3.2SN BK BX | PCB plug-in connector, male header, Dovetails for fixing blocks, THT solder connection, 5.08 mm, Number of poles: 7, 180°, Solder pin length (l): 3.2 mm, tinned, black, Box
12052 | 2429860000 | AFS 4 2C BK | Fuse terminal, PUSH IN, 4 mm², 250 V, 6.3 A, black
12053 | 1231720000 | BCF 3.81/08/180ZE SN BK BX | PCB plug-in connector, female plug, 3.81 mm, Number of poles: 8, 180°, PUSH IN with actuator, Tension-clamp connection, Clamping range, max. : 1.5 mm², Box
12054 | 930021222 | KDSU M20 BS O NI 2 G20 | KDSU (Klippon double seal universal Ex cable gland), Cable glands, M 20, 16 mm, Single-wire armouring, Metal foil armouring, Braided armouring, 0.1 - 1.25 mm, OD min. 15.5 - OD max. 21.1 mm, ID min. 9.40 - ID max. 14.00 mm, IP66, IP68 - 2.5 bar, Brass, nickel-plated
12055 | 930031211 | KDSU M25 BS O SC 1 G25 | KDSU (Klippon double seal universal Ex cable gland), Cable glands, M 25, 16 mm, Single-wire armouring, Metal foil armouring, Braided armouring, 0.1 - 1.6 mm, OD min. 16.8 - OD max. 23.9 mm, ID min. 13.50 - ID max. 20.00 mm, IP66, IP68 - 2.5 bar, Brass
12056 | 930031212 | KDSU M25 BS O SC 2 G25 | KDSU (Klippon double seal universal Ex cable gland), Cable glands, M 25, 16 mm, Single-wire armouring, Metal foil armouring, Braided armouring, 0.1 - 1.6 mm, OD min. 20.3 - OD max. 27.4 mm, ID min. 13.50 - ID max. 20.00 mm, IP66, IP68 - 2.5 bar, Brass
12057 | 930041221 | KDSU M32 BS O NI 1 G32 | KDSU (Klippon double seal universal Ex cable gland), Cable glands, M 32, 16 mm, Single-wire armouring, Metal foil armouring, Braided armouring, 0.1 - 2 mm, OD min. 23.2 - OD max. 30.5 mm, ID min. 19.50 - ID max. 26.30 mm, IP66, IP68 - 2.5 bar, Brass, nickel-plated
12058 | 930051222 | KDSU M40 BS O NI 2 G40 | KDSU (Klippon double seal universal Ex cable gland), Cable glands, M 40, 16 mm, Single-wire armouring, Metal foil armouring, Braided armouring, 0.1 - 2 mm, OD min. 33 - OD max. 40.6 mm, ID min. 23.00 - ID max. 32.20 mm, IP66, IP68 - 2.5 bar, Brass, nickel-plated
12059 | 930481212 | KSG M20 BS O SC 2 G16 | KSG (Klippon standard Ex cable gland), Cable glands, M 20, 16 mm, OD min. 4 - OD max. 8.4 mm, IP66, IP68 - 2.5 bar, Brass
12060 | 930501212 | KSG M20 BS O SC 2 G20 | KSG (Klippon standard Ex cable gland), Cable glands, M 20, 16 mm, OD min. 9.6 - OD max. 14 mm, IP66, IP68 - 2.5 bar, Brass
12061 | 930521222 | KSG M32 BS O NI 2 G32 | KSG (Klippon standard Ex cable gland), Cable glands, M 32, 16 mm, OD min. 19.5 - OD max. 26.3 mm, IP66, IP68 - 2.5 bar, Brass, nickel-plated
12062 | 930531222 | KSG M40 BS O NI 2 G40 | KSG (Klippon standard Ex cable gland), Cable glands, M 40, 16 mm, OD min. 23 - OD max. 32.2 mm, IP66, IP68 - 2.5 bar, Brass, nickel-plated
12063 | 930700004 | KSP L46 S | KSP (Klippon shroud), Protective cap, Silicone
12064 | 930700007 | KSP L80 S | KSP (Klippon shroud), Protective cap, Silicone
12065 | 930710003 | EA-RING MS/M25 SC | EA (earthing rings), Earthing ring, M 25, Brass
12066 | 1073370000 | CH20M22 S PPSC GGY 2019 | Modular housing, OMNIMATE Housing - series CH20M Graphite grey, Width: 22.5 mm
12067 | 1074490000 | KDSW M20BN O SC 2 G16 | KDSW (Klippon double seal SWA Ex cable gland), Cable glands, M 20, 16 mm, Single-wire armouring, 0.9 - OD min. 8.4 - OD max. 13.5 mm, ID min. 3.50 - ID max. 8.40 mm, IP66, IP68 - 2.5 bar, Brass
12068 | 1075080000 | KDSW M20 BN O NI 2 G20 | KDSW (Klippon double seal SWA Ex cable gland), Cable glands, M 20, 16 mm, Single-wire armouring, 0.9 - 1.25 mm, OD min. 15.5 - OD max. 21.1 mm, ID min. 6.70 - ID max. 14.00 mm, IP66, IP68 - 2.5 bar, Brass, nickel-plated
12069 | 1075090000 | KDSW M25 BN O NI 1 G25 | KDSW (Klippon double seal SWA Ex cable gland), Cable glands, M 25, 16 mm, Single-wire armouring, 1.25 - 1.6 mm, OD min. 16.8 - OD max. 23.9 mm, ID min. 13.00 - ID max. 20.00 mm, IP66, IP68 - 2.5 bar, Brass, nickel-plated
12070 | 1075140000 | KDSW M40 BN O NI 1 G40 | KDSW (Klippon double seal SWA Ex cable gland), Cable glands, M 40, 16 mm, Single-wire armouring, 1.6 - 2 mm, OD min. 28.6 - OD max. 36.2 mm, ID min. 25.00 - ID max. 32.20 mm, IP66, IP68 - 2.5 bar, Brass, nickel-plated
12071 | 1076340000 | KDSW M32 BN L SC 1 G32 | KDSW (Klippon double seal SWA Ex cable gland), Cable glands, M 32, 16 mm, Single-wire armouring, Lead sheath armouring, 1.6 - 2 mm, OD min. 23.2 - OD max. 30.5 mm, ID min. 19.00 - ID max. 26.30 mm, IP66, IP68 - 2.5 bar, Brass
12072 | 1083230000 | SFX 30/60 MC NE WS | SlimFix X, Conductor and cable markers, 7 - 40 mm, 60 x 30 mm, white
12073 | 1095340000 | KUB M20 BS O SC 1 G16 | KUB (Klippon universal die-cast Ex cable gland), Cable glands, M 20, 16 mm, Single-wire armouring, Metal foil armouring, Braided armouring, 0.1 - 1.25 mm, OD min. 6.7 - OD max. 10.3 mm, ID max. 11.70 mm, IP68 - 10 bar, Brass
12074 | 1104440000 | CH20M45 C TP 8089 | Modular housing, OMNIMATE Housing - series CH20M Transparent, Width: 45 mm
12075 | 1135690000 | KDSX M20 BS O SC 1 G20 | KDSX (Klippon double sealing SWB/STA Ex cable gland), Cable glands, M 20, 16 mm, Braided armouring, 0.15 - 0.5 mm, OD min. 12 - OD max. 17.6 mm, ID min. 9.30 - ID max. 14.00 mm, IP66, IP68 - 2.5 bar, Brass
12076 | 1135770000 | KDSX M40 BS O SC 2 G40 | KDSX (Klippon double sealing SWB/STA Ex cable gland), Cable glands, M 40, 16 mm, Braided armouring, 0.2 - 0.6 mm, OD min. 33 - OD max. 40.6 mm, ID min. 25.00 - ID max. 32.20 mm, IP66, IP68 - 2.5 bar, Brass
12077 | 1136180000 | KDSW M20 BS O SC 1 G20S | KDSW (Klippon double seal SWA Ex cable gland), Cable glands, M 20, 16 mm, Single-wire armouring, 0.9 - 1.25 mm, OD min. 9.4 - OD max. 12.5 mm, ID min. 8.00 - ID max. 11.70 mm, IP66, IP68 - 2.5 bar, Brass
12078 | 1136260000 | KDSW M40 BS O SC 1 G40 | KDSW (Klippon double seal SWA Ex cable gland), Cable glands, M 40, 16 mm, Single-wire armouring, 1.6 - 2 mm, OD min. 28.6 - OD max. 36.2 mm, ID min. 25.00 - ID max. 32.20 mm, IP66, IP68 - 2.5 bar, Brass
12079 | 1136450000 | KDSW M20 BS O NI 1 G20 | KDSW (Klippon double seal SWA Ex cable gland), Cable glands, M 20, 16 mm, Single-wire armouring, 0.9 - 1.25 mm, OD min. 12 - OD max. 17.6 mm, ID min. 9.30 - ID max. 14.00 mm, IP66, IP68 - 2.5 bar, Brass, nickel-plated
12080 | 1136530000 | KDSW M40 BS O NI 2 G40 | KDSW (Klippon double seal SWA Ex cable gland), Cable glands, M 40, 16 mm, Single-wire armouring, 1.6 - 2 mm, OD min. 33 - OD max. 40.6 mm, ID min. 25.00 - ID max. 32.20 mm, IP66, IP68 - 2.5 bar, Brass, nickel-plated
12081 | 1138460000 | CC 85/54 MC SDR | ClipCard, Device markers, 54 x 85 mm, Holder Logimark-H, To customer specification
12082 | 1149970000 | SL 5.08HC/19/180B 3.2SN BK BX | PCB plug-in connector, male header, Dovetails for fixing blocks, THT solder connection, 5.08 mm, Number of poles: 19, 180°, Solder pin length (l): 3.2 mm, tinned, black, Box
12083 | 1158840000 | CC 30/60 O4MM MC NE BL | ClipCard, Device markers, 30 x 60 mm, With hole, blue
12084 | 1164670000 | CH20M22 B LGY/BK | Modular housing, OMNIMATE Housing - series CH20M Light Grey, Width: 22.5 mm
12085 | 1164720000 | CH20M45 F GGY 2019 | Modular housing, OMNIMATE Housing - series CH20M Graphite grey, Width: 45 mm
12086 | 1224910000 | FUSE 1KV DC 10A 10/38 | Accessories, Fuse
12087 | 1252070000 | ZDU 2.5/2X2AN/LD+ WS | Z-series, Component terminal, Feed-through terminal, Rated cross-section: 2.5 mm², Tension-clamp connection
12088 | 1276590000 | CH20M22 S RPP BK 2010 | Modular housing, OMNIMATE Housing - series CH20M black, Width: 22.5 mm
12089 | 1292570000 | RCMKITP-I 24VDC 2CO -PT | , Relay module, PUSH IN
12090 | 1323520000 | SM 46/46-30 MC NE GR | SwitchMark, Device markers, 46 x 46 mm, for cam switches, Type S0, Kraus & Naimer, grey
12091 | 1323570000 | SM 44/44-21 MC NE WS | SwitchMark, Device markers, 44 x 44 mm, for cam switches, ABB, Type ON and OL40, white
12092 | 1323600000 | SM 44/44-21 MC NE GR | SwitchMark, Device markers, 44 x 44 mm, for cam switches, ABB, Type ON and OL40, grey
12093 | 1323750000 | SM DIA 60-22 K MC NE GE | SwitchMark, Device markers, 60 x 60 mm, ø 60 - 22 mm, Siemens 3 SB, Eaton Moeller M22-PV, yellow
12094 | 1324760000 | BLT 5.08HC/10/180F SN GN BX | PCB plug-in connector, female plug, 5.08 mm, Number of poles: 10, 180°, TOP connection, Clamping range, max. : 2.5 mm², Box
12095 | 1330520000 | LMFS 5.00/09/180 3.5SN OR BX | Printed circuit board terminals, 5.00 mm, Number of poles: 9, 180°, Solder pin length (l): 3.5 mm, tinned, orange, PUSH IN without actuator, Clamping range, max. : 2.5 mm², Box
12096 | 1330580000 | LMFS 5.00/14/180 3.5SN OR BX | Printed circuit board terminals, 5.00 mm, Number of poles: 14, 180°, Solder pin length (l): 3.5 mm, tinned, orange, PUSH IN without actuator, Clamping range, max. : 2.5 mm², Box
12097 | 1330940000 | LMF 5.08/23/90 3.5SN OR BX | Printed circuit board terminals, 5.08 mm, Number of poles: 23, 90°, Solder pin length (l): 3.5 mm, tinned, orange, PUSH IN with actuator, Clamping range, max. : 2.5 mm², Box
12098 | 1330950000 | LMF 5.08/24/90 3.5SN OR BX | Printed circuit board terminals, 5.08 mm, Number of poles: 24, 90°, Solder pin length (l): 3.5 mm, tinned, orange, PUSH IN with actuator, Clamping range, max. : 2.5 mm², Box
12099 | 1331510000 | LMFS 5.08/09/180 3.5SN OR BX | Printed circuit board terminals, 5.08 mm, Number of poles: 9, 180°, Solder pin length (l): 3.5 mm, tinned, orange, PUSH IN without actuator, Clamping range, max. : 2.5 mm², Box
12100 | 1331840000 | LMF 5.00/15/90 3.5SN OR BX | Printed circuit board terminals, 5.00 mm, Number of poles: 15, 90°, Solder pin length (l): 3.5 mm, tinned, orange, PUSH IN with actuator, Clamping range, max. : 2.5 mm², Box
12101 | 1332110000 | LMFS 5.00/15/90 3.5SN OR BX | Printed circuit board terminals, 5.00 mm, Number of poles: 15, 90°, Solder pin length (l): 3.5 mm, tinned, orange, PUSH IN without actuator, Clamping range, max. : 2.5 mm², Box
12102 | 1335740000 | SLF 5.08/09/180F SN OR BX | PCB plug-in connector, male plug, 5.08 mm, Number of poles: 9, 180°, PUSH IN with actuator, Tension-clamp connection, Clamping range, max. : 3.31 mm², Box
12103 | 1335750000 | SLF 5.08/12/180 SN BK BX | PCB plug-in connector, male plug, 5.08 mm, Number of poles: 12, 180°, PUSH IN with actuator, Tension-clamp connection, Clamping range, max. : 3.31 mm², Box
12104 | 1336130000 | SLF 5.08/10/180FI SN BK BX | PCB plug-in connector, male plug, 5.08 mm, Number of poles: 10, 180°, PUSH IN with actuator, Tension-clamp connection, Clamping range, max. : 3.31 mm², Box
12105 | 1340870000 | SH 4C | Accessories, Rail support, Steel, galvanized
12106 | 1350540000 | TW PRV4 ++++ | P-series, Partition plate, grey, 2 mm, printed, ++++, horizontally
12107 | 1384030000 | CH20M22 B BUS FE BK/BK | Modular housing, OMNIMATE Housing - series CH20M black, Width: 22.5 mm
12108 | 1393080000 | IE-PCB2-M12X-S-180 | PCB plug-in connector, M12, Solder connection, Cat.6A / Class EA (ISO/IEC 11801 2010), IP67, when screwed in, Reflow compatible, 2-part
12109 | 1401970000 | SL 5.08HC/09/180F 3.2SN GN BX | PCB plug-in connector, male header, Flange, THT solder connection, 5.08 mm, Number of poles: 9, 180°, Solder pin length (l): 3.2 mm, tinned, Pale green, Box
12110 | 1410370000 | SLD 5.08V/36/180 3.2SN GN BX | PCB plug-in connector, male header, open side, THT solder connection, 5.08 mm, Number of poles: 36, 180°, Solder pin length (l): 3.2 mm, Pale green, Box
12111 | 1427670000 | IE-PCBR-M12X-S-180 | PCB plug-in connector, M12, Solder connection, Cat.6A / Class EA (ISO/IEC 11801 2010), IP67, when screwed in, Reflow compatible, Back panel mounting, 1-part
12112 | 1437940000 | LM2NZF 5.08/16/135 3.5SN BK BX | Printed circuit board terminals, 5.08 mm, Number of poles: 16, 135°, Solder pin length (l): 3.5 mm, black, Tension-clamp connection, Clamping range, max. : 2.5 mm², Box
12113 | 1506050000 | SLDV-THR 5.08/32/180F 4.5SN BK BX | PCB plug-in connector, male header, Flange, THT/THR solder connection, 5.08 mm, Number of poles: 32, 180°, Solder pin length (l): 4.5 mm, black, Box
12114 | 2583360000 | CABTITE SE 1.5-2 SML GY | Sealing element, Cabtite (cable entry system), TPE, Light Grey, Height: 20.3 mm, Width: 20.3 mm, Depth: 17.7 mm, -40 °C?90 °C, IP66
12115 | 2583370000 | CABTITE SE 1.5 SML GY | Sealing element, Cabtite (cable entry system), TPE, Light Grey, Height: 20.3 mm, Width: 20.3 mm, Depth: 17.7 mm, -40 °C?90 °C, IP66
12116 | 2583390000 | CABTITE SE 2 SML GY | Sealing element, Cabtite (cable entry system), TPE, Light Grey, Height: 20.3 mm, Width: 20.3 mm, Depth: 17.7 mm, -40 °C?90 °C, IP66
12117 | 2583510000 | CABTITE CSE 2-11 SML BK | Sealing element, Cabtite (cable entry system), TPE, Deep black, Height: 20.3 mm, Width: 20.3 mm, Depth: 43 mm, -40 °C?120 °C, IP66
12118 | 2583600000 | CABTITE SE 2/6.5 SML BK | Sealing element, Cabtite (cable entry system), TPE, Deep black, Height: 20.3 mm, Width: 20.3 mm, Depth: 17.7 mm, -40 °C?120 °C, IP66
12119 | 2583670000 | CABTITE SE 28-29 LRG BK | Sealing element, Cabtite (cable entry system), TPE, Deep black, Height: 42.8 mm, Width: 42.8 mm, Depth: 17.7 mm, -40 °C?120 °C, IP66
12120 | 2583710000 | CABTITE SE 24-25 LRG BK | Sealing element, Cabtite (cable entry system), TPE, Deep black, Height: 42.8 mm, Width: 42.8 mm, Depth: 17.7 mm, -40 °C?120 °C, IP66
12121 | 2583790000 | CABTITE SE 20-21 LRG BK | Sealing element, Cabtite (cable entry system), TPE, Deep black, Height: 42.8 mm, Width: 42.8 mm, Depth: 17.7 mm, -40 °C?120 °C, IP66
12122 | 2583840000 | CABTITE SE 17-18 LRG BK | Sealing element, Cabtite (cable entry system), TPE, Deep black, Height: 42.8 mm, Width: 42.8 mm, Depth: 17.7 mm, -40 °C?120 °C, IP66
12123 | 2583900000 | CABTITE BSE LRG BK | Sealing element, Cabtite (cable entry system), TPE, Deep black, Height: 42.8 mm, Width: 42.8 mm, Depth: 17.7 mm, -40 °C?120 °C, IP66
12124 | 2583980000 | CABTITE SE 14-15 SML BK | Sealing element, Cabtite (cable entry system), TPE, Deep black, Height: 20.3 mm, Width: 20.3 mm, Depth: 17.7 mm, -40 °C?120 °C, IP66
12125 | 2584020000 | CABTITE SE 12-13 SML BK | Sealing element, Cabtite (cable entry system), TPE, Deep black, Height: 20.3 mm, Width: 20.3 mm, Depth: 17.7 mm, -40 °C?120 °C, IP66
12126 | 2584070000 | CABTITE LNS M32 BK | separable locknut, Cabtite (cable entry system), Polyamide, glass fibre-reinforced, Deep black, Height: 40 mm, Width: 40 mm, Depth: 7 mm, -40 °C?120 °C
12127 | 2584080000 | CABTITE SE 9-10 SML BK | Sealing element, Cabtite (cable entry system), TPE, Deep black, Height: 20.3 mm, Width: 20.3 mm, Depth: 17.7 mm, -40 °C?120 °C, IP66
12128 | 2584220000 | CABTITE FRL 16/8 BK | Locking frame, Cabtite (cable entry system), Polyamide, glass fibre-reinforced, Deep black, Height: 68.8 mm, Width: 125 mm, Depth: 11.3 mm, -40 °C?120 °C, IP66
12129 | 2584470000 | CABTITE SE 18-19 LRG GY | Sealing element, Cabtite (cable entry system), TPE, Light Grey, Height: 42.8 mm, Width: 42.8 mm, Depth: 17.7 mm, -40 °C?90 °C, IP66
12130 | 2584480000 | CABTITE SE 17-18 LRG GY | Sealing element, Cabtite (cable entry system), TPE, Light Grey, Height: 42.8 mm, Width: 42.8 mm, Depth: 17.7 mm, -40 °C?90 °C, IP66
12131 | 2584500000 | CABTITE SE 15-16 LRG GY | Sealing element, Cabtite (cable entry system), TPE, Light Grey, Height: 42.8 mm, Width: 42.8 mm, Depth: 17.7 mm, -40 °C?90 °C, IP66
12132 | 2584870000 | CABTITE SE 4/2-3 SML GY | Sealing element, Cabtite (cable entry system), TPE, Light Grey, Height: 20.3 mm, Width: 20.3 mm, Depth: 17.7 mm, -40 °C?90 °C, IP66
12133 | 2597330000 | SU 10.16HP/05/270MF4 3.5AG BK BX | PCB plug-in connector, male header, THT solder connection, 10.16 mm, Number of poles: 5, 270°, Solder pin length (l): 3.5 mm, black, Box
12134 | 1156980000 | SV 7.62HP/05/90MF4 SC/08R SN BK BX | PCB plug-in connector, male header, closed side, Middle flange, THT solder connection, 7.62 mm, Number of poles: 5, 90°, Solder pin length (l): 3.5 mm, tinned, black, Box
12135 | 1156430000 | SV 7.62HP/05/270MSF4 SC/08R SN BK BX | PCB plug-in connector, male header, closed side, Middle screw flange, THT solder connection, 7.62 mm, Number of poles: 5, 270°, Solder pin length (l): 3.5 mm, tinned, black, Box
12136 | 1156370000 | SV 7.62HP/05/270MSF3 SC/04R SN BK BX | PCB plug-in connector, male header, closed side, Middle screw flange, THT solder connection, 7.62 mm, Number of poles: 5, 270°, Solder pin length (l): 3.5 mm, tinned, black, Box
12137 | 1156340000 | SV 7.62HP/05/270MF4 SC/08R SN BK BX | PCB plug-in connector, male header, closed side, Middle flange, THT solder connection, 7.62 mm, Number of poles: 5, 270°, Solder pin length (l): 3.5 mm, tinned, black, Box
12138 | 1156310000 | SV 7.62HP/05/270MF3 SC/06R SN BK BX | PCB plug-in connector, male header, closed side, Middle flange, THT solder connection, 7.62 mm, Number of poles: 5, 270°, Solder pin length (l): 3.5 mm, tinned, black, Box
12139 | 1156280000 | SV 7.62HP/04/270MF4 SC/08R SN BK BX | PCB plug-in connector, male header, closed side, Middle flange, THT solder connection, 7.62 mm, Number of poles: 4, 270°, Solder pin length (l): 3.5 mm, tinned, black, Box
12140 | 2595540000 | PB-LINK 160 50/02RF AG BK BX | PCB plug-in connector, Box
12141 | 2594960000 | PB-LINK 160 100/02RF AG BK BX | PCB plug-in connector, Box
12142 | 2001150000 | LS2HF 3.50/46/90 3.5SN OR BX | Printed circuit board terminals, 3.50 mm, Number of poles: 46, 90°, Solder pin length (l): 3.5 mm, orange, PUSH IN with actuator, Clamping range, max. : 1.5 mm², Box
12143 | 1155790000 | SL 5.08HC/21/90B 3.2SN BK BX | PCB plug-in connector, male header, Dovetails for fixing blocks, THT solder connection, 5.08 mm, Number of poles: 21, 90°, Solder pin length (l): 3.2 mm, tinned, black, Box
12144 | 1148530000 | SL 5.08HC/21/180 3.2SN BK BX | PCB plug-in connector, male header, open side, THT solder connection, 5.08 mm, Number of poles: 21, 180°, Solder pin length (l): 3.2 mm, tinned, black, Box
12145 | 2627910000 | BUF 10.16IT/03/180MSF2SH200 AG BK BX | PCB plug-in connector, female plug, 10.16 mm, Number of poles: 3, 180°, PUSH IN with actuator, Clamping range, max. : 16 mm²
12146 | 2627730000 | BUF 10.16IT/03/180MF3SH180 AG BK BX | PCB plug-in connector, female plug, 10.16 mm, Number of poles: 3, 180°, PUSH IN with actuator, Clamping range, max. : 16 mm²
12147 | 2493320000 | BUF 10.16IT/04/180F AG BK BX | PCB plug-in connector, female plug, 10.16 mm, Number of poles: 4, 180°, PUSH IN with actuator, Clamping range, max. : 16 mm², Box
12148 | 1190580000 | BVF 7.62HP/07/180F SN BK BX | PCB plug-in connector, female plug, 7.62 mm, Number of poles: 7, 180°, PUSH IN without actuator, Tension-clamp connection, Clamping range, max. : 10 mm², Box
12149 | 1080530000 | BVF 7.62HP/05/180 BCF/04R SN BK BX | PCB plug-in connector, female plug, 7.62 mm, Number of poles: 5, 180°, PUSH IN with actuator, PUSH IN without actuator, Clamping range, max. : 10 mm², Box
12150 | 2538200000 | BLF 3.50/13/180LR SN BK BX | PCB plug-in connector, female plug, 3.50 mm, Number of poles: 13, 180°, PUSH IN with actuator, Tension-clamp connection, Clamping range, max. : 1.5 mm², Box
12151 | 2537950000 | BLF 3.50/14/180F SN BK BX | PCB plug-in connector, female plug, 3.50 mm, Number of poles: 14, 180°, PUSH IN with actuator, Tension-clamp connection, Clamping range, max. : 1.5 mm², Box
12152 | 1376030000 | B2CF 3.50/32/180LH SN OR BX | PCB plug-in connector, female plug, 3.50 mm, Number of poles: 32, 180°, PUSH IN with actuator, Tension-clamp connection, Clamping range, max. : 1.5 mm², Box
12153 | 1376020000 | B2CF 3.50/30/180LH SN OR BX | PCB plug-in connector, female plug, 3.50 mm, Number of poles: 30, 180°, PUSH IN with actuator, Tension-clamp connection, Clamping range, max. : 1.5 mm², Box
12154 | 1277810000 | B2CF 3.50/28/180F SN OR BX | PCB plug-in connector, female plug, 3.50 mm, Number of poles: 28, 180°, PUSH IN with actuator, Tension-clamp connection, Clamping range, max. : 1.5 mm², Box
12155 | 1164800000 | CH20M45 FC BK 2010 | Modular housing, OMNIMATE Housing - series CH20M black, Width: 45 mm
12156 | 1155520000 | SL 5.08HC/20/90G 3.2SN BK BX | PCB plug-in connector, male header, closed side, THT solder connection, 5.08 mm, Number of poles: 20, 90°, Solder pin length (l): 3.2 mm, tinned, black, Box
12157 | 1065140000 | BLDF 5.08/03/180LR SN OR BX | PCB plug-in connector, female plug, 5.08 mm, Number of poles: 3, 180°, PUSH IN with actuator, Tension-clamp connection, Clamping range, max. : 3.31 mm², Box
12158 | 1112940000 | WAD 8 MC NE WS | Group markers, Cover, 33.3 x 8 mm, Pitch in mm (P): 8.00 white
12159 | 1232630000 | SAIH-PB-PA-2X1.0-PVC-BL | Bus line, Number of poles: 2, Shielded: Yes, LED: No, Sheath material: PVC, Halogen: Yes
12160 | 1283480000 | TS END CAP 35X15 | Accessories, Cover cap, End plate, Polypropylene
12161 | 1323720000 | TM-I 12/18 MC SDR | TM-I, Insert markers, 30 x 4 mm, To customer specification
12162 | 1327690000 | CC-M 30/60 ST | MetalliCard, Device markers, 30 x 60 mm, silver
12163 | 1335550000 | SLF 5.08/12/180B SN OR BX | PCB plug-in connector, male plug, 5.08 mm, Number of poles: 12, 180°, PUSH IN with actuator, Tension-clamp connection, Clamping range, max. : 3.31 mm², Box
12164 | 1336230000 | SLF 5.08/08/180F SN BK BX | PCB plug-in connector, male plug, 5.08 mm, Number of poles: 8, 180°, PUSH IN with actuator, Tension-clamp connection, Clamping range, max. : 3.31 mm², Box
12165 | 1336510000 | SLF 5.08/12/180FI SN OR BX | PCB plug-in connector, male plug, 5.08 mm, Number of poles: 12, 180°, PUSH IN with actuator, Tension-clamp connection, Clamping range, max. : 3.31 mm², Box
12166 | 1345530000 | SAIH-4X0.34(PUR)GE | Sensor/actuator line, Number of poles : 4, Shielded: No, Sheath material: PUR, Halogen: No
12167 | 1401790000 | SL 5.08HC/03/180 3.2SN GN BX | PCB plug-in connector, male header, open side, THT solder connection, 5.08 mm, Number of poles: 3, 180°, Solder pin length (l): 3.2 mm, tinned, Pale green, Box
12168 | 2577850000 | ES EPG 60/HPG AEH 70 | Crimping tool insert
12169 | 2583470000 | CABTITE FR 16/8 BK | Frame, Cabtite (cable entry system), Polyamide, glass fibre-reinforced, Deep black, Height: 70 mm, Width: 126 mm, Depth: 19.6 mm, -40 °C?120 °C, IP66
12170 | 2583490000 | CABTITE FR 4-1 BK | Frame, Cabtite (cable entry system), Polyamide, glass fibre-reinforced, Deep black, Height: 70 mm, Width: 81 mm, Depth: 19.6 mm, -40 °C?120 °C, IP66
12171 | 2583740000 | CABTITE FR 16/8 BK SET | Frame, Cabtite (cable entry system), Polyamide, glass fibre-reinforced, Deep black, Height: 70 mm, Width: 126 mm, Depth: 19.6 mm, -40 °C?120 °C, IP66
12172 | 2583760000 | CABTITE FR 10/6 BK SET | Frame, Cabtite (cable entry system), Polyamide, glass fibre-reinforced, Deep black, Height: 70 mm, Width: 106 mm, Depth: 19.6 mm, -40 °C?120 °C, IP66
12173 | 2583910000 | CABTITE CR 16/8 EMV | Shield connection rail, Cabtite (cable entry system), Steel, galvanized, silver, Height: 35.23 mm, Width: 113 mm, Depth: 16 mm
12174 | 2584380000 | CABTITE SE 29-30 LRG GY | Sealing element, Cabtite (cable entry system), TPE, Light Grey, Height: 42.8 mm, Width: 42.8 mm, Depth: 17.7 mm, -40 °C?90 °C, IP66
12175 | 2588700000 | CD 80X60 8/12 GY | Cable duct, 80 mm x 60 mm, 8.00 mm x 12.00 mm, 2000 mm
12176 | 2589230000 | CD 60X40 4/6 GY | Cable duct, 60 mm x 40 mm, 4.00 mm x 6.00 mm, 2000 mm
12177 | 2589280000 | CD 40X60 4/6 GY | Cable duct, 40 mm x 60 mm, 4.00 mm x 6.00 mm, 2000 mm
12178 | 2589380000 | CD 80X80 4/6 GY | Cable duct, 80 mm x 80 mm, 4.00 mm x 6.00 mm, 2000 mm
12179 | 2589390000 | CD-HF 75X50 5/7.5 DKGY | Halogen-free cable duct, 75 mm x 50 mm, 5.00 mm x 7.50 mm, 2000 mm
12180 | 2589410000 | CD-HF 50X50 5/7.5 DKGY | Halogen-free cable duct, 50 mm x 50 mm, 5.00 mm x 7.50 mm, 2000 mm
12181 | 2589550000 | CD-BO 80X80 4/6 GY | Cable duct floor duct, 80 mm x 80 mm, 4.00 mm x 6.00 mm, 2000 mm
12182 | 2589570000 | CD-BO 60X80 4/6 GY | Cable duct floor duct, 60 mm x 80 mm, 4.00 mm x 6.00 mm, 2000 mm
12183 | 2589600000 | CD-BO 40X80 4/6 GY | Cable duct floor duct, 40 mm x 80 mm, 4.00 mm x 6.00 mm, 2000 mm
12184 | 2589670000 | CD-BO 40X60 4/6 GY | Cable duct floor duct, 40 mm x 60 mm, 4.00 mm x 6.00 mm, 2000 mm
12185 | 2589720000 | CD-HF 37.5X37.5 5/7.5 LTGY | Halogen-free cable duct, 37.5 mm x 37.5 mm, 5.00 mm x 7.50 mm, 2000 mm
12186 | 2589790000 | CD-BO 80X80 8/12 GY | Cable duct floor duct, 80 mm x 80 mm, 8.00 mm x 12.00 mm, 2000 mm
12187 | 2597320000 | SU 10.16HP/06/270MF3 3.5AG BK BX | PCB plug-in connector, male header, THT solder connection, 10.16 mm, Number of poles: 6, 270°, Solder pin length (l): 3.5 mm, black, Box
12188 | 2597280000 | SU 10.16HP/06/90MF6 3.5AG BK BX | PCB plug-in connector, male header, closed side, Middle flange, THT solder connection, 10.16 mm, Number of poles: 6, 90°, Solder pin length (l): 3.5 mm, black, Box
12189 | 2597230000 | SU 10.16HP/06/90MF3 3.5AG BK BX | PCB plug-in connector, male header, closed side, Middle flange, THT solder connection, 10.16 mm, Number of poles: 6, 90°, Solder pin length (l): 3.5 mm, black, Box
12190 | 2597210000 | SU 10.16HP/06/90MF2 3.5AG BK BX | PCB plug-in connector, male header, closed side, Middle flange, THT solder connection, 10.16 mm, Number of poles: 6, 90°, Solder pin length (l): 3.5 mm, black, Box
12191 | 2580880000 | SU 10.16HP/04/270MF4 3.5AG BK BX | PCB plug-in connector, male header, THT solder connection, 10.16 mm, Number of poles: 4, 270°, Solder pin length (l): 3.5 mm, black, Box
12192 | 1523950000 | SVD 7.62HP/06/270F 3.2SN BK BX | PCB plug-in connector, male header, Flange, THT solder connection, 7.62 mm, Number of poles: 6, 270°, Solder pin length (l): 3.2 mm, tinned, black, Box
12193 | 1464350000 | SV 7.62HP/05/270MF2 3.5SN BK BX | PCB plug-in connector, male header, closed side, Middle flange, THT solder connection, 7.62 mm, Number of poles: 5, 270°, Solder pin length (l): 3.5 mm, tinned, black, Box
12194 | 1156970000 | SV 7.62HP/04/270G SC/08R SN BK BX | PCB plug-in connector, male header, closed side, THT solder connection, 7.62 mm, Number of poles: 4, 270°, Solder pin length (l): 3.5 mm, tinned, black, Box
12195 | 1156880000 | SV 7.62HP/03/90MSF3 SC/08R SN BK BX | PCB plug-in connector, male header, closed side, Middle screw flange, THT solder connection, 7.62 mm, Number of poles: 3, 90°, Solder pin length (l): 3.5 mm, tinned, black, Box
12196 | 1156690000 | SU 10.16IT/04/90MF2 3.5AG BK BX | PCB plug-in connector, male header, closed side, Middle flange, THT solder connection, 10.16 mm, Number of poles: 4, 90°, Solder pin length (l): 3.5 mm, silver-plated, black, Box
12197 | 1156530000 | SV 7.62IT/04/270MF4 3.5SN BK BX | PCB plug-in connector, male header, closed side, Middle flange, THT solder connection, 7.62 mm, Number of poles: 4, 270°, Solder pin length (l): 3.5 mm, tinned, black, Box
12198 | 1156210000 | SV 7.62HP/03/270MSF2 SC/08R SN BK BX | PCB plug-in connector, male header, closed side, Middle screw flange, THT solder connection, 7.62 mm, Number of poles: 3, 270°, Solder pin length (l): 3.5 mm, tinned, black, Box
12199 | 1101000000 | SV 7.62HP/04/90MSF2 3.5SN BK BX | PCB plug-in connector, male header, closed side, Middle screw flange, THT solder connection, 7.62 mm, Number of poles: 4, 90°, Solder pin length (l): 3.5 mm, black, Box
12200 | 1091260000 | SV 7.62HP/05/270G SC/06R SN BK BX | PCB plug-in connector, male header, closed side, THT solder connection, 7.62 mm, Number of poles: 5, 270°, Solder pin length (l): 3.5 mm, tinned, black, Box
12201 | 1091010000 | SV 7.62HP/03/270G SC/06R SN BK BX | PCB plug-in connector, male header, closed side, THT solder connection, 7.62 mm, Number of poles: 3, 270°, Solder pin length (l): 3.5 mm, tinned, black, Box
12202 | 1089890000 | SV 7.62HP/03/90MSF3 SC/04R SN BK BX | PCB plug-in connector, male header, closed side, Middle screw flange, THT solder connection, 7.62 mm, Number of poles: 3, 90°, Solder pin length (l): 3.5 mm, tinned, black, Box
12203 | 1089380000 | SV 7.62HP/02/270MSF2 SC/06R SN BK BX | PCB plug-in connector, male header, closed side, Middle screw flange, THT solder connection, 7.62 mm, Number of poles: 2, 270°, Solder pin length (l): 3.5 mm, tinned, black, Box
12204 | 1150470000 | SL 5.08HC/13/90LF 3.2SN BK BX | PCB plug-in connector, male header, Solder flange, THT solder connection, 5.08 mm, Number of poles: 13, 90°, Solder pin length (l): 3.2 mm, tinned, black, Box
12205 | 1150200000 | SL 5.08HC/12/90F 3.2SN BK BX | PCB plug-in connector, male header, Flange, THT solder connection, 5.08 mm, Number of poles: 12, 90°, Solder pin length (l): 3.2 mm, tinned, black, Box
12206 | 1148820000 | SL 5.08HC/13/180F 3.2SN BK BX | PCB plug-in connector, male header, Flange, THT solder connection, 5.08 mm, Number of poles: 13, 180°, Solder pin length (l): 3.2 mm, tinned, black, Box
12207 | 1148750000 | SL 5.08HC/11/180F 3.2SN BK BX | PCB plug-in connector, male header, Flange, THT solder connection, 5.08 mm, Number of poles: 11, 180°, Solder pin length (l): 3.2 mm, tinned, black, Box
12208 | 1543060000 | BVZ 7.62HP/05/180MF5 SN BK BX | PCB plug-in connector, female plug, 7.62 mm, Number of poles: 5, 180°, Clamping yoke connection, Clamping range, max. : 10 mm², Box
12209 | 1543050000 | BVZ 7.62HP/05/180MF4 SN BK BX | PCB plug-in connector, female plug, 7.62 mm, Number of poles: 5, 180°, Clamping yoke connection, Clamping range, max. : 10 mm², Box
12210 | 1543030000 | BVZ 7.62HP/05/180MF2 SN BK BX | PCB plug-in connector, female plug, 7.62 mm, Number of poles: 5, 180°, Clamping yoke connection, Clamping range, max. : 10 mm², Box
12211 | 1519430000 | CH20M45 SET 20/02 BK/OR | Electronics housing sample, OMNIMATE Housing - series CH20M black, Width: 45 mm
12212 | 2493400000 | BUF 10.16IT/03/180 AG BK BX | PCB plug-in connector, female plug, 10.16 mm, Number of poles: 3, 180°, PUSH IN with actuator, Clamping range, max. : 16 mm², Box
12213 | 2493310000 | BUF 10.16IT/03/180F AG BK BX | PCB plug-in connector, female plug, 10.16 mm, Number of poles: 3, 180°, PUSH IN with actuator, Clamping range, max. : 16 mm², Box
12214 | 2493270000 | BUF 10.16IT/04/180MSF3 AG BK BX | PCB plug-in connector, female plug, 10.16 mm, Number of poles: 4, 180°, PUSH IN with actuator, Clamping range, max. : 16 mm², Box
12215 | 2493260000 | BUF 10.16IT/04/180MSF2 AG BK BX | PCB plug-in connector, female plug, 10.16 mm, Number of poles: 4, 180°, PUSH IN with actuator, Clamping range, max. : 16 mm², Box
12216 | 2493200000 | BUF 10.16IT/04/180MF2 AG BK BX | PCB plug-in connector, female plug, 10.16 mm, Number of poles: 4, 180°, PUSH IN with actuator, Clamping range, max. : 16 mm², Box
12217 | 1547540000 | BVFL 7.62HP/04/180MF3 SN BK BX | PCB plug-in connector, female plug, 7.62 mm, Number of poles: 4, 180°, PUSH IN with actuator, Clamping range, max. : 6 mm², Box
12218 | 1134120000 | BLL 7.62HP/05/180LF 3.2SN BK BX | PCB plug-in connector, female header, Solder flange, THT solder connection, 7.62 mm, Number of poles: 5, 180°, Solder pin length (l): 3.2 mm, tinned, black, Box
12219 | 2538260000 | BLF 3.50/17/180LR SN OR BX | PCB plug-in connector, female plug, 3.50 mm, Number of poles: 17, 180°, PUSH IN with actuator, Tension-clamp connection, Clamping range, max. : 1.5 mm², Box
12220 | 2538150000 | BLF 3.50/16/180LH SN BK BX | PCB plug-in connector, female plug, 3.50 mm, Number of poles: 16, 180°, PUSH IN with actuator, Tension-clamp connection, Clamping range, max. : 1.5 mm², Box
12221 | 2537970000 | BLF 3.50/16/180F SN BK BX | PCB plug-in connector, female plug, 3.50 mm, Number of poles: 16, 180°, PUSH IN with actuator, Tension-clamp connection, Clamping range, max. : 1.5 mm², Box
12222 | 2460020000 | BLF 3.50/09/180LH SN OR BX | PCB plug-in connector, female plug, 3.50 mm, Number of poles: 9, 180°, PUSH IN with actuator, Tension-clamp connection, Clamping range, max. : 1.5 mm², Box
12223 | 2459820000 | BLF 3.50/16/180LR SN OR BX | PCB plug-in connector, female plug, 3.50 mm, Number of poles: 16, 180°, PUSH IN with actuator, Tension-clamp connection, Clamping range, max. : 1.5 mm², Box
12224 | 2459770000 | BLF 3.50/11/180LR SN OR BX | PCB plug-in connector, female plug, 3.50 mm, Number of poles: 11, 180°, PUSH IN with actuator, Tension-clamp connection, Clamping range, max. : 1.5 mm², Box
12225 | 2459480000 | BLF 3.50/11/180F SN OR BX | PCB plug-in connector, female plug, 3.50 mm, Number of poles: 11, 180°, PUSH IN with actuator, Tension-clamp connection, Clamping range, max. : 1.5 mm², Box
12226 | 2459240000 | BLF 3.50/21/180 SN OR BX | PCB plug-in connector, female plug, 3.50 mm, Number of poles: 21, 180°, PUSH IN with actuator, Tension-clamp connection, Clamping range, max. : 1.5 mm², Box
12227 | 2459160000 | BLF 3.50/13/180 SN OR BX | PCB plug-in connector, female plug, 3.50 mm, Number of poles: 13, 180°, PUSH IN with actuator, Tension-clamp connection, Clamping range, max. : 1.5 mm², Box
12228 | 2054620000 | B2CF 3.50/24/180LRZE SN OR BX | PCB plug-in connector, female plug, 3.50 mm, Number of poles: 24, 180°, PUSH IN with actuator, Tension-clamp connection, Clamping range, max. : 1.5 mm², Box
12229 | 1375790000 | B2CF 3.50/18/180LH SN BK BX | PCB plug-in connector, female plug, 3.50 mm, Number of poles: 18, 180°, PUSH IN with actuator, Tension-clamp connection, Clamping range, max. : 1.5 mm², Box
12230 | 1278300000 | B2CF 3.50/18/180LR SN BK BX | PCB plug-in connector, female plug, 3.50 mm, Number of poles: 18, 180°, PUSH IN with actuator, Tension-clamp connection, Clamping range, max. : 1.5 mm², Box
12231 | 1479000000 | WEW 35/2 V0 GF SW | W-Series, End bracket
12232 | 1155580000 | SL 5.08HC/02/90B 3.2SN BK BX | PCB plug-in connector, male header, Dovetails for fixing blocks, THT solder connection, 5.08 mm, Number of poles: 2, 90°, Solder pin length (l): 3.2 mm, tinned, black, Box
12233 | 1155040000 | SL 5.08HC/03/90 3.2SN BK BX | PCB plug-in connector, male header, open side, THT solder connection, 5.08 mm, Number of poles: 3, 90°, Solder pin length (l): 3.2 mm, tinned, black, Box
12234 | 1148650000 | SL 5.08HC/08/180F 3.2SN BK BX | PCB plug-in connector, male header, Flange, THT solder connection, 5.08 mm, Number of poles: 8, 180°, Solder pin length (l): 3.2 mm, tinned, black, Box
12235 | 1283220000 | SU 10.16IT/04/90MLSF4 3.5 AG BK BX | PCB plug-in connector, male header, closed side, Middle flange, THT solder connection, 10.16 mm, Number of poles: 4, 90°, Solder pin length (l): 3.5 mm, silver-plated, black, Box
12236 | 1372870000 | B2CF 3.50/24/180LH SN BK BX | PCB plug-in connector, female plug, 3.50 mm, Number of poles: 24, 180°, PUSH IN with actuator, Tension-clamp connection, Clamping range, max. : 1.5 mm², Box
12237 | 2459900000 | BLF 3.50/08/180LR SN BK BX | PCB plug-in connector, female plug, 3.50 mm, Number of poles: 8, 180°, PUSH IN with actuator, Tension-clamp connection, Clamping range, max. : 1.5 mm², Box
12238 | 1278010000 | B2CF 3.50/32/180F SN BK BX | PCB plug-in connector, female plug, 3.50 mm, Number of poles: 32, 180°, PUSH IN with actuator, Tension-clamp connection, Clamping range, max. : 1.5 mm², Box
12239 | 1277830000 | B2CF 3.50/32/180F SN OR BX | PCB plug-in connector, female plug, 3.50 mm, Number of poles: 32, 180°, PUSH IN with actuator, Tension-clamp connection, Clamping range, max. : 1.5 mm², Box
12240 | 1090060000 | SV 7.62HP/04/270MSF4 SC/04R SN BK BX | PCB plug-in connector, male header, closed side, Middle screw flange, THT solder connection, 7.62 mm, Number of poles: 4, 270°, Solder pin length (l): 3.5 mm, tinned, black, Box
12241 | 2459450000 | BLF 3.50/08/180F SN OR BX | PCB plug-in connector, female plug, 3.50 mm, Number of poles: 8, 180°, PUSH IN with actuator, Tension-clamp connection, Clamping range, max. : 1.5 mm², Box
12242 | 1375820000 | B2CF 3.50/26/180LH SN BK BX | PCB plug-in connector, female plug, 3.50 mm, Number of poles: 26, 180°, PUSH IN with actuator, Tension-clamp connection, Clamping range, max. : 1.5 mm², Box
12243 | 899770000 | KSWF M25 | KSWF (flat gasket - vulcanised fibre), Sealing ring, M 25, Vulcanized fibre
12244 | 899780000 | KSWN M40 | KSWN (flat gasket - nylon), Sealing ring, M 40, Nylon 6
12245 | 930730002 | KSWN M20 | KSWN (flat gasket - nylon), Sealing ring, M 20, Nylon 6
12246 | 1000880000 | BLDF 5.08/04/180 SN BK BX | PCB plug-in connector, female plug, 5.08 mm, Number of poles: 4, 180°, PUSH IN with actuator, Tension-clamp connection, Clamping range, max. : 3.31 mm², Box
12247 | 1001030000 | BLDF 5.08/04/180LR SN BK BX | PCB plug-in connector, female plug, 5.08 mm, Number of poles: 4, 180°, PUSH IN with actuator, Tension-clamp connection, Clamping range, max. : 3.31 mm², Box
12248 | 1001220000 | BLDF 5.08/02/180F SN OR BX | PCB plug-in connector, female plug, 5.08 mm, Number of poles: 2, 180°, PUSH IN with actuator, Tension-clamp connection, Clamping range, max. : 3.31 mm², Box
12249 | 1065130000 | BLDF 5.08/02/180LR SN OR BX | PCB plug-in connector, female plug, 5.08 mm, Number of poles: 2, 180°, PUSH IN with actuator, Tension-clamp connection, Clamping range, max. : 3.31 mm², Box
12250 | 1065230000 | BLDF 5.08/04/180LH SN OR BX | PCB plug-in connector, female plug, 5.08 mm, Number of poles: 4, 180°, PUSH IN with actuator, Tension-clamp connection, Clamping range, max. : 3.31 mm², Box
12251 | 1076670000 | KSWN M75 | KSWN (flat gasket - nylon), Sealing ring, M 75, Nylon 6
12252 | 1076970000 | CC 15/49 MC NE GE | ClipCard, Device markers, 15 x 49 mm, Holder CC-H 15/49, yellow
12253 | 1106320000 | ZP 2.5/1AN/QV/3 GN/BE | Z-series, Plug-in connector, Direct mounting
12254 | 1106330000 | ZP 2.5/1AN/QV/4 GN/BE | Z-series, Plug-in connector, Direct mounting
12255 | 1115650000 | SL-SMT 3.50/10/180G 3.2SN BK TR | PCB plug-in connector, male header, closed side, THT/THR solder connection, 3.50 mm, Number of poles: 10, 180°, Solder pin length (l): 3.2 mm, tinned, black, Tray
12256 | 1131960000 | CC 15/60 MC NE GE | ClipCard, Device markers, 15 x 60 mm, Holder CC-H 15/60, yellow
12257 | 1136810000 | ESG 6/15 F MC NE WS | ESG, Device markers x 15 mm, PA 66, Colour: white, pluggable
12258 | 1137410000 | BLZP 5.08HC/06/225 SN GN BX | PCB plug-in connector, female plug, 5.08 mm, Number of poles: 6, 225°, Clamping yoke connection, Clamping range, max. : 4 mm², Box
12259 | 1139580000 | PDU 16S | Feed-through terminal, PUSH IN, 16 mm², 800 V, 76 A, dark beige
12260 | 1192780000 | TM 8/18 HF/HB | TM, Socket x 34 mm, Polyethylene LD, Colour: Transparent, Conductor O.D.: 30 - 35 mm
12261 | 1248590000 | SM 18/9.5 K MC NE GE | SwitchMark, Device markers, 9.5 x 18 mm, Siemens 3 SB, yellow
12262 | 1278730000 | ETA 1170 21 3A | Accessories, Circuit breaker, 3 A
12263 | 1278750000 | ETA 1170 21 5A | Accessories, Circuit breaker, 5 A
12264 | 1278780000 | ETA 1170 21 8A | Accessories, Circuit breaker, 8 A
12265 | 1279030000 | ETA 1180 01 5A | Accessories, Circuit breaker, 5 A
12266 | 1279050000 | ETA 1180 01 7A | Accessories, Circuit breaker, 7 A
12267 | 1279070000 | ETA 1180 01 10A | Accessories, Circuit breaker, 10 A
12268 | 1327600000 | CC-M 85/54 AL | MetalliCard, Device markers, 54 x 85 mm, silver
12269 | 1327740000 | CC-M 15/45 ST | MetalliCard, Device markers, 15 x 45 mm, silver
12270 | 1327770000 | CC-M DIA 30 ST | MetalliCard, Device markers, silver
12271 | 1327820000 | CC-M 85/54 4X3 ST | MetalliCard, Device markers, 54 x 85 mm, silver
12272 | 1327900000 | CC-M 15/45 2X3 AL | MetalliCard, Device markers, 15 x 45 mm, silver
12273 | 1330540000 | LMFS 5.00/11/180 3.5SN OR BX | Printed circuit board terminals, 5.00 mm, Number of poles: 11, 180°, Solder pin length (l): 3.5 mm, tinned, orange, PUSH IN without actuator, Clamping range, max. : 2.5 mm², Box
12274 | 1330880000 | LMF 5.08/17/90 3.5SN OR BX | Printed circuit board terminals, 5.08 mm, Number of poles: 17, 90°, Solder pin length (l): 3.5 mm, tinned, orange, PUSH IN with actuator, Clamping range, max. : 2.5 mm², Box
12275 | 1330890000 | LMF 5.08/18/90 3.5SN OR BX | Printed circuit board terminals, 5.08 mm, Number of poles: 18, 90°, Solder pin length (l): 3.5 mm, tinned, orange, PUSH IN with actuator, Clamping range, max. : 2.5 mm², Box
12276 | 1331260000 | LMF 5.08/11/180 3.5SN OR BX | Printed circuit board terminals, 5.08 mm, Number of poles: 11, 180°, Solder pin length (l): 3.5 mm, tinned, orange, PUSH IN with actuator, Clamping range, max. : 2.5 mm², Box
12277 | 1331330000 | LMF 5.08/16/180 3.5SN OR BX | Printed circuit board terminals, 5.08 mm, Number of poles: 16, 180°, Solder pin length (l): 3.5 mm, tinned, orange, PUSH IN with actuator, Clamping range, max. : 2.5 mm², Box
12278 | 1331490000 | LMFS 5.08/07/180 3.5SN OR BX | Printed circuit board terminals, 5.08 mm, Number of poles: 7, 180°, Solder pin length (l): 3.5 mm, tinned, orange, PUSH IN without actuator, Clamping range, max. : 2.5 mm², Box
12279 | 1331520000 | LMFS 5.08/10/180 3.5SN OR BX | Printed circuit board terminals, 5.08 mm, Number of poles: 10, 180°, Solder pin length (l): 3.5 mm, tinned, orange, PUSH IN without actuator, Clamping range, max. : 2.5 mm², Box
12280 | 1331910000 | LMF 5.00/20/90 3.5SN OR BX | Printed circuit board terminals, 5.00 mm, Number of poles: 20, 90°, Solder pin length (l): 3.5 mm, tinned, orange, PUSH IN with actuator, Clamping range, max. : 2.5 mm², Box
12281 | 1332020000 | LMFS 5.00/07/90 3.5SN OR BX | Printed circuit board terminals, 5.00 mm, Number of poles: 7, 90°, Solder pin length (l): 3.5 mm, tinned, orange, PUSH IN without actuator, Clamping range, max. : 2.5 mm², Box
12282 | 1335370000 | SLF 5.08/06/180 SN OR BX | PCB plug-in connector, male plug, 5.08 mm, Number of poles: 6, 180°, PUSH IN with actuator, Tension-clamp connection, Clamping range, max. : 3.31 mm², Box
12283 | 1335680000 | SLF 5.08/06/180F SN OR BX | PCB plug-in connector, male plug, 5.08 mm, Number of poles: 6, 180°, PUSH IN with actuator, Tension-clamp connection, Clamping range, max. : 3.31 mm², Box
12284 | 1335700000 | SLF 5.08/07/180F SN OR BX | PCB plug-in connector, male plug, 5.08 mm, Number of poles: 7, 180°, PUSH IN with actuator, Tension-clamp connection, Clamping range, max. : 3.31 mm², Box
12285 | 1335900000 | SLF 5.08/08/180B SN BK BX | PCB plug-in connector, male plug, 5.08 mm, Number of poles: 8, 180°, PUSH IN with actuator, Tension-clamp connection, Clamping range, max. : 3.31 mm², Box
12286 | 1336190000 | SLF 5.08/04/180F SN BK BX | PCB plug-in connector, male plug, 5.08 mm, Number of poles: 4, 180°, PUSH IN with actuator, Tension-clamp connection, Clamping range, max. : 3.31 mm², Box
12287 | 1336420000 | SLF 5.08/04/180FI SN OR BX | PCB plug-in connector, male plug, 5.08 mm, Number of poles: 4, 180°, PUSH IN with actuator, Tension-clamp connection, Clamping range, max. : 3.31 mm², Box
12288 | 1336440000 | SLF 5.08/06/180FI SN OR BX | PCB plug-in connector, male plug, 5.08 mm, Number of poles: 6, 180°, PUSH IN with actuator, Tension-clamp connection, Clamping range, max. : 3.31 mm², Box
12289 | 1336450000 | SLF 5.08/07/180FI SN OR BX | PCB plug-in connector, male plug, 5.08 mm, Number of poles: 7, 180°, PUSH IN with actuator, Tension-clamp connection, Clamping range, max. : 3.31 mm², Box
12290 | 1336710000 | SM 37.5/17 MC NE WS | SwitchMark, Device markers, 17 x 37.5 mm, white
12291 | 1368870000 | BLF 5.08HC/08/180B SN OR BX | PCB plug-in connector, female plug, 5.08 mm, Number of poles: 8, 180°, PUSH IN with actuator, Tension-clamp connection, Clamping range, max. : 3.31 mm², Box
12292 | 1411330000 | PDL 6 S/L/L/PE | Installation multi-tier terminal, PUSH IN, 6 mm², 400, 41 A, dark beige
12293 | 1415770000 | CC-M 70/48 AL | MetalliCard, Device markers, 70 x 48 mm, silver
12294 | 1427250000 | SVF 7.62HP/04/180SFMF2 SN BK BX | PCB plug-in connector, male plug, 7.62 mm, Number of poles: 4, 180°, PUSH IN without actuator, Tension-clamp connection, Clamping range, max. : 10 mm², Box
12295 | 1429950000 | SVF 7.62HP/04/180SFBMF2 SN BK BX | PCB plug-in connector, male plug, 7.62 mm, Number of poles: 4, 180°, PUSH IN without actuator, Tension-clamp connection, Clamping range, max. : 10 mm², Box
12296 | 1429960000 | SVF 7.62HP/04/180SFBMF3 SN BK BX | PCB plug-in connector, male plug, 7.62 mm, Number of poles: 4, 180°, PUSH IN without actuator, Tension-clamp connection, Clamping range, max. : 10 mm², Box
12297 | 1430120000 | BVF 7.62HP/04/180MF2 SN BK BX | PCB plug-in connector, female plug, 7.62 mm, Number of poles: 4, 180°, PUSH IN without actuator, Tension-clamp connection, Clamping range, max. : 10 mm², Box
12298 | 1490750000 | ESG 9/17 K MC NE OR | ESG, Device markers x 17 mm, PA 66, Colour: orange, Self-adhesive
12299 | 1505140000 | CC-M 10/30 2X2.5 AL SDR | MetalliCard, Device markers, 10 x 30 mm, silver
12300 | 2554000000 | CD-SCCV | Cable duct screw cover
12301 | 2554070000 | CD-RET 125 | Cable duct binder
12302 | 2562690000 | EXRV 6.5 | Expanding rivet, 32 mm x
12303 | 2562700000 | EXRV 4.5 | Expanding rivet, 27.5 mm x
12304 | 2562850000 | CD-LBH | Cable duct tag rail holder, 30 mm x
12305 | 2562960000 | RJ45C5 T1V 3.2N4G/Y TY | PCB plug-in connector, RJ45 jacks, Cat. 5 , THT solder connection, 180°, Shield tabs: none, 30...80 µ" Ni / ? 30 µ" Au , LED: Yes, green, yellow, Number of poles: 12, Tray (manual assembly)
12306 | 2584300000 | CABTITE GI T BK | Inlay, Cabtite (cable entry system), Polyamide, glass fibre-reinforced, Deep black, Height: 25 mm, Width: 44 mm, Depth: 17.5 mm, -40 °C?120 °C, IP66
12307 | 2584320000 | CABTITE GI I BK | Inlay, Cabtite (cable entry system), Polyamide, glass fibre-reinforced, Deep black, Height: 5 mm, Width: 44 mm, Depth: 17.5 mm, -40 °C?120 °C, IP66
12308 | 2588760000 | CBC-SP 12-100/25 TP | Protective cable hose coil
12309 | 2588980000 | CD-LID 125 DKGY | Cable duct cover, 125 mm
12310 | 2589070000 | CD-LID 37.5 DKGY | Cable duct cover, 37.5 mm
12311 | 2589130000 | CD 40X25 4/6 GY | Cable duct, 40 mm x 25 mm, 4.00 mm x 6.00 mm, 2000 mm
12312 | 2589250000 | CD-LID 25 LTGY | Cable duct cover, 25 mm
12313 | 2590000000 | CD-LID 100 GY | Cable duct cover, 100 mm
12314 | 2590110000 | CD-LID 25 GY | Cable duct cover, 25 mm
12315 | 2580390000 | SU 10.16HP/03/90MF2 3.5AG BK BX | PCB plug-in connector, male header, closed side, Middle flange, THT solder connection, 10.16 mm, Number of poles: 3, 90°, Solder pin length (l): 3.5 mm, black, Box
12316 | 2580350000 | SU 10.16HP/02/270MF2 3.5AG BK BX | PCB plug-in connector, male header, THT solder connection, 10.16 mm, Number of poles: 2, 270°, Solder pin length (l): 3.5 mm, black, Box
12317 | 1523990000 | SVD 7.62HP/12/270F 3.2SN BK BX | PCB plug-in connector, male header, Flange, THT solder connection, 7.62 mm, Number of poles: 12, 270°, Solder pin length (l): 3.2 mm, tinned, black, Box
12318 | 1156920000 | SV 7.62HP/02/270G SC/08R SN BK BX | PCB plug-in connector, male header, closed side, THT solder connection, 7.62 mm, Number of poles: 2, 270°, Solder pin length (l): 3.5 mm, tinned, black, Box
12319 | 1156670000 | SU 10.16IT/03/90MF2 3.5AG BK BX | PCB plug-in connector, male header, closed side, Middle flange, THT solder connection, 10.16 mm, Number of poles: 3, 90°, Solder pin length (l): 3.5 mm, silver-plated, black, Box
12320 | 1156510000 | SV 7.62IT/03/270MF3 3.5SN BK BX | PCB plug-in connector, male header, closed side, Middle flange, THT solder connection, 7.62 mm, Number of poles: 3, 270°, Solder pin length (l): 3.5 mm, tinned, black, Box
12321 | 1156270000 | SV 7.62HP/03/90MSF2 SC/06R SN BK BX | PCB plug-in connector, male header, closed side, Middle screw flange, THT solder connection, 7.62 mm, Number of poles: 3, 90°, Solder pin length (l): 3.5 mm, tinned, black, Box
12322 | 1156200000 | SV 7.62HP/03/270MSF2 SC/06R SN BK BX | PCB plug-in connector, male header, closed side, Middle screw flange, THT solder connection, 7.62 mm, Number of poles: 3, 270°, Solder pin length (l): 3.5 mm, tinned, black, Box
12323 | 1089490000 | SV 7.62HP/03/270MF3 SC/06R SN BK BX | PCB plug-in connector, male header, closed side, Middle flange, THT solder connection, 7.62 mm, Number of poles: 3, 270°, Solder pin length (l): 3.5 mm, tinned, black, Box
12324 | 1150550000 | SL 5.08HC/21/90LF 3.2SN BK BX | PCB plug-in connector, male header, Solder flange, THT solder connection, 5.08 mm, Number of poles: 21, 90°, Solder pin length (l): 3.2 mm, tinned, black, Box
12325 | 1150390000 | SL 5.08HC/06/90LF 3.2SN BK BX | PCB plug-in connector, male header, Solder flange, THT solder connection, 5.08 mm, Number of poles: 6, 90°, Solder pin length (l): 3.2 mm, tinned, black, Box
12326 | 1149350000 | SL 5.08HC/06/180LF 3.2SN BK BX | PCB plug-in connector, male header, Solder flange, THT solder connection, 5.08 mm, Number of poles: 6, 180°, Solder pin length (l): 3.2 mm, tinned, black, Box
12327 | 1148540000 | SL 5.08HC/04/180F 3.2SN BK BX | PCB plug-in connector, male header, Flange, THT solder connection, 5.08 mm, Number of poles: 4, 180°, Solder pin length (l): 3.2 mm, tinned, black, Box
12328 | 2623230000 | BVFL 7.62HP/03/180MF2 SN BK BX LRP | PCB plug-in connector, female plug, 7.62 mm, Number of poles: 3, 180°, PUSH IN with actuator, Clamping range, max. : 6 mm², Box
12329 | 1547530000 | BVFL 7.62HP/04/180F SN BK BX | PCB plug-in connector, female plug, 7.62 mm, Number of poles: 4, 180°, PUSH IN with actuator, Clamping range, max. : 6 mm², Box
12330 | 1157290000 | BVF 7.62HP/05/180MSF3 BCF/08R SN BK BX | PCB plug-in connector, female plug, 7.62 mm, Number of poles: 5, 180°, PUSH IN with actuator, PUSH IN without actuator, Clamping range, max. : 10 mm², Box
12331 | 1157210000 | BVF 7.62HP/04/180MSF4 BCF/08R SN BK BX | PCB plug-in connector, female plug, 7.62 mm, Number of poles: 4, 180°, PUSH IN with actuator, PUSH IN without actuator, Clamping range, max. : 10 mm², Box
12332 | 1134110000 | BLL 7.62HP/04/180LF 3.2SN BK BX | PCB plug-in connector, female header, Solder flange, THT solder connection, 7.62 mm, Number of poles: 4, 180°, Solder pin length (l): 3.2 mm, tinned, black, Box
12333 | 1118480000 | BVF 7.62HP SH150 4-6 KIT | PCB plug-in connector, Accessories, black
12334 | 2538090000 | BLF 3.50/10/180LH SN BK BX | PCB plug-in connector, female plug, 3.50 mm, Number of poles: 10, 180°, PUSH IN with actuator, Tension-clamp connection, Clamping range, max. : 1.5 mm², Box
12335 | 2459920000 | BLF 3.50/10/180LR SN BK BX | PCB plug-in connector, female plug, 3.50 mm, Number of poles: 10, 180°, PUSH IN with actuator, Tension-clamp connection, Clamping range, max. : 1.5 mm², Box
12336 | 2459380000 | BLF 3.50/12/180 SN BK BX | PCB plug-in connector, female plug, 3.50 mm, Number of poles: 12, 180°, PUSH IN with actuator, Tension-clamp connection, Clamping range, max. : 1.5 mm², Box
12337 | 1988380000 | BHF 5.00/02/180LH BK/OR | PCB plug-in connector, female plug, 5.00 mm, Number of poles: 2, 180°, PUSH IN with actuator, Tension-clamp connection, Box
12338 | 1421750000 | BHZ 5.00/04/90LH BK/GGY | PCB plug-in connector BHZ 5.00/04/90LH SN BK/GGY BX
12339 | 1375920000 | B2CF 3.50/10/180LH SN OR BX | PCB plug-in connector, female plug, 3.50 mm, Number of poles: 10, 180°, PUSH IN with actuator, Tension-clamp connection, Clamping range, max. : 1.5 mm², Box
12340 | 1277380000 | B2CF 3.50/24/180 SN OR BX | PCB plug-in connector, female plug, 3.50 mm, Number of poles: 24, 180°, PUSH IN with actuator, Tension-clamp connection, Clamping range, max. : 1.5 mm², Box
12341 | 1278120000 | B2CF 3.50/20/180LR SN OR BX | PCB plug-in connector, female plug, 3.50 mm, Number of poles: 20, 180°, PUSH IN with actuator, Tension-clamp connection, Clamping range, max. : 1.5 mm², Box
12342 | 1989090000 | BHF 5.00/04/180LH BK/BL | PCB plug-in connector, female plug, 5.00 mm, Number of poles: 4, 180°, PUSH IN with actuator, Tension-clamp connection, Box
12343 | 1497500000 | BHF 5.00/04/180LH BK/BK | PCB plug-in connector, female plug, 5.00 mm, Number of poles: 4, 180°, PUSH IN with actuator, Tension-clamp connection, Box
12344 | 2459150000 | BLF 3.50/12/180 SN OR BX | PCB plug-in connector, female plug, 3.50 mm, Number of poles: 12, 180°, PUSH IN with actuator, Tension-clamp connection, Clamping range, max. : 1.5 mm², Box
12345 | 1000920000 | BLDF 5.08/08/180 SN BK BX | PCB plug-in connector, female plug, 5.08 mm, Number of poles: 8, 180°, PUSH IN with actuator, Tension-clamp connection, Clamping range, max. : 3.31 mm², Box
12346 | 1000970000 | BLDF 5.08/05/180F SN BK BX | PCB plug-in connector, female plug, 5.08 mm, Number of poles: 5, 180°, PUSH IN with actuator, Tension-clamp connection, Clamping range, max. : 3.31 mm², Box
12347 | 1000980000 | BLDF 5.08/06/180F SN BK BX | PCB plug-in connector, female plug, 5.08 mm, Number of poles: 6, 180°, PUSH IN with actuator, Tension-clamp connection, Clamping range, max. : 3.31 mm², Box
12348 | 1001050000 | BLDF 5.08/06/180LR SN BK BX | PCB plug-in connector, female plug, 5.08 mm, Number of poles: 6, 180°, PUSH IN with actuator, Tension-clamp connection, Clamping range, max. : 3.31 mm², Box
12349 | 1065090000 | BLDF 5.08/06/180F SN OR BX | PCB plug-in connector, female plug, 5.08 mm, Number of poles: 6, 180°, PUSH IN with actuator, Tension-clamp connection, Clamping range, max. : 3.31 mm², Box
12350 | 1065750000 | SL 3.50/04/90 3.2SN GY BX | PCB plug-in connector, male header, open side, THT solder connection, 3.50 mm, Number of poles: 4, 90°, Solder pin length (l): 3.2 mm, tinned, Traffic grey (RAL), Box
12351 | 1065770000 | SL 5.00/03/90B 3.2SN GR BX | PCB plug-in connector, male header, open side, THT solder connection, 5.00 mm, Number of poles: 3, 90°, Solder pin length (l): 3.2 mm, tinned, grey, Box
12352 | 1104230000 | CH20M12 S PSCSC BL 2013 | Modular housing, OMNIMATE Housing - series CH20M blue, Width: 12.5 mm
12353 | 1113390000 | BLT 5.08HC/05/180 SN GN BX | PCB plug-in connector, female plug, 5.08 mm, Number of poles: 5, 180°, TOP connection, Clamping range, max. : 2.5 mm², Box
12354 | 1131830000 | SM 22/22 K MC NE GE | SwitchMark, Device markers, 22 x 22 mm, yellow
12355 | 1131870000 | SM 27/8 MC NE GE | SwitchMark, Device markers, 8 x 27 mm, yellow
12356 | 1137330000 | BLZP 5.08HC/05/180 SN GN BX | PCB plug-in connector, female plug, 5.08 mm, Number of poles: 5, 180°, Clamping yoke connection, Clamping range, max. : 4 mm², Box
12357 | 1176990000 | CH20M12 B FE BK/OR | Modular housing, OMNIMATE Housing - series CH20M black, Width: 12 mm
12358 | 1247240000 | CH20M67 B BUS BK/OR | Modular housing, OMNIMATE Housing - series CH20M black, Width: 67.5 mm
12359 | 1248740000 | SFX 9/40 S MC SDR | SlimFix X, Conductor and cable markers, 7 - 40 mm, 40 x 13.62 mm, To customer specification
12360 | 1254180000 | CH20M17 B BUS BK/OR | Modular housing, OMNIMATE Housing - series CH20M black, Width: 17.5 mm
12361 | 1254190000 | CH20M17 B FE BK/OR | Modular housing, OMNIMATE Housing - series CH20M black, Width: 17.5 mm
12362 | 1294340000 | CH20M12 S PPP BL 2013 | Modular housing, OMNIMATE Housing - series CH20M blue, Width: 12.5 mm
12363 | 1318650000 | SFR 1/12 MC NE GE | SlimFix R, Conductor and cable markers, 1.7 - 2.1 mm, 12 x 5.8 mm, yellow
12364 | 1318670000 | SFR 2/12 MC NE GE | SlimFix R, Conductor and cable markers, 2.2 - 2.9 mm, 12 x 5.8 mm, yellow
12365 | 1318810000 | SFR 1/21 MC SDR | SlimFix R, Conductor and cable markers, 1.7 - 2.1 mm, 21 x 5.8 mm, To customer specification
12366 | 1323440000 | SFX 9/24 S MC NE WS | SlimFix X, Conductor and cable markers, 7 - 40 mm, 24 x 13.62 mm, white
12367 | 1323470000 | SFX 9/24 S MC NE RT | SlimFix X, Conductor and cable markers, 7 - 40 mm, 24 x 13.62 mm, red
12368 | 1323640000 | SM 44/44-21 MC SDR | SwitchMark, Device markers, 44 x 44 mm, for cam switches, ABB, Type ON and OL40, To customer specification
12369 | 1324810000 | SL 5.08HC/16/90F 3.2SN GN BX | PCB plug-in connector, male header, Flange, THT solder connection, 5.08 mm, Number of poles: 16, 90°, Solder pin length (l): 3.2 mm, Pale green, Box
12370 | 1330200000 | LMF 5.00/04/180 3.5SN OR BX | Printed circuit board terminals, 5.00 mm, Number of poles: 4, 180°, Solder pin length (l): 3.5 mm, tinned, orange, PUSH IN with actuator, Clamping range, max. : 2.5 mm², Box
12371 | 1330440000 | LMFS 5.00/03/180 3.5SN OR BX | Printed circuit board terminals, 5.00 mm, Number of poles: 3, 180°, Solder pin length (l): 3.5 mm, tinned, orange, PUSH IN without actuator, Clamping range, max. : 2.5 mm², Box
12372 | 1335330000 | SLF 5.08/02/180 SN OR BX | PCB plug-in connector, male plug, 5.08 mm, Number of poles: 2, 180°, PUSH IN with actuator, Tension-clamp connection, Clamping range, max. : 3.31 mm², Box
12373 | 1335590000 | SLF 5.08/02/180F SN OR BX | PCB plug-in connector, male plug, 5.08 mm, Number of poles: 2, 180°, PUSH IN with actuator, Tension-clamp connection, Clamping range, max. : 3.31 mm², Box
12374 | 1335850000 | SLF 5.08/06/180B SN BK BX | PCB plug-in connector, male plug, 5.08 mm, Number of poles: 6, 180°, PUSH IN with actuator, Tension-clamp connection, Clamping range, max. : 3.31 mm², Box
12375 | 1336050000 | SLF 5.08/03/180FI SN BK BX | PCB plug-in connector, male plug, 5.08 mm, Number of poles: 3, 180°, PUSH IN with actuator, Tension-clamp connection, Clamping range, max. : 3.31 mm², Box
12376 | 1336400000 | SLF 5.08/02/180FI SN OR BX | PCB plug-in connector, male plug, 5.08 mm, Number of poles: 2, 180°, PUSH IN with actuator, Tension-clamp connection, Clamping range, max. : 3.31 mm², Box
12377 | 1336410000 | SLF 5.08/03/180FI SN OR BX | PCB plug-in connector, male plug, 5.08 mm, Number of poles: 3, 180°, PUSH IN with actuator, Tension-clamp connection, Clamping range, max. : 3.31 mm², Box
12378 | 1336430000 | SLF 5.08/05/180FI SN OR BX | PCB plug-in connector, male plug, 5.08 mm, Number of poles: 5, 180°, PUSH IN with actuator, Tension-clamp connection, Clamping range, max. : 3.31 mm², Box
12379 | 1357180000 | BLZP 5.08HC/06/225B SN GN BX | PCB plug-in connector, female plug, 5.08 mm, Number of poles: 6, 225°, Clamping yoke connection, Clamping range, max. : 4 mm², Box
12380 | 1368820000 | BLF 5.08HC/03/180B SN OR BX | PCB plug-in connector, female plug, 5.08 mm, Number of poles: 3, 180°, PUSH IN with actuator, Tension-clamp connection, Clamping range, max. : 3.31 mm², Box
12381 | 1368840000 | BLF 5.08HC/05/180B SN OR BX | PCB plug-in connector, female plug, 5.08 mm, Number of poles: 5, 180°, PUSH IN with actuator, Tension-clamp connection, Clamping range, max. : 3.31 mm², Box
12382 | 1461540000 | SC-SMT 3.81/03/270G 1.5SN BK RL | PCB plug-in connector, male header, closed side, THT/THR solder connection, 3.81 mm, Number of poles: 3, 270°, Solder pin length (l): 1.5 mm, tinned, black, Tape
12383 | 2461060000 | RJ45M R1D 3.3N4Y/G TY | PCB plug-in connector, RJ45 jacks transformer, 10/100 MBit/s , THT/THR solder connection, 90°, Latch option: bottom, Shield tabs: none, 30...80 µ" Ni / ? 30 µ" Au , LED: Yes, yellow, green, Number of poles: 8, Tray (manual assembly)
12384 | 2553990000 | CD-SE 100 | Cable duct separator, 100 mm x
12385 | 2562950000 | RJ45C5 R1U 2.8N4G/Y RL | PCB plug-in connector, RJ45 jacks, Cat. 5 , THT/THR solder connection, 90°, Latch option: top, Shield tabs: none, 30...80 µ" Ni / ? 30 µ" Au , LED: Yes, green, yellow, Number of poles: 12, Tape
12386 | 2588790000 | CD-BO 100X80 8/12 GY | Cable duct, 100 mm x 80 mm, 8.00 mm x 12.00 mm, 2000 mm
12387 | 2588840000 | CD 80X100 8/12 GY | Cable duct, 80 mm x 100 mm, 8.00 mm x 12.00 mm, 2000 mm
12388 | 2588870000 | CD 150X100 8/12 GY | Cable duct, 150 mm x 100 mm, 8.00 mm x 12.00 mm, 2000 mm
12389 | 2588920000 | CD-BO 80X120 8/12 GY | Cable duct, 80 mm x 120 mm, 8.00 mm x 12.00 mm, 2000 mm
12390 | 2589010000 | CD-BO 60X200 8/12 GY | Cable duct, 60 mm x 200 mm, 8.00 mm x 12.00 mm, 2000 mm
12391 | 2589030000 | CD-BO 80X200 8/12 GY | Cable duct, 80 mm x 200 mm, 8.00 mm x 12.00 mm, 2000 mm
12392 | 2589060000 | CD 17X15 4/6 GY | Cable duct, 17 mm x 15 mm, 4.00 mm x 6.00 mm, 2000 mm
12393 | 2589440000 | CD 80X100 4/6 GY | Cable duct, 80 mm x 100 mm, 4.00 mm x 6.00 mm, 2000 mm
12394 | 2589450000 | CD-BO 100X100 4/6 GY | Cable duct, 100 mm x 100 mm, 4.00 mm x 6.00 mm, 2000 mm
12395 | 2589460000 | CD-COD 110X110 4/6 GY | Cable duct corner duct, 110 mm x 110 mm, 4.00 mm x 6.00 mm, 2000 mm
12396 | 2589750000 | CD-HF 75X37.5 5/7.5 LTGY | Halogen-free cable duct, 75 mm x 37.5 mm, 5.00 mm x 7.50 mm, 2000 mm
12397 | 2590060000 | CD-HF 50X37.5 5/7.5 DKGY | Halogen-free cable duct, 50 mm x 37.5 mm, 5.00 mm x 7.50 mm, 2000 mm
12398 | 2590090000 | CD-HF 75X37.5 5/7.5 DKGY | Halogen-free cable duct, 75 mm x 37.5 mm, 5.00 mm x 7.50 mm, 2000 mm
12399 | 1150580000 | SL 5.08HC/23/90LF 3.2SN BK BX | PCB plug-in connector, male header, Solder flange, THT solder connection, 5.08 mm, Number of poles: 23, 90°, Solder pin length (l): 3.2 mm, tinned, black, Box
12400 | 1150490000 | SL 5.08HC/15/90LF 3.2SN BK BX | PCB plug-in connector, male header, Solder flange, THT solder connection, 5.08 mm, Number of poles: 15, 90°, Solder pin length (l): 3.2 mm, tinned, black, Box
12401 | 1149220000 | SL 5.08HC/02/180LF 3.2SN BK BX | PCB plug-in connector, male header, Solder flange, THT solder connection, 5.08 mm, Number of poles: 2, 180°, Solder pin length (l): 3.2 mm, tinned, black, Box
12402 | 1148950000 | SL 5.08HC/17/180F 3.2SN BK BX | PCB plug-in connector, male header, Flange, THT solder connection, 5.08 mm, Number of poles: 17, 180°, Solder pin length (l): 3.2 mm, tinned, black, Box
12403 | 1148920000 | SL 5.08HC/16/180F 3.2SN BK BX | PCB plug-in connector, male header, Flange, THT solder connection, 5.08 mm, Number of poles: 16, 180°, Solder pin length (l): 3.2 mm, tinned, black, Box
12404 | 1542990000 | BVZ 7.62HP/04/180MF2 SN BK BX | PCB plug-in connector, female plug, 7.62 mm, Number of poles: 4, 180°, Clamping yoke connection, Clamping range, max. : 10 mm², Box
12405 | 1490820000 | CH20M67 B BUS BK/BK 2010 | Modular housing, OMNIMATE Housing - series CH20M black, Width: 67.5 mm
12406 | 1366280000 | CH20M17 B BUS BK/BK | Modular housing, OMNIMATE Housing - series CH20M black, Width: 17.5 mm
12407 | 2548880000 | BVFL 7.62HP/03/180 SN BK BX | PCB plug-in connector, female plug, 7.62 mm, Number of poles: 3, 180°, PUSH IN with actuator, Clamping range, max. : 6 mm², Box
12408 | 2548870000 | BVFL 7.62HP/02/180 SN BK BX | PCB plug-in connector, female plug, 7.62 mm, Number of poles: 2, 180°, PUSH IN with actuator, Clamping range, max. : 6 mm², Box
12409 | 2493410000 | BUF 10.16IT/04/180 AG BK BX | PCB plug-in connector, female plug, 10.16 mm, Number of poles: 4, 180°, PUSH IN with actuator, Clamping range, max. : 16 mm², Box
12410 | 2538030000 | BLF 3.50/04/180LH SN BK BX | PCB plug-in connector, female plug, 3.50 mm, Number of poles: 4, 180°, PUSH IN with actuator, Tension-clamp connection, Clamping range, max. : 1.5 mm², Box
12411 | 2460250000 | BLF 3.50/04/180FQV SN OR BX | PCB plug-in connector, female plug, 3.50 mm, Number of poles: 4, 180°, PUSH IN with actuator, Tension-clamp connection, Clamping range, max. : 1.5 mm², Box
12412 | 2459950000 | BLF 3.50/02/180LH SN OR BX | PCB plug-in connector, female plug, 3.50 mm, Number of poles: 2, 180°, PUSH IN with actuator, Tension-clamp connection, Clamping range, max. : 1.5 mm², Box
12413 | 2459830000 | BLF 3.50/24/180LR SN OR BX | PCB plug-in connector, female plug, 3.50 mm, Number of poles: 24, 180°, PUSH IN with actuator, Tension-clamp connection, Clamping range, max. : 1.5 mm², Box
12414 | 2459440000 | BLF 3.50/07/180F SN OR BX | PCB plug-in connector, female plug, 3.50 mm, Number of poles: 7, 180°, PUSH IN with actuator, Tension-clamp connection, Clamping range, max. : 1.5 mm², Box
12415 | 2459270000 | BLF 3.50/24/180 SN OR BX | PCB plug-in connector, female plug, 3.50 mm, Number of poles: 24, 180°, PUSH IN with actuator, Tension-clamp connection, Clamping range, max. : 1.5 mm², Box
12416 | 1069340000 | BHZ 5.00/03/90LH BK/BK | PCB plug-in connector Black release lever BHZ 5.00/03/90LH SN BK/BK BX
12417 | 1375750000 | B2CF 3.50/12/180LH SN BK BX | PCB plug-in connector, female plug, 3.50 mm, Number of poles: 12, 180°, PUSH IN with actuator, Tension-clamp connection, Clamping range, max. : 1.5 mm², Box
12418 | 1420370000 | CH20M67 S 3P/3P/3P BK 2010 | Modular housing, OMNIMATE Housing - series CH20M black, Width: 67.5 mm
12419 | 1104170000 | CH20M12 B BK/BK | Modular housing, OMNIMATE Housing - series CH20M black, Width: 12 mm
12420 | 1104400000 | CH20M45 B BK/BK 2010 | Modular housing, OMNIMATE Housing - series CH20M black, Width: 45 mm
12421 | 1134090000 | BLL 7.62HP/03/180LF 3.2SN BK BX | PCB plug-in connector, female header, Solder flange, THT solder connection, 7.62 mm, Number of poles: 3, 180°, Solder pin length (l): 3.2 mm, tinned, black, Box
12422 | 2467360000 | B2CF 3.50/10/180FZE SN BK BX | PCB plug-in connector, female plug, 3.50 mm, Number of poles: 10, 180°, PUSH IN with actuator, Tension-clamp connection, Clamping range, max. : 1.5 mm², Box
12423 | 1104410000 | CH20M45 B BK/OR | Modular housing, OMNIMATE Housing - series CH20M black, Width: 45 mm
12424 | 1137740000 | CH20M45 S 2PSC/3SC BK 2010 | Modular housing, OMNIMATE Housing - series CH20M black, Width: 45 mm
12425 | 1150090000 | SL 5.08HC/02/90F 3.2SN BK BX | PCB plug-in connector, male header, Flange, THT solder connection, 5.08 mm, Number of poles: 2, 90°, Solder pin length (l): 3.2 mm, tinned, black, Box
12426 | 1277890000 | B2CF 3.50/10/180F SN BK BX | PCB plug-in connector, female plug, 3.50 mm, Number of poles: 10, 180°, PUSH IN with actuator, Tension-clamp connection, Clamping range, max. : 1.5 mm², Box
12427 | 1277330000 | B2CF 3.50/14/180 SN OR BX | PCB plug-in connector, female plug, 3.50 mm, Number of poles: 14, 180°, PUSH IN with actuator, Tension-clamp connection, Clamping range, max. : 1.5 mm², Box
12428 | 1278270000 | B2CF 3.50/12/180LR SN BK BX | PCB plug-in connector, female plug, 3.50 mm, Number of poles: 12, 180°, PUSH IN with actuator, Tension-clamp connection, Clamping range, max. : 1.5 mm², Box
12429 | 1277670000 | B2CF 3.50/06/180F SN OR BX | PCB plug-in connector, female plug, 3.50 mm, Number of poles: 6, 180°, PUSH IN with actuator, Tension-clamp connection, Clamping range, max. : 1.5 mm², Box
12430 | 1278060000 | B2CF 3.50/08/180LR SN OR BX | PCB plug-in connector, female plug, 3.50 mm, Number of poles: 8, 180°, PUSH IN with actuator, Tension-clamp connection, Clamping range, max. : 1.5 mm², Box
12431 | 1277880000 | B2CF 3.50/08/180F SN BK BX | PCB plug-in connector, female plug, 3.50 mm, Number of poles: 8, 180°, PUSH IN with actuator, Tension-clamp connection, Clamping range, max. : 1.5 mm², Box
12432 | 1277290000 | B2CF 3.50/08/180 SN OR BX | PCB plug-in connector, female plug, 3.50 mm, Number of poles: 8, 180°, PUSH IN with actuator, Tension-clamp connection, Clamping range, max. : 1.5 mm², Box
12433 | 1277350000 | B2CF 3.50/18/180 SN OR BX | PCB plug-in connector, female plug, 3.50 mm, Number of poles: 18, 180°, PUSH IN with actuator, Tension-clamp connection, Clamping range, max. : 1.5 mm², Box
12434 | 1375780000 | B2CF 3.50/16/180LH SN BK BX | PCB plug-in connector, female plug, 3.50 mm, Number of poles: 16, 180°, PUSH IN with actuator, Tension-clamp connection, Clamping range, max. : 1.5 mm², Box
12435 | 1375720000 | B2CF 3.50/06/180LH SN BK BX | PCB plug-in connector, female plug, 3.50 mm, Number of poles: 6, 180°, PUSH IN with actuator, Tension-clamp connection, Clamping range, max. : 1.5 mm², Box
12436 | 2459340000 | BLF 3.50/08/180 SN BK BX | PCB plug-in connector, female plug, 3.50 mm, Number of poles: 8, 180°, PUSH IN with actuator, Tension-clamp connection, Clamping range, max. : 1.5 mm², Box
12437 | 1069660000 | SHL-SMT 5.00/03GL 4.2RL | PCB plug-in connector, Connection element, left, male header, open side, THT/THR solder connection, 5.00 mm, Number of poles: 3, 90°, Solder pin length (l): 4.2 mm, tinned, black, Tape
12438 | 1069720000 | SHL-SMT 5.00/02GR 5.9RL | PCB plug-in connector, Connection element, right, male header, open side, THT/THR solder connection, 5.00 mm, Number of poles: 2, 90°, Solder pin length (l): 3.2 mm, tinned, black, Tape
12439 | 1069730000 | SHL-SMT 5.00/03GR 5.9RL | PCB plug-in connector, Connection element, right, male header, open side, THT/THR solder connection, 5.00 mm, Number of poles: 3, 90°, Solder pin length (l): 5.9 mm, tinned, black, Tape
12440 | 1074500000 | KDSW M20 BN O SC 1 G20S | KDSW (Klippon double seal SWA Ex cable gland), Cable glands, M 20, 16 mm, Single-wire armouring, 0.9 - 1.25 mm, OD min. 9.4 - OD max. 12.5 mm, ID min. 8.00 - ID max. 11.70 mm, IP66, IP68 - 2.5 bar, Brass
12441 | 1096150000 | IE-BIC-HYB-P-0,5-300 | Crimp contact, for flange insert, Hybrid
12442 | 1097330000 | S2L-SMT 3.50/12/180G 1.5SN SW RL | PCB plug-in connector, male header, closed side, THT/THR solder connection, 3.50 mm, Number of poles: 12, 180°, Solder pin length (l): 1.5 mm, tinned, black, Tape
12443 | 1115680000 | SL-SMT 5.08HC/02/180G 3.2SN BK RL | PCB plug-in connector, male header, closed side, THT/THR solder connection, 5.08 mm, Number of poles: 2, 180°, Solder pin length (l): 3.2 mm, tinned, black, Tape
12444 | 1189370000 | CH20M FE 12-67 1.5SN RL | Electronics housings, Accessories, THT/THR solder connection, 5.00 mm, Number of poles: 1, Solder pin length (l): 1.5 mm, tinned, Tape
12445 | 1318830000 | SFR 3/21 MC SDR | SlimFix R, Conductor and cable markers, 3 - 3.7 mm, 21 x 5.8 mm, To customer specification
12446 | 1330750000 | LMF 5.08/06/90 3.5SN OR BX | Printed circuit board terminals, 5.08 mm, Number of poles: 6, 90°, Solder pin length (l): 3.5 mm, tinned, orange, PUSH IN with actuator, Clamping range, max. : 2.5 mm², Box
12447 | 1330780000 | LMF 5.08/08/90 3.5SN OR BX | Printed circuit board terminals, 5.08 mm, Number of poles: 8, 90°, Solder pin length (l): 3.5 mm, tinned, orange, PUSH IN with actuator, Clamping range, max. : 2.5 mm², Box
12448 | 1331140000 | LMF 5.08/05/180 3.5SN OR BX | Printed circuit board terminals, 5.08 mm, Number of poles: 5, 180°, Solder pin length (l): 3.5 mm, tinned, orange, PUSH IN with actuator, Clamping range, max. : 2.5 mm², Box
12449 | 1331480000 | LMFS 5.08/06/180 3.5SN OR BX | Printed circuit board terminals, 5.08 mm, Number of poles: 6, 180°, Solder pin length (l): 3.5 mm, tinned, orange, PUSH IN without actuator, Clamping range, max. : 2.5 mm², Box
12450 | 1332030000 | LMFS 5.00/08/90 3.5SN OR BX | Printed circuit board terminals, 5.00 mm, Number of poles: 8, 90°, Solder pin length (l): 3.5 mm, tinned, orange, PUSH IN without actuator, Clamping range, max. : 2.5 mm², Box
12451 | 1365610000 | TM-I 30 MC NE GN | TM-I, Insert markers, 30 x 4 mm, green
12452 | 1376440000 | BLL 3.50/08/180 3.2SN OR TU | PCB plug-in connector, female header, closed side, THT solder connection, 3.50 mm, Number of poles: 8, 180°, Solder pin length (l): 3.2 mm, tinned, orange, Tube
12453 | 1409630000 | TM-I 12/18 MC NE GE | TM-I, Insert markers, 30 x 4 mm, yellow
12454 | 1412420000 | LSF-SMD 3.50/03/90 SN BK RL | Printed circuit board terminals, 3.50 mm, Number of poles: 3, 90°, black, PUSH IN with actuator, Clamping range, max. : 1.5 mm², Tape
12455 | 1433890000 | RJ45C5 S1D 2.7N4N RL | PCB plug-in connector, RJ45 jacks, Cat. 5 , SMD solder connection, 90°, Latch option: bottom, Shield tabs: none, 30...80 µ" Ni / ? 30 µ" Au , LED: No, Number of poles: 8, Tape
12456 | 1490230000 | SL-SMT 3.50/12/90G 3.2SN BK RL | PCB plug-in connector, male header, closed side, THT/THR solder connection, 3.50 mm, Number of poles: 12, 90°, Solder pin length (l): 3.2 mm, tinned, black, Tape
12457 | 2464460000 | BLZP 5.08HC/04/225 SN GN BX | PCB plug-in connector, female plug, 5.08 mm, Number of poles: 4, 225°, Clamping yoke connection, Clamping range, max. : 4 mm², Box
12458 | 2589540000 | CD 37.5X25 5/7.5 GY | Cable duct, 37.5 mm x 25 mm, 5.00 mm x 7.50 mm, 2000 mm
12459 | 2599750000 | LSF-SMT 5.08/03/180 3.5SN BK TU PRT | Printed circuit board terminals, 5.08 mm, Number of poles: 3, 180°, Solder pin length (l): 3.5 mm, black, PUSH IN with actuator, Clamping range, max. : 1.5 mm²
12460 | 2630550000 | SVFL 7.62HP/04/180SFMF3 SN BK BX | PCB plug-in connector, male plug, 7.62 mm, Number of poles: 4
12461 | 2630620000 | SVFL 7.62HP/04/180SFBMF2 SN BK BX | PCB plug-in connector, male plug, 7.62 mm, Number of poles: 4
12462 | 2630540000 | SVFL 7.62HP/03/180SFMF3 SN BK BX | PCB plug-in connector, male plug, 7.62 mm, Number of poles: 3
12463 | 1156710000 | BVZ 7.62IT/02/180MF SN BK BX | PCB plug-in connector, female plug, 7.62 mm, Number of poles: 2, 180°, Clamping yoke connection, Clamping range, max. : 10 mm², Box
12464 | 2627560000 | BUZ 10.16IT/04/180MSF3SH180 AG BK BX | PCB plug-in connector, female plug, 10.16 mm, Number of poles: 4, 180°, Clamping yoke connection, Clamping range, max. : 16 mm²
12465 | 2627500000 | BUZ 10.16IT/03/180MSF3SH160 AG BK BX | PCB plug-in connector, female plug, 10.16 mm, Number of poles: 3, 180°, Clamping yoke connection, Clamping range, max. : 16 mm²
12466 | 2627490000 | BUZ 10.16IT/04/180MSF2SH160 AG BK BX | PCB plug-in connector, female plug, 10.16 mm, Number of poles: 4, 180°, Clamping yoke connection, Clamping range, max. : 16 mm²
12467 | 2627480000 | BUZ 10.16IT/03/180MSF2SH160 AG BK BX | PCB plug-in connector, female plug, 10.16 mm, Number of poles: 3, 180°, Clamping yoke connection, Clamping range, max. : 16 mm²
12468 | 1081730000 | BVF 7.62HP/03/180MSF3 BCF/06R SN BK BX | PCB plug-in connector, female plug, 7.62 mm, Number of poles: 3, 180°, PUSH IN with actuator, PUSH IN without actuator, Clamping range, max. : 10 mm², Box
12469 | 1081720000 | BVF 7.62HP/03/180MF3 BCF/06R SN BK BX | PCB plug-in connector, female plug, 7.62 mm, Number of poles: 3, 180°, PUSH IN with actuator, PUSH IN without actuator, Clamping range, max. : 10 mm², Box
12470 | 1080320000 | BVF 7.62HP/02/180 BCF/06R SN BK BX | PCB plug-in connector, female plug, 7.62 mm, Number of poles: 2, 180°, PUSH IN with actuator, PUSH IN without actuator, Clamping range, max. : 10 mm², Box
12471 | 2460150000 | BLF 3.50/02/180QV SN OR BX | PCB plug-in connector, female plug, 3.50 mm, Number of poles: 2, 180°, PUSH IN with actuator, Tension-clamp connection, Clamping range, max. : 1.5 mm², Box
12472 | 1122070000 | BLL 7.62HP/02/180 3.2SN BK BX | PCB plug-in connector, female header, closed side, THT solder connection, 7.62 mm, Number of poles: 2, 180°, Solder pin length (l): 3.2 mm, tinned, black, Box
12473 | 2558750000 | B2CF 3.50/44/180LH SN OR BX | PCB plug-in connector, female plug, 3.50 mm, Number of poles: 44, 180°, PUSH IN with actuator, Tension-clamp connection, Clamping range, max. : 1.5 mm², Box
12474 | 2558740000 | B2CF 3.50/42/180LH SN OR BX | PCB plug-in connector, female plug, 3.50 mm, Number of poles: 42, 180°, PUSH IN with actuator, Tension-clamp connection, Clamping range, max. : 1.5 mm², Box
12475 | 2558730000 | B2CF 3.50/40/180LH SN OR BX | PCB plug-in connector, female plug, 3.50 mm, Number of poles: 40, 180°, PUSH IN with actuator, Tension-clamp connection, Clamping range, max. : 1.5 mm², Box
12476 | 2558670000 | B2CF 3.50/38/180LR SN BK BX | PCB plug-in connector, female plug, 3.50 mm, Number of poles: 38, 180°, PUSH IN with actuator, Tension-clamp connection, Clamping range, max. : 1.5 mm², Box
12477 | 2627460000 | BUZ 10.16IT/04/180MF3SH200 AG BK BX | PCB plug-in connector, female plug, 10.16 mm, Number of poles: 4, 180°, Clamping yoke connection, Clamping range, max. : 16 mm²
12478 | 1080440000 | BVF 7.62HP/04/180 BCF/06R SN BK BX | PCB plug-in connector, female plug, 7.62 mm, Number of poles: 4, 180°, PUSH IN with actuator, PUSH IN without actuator, Clamping range, max. : 10 mm², Box
12479 | 1277460000 | B2CF 3.50/04/180 SN BK BX | PCB plug-in connector, female plug, 3.50 mm, Number of poles: 4, 180°, PUSH IN with actuator, Tension-clamp connection, Clamping range, max. : 1.5 mm², Box
12480 | 1277470000 | B2CF 3.50/06/180 SN BK BX | PCB plug-in connector, female plug, 3.50 mm, Number of poles: 6, 180°, PUSH IN with actuator, Tension-clamp connection, Clamping range, max. : 1.5 mm², Box
12481 | 2459290000 | BLF 3.50/03/180 SN BK BX | PCB plug-in connector, female plug, 3.50 mm, Number of poles: 3, 180°, PUSH IN with actuator, Tension-clamp connection, Clamping range, max. : 1.5 mm², Box
12482 | 1864250000 | SC-SMT 3.81/05/180LF 1.5SN BK RL | PCB plug-in connector, male header, Solder flange, THT/THR solder connection, 3.81 mm, Number of poles: 5, 180°, Solder pin length (l): 1.5 mm, tinned, black, Tape
12483 | 1868340000 | SL-SMT 3.50/08/90LF 3.2SN BK RL | PCB plug-in connector, male header, Solder flange, THT/THR solder connection, 3.50 mm, Number of poles: 8, 90°, Solder pin length (l): 3.2 mm, tinned, black, Tape
12484 | 1870090000 | LSF-SMT 3.81/20/180 1.5SN BK TU | Printed circuit board terminals, 3.81 mm, Number of poles: 20, 180°, Solder pin length (l): 1.5 mm, black, PUSH IN with actuator, Clamping range, max. : 1.5 mm², Tube
12485 | 1870980000 | LSF-SMT 3.81/21/180 3.5SN BK TU | Printed circuit board terminals, 3.81 mm, Number of poles: 21, 180°, Solder pin length (l): 3.5 mm, black, PUSH IN with actuator, Clamping range, max. : 1.5 mm², Tube
12486 | 1871210000 | LSF-SMT 3.81/14/90 3.5SN BK TU | Printed circuit board terminals, 3.81 mm, Number of poles: 14, 90°, Solder pin length (l): 3.5 mm, black, PUSH IN with actuator, Clamping range, max. : 1.5 mm², Tube
12487 | 1874510000 | LSF-SMT 3.50/02/180 3.5SN BK RL | Printed circuit board terminals, 3.50 mm, Number of poles: 2, 180°, Solder pin length (l): 3.5 mm, black, PUSH IN with actuator, Clamping range, max. : 1.5 mm², Tape
12488 | 1874550000 | LSF-SMT 7.62/03/90 3.5SN BK RL | Printed circuit board terminals, 7.62 mm, Number of poles: 3, 90°, Solder pin length (l): 3.5 mm, black, PUSH IN with actuator, Clamping range, max. : 1.5 mm², Tape
12489 | 1874670000 | LSF-SMT 7.62/02/90 3.5SN BK RL | Printed circuit board terminals, 7.62 mm, Number of poles: 2, 90°, Solder pin length (l): 3.5 mm, black, PUSH IN with actuator, Clamping range, max. : 1.5 mm², Tape
12490 | 1874900000 | LSF-SMT 3.50/09/90 1.5SN BK RL | Printed circuit board terminals, 3.50 mm, Number of poles: 9, 90°, Solder pin length (l): 1.5 mm, black, PUSH IN with actuator, Clamping range, max. : 1.5 mm², Tape
12491 | 1875810000 | LSF-SMT 3.81/11/180 3.5SN BK RL | Printed circuit board terminals, 3.81 mm, Number of poles: 11, 180°, Solder pin length (l): 3.5 mm, black, PUSH IN with actuator, Clamping range, max. : 1.5 mm², Tape
12492 | 1875950000 | LSF-SMT 3.81/05/90 3.5SN BK RL | Printed circuit board terminals, 3.81 mm, Number of poles: 5, 90°, Solder pin length (l): 3.5 mm, black, PUSH IN with actuator, Clamping range, max. : 1.5 mm², Tape
12493 | 1876330000 | LSF-SMT 5.00/07/90 1.5SN BK RL | Printed circuit board terminals, 5.00 mm, Number of poles: 7, 90°, Solder pin length (l): 1.5 mm, black, PUSH IN with actuator, Clamping range, max. : 1.5 mm², Tape
12494 | 1877780000 | SL-SMT 5.08HC/06/270GL 1.5SN BK RL | PCB plug-in connector, male header, closed side, THT/THR solder connection, 5.08 mm, Number of poles: 6, 270°, Solder pin length (l): 1.5 mm, tinned, black, Tape
12495 | 1884510000 | LSF-SMT 5.00/15/135 3.5SN BK TU | Printed circuit board terminals, 5.00 mm, Number of poles: 15, 135°, Solder pin length (l): 3.5 mm, black, PUSH IN with actuator, Clamping range, max. : 1.5 mm², Tube
12496 | 1884710000 | LSF-SMT 5.00/15/135 1.5SN BK TU | Printed circuit board terminals, 5.00 mm, Number of poles: 15, 135°, Solder pin length (l): 1.5 mm, black, PUSH IN with actuator, Clamping range, max. : 1.5 mm², Tube
12497 | 1884720000 | LSF-SMT 5.00/16/135 1.5SN BK TU | Printed circuit board terminals, 5.00 mm, Number of poles: 16, 135°, Solder pin length (l): 1.5 mm, black, PUSH IN with actuator, Clamping range, max. : 1.5 mm², Tube
12498 | 1885010000 | LSF-SMT 7.62/08/135 1.5SN BK TU | Printed circuit board terminals, 7.62 mm, Number of poles: 8, 135°, Solder pin length (l): 1.5 mm, black, PUSH IN with actuator, Clamping range, max. : 1.5 mm², Tube
12499 | 1885110000 | LSF-SMT 5.08/11/135 3.5SN BK TU | Printed circuit board terminals, 5.08 mm, Number of poles: 11, 135°, Solder pin length (l): 3.5 mm, black, PUSH IN with actuator, Clamping range, max. : 1.5 mm², Tube
12500 | 1885150000 | LSF-SMT 5.08/15/135 3.5SN BK TU | Printed circuit board terminals, 5.08 mm, Number of poles: 15, 135°, Solder pin length (l): 3.5 mm, black, PUSH IN with actuator, Clamping range, max. : 1.5 mm², Tube
12501 | 1885340000 | LSF-SMT 3.50/18/135 1.5SN BK TU | Printed circuit board terminals, 3.50 mm, Number of poles: 18, 135°, Solder pin length (l): 1.5 mm, black, PUSH IN with actuator, Clamping range, max. : 1.5 mm², Tube
12502 | 1885360000 | LSF-SMT 3.50/20/135 1.5SN BK TU | Printed circuit board terminals, 3.50 mm, Number of poles: 20, 135°, Solder pin length (l): 1.5 mm, black, PUSH IN with actuator, Clamping range, max. : 1.5 mm², Tube
12503 | 1885630000 | LSF-SMT 3.81/23/135 1.5SN BK TU | Printed circuit board terminals, 3.81 mm, Number of poles: 23, 135°, Solder pin length (l): 1.5 mm, black, PUSH IN with actuator, Clamping range, max. : 1.5 mm², Tube
12504 | 1885720000 | LSF-SMT 3.50/09/135 3.5SN BK TU | Printed circuit board terminals, 3.50 mm, Number of poles: 9, 135°, Solder pin length (l): 3.5 mm, black, PUSH IN with actuator, Clamping range, max. : 1.5 mm², Tube
12505 | 1885810000 | LSF-SMT 3.50/18/135 3.5SN BK TU | Printed circuit board terminals, 3.50 mm, Number of poles: 18, 135°, Solder pin length (l): 3.5 mm, black, PUSH IN with actuator, Clamping range, max. : 1.5 mm², Tube
12506 | 1885820000 | LSF-SMT 3.50/19/135 3.5SN BK TU | Printed circuit board terminals, 3.50 mm, Number of poles: 19, 135°, Solder pin length (l): 3.5 mm, black, PUSH IN with actuator, Clamping range, max. : 1.5 mm², Tube
12507 | 1885830000 | LSF-SMT 3.50/20/135 3.5SN BK TU | Printed circuit board terminals, 3.50 mm, Number of poles: 20, 135°, Solder pin length (l): 3.5 mm, black, PUSH IN with actuator, Clamping range, max. : 1.5 mm², Tube
12508 | 1885870000 | LSF-SMT 3.50/24/135 3.5SN BK TU | Printed circuit board terminals, 3.50 mm, Number of poles: 24, 135°, Solder pin length (l): 3.5 mm, black, PUSH IN with actuator, Clamping range, max. : 1.5 mm², Tube
12509 | 1886030000 | LSF-SMT 3.81/17/135 3.5SN BK TU | Printed circuit board terminals, 3.81 mm, Number of poles: 17, 135°, Solder pin length (l): 3.5 mm, black, PUSH IN with actuator, Clamping range, max. : 1.5 mm², Tube
12510 | 1886050000 | LSF-SMT 3.81/19/135 3.5SN BK TU | Printed circuit board terminals, 3.81 mm, Number of poles: 19, 135°, Solder pin length (l): 3.5 mm, black, PUSH IN with actuator, Clamping range, max. : 1.5 mm², Tube
12511 | 1886090000 | LSF-SMT 3.81/23/135 3.5SN BK TU | Printed circuit board terminals, 3.81 mm, Number of poles: 23, 135°, Solder pin length (l): 3.5 mm, black, PUSH IN with actuator, Clamping range, max. : 1.5 mm², Tube
12512 | 1886240000 | LSF-SMT 7.62/08/135 3.5SN BK TU | Printed circuit board terminals, 7.62 mm, Number of poles: 8, 135°, Solder pin length (l): 3.5 mm, black, PUSH IN with actuator, Clamping range, max. : 1.5 mm², Tube
12513 | 1887670000 | LSF-SMT 3.50/09/135 1.5SN BK RL | Printed circuit board terminals, 3.50 mm, Number of poles: 9, 135°, Solder pin length (l): 1.5 mm, black, PUSH IN with actuator, Clamping range, max. : 1.5 mm², Tape
12514 | 1888520000 | LSF-SMT 3.81/09/135 1.5SN BK RL | Printed circuit board terminals, 3.81 mm, Number of poles: 9, 135°, Solder pin length (l): 1.5 mm, black, PUSH IN with actuator, Clamping range, max. : 1.5 mm², Tape
12515 | 1888870000 | LSF-SMT 5.08/07/135 3.5SN BK RL | Printed circuit board terminals, 5.08 mm, Number of poles: 7, 135°, Solder pin length (l): 3.5 mm, black, PUSH IN with actuator, Clamping range, max. : 1.5 mm², Tape
12516 | 1888880000 | LSF-SMT 5.08/08/135 3.5SN BK RL | Printed circuit board terminals, 5.08 mm, Number of poles: 8, 135°, Solder pin length (l): 3.5 mm, black, PUSH IN with actuator, Clamping range, max. : 1.5 mm², Tape
12517 | 1888930000 | LSF-SMT 7.50/04/135 1.5SN BK RL | Printed circuit board terminals, 7.50 mm, Number of poles: 4, 135°, Solder pin length (l): 1.5 mm, black, PUSH IN with actuator, Clamping range, max. : 1.5 mm², Tape
12518 | 1888950000 | LSF-SMT 7.50/06/135 1.5SN BK RL | Printed circuit board terminals, 7.50 mm, Number of poles: 6, 135°, Solder pin length (l): 1.5 mm, black, PUSH IN with actuator, Clamping range, max. : 1.5 mm², Tape
12519 | 1906633000 | SAIL-M8BW-4S30U | Sensor/actuator line, One end without connector, M8, Number of poles : 4, 30 m, Socket, angled, Shielded: Yes, LED: No, Sheath material: PUR, Halogen: No
12520 | 1987450000 | HDC FLDG 04A IP68 | Accessories, Enclosures accessories, Protection degree: Design of housing: Clamp version: Design: Approvals :
12521 | 1987490000 | HDC DG 06B IP68 | Accessories, Enclosures accessories, Protection degree: Design of housing: Clamp version: Design: Approvals :
12522 | 1987500000 | HDC FLDG 10B IP68 | Accessories, Enclosures accessories, Protection degree: Design of housing: Clamp version: Design: Approvals :
12523 | 1987520000 | HDC FLDG 16B IP68 | Accessories, Enclosures accessories, Protection degree: Design of housing: Clamp version: Design: Approvals :
12524 | 2471030000 | KEBI FS 303015 S2B1 | Klippon EBi FS (Essential Box industrial - Fixing Screw), Empty enclosure, stainless steel enclosure, Height: 300 mm, Width: 300 mm, Depth: 150 mm, Gland plates: Bottom, Material: Stainless steel 1.4301 (304), Brushed, silver
12525 | 2471040000 | KEBI FS 303022 S2B1 | Klippon EBi FS (Essential Box industrial - Fixing Screw), Empty enclosure, stainless steel enclosure, Height: 300 mm, Width: 300 mm, Depth: 220 mm, Gland plates: Bottom, Material: Stainless steel 1.4301 (304), Brushed, silver
12526 | 2471080000 | KEBI FS 504022 S2B1 | Klippon EBi FS (Essential Box industrial - Fixing Screw), Empty enclosure, stainless steel enclosure, Height: 500 mm, Width: 400 mm, Depth: 220 mm, Gland plates: Bottom, Material: Stainless steel 1.4301 (304), Brushed, silver
12527 | 2471110000 | KEBI FS 606022 S2B1 | Klippon EBi FS (Essential Box industrial - Fixing Screw), Empty enclosure, stainless steel enclosure, Height: 600 mm, Width: 600 mm, Depth: 220 mm, Gland plates: Bottom, Material: Stainless steel 1.4301 (304), Brushed, silver
12528 | 2471120000 | KEBI FS 806022 S2B1 | Klippon EBi FS (Essential Box industrial - Fixing Screw), Empty enclosure, stainless steel enclosure, Height: 800 mm, Width: 600 mm, Depth: 220 mm, Gland plates: Bottom, Material: Stainless steel 1.4301 (304), Brushed, silver
12529 | 2630490000 | SVFL 7.62HP/05/180MF5 SN BK BX | PCB plug-in connector, male plug, 7.62 mm, Number of poles: 5, 180°, PUSH IN with actuator, Clamping range, max. : 6 mm², Box
12530 | 2562070000 | WFS 4 10-36V | W-Series, Fuse terminal, Rated cross-section: 4 mm², Screw connection
12531 | 2561950000 | WFS 4 100-250V DB | W-Series, Fuse terminal, Rated cross-section: 4 mm², Screw connection
12532 | 2630250000 | SU 10.16IT/04/270MSF4 3.5AG BK BX | PCB plug-in connector, male header, 10.16 mm, Number of poles: 4, Solder pin length (l): 3.5 mm, black
12533 | 2630230000 | SU 10.16IT/03/270MSF3 3.5AG BK BX | PCB plug-in connector, male header, 10.16 mm, Number of poles: 3, Solder pin length (l): 3.5 mm, black
12534 | 2630210000 | SU 10.16IT/03/270MSF2 3.5AG BK BX | PCB plug-in connector, male header, 10.16 mm, Number of poles: 3, Solder pin length (l): 3.5 mm, black
12535 | 2630180000 | SU 10.16IT/04/90MSF4 3.5AG BK BX | PCB plug-in connector, male header, 10.16 mm, Number of poles: 4, Solder pin length (l): 3.5 mm, black
12536 | 2662670000 | PB-CON 160 S/02/90RFSF AG BK BX CO | PCB plug-in connector, female header, Cable gland, Pitch in mm (P): 42.50 mm, Number of poles: 2, 90°, Box
12537 | 2630100000 | BVZ 7.62IT/04/180MSF2 SN BK BX | PCB plug-in connector, female plug, 7.62 mm, Number of poles: 4, 180°, Clamping yoke connection, Clamping range, max. : 10 mm², Box
12538 | 1990600000 | IE-CC-V14M-RJ45-FJ-P | Junction box, FreeCon, RJ45 module, IP65
12539 | 1312690010 | IE-C5IT4UG0010B2EB2E-X | Torsion cable, RJ45 IP 67 PushPull moulded V14 metal, RJ45 IP 67 PushPull moulded V14 metal, Cat.5 (ISO/IEC 11801) / Cat.5e (TIA T568-B), PUR, 1 m
12540 | 1312580000 | IE-CD-V14MHYB-Y-MA | Y-distributor, FreeCon, Hybrid, IP65
12541 | 1307610100 | IE-C5DD4UG0100B2EB2E-X | Dragline cable, PROFINET, RJ45 IP 67 PushPull moulded V14 metal, RJ45 IP 67 PushPull moulded V14 metal, Cat.5 (ISO/IEC 11801) / Cat.5e (TIA T568-B), PUR, 10 m
12542 | 1106040000 | IE-C5ES8UG0100P41P41-E | System cable, RJ45 IP 67 Baymo V01 plastic, RJ45 IP 67 Baymo V01 plastic, Cat.5 (ISO/IEC 11801) / Cat.5e (TIA T568-B), PUR, 10 m
12543 | 2630760000 | BVFL 7.62HP/05/180MF5 SN BK BX | PCB plug-in connector, female plug, 7.62 mm, Number of poles: 5, 180°, PUSH IN with actuator, Clamping range, max. : 6 mm², Box
12544 | 2630750000 | BVFL 7.62HP/06/180MF4 SN BK BX | PCB plug-in connector, female plug, 7.62 mm, Number of poles: 6, 180°, PUSH IN with actuator, Clamping range, max. : 6 mm², Box
12545 | 2630730000 | BVFL 7.62HP/06/180MF3 SN BK BX | PCB plug-in connector, female plug, 7.62 mm, Number of poles: 6, 180°, PUSH IN with actuator, Clamping range, max. : 6 mm², Box
12546 | 2630720000 | BVFL 7.62HP/06/180MF2 SN BK BX | PCB plug-in connector, female plug, 7.62 mm, Number of poles: 6, 180°, PUSH IN with actuator, Clamping range, max. : 6 mm², Box
12547 | 2630700000 | BVFL 7.62HP/04/180MF2 SN BK BX | PCB plug-in connector, female plug, 7.62 mm, Number of poles: 4, 180°, PUSH IN with actuator, Clamping range, max. : 6 mm², Box
12548 | 2629320000 | BVFL 7.62HP/05/180MSF3 BCF/08R SN BK BX | PCB plug-in connector, female plug, 7.62 mm, Number of poles: 5, 180°, PUSH IN with actuator, Clamping range, max. : 6 mm², Box
12549 | 2629260000 | BVFL 7.62HP/04/180MSF3 BCF/08R SN BK BX | PCB plug-in connector, female plug, 7.62 mm, Number of poles: 4, 180°, PUSH IN with actuator, Clamping range, max. : 6 mm², Box
12550 | 2629200000 | BVFL 7.62HP/05/180MSF2 BCF/08R SN BK BX | PCB plug-in connector, female plug, 7.62 mm, Number of poles: 5, 180°, PUSH IN with actuator, Clamping range, max. : 6 mm², Box
12551 | 2629180000 | BVFL 7.62HP/05/180MSF2 BCF/04R SN BK BX | PCB plug-in connector, female plug, 7.62 mm, Number of poles: 5, 180°, PUSH IN with actuator, Clamping range, max. : 6 mm², Box
12552 | 2629130000 | BVFL 7.62HP/04/180MSF2 BCF/06R SN BK BX | PCB plug-in connector, female plug, 7.62 mm, Number of poles: 4, 180°, PUSH IN with actuator, Clamping range, max. : 6 mm², Box
12553 | 2628980000 | BVFL 7.62HP/05/180MF3 BCF/08R SN BK BX | PCB plug-in connector, female plug, 7.62 mm, Number of poles: 5, 180°, PUSH IN with actuator, Clamping range, max. : 6 mm², Box
12554 | 2628970000 | BVFL 7.62HP/05/180MF3 BCF/06R SN BK BX | PCB plug-in connector, female plug, 7.62 mm, Number of poles: 5, 180°, PUSH IN with actuator, Clamping range, max. : 6 mm², Box
12555 | 2628850000 | BVFL 7.62HP/05/180MF2 BCF/06R SN BK BX | PCB plug-in connector, female plug, 7.62 mm, Number of poles: 5, 180°, PUSH IN with actuator, Clamping range, max. : 6 mm², Box
12556 | 2628740000 | BVFL 7.62HP/03/180MF2 BCF/08R SN BK BX | PCB plug-in connector, female plug, 7.62 mm, Number of poles: 3, 180°, PUSH IN with actuator, Clamping range, max. : 6 mm², Box
12557 | 2627420000 | BUZ 10.16IT/04/180MF4SH180 AG BK BX | PCB plug-in connector, female plug, 10.16 mm, Number of poles: 4, 180°, Clamping yoke connection, Clamping range, max. : 16 mm², Box
12558 | 2627300000 | BUZ 10.16IT/03/180MSF3 AG BK BX | PCB plug-in connector, female plug, 10.16 mm, Number of poles: 3, 180°, Clamping yoke connection, Clamping range, max. : 16 mm²
12559 | 2630830000 | BLF 3.50/02/180F SN BK BX SO | PCB plug-in connector, female plug, 3.50 mm, Number of poles: 2, 180°, PUSH IN with actuator, Tension-clamp connection, Clamping range, max. : 1.5 mm², Box
12560 | 2675290000 | AFS 4 2C 100-250V DL BK | Fuse terminal, PUSH IN, 4 mm², 250 V, 6.3 A, black
12561 | 2558590000 | B2CF 3.50/44/180F SN BK BX | PCB plug-in connector, female plug, 3.50 mm, Number of poles: 44, 180°, PUSH IN with actuator, Tension-clamp connection, Clamping range, max. : 1.5 mm², Box
12562 | 2558580000 | B2CF 3.50/42/180F SN BK BX | PCB plug-in connector, female plug, 3.50 mm, Number of poles: 42, 180°, PUSH IN with actuator, Tension-clamp connection, Clamping range, max. : 1.5 mm², Box
12563 | 2558490000 | B2CF 3.50/44/180 SN BK BX | PCB plug-in connector, female plug, 3.50 mm, Number of poles: 44, 180°, PUSH IN with actuator, Tension-clamp connection, Clamping range, max. : 1.5 mm², Box
12564 | 2556130000 | B2CF 3.50/38/180 SN OR BX | PCB plug-in connector, female plug, 3.50 mm, Number of poles: 38, 180°, PUSH IN with actuator, Tension-clamp connection, Clamping range, max. : 1.5 mm², Box
12565 | 2503870000 | AAP11 6/6X1.5 LO-LI OR | Modular distribution terminals, PUSH IN, 6 mm², 500 V, 41 A, dark beige
12566 | 2464710000 | AAP12 10/4X2.5 PE-LI | Modular distribution terminals, PUSH IN, 10 mm², Green/yellow
12567 | 1222550000 | IE-FCM-USB-AB | FrontCom Micro USB coupling, USB 2.0, Typ A-B
12568 | 1463520000 | TIA F10 | TERMSERIES, Adapter, 10-pole plug according to DIN EN 60603-13, long locking lever, Number of signal paths: 8, Rated voltage : 24 V DC, Rated current (per signal path): 125 mA
12569 | 1271240000 | IE-PS-V04P-RJ45-FH-B | RJ45 plug, no tools required, Version 4, Cat.6A / Class EA (ISO/IEC 11801 2010)
12570 | 1072910000 | IE-PS-V14M-HYB-10P | Hybrid plug, Cat.5 (ISO/IEC 11801)
12571 | 1072900000 | IE-BSS-V14M-HYB-10P-FJ | Hybrid flange, IP67, Cat.5 (ISO/IEC 11801)
12572 | 1068820000 | IE-CD-V14MRJ/VAPM24V-C-MA | Junction box, FreeCon, RJ45, Plug-in connector, Supply, IP65
12573 | 1068830000 | IE-CD-V14MRJ/VAPM24V-FJ | Junction box, FreeCon, RJ45 module, Supply, IP65
12574 | 1068870000 | IE-CD-V14MRJ-C-MA | Junction box, FreeCon, RJ45, Plug-in connector, IP65
12575 | 1005180000 | SL-SMT 3.50/10/90LF 1.5SN BK RL | PCB plug-in connector, male header, Solder flange, THT/THR solder connection, 3.50 mm, Number of poles: 10, 90°, Solder pin length (l): 1.5 mm, tinned, black, Tape
12576 | 1752984002 | SL-SMT 3.50/02/180G 1.5SN BK RL | PCB plug-in connector, male header, closed side, THT/THR solder connection, 3.50 mm, Number of poles: 2, 180°, Solder pin length (l): 1.5 mm, tinned, black, Tape
12577 | 1753004002 | SL-SMT 3.50/04/180G 1.5SN BK RL | PCB plug-in connector, male header, closed side, THT/THR solder connection, 3.50 mm, Number of poles: 4, 180°, Solder pin length (l): 1.5 mm, tinned, black, Tape
12578 | 1753034001 | SL-SMT 3.50/07/180G 1.5SN BK RL | PCB plug-in connector, male header, closed side, THT/THR solder connection, 3.50 mm, Number of poles: 7, 180°, Solder pin length (l): 1.5 mm, tinned, black, Tape
12579 | 1753044001 | SL-SMT 3.50/08/180G 1.5SN BK RL | PCB plug-in connector, male header, closed side, THT/THR solder connection, 3.50 mm, Number of poles: 8, 180°, Solder pin length (l): 1.5 mm, tinned, black, Tape
12580 | 1761544002 | SL-SMT 3.50/02/90G 1.5SN BK RL | PCB plug-in connector, male header, closed side, THT/THR solder connection, 3.50 mm, Number of poles: 2, 90°, Solder pin length (l): 1.5 mm, tinned, black, Tape
12581 | 1761564001 | SL-SMT 3.50/04/90G 1.5SN BK RL | PCB plug-in connector, male header, closed side, THT/THR solder connection, 3.50 mm, Number of poles: 4, 90°, Solder pin length (l): 1.5 mm, tinned, black, Tape
12582 | 1761614001 | SL-SMT 3.50/09/90G 1.5SN BK RL | PCB plug-in connector, male header, closed side, THT/THR solder connection, 3.50 mm, Number of poles: 9, 90°, Solder pin length (l): 1.5 mm, tinned, black, Tape
12583 | 1805210000 | SL-SMT 3.50/02/180LF 1.5SN BK RL | PCB plug-in connector, male header, Solder flange, THT/THR solder connection, 3.50 mm, Number of poles: 2, 180°, Solder pin length (l): 1.5 mm, tinned, black, Tape
12584 | 1805250000 | SL-SMT 3.50/05/180LF 1.5SN BK RL | PCB plug-in connector, male header, Solder flange, THT/THR solder connection, 3.50 mm, Number of poles: 5, 180°, Solder pin length (l): 1.5 mm, tinned, black, Tape
12585 | 1805290000 | SL-SMT 3.50/08/180LF 1.5SN BK RL | PCB plug-in connector, male header, Solder flange, THT/THR solder connection, 3.50 mm, Number of poles: 8, 180°, Solder pin length (l): 1.5 mm, tinned, black, Tape
12586 | 1805350000 | SL-SMT 3.50/06/90LF 1.5SN BK RL | PCB plug-in connector, male header, Solder flange, THT/THR solder connection, 3.50 mm, Number of poles: 6, 90°, Solder pin length (l): 1.5 mm, tinned, black, Tape
12587 | 1824450000 | LSF-SMT 3.50/05/90 3.5SN BK TU | Printed circuit board terminals, 3.50 mm, Number of poles: 5, 90°, Solder pin length (l): 3.5 mm, black, PUSH IN with actuator, Clamping range, max. : 1.5 mm², Tube
12588 | 1824460000 | LSF-SMT 3.50/06/90 3.5SN BK TU | Printed circuit board terminals, 3.50 mm, Number of poles: 6, 90°, Solder pin length (l): 3.5 mm, black, PUSH IN with actuator, Clamping range, max. : 1.5 mm², Tube
12589 | 1824470000 | LSF-SMT 3.50/07/90 3.5SN BK TU | Printed circuit board terminals, 3.50 mm, Number of poles: 7, 90°, Solder pin length (l): 3.5 mm, black, PUSH IN with actuator, Clamping range, max. : 1.5 mm², Tube
12590 | 1824480000 | LSF-SMT 3.50/08/90 3.5SN BK TU | Printed circuit board terminals, 3.50 mm, Number of poles: 8, 90°, Solder pin length (l): 3.5 mm, black, PUSH IN with actuator, Clamping range, max. : 1.5 mm², Tube
12591 | 1824520000 | LSF-SMT 3.50/12/90 3.5SN BK TU | Printed circuit board terminals, 3.50 mm, Number of poles: 12, 90°, Solder pin length (l): 3.5 mm, black, PUSH IN with actuator, Clamping range, max. : 1.5 mm², Tube
12592 | 1824720000 | LSF-SMT 3.81/10/90 3.5SN BK TU | Printed circuit board terminals, 3.81 mm, Number of poles: 10, 90°, Solder pin length (l): 3.5 mm, black, PUSH IN with actuator, Clamping range, max. : 1.5 mm², Tube
12593 | 1824770000 | LSF-SMT 5.00/05/90 3.5SN BK TU | Printed circuit board terminals, 5.00 mm, Number of poles: 5, 90°, Solder pin length (l): 3.5 mm, black, PUSH IN with actuator, Clamping range, max. : 1.5 mm², Tube
12594 | 1824780000 | LSF-SMT 5.00/06/90 3.5SN BK TU | Printed circuit board terminals, 5.00 mm, Number of poles: 6, 90°, Solder pin length (l): 3.5 mm, black, PUSH IN with actuator, Clamping range, max. : 1.5 mm², Tube
12595 | 1824850000 | LSF-SMT 5.08/06/90 3.5SN BK TU | Printed circuit board terminals, 5.08 mm, Number of poles: 6, 90°, Solder pin length (l): 3.5 mm, black, PUSH IN with actuator, Clamping range, max. : 1.5 mm², Tube
12596 | 1824910000 | LSF-SMT 7.50/05/90 3.5SN BK TU | Printed circuit board terminals, 7.50 mm, Number of poles: 5, 90°, Solder pin length (l): 3.5 mm, black, PUSH IN with actuator, Clamping range, max. : 1.5 mm², Tube
12597 | 1824920000 | LSF-SMT 7.50/06/90 3.5SN BK TU | Printed circuit board terminals, 7.50 mm, Number of poles: 6, 90°, Solder pin length (l): 3.5 mm, black, PUSH IN with actuator, Clamping range, max. : 1.5 mm², Tube
12598 | 1824970000 | LSF-SMT 7.62/04/90 3.5SN BK TU | Printed circuit board terminals, 7.62 mm, Number of poles: 4, 90°, Solder pin length (l): 3.5 mm, black, PUSH IN with actuator, Clamping range, max. : 1.5 mm², Tube
12599 | 1825650000 | LSF-SMT 3.50/03/180 3.5SN BK TU | Printed circuit board terminals, 3.50 mm, Number of poles: 3, 180°, Solder pin length (l): 3.5 mm, black, PUSH IN with actuator, Clamping range, max. : 1.5 mm², Tube
12600 | 1825700000 | LSF-SMT 3.50/08/180 3.5SN BK TU | Printed circuit board terminals, 3.50 mm, Number of poles: 8, 180°, Solder pin length (l): 3.5 mm, black, PUSH IN with actuator, Clamping range, max. : 1.5 mm², Tube
12601 | 1825720000 | LSF-SMT 3.50/10/180 3.5SN BK TU | Printed circuit board terminals, 3.50 mm, Number of poles: 10, 180°, Solder pin length (l): 3.5 mm, black, PUSH IN with actuator, Clamping range, max. : 1.5 mm², Tube
12602 | 1825810000 | LSF-SMT 3.81/04/180 3.5SN BK TU | Printed circuit board terminals, 3.81 mm, Number of poles: 4, 180°, Solder pin length (l): 3.5 mm, black, PUSH IN with actuator, Clamping range, max. : 1.5 mm², Tube
12603 | 1825830000 | LSF-SMT 3.81/06/180 3.5SN BK TU | Printed circuit board terminals, 3.81 mm, Number of poles: 6, 180°, Solder pin length (l): 3.5 mm, black, PUSH IN with actuator, Clamping range, max. : 1.5 mm², Tube
12604 | 1825990000 | LSF-SMT 5.00/05/180 3.5SN BK TU | Printed circuit board terminals, 5.00 mm, Number of poles: 5, 180°, Solder pin length (l): 3.5 mm, black, PUSH IN with actuator, Clamping range, max. : 1.5 mm², Tube
12605 | 1826020000 | LSF-SMT 5.00/08/180 3.5SN BK TU | Printed circuit board terminals, 5.00 mm, Number of poles: 8, 180°, Solder pin length (l): 3.5 mm, black, PUSH IN with actuator, Clamping range, max. : 1.5 mm², Tube
12606 | 1826040000 | LSF-SMT 5.08/02/180 3.5SN BK TU | Printed circuit board terminals, 5.08 mm, Number of poles: 2, 180°, Solder pin length (l): 3.5 mm, black, PUSH IN with actuator, Clamping range, max. : 1.5 mm², Tube
12607 | 1826080000 | LSF-SMT 5.08/05/180 3.5SN BK TU | Printed circuit board terminals, 5.08 mm, Number of poles: 5, 180°, Solder pin length (l): 3.5 mm, black, PUSH IN with actuator, Clamping range, max. : 1.5 mm², Tube
12608 | 1826120000 | LSF-SMT 5.08/08/180 3.5SN BK TU | Printed circuit board terminals, 5.08 mm, Number of poles: 8, 180°, Solder pin length (l): 3.5 mm, black, PUSH IN with actuator, Clamping range, max. : 1.5 mm², Tube
12609 | 1826140000 | LSF-SMT 7.50/03/180 3.5SN BK TU | Printed circuit board terminals, 7.50 mm, Number of poles: 3, 180°, Solder pin length (l): 3.5 mm, black, PUSH IN with actuator, Clamping range, max. : 1.5 mm², Tube
12610 | 1826240000 | LSF-SMT 7.62/05/180 3.5SN BK TU | Printed circuit board terminals, 7.62 mm, Number of poles: 5, 180°, Solder pin length (l): 3.5 mm, black, PUSH IN with actuator, Clamping range, max. : 1.5 mm², Tube
12611 | 1826250000 | LSF-SMT 7.62/06/180 3.5SN BK TU | Printed circuit board terminals, 7.62 mm, Number of poles: 6, 180°, Solder pin length (l): 3.5 mm, black, PUSH IN with actuator, Clamping range, max. : 1.5 mm², Tube
12612 | 1826270000 | LSF-SMT 7.62/08/180 3.5SN BK TU | Printed circuit board terminals, 7.62 mm, Number of poles: 8, 180°, Solder pin length (l): 3.5 mm, black, PUSH IN with actuator, Clamping range, max. : 1.5 mm², Tube
12613 | 1862720000 | SC-SMT 3.81/02/90LF 1.5SN BK RL | PCB plug-in connector, male header, Solder flange, THT/THR solder connection, 3.81 mm, Number of poles: 2, 90°, Solder pin length (l): 1.5 mm, tinned, black, Tape
12614 | 1862750000 | SC-SMT 3.81/03/90LF 1.5SN BK RL | PCB plug-in connector, male header, Solder flange, THT/THR solder connection, 3.81 mm, Number of poles: 3, 90°, Solder pin length (l): 1.5 mm, tinned, black, Tape
12615 | 1862770000 | SC-SMT 3.81/04/90LF 1.5SN BK RL | PCB plug-in connector, male header, Solder flange, THT/THR solder connection, 3.81 mm, Number of poles: 4, 90°, Solder pin length (l): 1.5 mm, tinned, black, Tape
12616 | 1862810000 | SC-SMT 3.81/02/90G 3.2SN BK RL | PCB plug-in connector, male header, closed side, THT/THR solder connection, 3.81 mm, Number of poles: 2, 90°, Solder pin length (l): 3.2 mm, tinned, black, Tape
12617 | 1862830000 | SC-SMT 3.81/07/90LF 1.5SN BK RL | PCB plug-in connector, male header, Solder flange, THT/THR solder connection, 3.81 mm, Number of poles: 7, 90°, Solder pin length (l): 1.5 mm, tinned, black, Tape
12618 | 1862840000 | SC-SMT 3.81/03/90G 3.2SN BK RL | PCB plug-in connector, male header, closed side, THT/THR solder connection, 3.81 mm, Number of poles: 3, 90°, Solder pin length (l): 3.2 mm, tinned, black, Tape
12619 | 1862870000 | SC-SMT 3.81/05/90G 3.2SN BK RL | PCB plug-in connector, male header, closed side, THT/THR solder connection, 3.81 mm, Number of poles: 5, 90°, Solder pin length (l): 3.2 mm, tinned, black, Tape
12620 | 1862880000 | SC-SMT 3.81/06/90G 3.2SN BK RL | PCB plug-in connector, male header, closed side, THT/THR solder connection, 3.81 mm, Number of poles: 6, 90°, Solder pin length (l): 3.2 mm, tinned, black, Tape
12621 | 1863150000 | SC-SMT 3.81/03/90G 1.5SN BK RL | PCB plug-in connector, male header, closed side, THT/THR solder connection, 3.81 mm, Number of poles: 3, 90°, Solder pin length (l): 1.5 mm, tinned, black, Tape
12622 | 1863220000 | SC-SMT 3.81/10/90G 1.5SN BK RL | PCB plug-in connector, male header, closed side, THT/THR solder connection, 3.81 mm, Number of poles: 10, 90°, Solder pin length (l): 1.5 mm, tinned, black, Tape
12623 | 1863640000 | SC-SMT 3.81/08/180LF 3.2SN BK RL | PCB plug-in connector, male header, Solder flange, THT/THR solder connection, 3.81 mm, Number of poles: 8, 180°, Solder pin length (l): 3.2 mm, tinned, black, Tape
12624 | 1863970000 | SC-SMT 3.81/03/90LF 3.2SN BK RL | PCB plug-in connector, male header, Solder flange, THT/THR solder connection, 3.81 mm, Number of poles: 3, 90°, Solder pin length (l): 3.2 mm, tinned, black, Tape
12625 | 1863980000 | SC-SMT 3.81/04/90LF 3.2SN BK RL | PCB plug-in connector, male header, Solder flange, THT/THR solder connection, 3.81 mm, Number of poles: 4, 90°, Solder pin length (l): 3.2 mm, tinned, black, Tape
12626 | 1864050000 | SC-SMT 3.81/02/180G 1.5SN BK RL | PCB plug-in connector, male header, closed side, THT/THR solder connection, 3.81 mm, Number of poles: 2, 180°, Solder pin length (l): 1.5 mm, tinned, black, Tape
12627 | 1864060000 | SC-SMT 3.81/03/180G 1.5SN BK RL | PCB plug-in connector, male header, closed side, THT/THR solder connection, 3.81 mm, Number of poles: 3, 180°, Solder pin length (l): 1.5 mm, tinned, black, Tape
12628 | 1864220000 | SC-SMT 3.81/02/180LF 1.5SN BK RL | PCB plug-in connector, male header, Solder flange, THT/THR solder connection, 3.81 mm, Number of poles: 2, 180°, Solder pin length (l): 1.5 mm, tinned, black, Tape
12629 | 1864290000 | SC-SMT 3.81/04/180G 1.5SN BK RL | PCB plug-in connector, male header, closed side, THT/THR solder connection, 3.81 mm, Number of poles: 4, 180°, Solder pin length (l): 1.5 mm, tinned, black, Tape
12630 | 1864300000 | SC-SMT 3.81/05/180G 1.5SN BK RL | PCB plug-in connector, male header, closed side, THT/THR solder connection, 3.81 mm, Number of poles: 5, 180°, Solder pin length (l): 1.5 mm, tinned, black, Tape
12631 | 1864310000 | SC-SMT 3.81/06/180G 1.5SN BK RL | PCB plug-in connector, male header, closed side, THT/THR solder connection, 3.81 mm, Number of poles: 6, 180°, Solder pin length (l): 1.5 mm, tinned, black, Tape
12632 | 1869260000 | LSF-SMT 7.62/02/90 1.5SN BK TU | Printed circuit board terminals, 7.62 mm, Number of poles: 2, 90°, Solder pin length (l): 1.5 mm, black, PUSH IN with actuator, Clamping range, max. : 1.5 mm², Tube
12633 | 1869310000 | LSF-SMT 7.62/07/90 1.5SN BK TU | Printed circuit board terminals, 7.62 mm, Number of poles: 7, 90°, Solder pin length (l): 1.5 mm, black, PUSH IN with actuator, Clamping range, max. : 1.5 mm², Tube
12634 | 1869380000 | LSF-SMT 3.81/04/90 1.5SN BK TU | Printed circuit board terminals, 3.81 mm, Number of poles: 4, 90°, Solder pin length (l): 1.5 mm, black, PUSH IN with actuator, Clamping range, max. : 1.5 mm², Tube
12635 | 1869400000 | LSF-SMT 3.81/06/90 1.5SN BK TU | Printed circuit board terminals, 3.81 mm, Number of poles: 6, 90°, Solder pin length (l): 1.5 mm, black, PUSH IN with actuator, Clamping range, max. : 1.5 mm², Tube
12636 | 1869430000 | LSF-SMT 3.81/09/90 1.5SN BK TU | Printed circuit board terminals, 3.81 mm, Number of poles: 9, 90°, Solder pin length (l): 1.5 mm, black, PUSH IN with actuator, Clamping range, max. : 1.5 mm², Tube
12637 | 1869470000 | LSF-SMT 3.81/13/90 1.5SN BK TU | Printed circuit board terminals, 3.81 mm, Number of poles: 13, 90°, Solder pin length (l): 1.5 mm, black, PUSH IN with actuator, Clamping range, max. : 1.5 mm², Tube
12638 | 1869620000 | LSF-SMT 5.00/04/90 1.5SN BK TU | Printed circuit board terminals, 5.00 mm, Number of poles: 4, 90°, Solder pin length (l): 1.5 mm, black, PUSH IN with actuator, Clamping range, max. : 1.5 mm², Tube
12639 | 1869640000 | LSF-SMT 5.00/06/90 1.5SN BK TU | Printed circuit board terminals, 5.00 mm, Number of poles: 6, 90°, Solder pin length (l): 1.5 mm, black, PUSH IN with actuator, Clamping range, max. : 1.5 mm², Tube
12640 | 1869720000 | LSF-SMT 5.08/07/90 1.5SN BK TU | Printed circuit board terminals, 5.08 mm, Number of poles: 7, 90°, Solder pin length (l): 1.5 mm, black, PUSH IN with actuator, Clamping range, max. : 1.5 mm², Tube
12641 | 1869730000 | LSF-SMT 5.08/08/90 1.5SN BK TU | Printed circuit board terminals, 5.08 mm, Number of poles: 8, 90°, Solder pin length (l): 1.5 mm, black, PUSH IN with actuator, Clamping range, max. : 1.5 mm², Tube
12642 | 1869800000 | LSF-SMT 7.50/08/90 1.5SN BK TU | Printed circuit board terminals, 7.50 mm, Number of poles: 8, 90°, Solder pin length (l): 1.5 mm, black, PUSH IN with actuator, Clamping range, max. : 1.5 mm², Tube
12643 | 1869810000 | LSF-SMT 7.62/02/180 1.5SN BK TU | Printed circuit board terminals, 7.62 mm, Number of poles: 2, 180°, Solder pin length (l): 1.5 mm, black, PUSH IN with actuator, Clamping range, max. : 1.5 mm², Tube
12644 | 1869850000 | LSF-SMT 7.62/05/180 1.5SN BK TU | Printed circuit board terminals, 7.62 mm, Number of poles: 5, 180°, Solder pin length (l): 1.5 mm, black, PUSH IN with actuator, Clamping range, max. : 1.5 mm², Tube
12645 | 1869940000 | LSF-SMT 3.81/07/180 1.5SN BK TU | Printed circuit board terminals, 3.81 mm, Number of poles: 7, 180°, Solder pin length (l): 1.5 mm, black, PUSH IN with actuator, Clamping range, max. : 1.5 mm², Tube
12646 | 1870140000 | LSF-SMT 5.00/02/180 1.5SN BK TU | Printed circuit board terminals, 5.00 mm, Number of poles: 2, 180°, Solder pin length (l): 1.5 mm, black, PUSH IN with actuator, Clamping range, max. : 1.5 mm², Tube
12647 | 1870170000 | LSF-SMT 5.00/05/180 1.5SN BK TU | Printed circuit board terminals, 5.00 mm, Number of poles: 5, 180°, Solder pin length (l): 1.5 mm, black, PUSH IN with actuator, Clamping range, max. : 1.5 mm², Tube
12648 | 1870180000 | LSF-SMT 5.00/06/180 1.5SN BK TU | Printed circuit board terminals, 5.00 mm, Number of poles: 6, 180°, Solder pin length (l): 1.5 mm, black, PUSH IN with actuator, Clamping range, max. : 1.5 mm², Tube
12649 | 1870190000 | LSF-SMT 5.00/07/180 1.5SN BK TU | Printed circuit board terminals, 5.00 mm, Number of poles: 7, 180°, Solder pin length (l): 1.5 mm, black, PUSH IN with actuator, Clamping range, max. : 1.5 mm², Tube
12650 | 1870300000 | LSF-SMT 7.50/04/180 1.5SN BK TU | Printed circuit board terminals, 7.50 mm, Number of poles: 4, 180°, Solder pin length (l): 1.5 mm, black, PUSH IN with actuator, Clamping range, max. : 1.5 mm², Tube
12651 | 1870310000 | LSF-SMT 7.50/05/180 1.5SN BK TU | Printed circuit board terminals, 7.50 mm, Number of poles: 5, 180°, Solder pin length (l): 1.5 mm, black, PUSH IN with actuator, Clamping range, max. : 1.5 mm², Tube
12652 | 1870320000 | LSF-SMT 7.50/06/180 1.5SN BK TU | Printed circuit board terminals, 7.50 mm, Number of poles: 6, 180°, Solder pin length (l): 1.5 mm, black, PUSH IN with actuator, Clamping range, max. : 1.5 mm², Tube
12653 | 1870360000 | LSF-SMT 3.50/14/180 3.5SN BK TU | Printed circuit board terminals, 3.50 mm, Number of poles: 14, 180°, Solder pin length (l): 3.5 mm, black, PUSH IN with actuator, Clamping range, max. : 1.5 mm², Tube
12654 | 1870380000 | LSF-SMT 3.50/13/90 3.5SN BK TU | Printed circuit board terminals, 3.50 mm, Number of poles: 13, 90°, Solder pin length (l): 3.5 mm, black, PUSH IN with actuator, Clamping range, max. : 1.5 mm², Tube
12655 | 1870420000 | LSF-SMT 3.50/17/90 3.5SN BK TU | Printed circuit board terminals, 3.50 mm, Number of poles: 17, 90°, Solder pin length (l): 3.5 mm, black, PUSH IN with actuator, Clamping range, max. : 1.5 mm², Tube
12656 | 1870460000 | LSF-SMT 3.50/21/90 3.5SN BK TU | Printed circuit board terminals, 3.50 mm, Number of poles: 21, 90°, Solder pin length (l): 3.5 mm, black, PUSH IN with actuator, Clamping range, max. : 1.5 mm², Tube
12657 | 1870480000 | LSF-SMT 3.50/23/90 3.5SN BK TU | Printed circuit board terminals, 3.50 mm, Number of poles: 23, 90°, Solder pin length (l): 3.5 mm, black, PUSH IN with actuator, Clamping range, max. : 1.5 mm², Tube
12658 | 1870490000 | LSF-SMT 3.50/24/90 3.5SN BK TU | Printed circuit board terminals, 3.50 mm, Number of poles: 24, 90°, Solder pin length (l): 3.5 mm, black, PUSH IN with actuator, Clamping range, max. : 1.5 mm², Tube
12659 | 1870510000 | LSF-SMT 3.50/16/180 3.5SN BK TU | Printed circuit board terminals, 3.50 mm, Number of poles: 16, 180°, Solder pin length (l): 3.5 mm, black, PUSH IN with actuator, Clamping range, max. : 1.5 mm², Tube
12660 | 1870560000 | LSF-SMT 3.50/19/180 3.5SN BK TU | Printed circuit board terminals, 3.50 mm, Number of poles: 19, 180°, Solder pin length (l): 3.5 mm, black, PUSH IN with actuator, Clamping range, max. : 1.5 mm², Tube
12661 | 1870600000 | LSF-SMT 3.50/21/180 3.5SN BK TU | Printed circuit board terminals, 3.50 mm, Number of poles: 21, 180°, Solder pin length (l): 3.5 mm, black, PUSH IN with actuator, Clamping range, max. : 1.5 mm², Tube
12662 | 1870610000 | LSF-SMT 3.50/22/180 3.5SN BK TU | Printed circuit board terminals, 3.50 mm, Number of poles: 22, 180°, Solder pin length (l): 3.5 mm, black, PUSH IN with actuator, Clamping range, max. : 1.5 mm², Tube
12663 | 1870630000 | LSF-SMT 3.50/24/180 3.5SN BK TU | Printed circuit board terminals, 3.50 mm, Number of poles: 24, 180°, Solder pin length (l): 3.5 mm, black, PUSH IN with actuator, Clamping range, max. : 1.5 mm², Tube
12664 | 1870650000 | LSF-SMT 3.50/03/180 1.5SN BK TU | Printed circuit board terminals, 3.50 mm, Number of poles: 3, 180°, Solder pin length (l): 1.5 mm, black, PUSH IN with actuator, Clamping range, max. : 1.5 mm², Tube
12665 | 1870670000 | LSF-SMT 3.50/05/180 1.5SN BK TU | Printed circuit board terminals, 3.50 mm, Number of poles: 5, 180°, Solder pin length (l): 1.5 mm, black, PUSH IN with actuator, Clamping range, max. : 1.5 mm², Tube
12666 | 1870690000 | LSF-SMT 3.50/07/180 1.5SN BK TU | Printed circuit board terminals, 3.50 mm, Number of poles: 7, 180°, Solder pin length (l): 1.5 mm, black, PUSH IN with actuator, Clamping range, max. : 1.5 mm², Tube
12667 | 1870720000 | LSF-SMT 3.50/10/180 1.5SN BK TU | Printed circuit board terminals, 3.50 mm, Number of poles: 10, 180°, Solder pin length (l): 1.5 mm, black, PUSH IN with actuator, Clamping range, max. : 1.5 mm², Tube
12668 | 1870740000 | LSF-SMT 3.50/12/180 1.5SN BK TU | Printed circuit board terminals, 3.50 mm, Number of poles: 12, 180°, Solder pin length (l): 1.5 mm, black, PUSH IN with actuator, Clamping range, max. : 1.5 mm², Tube
12669 | 1870750000 | LSF-SMT 3.50/13/180 1.5SN BK TU | Printed circuit board terminals, 3.50 mm, Number of poles: 13, 180°, Solder pin length (l): 1.5 mm, black, PUSH IN with actuator, Clamping range, max. : 1.5 mm², Tube
12670 | 1870790000 | LSF-SMT 3.50/16/180 1.5SN BK TU | Printed circuit board terminals, 3.50 mm, Number of poles: 16, 180°, Solder pin length (l): 1.5 mm, black, PUSH IN with actuator, Clamping range, max. : 1.5 mm², Tube
12671 | 1870850000 | LSF-SMT 3.50/20/180 1.5SN BK TU | Printed circuit board terminals, 3.50 mm, Number of poles: 20, 180°, Solder pin length (l): 1.5 mm, black, PUSH IN with actuator, Clamping range, max. : 1.5 mm², Tube
12672 | 1870870000 | LSF-SMT 3.50/22/180 1.5SN BK TU | Printed circuit board terminals, 3.50 mm, Number of poles: 22, 180°, Solder pin length (l): 1.5 mm, black, PUSH IN with actuator, Clamping range, max. : 1.5 mm², Tube
12673 | 1870890000 | LSF-SMT 3.50/24/180 1.5SN BK TU | Printed circuit board terminals, 3.50 mm, Number of poles: 24, 180°, Solder pin length (l): 1.5 mm, black, PUSH IN with actuator, Clamping range, max. : 1.5 mm², Tube
12674 | 1870920000 | LSF-SMT 3.81/15/180 3.5SN BK TU | Printed circuit board terminals, 3.81 mm, Number of poles: 15, 180°, Solder pin length (l): 3.5 mm, black, PUSH IN with actuator, Clamping range, max. : 1.5 mm², Tube
12675 | 1871040000 | LSF-SMT 3.50/09/90 1.5SN BK TU | Printed circuit board terminals, 3.50 mm, Number of poles: 9, 90°, Solder pin length (l): 1.5 mm, black, PUSH IN with actuator, Clamping range, max. : 1.5 mm², Tube
12676 | 1871060000 | LSF-SMT 3.50/11/90 1.5SN BK TU | Printed circuit board terminals, 3.50 mm, Number of poles: 11, 90°, Solder pin length (l): 1.5 mm, black, PUSH IN with actuator, Clamping range, max. : 1.5 mm², Tube
12677 | 1871240000 | LSF-SMT 3.81/17/90 3.5SN BK TU | Printed circuit board terminals, 3.81 mm, Number of poles: 17, 90°, Solder pin length (l): 3.5 mm, black, PUSH IN with actuator, Clamping range, max. : 1.5 mm², Tube
12678 | 1871250000 | LSF-SMT 3.81/18/90 3.5SN BK TU | Printed circuit board terminals, 3.81 mm, Number of poles: 18, 90°, Solder pin length (l): 3.5 mm, black, PUSH IN with actuator, Clamping range, max. : 1.5 mm², Tube
12679 | 1874310000 | LSF-SMT 3.50/05/180 1.5SN BK RL | Printed circuit board terminals, 3.50 mm, Number of poles: 5, 180°, Solder pin length (l): 1.5 mm, black, PUSH IN with actuator, Clamping range, max. : 1.5 mm², Tape
12680 | 1874320000 | LSF-SMT 3.50/06/180 1.5SN BK RL | Printed circuit board terminals, 3.50 mm, Number of poles: 6, 180°, Solder pin length (l): 1.5 mm, black, PUSH IN with actuator, Clamping range, max. : 1.5 mm², Tape
12681 | 1874350000 | LSF-SMT 3.50/08/180 1.5SN BK RL | Printed circuit board terminals, 3.50 mm, Number of poles: 8, 180°, Solder pin length (l): 1.5 mm, black, PUSH IN with actuator, Clamping range, max. : 1.5 mm², Tape
12682 | 1874370000 | LSF-SMT 3.50/09/180 1.5SN BK RL | Printed circuit board terminals, 3.50 mm, Number of poles: 9, 180°, Solder pin length (l): 1.5 mm, black, PUSH IN with actuator, Clamping range, max. : 1.5 mm², Tape
12683 | 1874430000 | LSF-SMT 7.62/05/90 1.5SN BK RL | Printed circuit board terminals, 7.62 mm, Number of poles: 5, 90°, Solder pin length (l): 1.5 mm, black, PUSH IN with actuator, Clamping range, max. : 1.5 mm², Tape
12684 | 1874540000 | LSF-SMT 3.50/04/180 3.5SN BK RL | Printed circuit board terminals, 3.50 mm, Number of poles: 4, 180°, Solder pin length (l): 3.5 mm, black, PUSH IN with actuator, Clamping range, max. : 1.5 mm², Tape
12685 | 1874680000 | LSF-SMT 3.50/12/180 3.5SN BK RL | Printed circuit board terminals, 3.50 mm, Number of poles: 12, 180°, Solder pin length (l): 3.5 mm, black, PUSH IN with actuator, Clamping range, max. : 1.5 mm², Tape
12686 | 1874710000 | LSF-SMT 3.50/03/90 1.5SN BK RL | Printed circuit board terminals, 3.50 mm, Number of poles: 3, 90°, Solder pin length (l): 1.5 mm, black, PUSH IN with actuator, Clamping range, max. : 1.5 mm², Tape
12687 | 1874740000 | LSF-SMT 3.50/05/90 1.5SN BK RL | Printed circuit board terminals, 3.50 mm, Number of poles: 5, 90°, Solder pin length (l): 1.5 mm, black, PUSH IN with actuator, Clamping range, max. : 1.5 mm², Tape
12688 | 1874880000 | LSF-SMT 7.50/06/90 3.5SN BK RL | Printed circuit board terminals, 7.50 mm, Number of poles: 6, 90°, Solder pin length (l): 3.5 mm, black, PUSH IN with actuator, Clamping range, max. : 1.5 mm², Tape
12689 | 1874890000 | LSF-SMT 3.50/08/90 1.5SN BK RL | Printed circuit board terminals, 3.50 mm, Number of poles: 8, 90°, Solder pin length (l): 1.5 mm, black, PUSH IN with actuator, Clamping range, max. : 1.5 mm², Tape
12690 | 1874910000 | LSF-SMT 7.50/06/90 1.5SN BK RL | Printed circuit board terminals, 7.50 mm, Number of poles: 6, 90°, Solder pin length (l): 1.5 mm, black, PUSH IN with actuator, Clamping range, max. : 1.5 mm², Tape
12691 | 1875020000 | LSF-SMT 7.50/04/90 3.5SN BK RL | Printed circuit board terminals, 7.50 mm, Number of poles: 4, 90°, Solder pin length (l): 3.5 mm, black, PUSH IN with actuator, Clamping range, max. : 1.5 mm², Tape
12692 | 1875080000 | LSF-SMT 3.50/06/90 3.5SN BK RL | Printed circuit board terminals, 3.50 mm, Number of poles: 6, 90°, Solder pin length (l): 3.5 mm, black, PUSH IN with actuator, Clamping range, max. : 1.5 mm², Tape
12693 | 1875100000 | LSF-SMT 3.50/07/90 3.5SN BK RL | Printed circuit board terminals, 3.50 mm, Number of poles: 7, 90°, Solder pin length (l): 3.5 mm, black, PUSH IN with actuator, Clamping range, max. : 1.5 mm², Tape
12694 | 1875110000 | LSF-SMT 3.50/08/90 3.5SN BK RL | Printed circuit board terminals, 3.50 mm, Number of poles: 8, 90°, Solder pin length (l): 3.5 mm, black, PUSH IN with actuator, Clamping range, max. : 1.5 mm², Tape
12695 | 1875290000 | LSF-SMT 3.81/09/90 1.5SN BK RL | Printed circuit board terminals, 3.81 mm, Number of poles: 9, 90°, Solder pin length (l): 1.5 mm, black, PUSH IN with actuator, Clamping range, max. : 1.5 mm², Tape
12696 | 1875380000 | LSF-SMT 3.81/08/180 1.5SN BK RL | Printed circuit board terminals, 3.81 mm, Number of poles: 8, 180°, Solder pin length (l): 1.5 mm, black, PUSH IN with actuator, Clamping range, max. : 1.5 mm², Tape
12697 | 1875430000 | LSF-SMT 7.50/03/90 3.5SN BK RL | Printed circuit board terminals, 7.50 mm, Number of poles: 3, 90°, Solder pin length (l): 3.5 mm, black, PUSH IN with actuator, Clamping range, max. : 1.5 mm², Tape
12698 | 1875500000 | LSF-SMT 7.50/02/180 1.5SN BK RL | Printed circuit board terminals, 7.50 mm, Number of poles: 2, 180°, Solder pin length (l): 1.5 mm, black, PUSH IN with actuator, Clamping range, max. : 1.5 mm², Tape
12699 | 1875650000 | LSF-SMT 3.81/05/180 3.5SN BK RL | Printed circuit board terminals, 3.81 mm, Number of poles: 5, 180°, Solder pin length (l): 3.5 mm, black, PUSH IN with actuator, Clamping range, max. : 1.5 mm², Tape
12700 | 1875760000 | LSF-SMT 3.81/10/180 3.5SN BK RL | Printed circuit board terminals, 3.81 mm, Number of poles: 10, 180°, Solder pin length (l): 3.5 mm, black, PUSH IN with actuator, Clamping range, max. : 1.5 mm², Tape
12701 | 1876000000 | LSF-SMT 3.81/10/90 3.5SN BK RL | Printed circuit board terminals, 3.81 mm, Number of poles: 10, 90°, Solder pin length (l): 3.5 mm, black, PUSH IN with actuator, Clamping range, max. : 1.5 mm², Tape
12702 | 1876050000 | LSF-SMT 5.00/04/180 1.5SN BK RL | Printed circuit board terminals, 5.00 mm, Number of poles: 4, 180°, Solder pin length (l): 1.5 mm, black, PUSH IN with actuator, Clamping range, max. : 1.5 mm², Tape
12703 | 1876060000 | LSF-SMT 5.00/05/180 1.5SN BK RL | Printed circuit board terminals, 5.00 mm, Number of poles: 5, 180°, Solder pin length (l): 1.5 mm, black, PUSH IN with actuator, Clamping range, max. : 1.5 mm², Tape
12704 | 1876110000 | LSF-SMT 5.00/02/180 3.5SN BK RL | Printed circuit board terminals, 5.00 mm, Number of poles: 2, 180°, Solder pin length (l): 3.5 mm, black, PUSH IN with actuator, Clamping range, max. : 1.5 mm², Tape
12705 | 1876120000 | LSF-SMT 5.08/06/90 3.5SN BK RL | Printed circuit board terminals, 5.08 mm, Number of poles: 6, 90°, Solder pin length (l): 3.5 mm, black, PUSH IN with actuator, Clamping range, max. : 1.5 mm², Tape
12706 | 1876140000 | LSF-SMT 5.00/04/180 3.5SN BK RL | Printed circuit board terminals, 5.00 mm, Number of poles: 4, 180°, Solder pin length (l): 3.5 mm, black, PUSH IN with actuator, Clamping range, max. : 1.5 mm², Tape
12707 | 1876160000 | LSF-SMT 5.00/05/180 3.5SN BK RL | Printed circuit board terminals, 5.00 mm, Number of poles: 5, 180°, Solder pin length (l): 3.5 mm, black, PUSH IN with actuator, Clamping range, max. : 1.5 mm², Tape
12708 | 1876180000 | LSF-SMT 5.08/06/180 1.5SN BK RL | Printed circuit board terminals, 5.08 mm, Number of poles: 6, 180°, Solder pin length (l): 1.5 mm, black, PUSH IN with actuator, Clamping range, max. : 1.5 mm², Tape
12709 | 1876200000 | LSF-SMT 5.00/06/180 3.5SN BK RL | Printed circuit board terminals, 5.00 mm, Number of poles: 6, 180°, Solder pin length (l): 3.5 mm, black, PUSH IN with actuator, Clamping range, max. : 1.5 mm², Tape
12710 | 1876210000 | LSF-SMT 5.08/05/90 1.5SN BK RL | Printed circuit board terminals, 5.08 mm, Number of poles: 5, 90°, Solder pin length (l): 1.5 mm, black, PUSH IN with actuator, Clamping range, max. : 1.5 mm², Tape
12711 | 1876290000 | LSF-SMT 5.08/05/180 1.5SN BK RL | Printed circuit board terminals, 5.08 mm, Number of poles: 5, 180°, Solder pin length (l): 1.5 mm, black, PUSH IN with actuator, Clamping range, max. : 1.5 mm², Tape
12712 | 1876430000 | LSF-SMT 5.00/02/90 3.5SN BK RL | Printed circuit board terminals, 5.00 mm, Number of poles: 2, 90°, Solder pin length (l): 3.5 mm, black, PUSH IN with actuator, Clamping range, max. : 1.5 mm², Tape
12713 | 1876490000 | LSF-SMT 5.08/02/180 3.5SN BK RL | Printed circuit board terminals, 5.08 mm, Number of poles: 2, 180°, Solder pin length (l): 3.5 mm, black, PUSH IN with actuator, Clamping range, max. : 1.5 mm², Tape
12714 | 1876500000 | LSF-SMT 5.08/02/180 1.5SN BK RL | Printed circuit board terminals, 5.08 mm, Number of poles: 2, 180°, Solder pin length (l): 1.5 mm, black, PUSH IN with actuator, Clamping range, max. : 1.5 mm², Tape
12715 | 1876940000 | SL-SMT 5.08HC/04/270FH 1.5SN BK RL | PCB plug-in connector, male header, Solder flange, THT/THR solder connection, 5.08 mm, Number of poles: 4, 270°, Solder pin length (l): 1.5 mm, tinned, black, Tape
12716 | 1876970000 | SL-SMT 5.08HC/07/270FH 1.5SN BK RL | PCB plug-in connector, male header, Solder flange, THT/THR solder connection, 5.08 mm, Number of poles: 7, 270°, Solder pin length (l): 1.5 mm, tinned, black, Tape
12717 | 1877610000 | SL-SMT 5.08HC/04/270GH 1.5SN BK RL | PCB plug-in connector, male header, closed side, THT/THR solder connection, 5.08 mm, Number of poles: 4, 270°, Solder pin length (l): 1.5 mm, tinned, black, Tape
12718 | 1877630000 | SL-SMT 5.08HC/06/270GH 1.5SN BK RL | PCB plug-in connector, male header, closed side, THT/THR solder connection, 5.08 mm, Number of poles: 6, 270°, Solder pin length (l): 1.5 mm, tinned, black, Tape
12719 | 1877640000 | SL-SMT 5.08HC/07/270GH 1.5SN BK RL | PCB plug-in connector, male header, closed side, THT/THR solder connection, 5.08 mm, Number of poles: 7, 270°, Solder pin length (l): 1.5 mm, tinned, black, Tape
12720 | 1877650000 | SL-SMT 5.08HC/08/270GH 1.5SN BK RL | PCB plug-in connector, male header, closed side, THT/THR solder connection, 5.08 mm, Number of poles: 8, 270°, Solder pin length (l): 1.5 mm, tinned, black, Tape
12721 | 1877760000 | SL-SMT 5.08HC/04/270GL 1.5SN BK RL | PCB plug-in connector, male header, closed side, THT/THR solder connection, 5.08 mm, Number of poles: 4, 270°, Solder pin length (l): 1.5 mm, tinned, black, Tape
12722 | 1877800000 | SL-SMT 5.08HC/08/270GL 1.5SN BK RL | PCB plug-in connector, male header, closed side, THT/THR solder connection, 5.08 mm, Number of poles: 8, 270°, Solder pin length (l): 1.5 mm, tinned, black, Tape
12723 | 1877810000 | SL-SMT 5.08HC/02/270GH 3.2SN BK RL | PCB plug-in connector, male header, closed side, THT/THR solder connection, 5.08 mm, Number of poles: 2, 270°, Solder pin length (l): 3.2 mm, tinned, black, Tape
12724 | 1877820000 | SL-SMT 5.08HC/03/270GH 3.2SN BK RL | PCB plug-in connector, male header, closed side, THT/THR solder connection, 5.08 mm, Number of poles: 3, 270°, Solder pin length (l): 3.2 mm, tinned, black, Tape
12725 | 1877840000 | SL-SMT 5.08HC/05/270GH 3.2SN BK RL | PCB plug-in connector, male header, closed side, THT/THR solder connection, 5.08 mm, Number of poles: 5, 270°, Solder pin length (l): 3.2 mm, tinned, black, Tape
12726 | 1884340000 | LSF-SMT 5.00/02/135 3.5SN BK TU | Printed circuit board terminals, 5.00 mm, Number of poles: 2, 135°, Solder pin length (l): 3.5 mm, black, PUSH IN with actuator, Clamping range, max. : 1.5 mm², Tube
12727 | 1884430000 | LSF-SMT 5.00/09/135 3.5SN BK TU | Printed circuit board terminals, 5.00 mm, Number of poles: 9, 135°, Solder pin length (l): 3.5 mm, black, PUSH IN with actuator, Clamping range, max. : 1.5 mm², Tube
12728 | 1884580000 | LSF-SMT 5.00/07/135 1.5SN BK TU | Printed circuit board terminals, 5.00 mm, Number of poles: 7, 135°, Solder pin length (l): 1.5 mm, black, PUSH IN with actuator, Clamping range, max. : 1.5 mm², Tube
12729 | 1884760000 | LSF-SMT 5.08/05/135 1.5SN BK TU | Printed circuit board terminals, 5.08 mm, Number of poles: 5, 135°, Solder pin length (l): 1.5 mm, black, PUSH IN with actuator, Clamping range, max. : 1.5 mm², Tube
12730 | 1884870000 | LSF-SMT 5.08/16/135 1.5SN BK TU | Printed circuit board terminals, 5.08 mm, Number of poles: 16, 135°, Solder pin length (l): 1.5 mm, black, PUSH IN with actuator, Clamping range, max. : 1.5 mm², Tube
12731 | 1884900000 | LSF-SMT 7.50/04/135 1.5SN BK TU | Printed circuit board terminals, 7.50 mm, Number of poles: 4, 135°, Solder pin length (l): 1.5 mm, black, PUSH IN with actuator, Clamping range, max. : 1.5 mm², Tube
12732 | 1884930000 | LSF-SMT 7.50/07/135 1.5SN BK TU | Printed circuit board terminals, 7.50 mm, Number of poles: 7, 135°, Solder pin length (l): 1.5 mm, black, PUSH IN with actuator, Clamping range, max. : 1.5 mm², Tube
12733 | 1884950000 | LSF-SMT 7.62/02/135 1.5SN BK TU | Printed circuit board terminals, 7.62 mm, Number of poles: 2, 135°, Solder pin length (l): 1.5 mm, black, PUSH IN with actuator, Clamping range, max. : 1.5 mm², Tube
12734 | 1885000000 | LSF-SMT 7.62/07/135 1.5SN BK TU | Printed circuit board terminals, 7.62 mm, Number of poles: 7, 135°, Solder pin length (l): 1.5 mm, black, PUSH IN with actuator, Clamping range, max. : 1.5 mm², Tube
12735 | 1885020000 | LSF-SMT 5.08/02/135 3.5SN BK TU | Printed circuit board terminals, 5.08 mm, Number of poles: 2, 135°, Solder pin length (l): 3.5 mm, black, PUSH IN with actuator, Clamping range, max. : 1.5 mm², Tube
12736 | 1885270000 | LSF-SMT 3.50/11/135 1.5SN BK TU | Printed circuit board terminals, 3.50 mm, Number of poles: 11, 135°, Solder pin length (l): 1.5 mm, black, PUSH IN with actuator, Clamping range, max. : 1.5 mm², Tube
12737 | 1885300000 | LSF-SMT 3.50/14/135 1.5SN BK TU | Printed circuit board terminals, 3.50 mm, Number of poles: 14, 135°, Solder pin length (l): 1.5 mm, black, PUSH IN with actuator, Clamping range, max. : 1.5 mm², Tube
12738 | 1885380000 | LSF-SMT 3.50/22/135 1.5SN BK TU | Printed circuit board terminals, 3.50 mm, Number of poles: 22, 135°, Solder pin length (l): 1.5 mm, black, PUSH IN with actuator, Clamping range, max. : 1.5 mm², Tube
12739 | 1885430000 | LSF-SMT 3.81/04/135 1.5SN BK TU | Printed circuit board terminals, 3.81 mm, Number of poles: 4, 135°, Solder pin length (l): 1.5 mm, black, PUSH IN with actuator, Clamping range, max. : 1.5 mm², Tube
12740 | 1885440000 | LSF-SMT 3.81/05/135 1.5SN BK TU | Printed circuit board terminals, 3.81 mm, Number of poles: 5, 135°, Solder pin length (l): 1.5 mm, black, PUSH IN with actuator, Clamping range, max. : 1.5 mm², Tube
12741 | 1885490000 | LSF-SMT 3.81/10/135 1.5SN BK TU | Printed circuit board terminals, 3.81 mm, Number of poles: 10, 135°, Solder pin length (l): 1.5 mm, black, PUSH IN with actuator, Clamping range, max. : 1.5 mm², Tube
12742 | 1885510000 | LSF-SMT 3.81/11/135 1.5SN BK TU | Printed circuit board terminals, 3.81 mm, Number of poles: 11, 135°, Solder pin length (l): 1.5 mm, black, PUSH IN with actuator, Clamping range, max. : 1.5 mm², Tube
12743 | 1885520000 | LSF-SMT 3.81/12/135 1.5SN BK TU | Printed circuit board terminals, 3.81 mm, Number of poles: 12, 135°, Solder pin length (l): 1.5 mm, black, PUSH IN with actuator, Clamping range, max. : 1.5 mm², Tube
12744 | 1885670000 | LSF-SMT 3.50/04/135 3.5SN BK TU | Printed circuit board terminals, 3.50 mm, Number of poles: 4, 135°, Solder pin length (l): 3.5 mm, black, PUSH IN with actuator, Clamping range, max. : 1.5 mm², Tube
12745 | 1885790000 | LSF-SMT 3.50/16/135 3.5SN BK TU | Printed circuit board terminals, 3.50 mm, Number of poles: 16, 135°, Solder pin length (l): 3.5 mm, black, PUSH IN with actuator, Clamping range, max. : 1.5 mm², Tube
12746 | 1885970000 | LSF-SMT 3.81/11/135 3.5SN BK TU | Printed circuit board terminals, 3.81 mm, Number of poles: 11, 135°, Solder pin length (l): 3.5 mm, black, PUSH IN with actuator, Clamping range, max. : 1.5 mm², Tube
12747 | 1886150000 | LSF-SMT 7.50/06/135 3.5SN BK TU | Printed circuit board terminals, 7.50 mm, Number of poles: 6, 135°, Solder pin length (l): 3.5 mm, black, PUSH IN with actuator, Clamping range, max. : 1.5 mm², Tube
12748 | 1887110000 | LSF-SMT 7.62/02/135 1.5SN BK RL | Printed circuit board terminals, 7.62 mm, Number of poles: 2, 135°, Solder pin length (l): 1.5 mm, black, PUSH IN with actuator, Clamping range, max. : 1.5 mm², Tape
12749 | 1887460000 | LSF-SMT 3.50/05/135 3.5SN BK RL | Printed circuit board terminals, 3.50 mm, Number of poles: 5, 135°, Solder pin length (l): 3.5 mm, black, PUSH IN with actuator, Clamping range, max. : 1.5 mm², Tape
12750 | 1887480000 | LSF-SMT 3.50/07/135 3.5SN BK RL | Printed circuit board terminals, 3.50 mm, Number of poles: 7, 135°, Solder pin length (l): 3.5 mm, black, PUSH IN with actuator, Clamping range, max. : 1.5 mm², Tape
12751 | 1887560000 | LSF-SMT 3.50/03/135 1.5SN BK RL | Printed circuit board terminals, 3.50 mm, Number of poles: 3, 135°, Solder pin length (l): 1.5 mm, black, PUSH IN with actuator, Clamping range, max. : 1.5 mm², Tape
12752 | 1887630000 | LSF-SMT 3.50/05/135 1.5SN BK RL | Printed circuit board terminals, 3.50 mm, Number of poles: 5, 135°, Solder pin length (l): 1.5 mm, black, PUSH IN with actuator, Clamping range, max. : 1.5 mm², Tape
12753 | 1887680000 | LSF-SMT 3.50/10/135 1.5SN BK RL | Printed circuit board terminals, 3.50 mm, Number of poles: 10, 135°, Solder pin length (l): 1.5 mm, black, PUSH IN with actuator, Clamping range, max. : 1.5 mm², Tape
12754 | 1888430000 | LSF-SMT 3.81/10/135 3.5SN BK RL | Printed circuit board terminals, 3.81 mm, Number of poles: 10, 135°, Solder pin length (l): 3.5 mm, black, PUSH IN with actuator, Clamping range, max. : 1.5 mm², Tape
12755 | 1888480000 | LSF-SMT 3.81/05/135 1.5SN BK RL | Printed circuit board terminals, 3.81 mm, Number of poles: 5, 135°, Solder pin length (l): 1.5 mm, black, PUSH IN with actuator, Clamping range, max. : 1.5 mm², Tape
12756 | 1888570000 | LSF-SMT 5.00/02/135 1.5SN BK RL | Printed circuit board terminals, 5.00 mm, Number of poles: 2, 135°, Solder pin length (l): 1.5 mm, black, PUSH IN with actuator, Clamping range, max. : 1.5 mm², Tape
12757 | 1888650000 | LSF-SMT 5.00/03/135 3.5SN BK RL | Printed circuit board terminals, 5.00 mm, Number of poles: 3, 135°, Solder pin length (l): 3.5 mm, black, PUSH IN with actuator, Clamping range, max. : 1.5 mm², Tape
12758 | 1888660000 | LSF-SMT 5.00/04/135 3.5SN BK RL | Printed circuit board terminals, 5.00 mm, Number of poles: 4, 135°, Solder pin length (l): 3.5 mm, black, PUSH IN with actuator, Clamping range, max. : 1.5 mm², Tape
12759 | 1888730000 | LSF-SMT 5.08/04/135 1.5SN BK RL | Printed circuit board terminals, 5.08 mm, Number of poles: 4, 135°, Solder pin length (l): 1.5 mm, black, PUSH IN with actuator, Clamping range, max. : 1.5 mm², Tape
12760 | 1888750000 | LSF-SMT 5.08/06/135 1.5SN BK RL | Printed circuit board terminals, 5.08 mm, Number of poles: 6, 135°, Solder pin length (l): 1.5 mm, black, PUSH IN with actuator, Clamping range, max. : 1.5 mm², Tape
12761 | 1888790000 | LSF-SMT 5.08/03/135 3.5SN BK RL | Printed circuit board terminals, 5.08 mm, Number of poles: 3, 135°, Solder pin length (l): 3.5 mm, black, PUSH IN with actuator, Clamping range, max. : 1.5 mm², Tape
12762 | 1888970000 | LSF-SMT 7.50/02/135 3.5SN BK RL | Printed circuit board terminals, 7.50 mm, Number of poles: 2, 135°, Solder pin length (l): 3.5 mm, black, PUSH IN with actuator, Clamping range, max. : 1.5 mm², Tape
12763 | 1896520000 | SL-SMT 3.50/12/180G 1.5SN BK RL | PCB plug-in connector, male header, closed side, THT/THR solder connection, 3.50 mm, Number of poles: 12, 180°, Solder pin length (l): 1.5 mm, tinned, black, Tape
12764 | 1934620000 | SL-SMT 3.50/07/180G 3.2SN BK RL | PCB plug-in connector, male header, closed side, THT/THR solder connection, 3.50 mm, Number of poles: 7, 180°, Solder pin length (l): 3.2 mm, tinned, black, Tape
12765 | 1951150000 | SVZ 7.62HP/03/180RSH180C SN BK BX | PCB plug-in connector, male plug, 7.62 mm, Number of poles: 3, 180°, Clamping yoke connection, Clamping range, max. : 6 mm², Box
12766 | 1951050000 | SVZ 7.62HP/07/180SFC SN BK BX | PCB plug-in connector, male plug, 7.62 mm, Number of poles: 7, 180°, Clamping yoke connection, Clamping range, max. : 6 mm², Box
12767 | 1951010000 | SVZ 7.62HP/04/180SFC SN BK BX | PCB plug-in connector, male plug, 7.62 mm, Number of poles: 4, 180°, Clamping yoke connection, Clamping range, max. : 6 mm², Box
12768 | 1950890000 | SVZ 7.62HP/03/180FC SN BK BX | PCB plug-in connector, male plug, 7.62 mm, Number of poles: 3, 180°, Clamping yoke connection, Clamping range, max. : 6 mm², Box
12769 | 1932230000 | SVZ 7.62HP/07/180SFI SN BK BX | PCB plug-in connector, male plug, 7.62 mm, Number of poles: 7, 180°, Clamping yoke connection, Clamping range, max. : 6 mm², Box
12770 | 1932200000 | SVZ 7.62HP/04/180SFI SN BK BX | PCB plug-in connector, male plug, 7.62 mm, Number of poles: 4, 180°, Clamping yoke connection, Clamping range, max. : 6 mm², Box
12771 | 1932100000 | SVZ 7.62HP/05/180FI SN BK BX | PCB plug-in connector, male plug, 7.62 mm, Number of poles: 5, 180°, Clamping yoke connection, Clamping range, max. : 6 mm², Box
12772 | 1932090000 | SVZ 7.62HP/04/180FI SN BK BX | PCB plug-in connector, male plug, 7.62 mm, Number of poles: 4, 180°, Clamping yoke connection, Clamping range, max. : 6 mm², Box
12773 | 1932010000 | SVZ 7.62HP/07/180SF SN BK BX | PCB plug-in connector, male plug, 7.62 mm, Number of poles: 7, 180°, Clamping yoke connection, Clamping range, max. : 6 mm², Box
12774 | 1931980000 | SVZ 7.62HP/04/180SF SN BK BX | PCB plug-in connector, male plug, 7.62 mm, Number of poles: 4, 180°, Clamping yoke connection, Clamping range, max. : 6 mm², Box
12775 | 1931850000 | SVZ 7.62HP/06/180F SN BK BX | PCB plug-in connector, male plug, 7.62 mm, Number of poles: 6, 180°, Clamping yoke connection, Clamping range, max. : 6 mm², Box
12776 | 1931680000 | SVZ 7.62HP/07/180G SN BK BX | PCB plug-in connector, male plug, 7.62 mm, Number of poles: 7, 180°, Clamping yoke connection, Clamping range, max. : 6 mm², Box
12777 | 1931570000 | SV 7.62HP/10/270SF 3.5SN BK BX | PCB plug-in connector, male header, Screw/clip-on flange, THT solder connection, 7.62 mm, Number of poles: 10, 270°, Solder pin length (l): 3.5 mm, tinned, black, Box
12778 | 1931530000 | SV 7.62HP/07/270SF 3.5SN BK BX | PCB plug-in connector, male header, Screw/clip-on flange, THT solder connection, 7.62 mm, Number of poles: 7, 270°, Solder pin length (l): 3.5 mm, tinned, black, Box
12779 | 1931510000 | SV 7.62HP/05/270SF 3.5SN BK BX | PCB plug-in connector, male header, Screw/clip-on flange, THT solder connection, 7.62 mm, Number of poles: 5, 270°, Solder pin length (l): 3.5 mm, tinned, black, Box
12780 | 1931450000 | SV 7.62HP/10/270F 3.5SN BK BX | PCB plug-in connector, male header, Clip-on flange, THT solder connection, 7.62 mm, Number of poles: 10, 270°, Solder pin length (l): 3.5 mm, tinned, black, Box
12781 | 1931420000 | SV 7.62HP/07/270F 3.5SN BK BX | PCB plug-in connector, male header, Clip-on flange, THT solder connection, 7.62 mm, Number of poles: 7, 270°, Solder pin length (l): 3.5 mm, tinned, black, Box
12782 | 1931400000 | SV 7.62HP/05/270F 3.5SN BK BX | PCB plug-in connector, male header, Clip-on flange, THT solder connection, 7.62 mm, Number of poles: 5, 270°, Solder pin length (l): 3.5 mm, tinned, black, Box
12783 | 1931360000 | SV 7.62HP/12/270G 3.5SN BK BX | PCB plug-in connector, male header, closed side, THT solder connection, 7.62 mm, Number of poles: 12, 270°, Solder pin length (l): 3.5 mm, tinned, black, Box
12784 | 1931340000 | SV 7.62HP/10/270G 3.5SN BK BX | PCB plug-in connector, male header, closed side, THT solder connection, 7.62 mm, Number of poles: 10, 270°, Solder pin length (l): 3.5 mm, tinned, black, Box
12785 | 1931290000 | SV 7.62HP/05/270G 3.5SN BK BX | PCB plug-in connector, male header, closed side, THT solder connection, 7.62 mm, Number of poles: 5, 270°, Solder pin length (l): 3.5 mm, tinned, black, Box
12786 | 1930920000 | SV 7.62HP/12/180SF 3.5SN BK BX | PCB plug-in connector, male header, Screw/clip-on flange, THT solder connection, 7.62 mm, Number of poles: 12, 180°, Solder pin length (l): 3.5 mm, tinned, black, Box
12787 | 1930910000 | SV 7.62HP/11/180SF 3.5SN BK BX | PCB plug-in connector, male header, Screw/clip-on flange, THT solder connection, 7.62 mm, Number of poles: 11, 180°, Solder pin length (l): 3.5 mm, tinned, black, Box
12788 | 1930870000 | SV 7.62HP/07/180SF 3.5SN BK BX | PCB plug-in connector, male header, Screw/clip-on flange, THT solder connection, 7.62 mm, Number of poles: 7, 180°, Solder pin length (l): 3.5 mm, tinned, black, Box
12789 | 1930800000 | SV 7.62HP/11/180F 3.5SN BK BX | PCB plug-in connector, male header, Clip-on flange, THT solder connection, 7.62 mm, Number of poles: 11, 180°, Solder pin length (l): 3.5 mm, tinned, black, Box
12790 | 1930790000 | SV 7.62HP/10/180F 3.5SN BK BX | PCB plug-in connector, male header, Clip-on flange, THT solder connection, 7.62 mm, Number of poles: 10, 180°, Solder pin length (l): 3.5 mm, tinned, black, Box
12791 | 1930670000 | SV 7.62HP/09/180G 3.5SN BK BX | PCB plug-in connector, male header, closed side, THT solder connection, 7.62 mm, Number of poles: 9, 180°, Solder pin length (l): 3.5 mm, tinned, black, Box
12792 | 1930550000 | SV 7.62HP/08/90SF 3.5SN BK BX | PCB plug-in connector, male header, Screw/clip-on flange, THT solder connection, 7.62 mm, Number of poles: 8, 90°, Solder pin length (l): 3.5 mm, tinned, black, Box
12793 | 1930520000 | SV 7.62HP/05/90SF 3.5SN BK BX | PCB plug-in connector, male header, Screw/clip-on flange, THT solder connection, 7.62 mm, Number of poles: 5, 90°, Solder pin length (l): 3.5 mm, tinned, black, Box
12794 | 1930340000 | SV 7.62HP/09/90G 3.5SN BK BX | PCB plug-in connector, male header, closed side, THT solder connection, 7.62 mm, Number of poles: 9, 90°, Solder pin length (l): 3.5 mm, tinned, black, Box
12795 | 1048710000 | SV 7.62HP/05/90MSF4 3.5SN BK BX | PCB plug-in connector, male header, closed side, Middle screw flange, THT solder connection, 7.62 mm, Number of poles: 5, 90°, Solder pin length (l): 3.5 mm, tinned, black, Box
12796 | 1048670000 | SV 7.62HP/05/270MSF4 3.5SN BK BX | PCB plug-in connector, male header, closed side, Middle screw flange, THT solder connection, 7.62 mm, Number of poles: 5, 270°, Solder pin length (l): 3.5 mm, tinned, black, Box
12797 | 1048630000 | SV 7.62HP/05/180MSF4 3.5SN BK BX | PCB plug-in connector, male header, closed side, Middle screw flange, THT solder connection, 7.62 mm, Number of poles: 5, 180°, Solder pin length (l): 3.5 mm, tinned, black, Box
12798 | 1048620000 | SV 7.62HP/05/180MSF3 3.5SN BK BX | PCB plug-in connector, male header, closed side, Middle screw flange, THT solder connection, 7.62 mm, Number of poles: 5, 180°, Solder pin length (l): 3.5 mm, tinned, black, Box
12799 | 1048470000 | SV 7.62HP/03/270MSF2 3.5SN BK BX | PCB plug-in connector, male header, closed side, Middle screw flange, THT solder connection, 7.62 mm, Number of poles: 3, 270°, Solder pin length (l): 3.5 mm, tinned, black, Box
12800 | 1048440000 | SV 7.62HP/03/180MSF3 3.5SN BK BX | PCB plug-in connector, male header, closed side, Middle screw flange, THT solder connection, 7.62 mm, Number of poles: 3, 180°, Solder pin length (l): 3.5 mm, tinned, black, Box
12801 | 1048430000 | SV 7.62HP/03/180MSF2 3.5SN BK BX | PCB plug-in connector, male header, closed side, Middle screw flange, THT solder connection, 7.62 mm, Number of poles: 3, 180°, Solder pin length (l): 3.5 mm, tinned, black, Box
12802 | 1048360000 | SV 7.62HP/02/180MSF 3.5SN BK BX | PCB plug-in connector, male header, closed side, Middle screw flange, THT solder connection, 7.62 mm, Number of poles: 2, 180°, Solder pin length (l): 3.5 mm, tinned, black, Box
12803 | 1933480000 | BVZ 7.62HP/04/180SH210C SN BK BX | PCB plug-in connector, female plug, 7.62 mm, Number of poles: 4, 180°, Clamping yoke connection, Clamping range, max. : 10 mm², Box
12804 | 1933430000 | BVZ 7.62HP/03/180RSH210 SN BK BX | PCB plug-in connector, female plug, 7.62 mm, Number of poles: 3, 180°, Clamping yoke connection, Clamping range, max. : 10 mm², Box
12805 | 1933350000 | BVZ 7.62HP/04/180RSH180 SN BK BX | PCB plug-in connector, female plug, 7.62 mm, Number of poles: 4, 180°, Clamping yoke connection, Clamping range, max. : 10 mm², Box
12806 | 1930260000 | BVZ 7.62HP/12/180SF SN BK BX | PCB plug-in connector, female plug, 7.62 mm, Number of poles: 12, 180°, Clamping yoke connection, Clamping range, max. : 10 mm², Box
12807 | 1930250000 | BVZ 7.62HP/11/180SF SN BK BX | PCB plug-in connector, female plug, 7.62 mm, Number of poles: 11, 180°, Clamping yoke connection, Clamping range, max. : 10 mm², Box
12808 | 1930130000 | BVZ 7.62HP/10/180F SN BK BX | PCB plug-in connector, female plug, 7.62 mm, Number of poles: 10, 180°, Clamping yoke connection, Clamping range, max. : 10 mm², Box
12809 | 1930000000 | BVZ 7.62HP/09/180 SN BK BX | PCB plug-in connector, female plug, 7.62 mm, Number of poles: 9, 180°, Clamping yoke connection, Clamping range, max. : 10 mm², Box
12810 | 1929990000 | BVZ 7.62HP/08/180 SN BK BX | PCB plug-in connector, female plug, 7.62 mm, Number of poles: 8, 180°, Clamping yoke connection, Clamping range, max. : 10 mm², Box
12811 | 1929870000 | BVZ 7.62HP/05/180RSH150 SN BK BX | PCB plug-in connector, female plug, 7.62 mm, Number of poles: 5, 180°, Clamping yoke connection, Clamping range, max. : 10 mm², Box
12812 | 1929850000 | BVZ 7.62HP/03/180RSH150 SN BK BX | PCB plug-in connector, female plug, 7.62 mm, Number of poles: 3, 180°, Clamping yoke connection, Clamping range, max. : 10 mm², Box
12813 | 1929790000 | BVZ 7.62HP/07/180SFC SN BK BX | PCB plug-in connector, female plug, 7.62 mm, Number of poles: 7, 180°, Clamping yoke connection, Clamping range, max. : 10 mm², Box
12814 | 1929760000 | BVZ 7.62HP/04/180SFC SN BK BX | PCB plug-in connector, female plug, 7.62 mm, Number of poles: 4, 180°, Clamping yoke connection, Clamping range, max. : 10 mm², Box
12815 | 1929650000 | BVZ 7.62HP/04/180FC SN BK BX | PCB plug-in connector, female plug, 7.62 mm, Number of poles: 4, 180°, Clamping yoke connection, Clamping range, max. : 10 mm², Box
12816 | 1929460000 | BVL 7.62HP/07/270FI 3.5SN BK BX | PCB plug-in connector, female header, Clip-on flange, inverted, THT solder connection, 7.62 mm, Number of poles: 7, 270°, Solder pin length (l): 3.5 mm, tinned, black, Box
12817 | 1928910000 | BVL 7.62HP/07/180SFI 3.5SN BK BX | PCB plug-in connector, female header, Screw/clip-on flange, reversed, THT solder connection, 7.62 mm, Number of poles: 7, 180°, Solder pin length (l): 3.5 mm, tinned, black, Box
12818 | 1928330000 | BVL 7.62HP/07/90 3.5SN BK BX | PCB plug-in connector, female header, closed side, THT solder connection, 7.62 mm, Number of poles: 7, 90°, Solder pin length (l): 3.5 mm, tinned, black, Box
12819 | 1929550000 | BVL 7.62HP/05/270SFI 3.5SN BK BX | PCB plug-in connector, female header, Screw/clip-on flange, reversed, THT solder connection, 7.62 mm, Number of poles: 5, 270°, Solder pin length (l): 3.5 mm, tinned, black, Box
12820 | 1929540000 | BVL 7.62HP/04/270SFI 3.5SN BK BX | PCB plug-in connector, female header, Screw/clip-on flange, reversed, THT solder connection, 7.62 mm, Number of poles: 4, 270°, Solder pin length (l): 3.5 mm, tinned, black, Box
12821 | 1929520000 | BVL 7.62HP/02/270SFI 3.5SN BK BX | PCB plug-in connector, female header, Screw/clip-on flange, reversed, THT solder connection, 7.62 mm, Number of poles: 2, 270°, Solder pin length (l): 3.5 mm, tinned, black, Box
12822 | 1929430000 | BVL 7.62HP/04/270FI 3.5SN BK BX | PCB plug-in connector, female header, Clip-on flange, inverted, THT solder connection, 7.62 mm, Number of poles: 4, 270°, Solder pin length (l): 3.5 mm, tinned, black, Box
12823 | 1929420000 | BVL 7.62HP/03/270FI 3.5SN BK BX | PCB plug-in connector, female header, Clip-on flange, inverted, THT solder connection, 7.62 mm, Number of poles: 3, 270°, Solder pin length (l): 3.5 mm, tinned, black, Box
12824 | 1928900000 | BVL 7.62HP/06/180SFI 3.5SN BK BX | PCB plug-in connector, female header, Screw/clip-on flange, reversed, THT solder connection, 7.62 mm, Number of poles: 6, 180°, Solder pin length (l): 3.5 mm, tinned, black, Box
12825 | 1928870000 | BVL 7.62HP/05/180SFI 3.5SN BK BX | PCB plug-in connector, female header, Screw/clip-on flange, reversed, THT solder connection, 7.62 mm, Number of poles: 5, 180°, Solder pin length (l): 3.5 mm, tinned, black, Box
12826 | 1928860000 | BVL 7.62HP/04/180SFI 3.5SN BK BX | PCB plug-in connector, female header, Screw/clip-on flange, reversed, THT solder connection, 7.62 mm, Number of poles: 4, 180°, Solder pin length (l): 3.5 mm, tinned, black, Box
12827 | 1928780000 | BVL 7.62HP/07/180FI 3.5SN BK BX | PCB plug-in connector, female header, Clip-on flange, inverted, THT solder connection, 7.62 mm, Number of poles: 7, 180°, Solder pin length (l): 3.5 mm, tinned, black, Box
12828 | 1928760000 | BVL 7.62HP/05/180FI 3.5SN BK BX | PCB plug-in connector, female header, Clip-on flange, inverted, THT solder connection, 7.62 mm, Number of poles: 5, 180°, Solder pin length (l): 3.5 mm, tinned, black, Box
12829 | 1928740000 | BVL 7.62HP/03/180FI 3.5SN BK BX | PCB plug-in connector, female header, Clip-on flange, inverted, THT solder connection, 7.62 mm, Number of poles: 3, 180°, Solder pin length (l): 3.5 mm, tinned, black, Box
12830 | 1928630000 | BVL 7.62HP/04/180 3.5SN BK BX | PCB plug-in connector, female header, closed side, THT solder connection, 7.62 mm, Number of poles: 4, 180°, Solder pin length (l): 3.5 mm, tinned, black, Box
12831 | 1928610000 | BVL 7.62HP/02/180 3.5SN BK BX | PCB plug-in connector, female header, closed side, THT solder connection, 7.62 mm, Number of poles: 2, 180°, Solder pin length (l): 3.5 mm, tinned, black, Box
12832 | 1928420000 | BVL 7.62HP/05/90FI 3.5SN BK BX | PCB plug-in connector, female header, Clip-on flange, inverted, THT solder connection, 7.62 mm, Number of poles: 5, 90°, Solder pin length (l): 3.5 mm, tinned, black, Box
12833 | 1928390000 | BVL 7.62HP/02/90FI 3.5SN BK BX | PCB plug-in connector, female header, Clip-on flange, inverted, THT solder connection, 7.62 mm, Number of poles: 2, 90°, Solder pin length (l): 3.5 mm, tinned, black, Box
12834 | 1060680000 | BVF 7.62HP/05/180MSF3 SN BK BX | PCB plug-in connector, female plug, 7.62 mm, Number of poles: 5, 180°, PUSH IN without actuator, Tension-clamp connection, Clamping range, max. : 10 mm², Box
12835 | 1060670000 | BVF 7.62HP/04/180MSF3 SN BK BX | PCB plug-in connector, female plug, 7.62 mm, Number of poles: 4, 180°, PUSH IN without actuator, Tension-clamp connection, Clamping range, max. : 10 mm², Box
12836 | 1930510000 | SV 7.62HP/04/90SF 3.5SN BK BX | PCB plug-in connector, male header, Screw/clip-on flange, THT solder connection, 7.62 mm, Number of poles: 4, 90°, Solder pin length (l): 3.5 mm, tinned, black, Box
12837 | 1931060000 | SV 7.62HP/04/180FX 3.5SN BK BX | PCB plug-in connector, male header, Clip-on flange / anti-rotation feature, THT solder connection, 7.62 mm, Number of poles: 4, 180°, Solder pin length (l): 3.5 mm, tinned, black, Box
12838 | 123600000 | QL 2 SAK35 | SAK Series, Cross-connector, for cross-connection link, Number of poles: 2
12839 | 130800000 | QL 4 SAK4 | SAK Series, Cross-connector, for cross-connection link, Number of poles: 4
12840 | 131500000 | QL 3 SAKH10 | SAK Series, Cross-connector, for cross-connection link, Number of poles: 3
12841 | 135500000 | QL 2 SAKA10 | SAK Series, Cross-connector, for cross-connection link, Number of poles: 2
12842 | 156000000 | QL 3 SAK2.5 | SAK Series, Cross-connector, for cross-connection link, Number of poles: 3
12843 | 156100000 | QL 4 SAK2.5 | SAK Series, Cross-connector, for cross-connection link, Number of poles: 4
12844 | 194000000 | QL 2 SAKG32+70 | SAK Series, Cross-connector, for cross-connection link, Number of poles: 2
12845 | 194400000 | QL 3 SAK6N | SAK Series, Cross-connector, for cross-connection link, Number of poles: 3
12846 | 267100000 | BFSC M4X30 | Accessories, Mounting screw, for cross-connection link
12847 | 280600000 | STB 8.5/5/2.3/M3 SAK2.5 | Accessories, Socket
12848 | 285200000 | VH 17.5/5/3.5 SAK6N-16 | SAK Series, Connecting sleeve, for cross-connection link, Number of poles:
12849 | 293800000 | PS 2.0 OR | Accessories, Test plug
12850 | 295900000 | FKSC M5X8 D9/SW2.5 | SAK Series, Allen hex screw, Screws, Number of poles: 1
12851 | 296800000 | VH 5/4/2.8 AKZ4 | SAK Series, Connecting sleeve, for cross-connection link, Number of poles:
12852 | 309700000 | VH 16/5/3.5 SAK10-35 | SAK Series, Connecting sleeve, for cross-connection link, Number of poles:
12853 | 328100000 | QL 3 SAKS4 | SAK Series, Cross-connector, for cross-connection link, Number of poles: 3
12854 | 336700000 | Q 2 SAK4 | SAK Series, Cross-connector, for cross-connection link, Number of poles: 2
12855 | 336800000 | Q 3 SAK4 | SAK Series, Cross-connector, for cross-connection link, Number of poles: 3
12856 | 337100000 | Q 3 SAK2.5 | SAK Series, Cross-connector, for cross-connection link, Number of poles: 3
12857 | 338000000 | QL 10 SAKD2.5N | SAK Series, Cross-connector, for cross-connection link, Number of poles: 10
12858 | 338300000 | QL 10 SAK6N | SAK Series, Cross-connector, for cross-connection link, Number of poles: 10
12859 | 339200000 | QL 10 DLI | SAK Series, Cross-connection lug, for screwable cross-connection, Number of poles: 10
12860 | 341600000 | STB 30.5 IH/VI | SAK Series, Socket
12861 | 341700000 | QL 10 RSF1+2 | SAK Series, Cross-connector, for cross-connection link, Number of poles: 10
12862 | 388700000 | STB 35 IH/BL | SAK Series, Socket
12863 | 389100000 | STB 35 IH/VI | SAK Series, Socket
12864 | 456900000 | Q 4 SAK6N | SAK Series, Cross-connector, for cross-connection link, Number of poles: 4
12865 | 470300000 | QL 2 SAK10 | SAK Series, Cross-connector, for cross-connection link, Number of poles: 2
12866 | 470600000 | QL 10 SAK10 | SAK Series, Cross-connector, for cross-connection link, Number of poles: 10
12867 | 471000000 | QL 10 SAK16 | SAK Series, Cross-connector, for cross-connection link, Number of poles: 10
12868 | 565000000 | QL 3 SAK35N | SAK Series, Cross-connector, for cross-connection link, Number of poles: 3
12869 | 1005320000 | BCZ 3.81 AH07 BK BX | PCB plug-in connector, Accessories, Hood, black, Number of poles: 7
12870 | 1071000000 | STB 21.6/IH/DB WTL6/3 | Accessories, Socket
12871 | 1079500000 | WQB PEN 35N | W-Series, Cross-connector, For the terminals, Number of poles: 2
12872 | 1754240000 | ZQV 1.5N/R3.5/5 GE | Accessories, Cross-connector, 17.5 A
12873 | 1774814001 | SL-SMT 5.08HC/07/90 1.5SN BK RL | PCB plug-in connector, male header, open side, THT/THR solder connection, 5.08 mm, Number of poles: 7, 90°, Solder pin length (l): 1.5 mm, tinned, black, Tape
12874 | 1774824001 | SL-SMT 5.08HC/08/90 1.5SN BK RL | PCB plug-in connector, male header, open side, THT/THR solder connection, 5.08 mm, Number of poles: 8, 90°, Solder pin length (l): 1.5 mm, tinned, black, Tape
12875 | 1775244001 | SL-SMT 5.08HC/03/90LF 1.5SN BK RL | PCB plug-in connector, male header, Solder flange, THT/THR solder connection, 5.08 mm, Number of poles: 3, 90°, Solder pin length (l): 1.5 mm, tinned, black, Tape
12876 | 1776394001 | SL-SMT 5.08HC/05/180LF 1.5SN BK RL | PCB plug-in connector, male header, Solder flange, THT/THR solder connection, 5.08 mm, Number of poles: 5, 180°, Solder pin length (l): 1.5 mm, tinned, black, Tape
12877 | 1776404001 | SL-SMT 5.08HC/06/180LF 1.5SN BK RL | PCB plug-in connector, male header, Solder flange, THT/THR solder connection, 5.08 mm, Number of poles: 6, 180°, Solder pin length (l): 1.5 mm, tinned, black, Tape
12878 | 1806620000 | WQL 2 WF6-10 | Bolt-type screw terminals, Cross-connector, Number of poles: 2
12879 | 1812460000 | SL-SMART 5.0XHC/03/180 1.5SN BK RL | PCB plug-in connector, male header, open side, THT/THR solder connection, 5.08 mm, Number of poles: 3, 180°, Solder pin length (l): 1.5 mm, tinned, black, Tape
12880 | 1820170000 | SL-SMT 5.08HC/02/180G 1.5SN BK RL | PCB plug-in connector, male header, closed side, THT/THR solder connection, 5.08 mm, Number of poles: 2, 180°, Solder pin length (l): 1.5 mm, tinned, black, Tape
12881 | 1932520000 | SVZ 7.62HP/05/180RSH180I SN BK BX | PCB plug-in connector, male plug, 7.62 mm, Number of poles: 5, 180°, Clamping yoke connection, Clamping range, max. : 6 mm², Box
12882 | 1931740000 | SVZ 7.62HP/02/180F SN BK BX | PCB plug-in connector, male plug, 7.62 mm, Number of poles: 2, 180°, Clamping yoke connection, Clamping range, max. : 6 mm², Box
12883 | 1931620000 | SVZ 7.62HP/02/180G SN BK BX | PCB plug-in connector, male plug, 7.62 mm, Number of poles: 2, 180°, Clamping yoke connection, Clamping range, max. : 6 mm², Box
12884 | 1931500000 | SV 7.62HP/04/270SF 3.5SN BK BX | PCB plug-in connector, male header, Screw/clip-on flange, THT solder connection, 7.62 mm, Number of poles: 4, 270°, Solder pin length (l): 3.5 mm, tinned, black, Box
12885 | 1930860000 | SV 7.62HP/06/180SF 3.5SN BK BX | PCB plug-in connector, male header, Screw/clip-on flange, THT solder connection, 7.62 mm, Number of poles: 6, 180°, Solder pin length (l): 3.5 mm, tinned, black, Box
12886 | 1930360000 | SV 7.62HP/11/90G 3.5SN BK BX | PCB plug-in connector, male header, closed side, THT solder connection, 7.62 mm, Number of poles: 11, 90°, Solder pin length (l): 3.5 mm, tinned, black, Box
12887 | 1061000000 | SVF 7.62HP/05/180SF SN BK BX | PCB plug-in connector, male plug, 7.62 mm, Number of poles: 5, 180°, PUSH IN without actuator, Tension-clamp connection, Clamping range, max. : 10 mm², Box
12888 | 1060980000 | SVF 7.62HP/04/180SF SN BK BX | PCB plug-in connector, male plug, 7.62 mm, Number of poles: 4, 180°, PUSH IN without actuator, Tension-clamp connection, Clamping range, max. : 10 mm², Box
12889 | 1060950000 | SVF 7.62HP/02/180SF SN BK BX | PCB plug-in connector, male plug, 7.62 mm, Number of poles: 2, 180°, PUSH IN without actuator, Tension-clamp connection, Clamping range, max. : 10 mm², Box
12890 | 1060870000 | SVF 7.62HP/05/180G SN BK BX | PCB plug-in connector, male plug, 7.62 mm, Number of poles: 5, 180°, PUSH IN without actuator, Tension-clamp connection, Clamping range, max. : 10 mm², Box
12891 | 1060830000 | SVF 7.62HP/02/180G SN BK BX | PCB plug-in connector, male plug, 7.62 mm, Number of poles: 2, 180°, PUSH IN without actuator, Tension-clamp connection, Clamping range, max. : 10 mm², Box
12892 | 1048730000 | SV 7.62HP/06/180MSF4 3.5SN BK BX | PCB plug-in connector, male header, closed side, Middle screw flange, THT solder connection, 7.62 mm, Number of poles: 6, 180°, Solder pin length (l): 3.5 mm, tinned, black, Box
12893 | 1048540000 | SV 7.62HP/04/180MSF 3.5SN BK BX | PCB plug-in connector, male header, closed side, Middle screw flange, THT solder connection, 7.62 mm, Number of poles: 4, 180°, Solder pin length (l): 3.5 mm, tinned, black, Box
12894 | 1048530000 | SV 7.62HP/04/180MF3 3.5SN BK BX | PCB plug-in connector, male header, closed side, Middle flange, THT solder connection, 7.62 mm, Number of poles: 4, 180°, Solder pin length (l): 3.5 mm, tinned, black, Box
12895 | 1048510000 | SV 7.62HP/03/90MSF2 3.5SN BK BX | PCB plug-in connector, male header, closed side, Middle screw flange, THT solder connection, 7.62 mm, Number of poles: 3, 90°, Solder pin length (l): 3.5 mm, tinned, black, Box
12896 | 1048420000 | SV 7.62HP/03/180MF3 3.5SN BK BX | PCB plug-in connector, male header, closed side, Middle flange, THT solder connection, 7.62 mm, Number of poles: 3, 180°, Solder pin length (l): 3.5 mm, tinned, black, Box
12897 | 1977120000 | SC 3.81/10/135F 3.2SN BK BX | PCB plug-in connector, male header, Flange, THT solder connection, 3.81 mm, Number of poles: 10, 135°, Solder pin length (l): 3.2 mm, tinned, black, Box
12898 | 1973620000 | SCD 3.81/12/90F 3.2SN BK BX | PCB plug-in connector, male header, Flange, THT solder connection, 3.81 mm, Number of poles: 12, 90°, Solder pin length (l): 3.2 mm, tinned, black, Box
12899 | 1973580000 | SCD 3.81/04/90F 3.2SN BK BX | PCB plug-in connector, male header, Flange, THT solder connection, 3.81 mm, Number of poles: 4, 90°, Solder pin length (l): 3.2 mm, tinned, black, Box
12900 | 1973210000 | SCD 3.81/24/90G 3.2SN BK BX | PCB plug-in connector, male header, closed side, THT solder connection, 3.81 mm, Number of poles: 24, 90°, Solder pin length (l): 3.2 mm, tinned, black, Box
12901 | 1973200000 | SCD 3.81/22/90G 3.2SN BK BX | PCB plug-in connector, male header, closed side, THT solder connection, 3.81 mm, Number of poles: 22, 90°, Solder pin length (l): 3.2 mm, tinned, black, Box
12902 | 1973170000 | SCD 3.81/18/90G 3.2SN BK BX | PCB plug-in connector, male header, closed side, THT solder connection, 3.81 mm, Number of poles: 18, 90°, Solder pin length (l): 3.2 mm, tinned, black, Box
12903 | 1973110000 | SCD 3.81/06/90G 3.2SN BK BX | PCB plug-in connector, male header, closed side, THT solder connection, 3.81 mm, Number of poles: 6, 90°, Solder pin length (l): 3.2 mm, tinned, black, Box
12904 | 1973100000 | SCD 3.81/04/90G 3.2SN BK BX | PCB plug-in connector, male header, closed side, THT solder connection, 3.81 mm, Number of poles: 4, 90°, Solder pin length (l): 3.2 mm, tinned, black, Box
12905 | 1970760000 | SCZ 3.81/06/180FI SN BK BX | PCB plug-in connector, male plug, 3.81 mm, Number of poles: 6, 180°, Clamping yoke connection, Clamping range, max. : 1.5 mm², Box
12906 | 1943500000 | SC 3.81/14/180F 3.2SN BK BX | PCB plug-in connector, male header, Flange, THT solder connection, 3.81 mm, Number of poles: 14, 180°, Solder pin length (l): 3.2 mm, tinned, black, Box
12907 | 1943490000 | SC 3.81/13/180F 3.2SN BK BX | PCB plug-in connector, male header, Flange, THT solder connection, 3.81 mm, Number of poles: 13, 180°, Solder pin length (l): 3.2 mm, tinned, black, Box
12908 | 1943130000 | SC 3.81/15/180G 3.2SN BK BX | PCB plug-in connector, male header, closed side, THT solder connection, 3.81 mm, Number of poles: 15, 180°, Solder pin length (l): 3.2 mm, tinned, black, Box
12909 | 1943120000 | SC 3.81/14/180G 3.2SN BK BX | PCB plug-in connector, male header, closed side, THT solder connection, 3.81 mm, Number of poles: 14, 180°, Solder pin length (l): 3.2 mm, tinned, black, Box
12910 | 1942800000 | SC 3.81/17/90F 3.2SN BK BX | PCB plug-in connector, male header, Flange, THT solder connection, 3.81 mm, Number of poles: 17, 90°, Solder pin length (l): 3.2 mm, tinned, black, Box
12911 | 1942420000 | SC 3.81/18/90G 3.2SN BK BX | PCB plug-in connector, male header, closed side, THT solder connection, 3.81 mm, Number of poles: 18, 90°, Solder pin length (l): 3.2 mm, tinned, black, Box
12912 | 1041370000 | SCDN 3.81/18/90F 3.2SN BK BX | PCB plug-in connector, male header, Flange, THT solder connection, 3.81 mm, Number of poles: 18, 90°, Solder pin length (l): 3.2 mm, tinned, black, Box
12913 | 1041330000 | SCDN 3.81/10/90F 3.2SN BK BX | PCB plug-in connector, male header, Flange, THT solder connection, 3.81 mm, Number of poles: 10, 90°, Solder pin length (l): 3.2 mm, tinned, black, Box
12914 | 1040930000 | SCDN 3.81/28/90G 3.2SN BK BX | PCB plug-in connector, male header, closed side, THT solder connection, 3.81 mm, Number of poles: 28, 90°, Solder pin length (l): 3.2 mm, tinned, black, Box
12915 | 1040870000 | SCDN 3.81/18/90G 3.2SN BK BX | PCB plug-in connector, male header, closed side, THT solder connection, 3.81 mm, Number of poles: 18, 90°, Solder pin length (l): 3.2 mm, tinned, black, Box
12916 | 1040860000 | SCDN 3.81/16/90G 3.2SN BK BX | PCB plug-in connector, male header, closed side, THT solder connection, 3.81 mm, Number of poles: 16, 90°, Solder pin length (l): 3.2 mm, tinned, black, Box
12917 | 1040790000 | SCDN 3.81/04/90G 3.2SN BK BX | PCB plug-in connector, male header, closed side, THT solder connection, 3.81 mm, Number of poles: 4, 90°, Solder pin length (l): 3.2 mm, tinned, black, Box
12918 | 1035390000 | SCDV 3.81/20/180F 3.2SN BK BX | PCB plug-in connector, male header, Flange, THT solder connection, 3.81 mm, Number of poles: 20, 180°, Solder pin length (l): 3.2 mm, tinned, black, Box
12919 | 1035380000 | SCDV 3.81/18/180F 3.2SN BK BX | PCB plug-in connector, male header, Flange, THT solder connection, 3.81 mm, Number of poles: 18, 180°, Solder pin length (l): 3.2 mm, tinned, black, Box
12920 | 1032990000 | SCDV 3.81/16/90F 3.2SN BK BX | PCB plug-in connector, male header, Flange, THT solder connection, 3.81 mm, Number of poles: 16, 90°, Solder pin length (l): 3.2 mm, tinned, black, Box
12921 | 1032450000 | SCDV 3.81/08/90G 3.2SN BK BX | PCB plug-in connector, male header, closed side, THT solder connection, 3.81 mm, Number of poles: 8, 90°, Solder pin length (l): 3.2 mm, tinned, black, Box
12922 | 1030830000 | SCD 3.81/12/180F 3.2SN BK BX | PCB plug-in connector, male header, Flange, THT solder connection, 3.81 mm, Number of poles: 12, 180°, Solder pin length (l): 3.2 mm, tinned, black, Box
12923 | 1030820000 | SCD 3.81/10/180F 3.2SN BK BX | PCB plug-in connector, male header, Flange, THT solder connection, 3.81 mm, Number of poles: 10, 180°, Solder pin length (l): 3.2 mm, tinned, black, Box
12924 | 1030790000 | SCD 3.81/06/180F 3.2SN BK BX | PCB plug-in connector, male header, Flange, THT solder connection, 3.81 mm, Number of poles: 6, 180°, Solder pin length (l): 3.2 mm, tinned, black, Box
12925 | 1030270000 | SCD 3.81/06/180G 3.2SN BK BX | PCB plug-in connector, male header, closed side, THT solder connection, 3.81 mm, Number of poles: 6, 180°, Solder pin length (l): 3.2 mm, tinned, black, Box
12926 | 1933380000 | BVZ 7.62HP/03/180SH180C SN BK BX | PCB plug-in connector, female plug, 7.62 mm, Number of poles: 3, 180°, Clamping yoke connection, Clamping range, max. : 10 mm², Box
12927 | 1930210000 | BVZ 7.62HP/07/180SF SN BK BX | PCB plug-in connector, female plug, 7.62 mm, Number of poles: 7, 180°, Clamping yoke connection, Clamping range, max. : 10 mm², Box
12928 | 1930180000 | BVZ 7.62HP/04/180SF SN BK BX | PCB plug-in connector, female plug, 7.62 mm, Number of poles: 4, 180°, Clamping yoke connection, Clamping range, max. : 10 mm², Box
12929 | 1930170000 | BVZ 7.62HP/03/180SF SN BK BX | PCB plug-in connector, female plug, 7.62 mm, Number of poles: 3, 180°, Clamping yoke connection, Clamping range, max. : 10 mm², Box
12930 | 1930160000 | BVZ 7.62HP/02/180SF SN BK BX | PCB plug-in connector, female plug, 7.62 mm, Number of poles: 2, 180°, Clamping yoke connection, Clamping range, max. : 10 mm², Box
12931 | 1930030000 | BVZ 7.62HP/11/180 SN BK BX | PCB plug-in connector, female plug, 7.62 mm, Number of poles: 11, 180°, Clamping yoke connection, Clamping range, max. : 10 mm², Box
12932 | 1929640000 | BVZ 7.62HP/03/180FC SN BK BX | PCB plug-in connector, female plug, 7.62 mm, Number of poles: 3, 180°, Clamping yoke connection, Clamping range, max. : 10 mm², Box
12933 | 1060700000 | BVF 7.62HP/06/180MSF4 SN BK BX | PCB plug-in connector, female plug, 7.62 mm, Number of poles: 6, 180°, PUSH IN without actuator, Tension-clamp connection, Clamping range, max. : 10 mm², Box
12934 | 1060390000 | BVF 7.62HP/02/180 SN BK BX | PCB plug-in connector, female plug, 7.62 mm, Number of poles: 2, 180°, PUSH IN without actuator, Tension-clamp connection, Clamping range, max. : 10 mm², Box
12935 | 1972030000 | BCF 3.81/15/180F SN BK BX | PCB plug-in connector, female plug, 3.81 mm, Number of poles: 15, 180°, PUSH IN with actuator, Tension-clamp connection, Clamping range, max. : 1.5 mm², Box
12936 | 1941390000 | BCZ 3.81/20/180F SN BK BX | PCB plug-in connector, female plug, 3.81 mm, Number of poles: 20, 180°, Clamping yoke connection, Clamping range, max. : 1.5 mm², Box
12937 | 1941000000 | BCZ 3.81/20/180 SN BK BX | PCB plug-in connector, female plug, 3.81 mm, Number of poles: 20, 180°, Clamping yoke connection, Clamping range, max. : 1.5 mm², Box
12938 | 1940990000 | BCZ 3.81/19/180 SN BK BX | PCB plug-in connector, female plug, 3.81 mm, Number of poles: 19, 180°, Clamping yoke connection, Clamping range, max. : 1.5 mm², Box
12939 | 1970210000 | BCF 3.81/14/180 SN BK BX | PCB plug-in connector, female plug, 3.81 mm, Number of poles: 14, 180°, PUSH IN with actuator, Tension-clamp connection, Clamping range, max. : 1.5 mm², Box
12940 | 1976540000 | SC 3.81/08/135G 3.2SN BK BX | PCB plug-in connector, male header, closed side, THT solder connection, 3.81 mm, Number of poles: 8, 135°, Solder pin length (l): 3.2 mm, tinned, black, Box
12941 | 1976660000 | SC 3.81/12/135G 3.2SN BK BX | PCB plug-in connector, male header, closed side, THT solder connection, 3.81 mm, Number of poles: 12, 135°, Solder pin length (l): 3.2 mm, tinned, black, Box
12942 | 1973140000 | SCD 3.81/12/90G 3.2SN BK BX | PCB plug-in connector, male header, closed side, THT solder connection, 3.81 mm, Number of poles: 12, 90°, Solder pin length (l): 3.2 mm, tinned, black, Box
12943 | 1060400000 | BVF 7.62HP/03/180 SN BK BX | PCB plug-in connector, female plug, 7.62 mm, Number of poles: 3, 180°, PUSH IN without actuator, Tension-clamp connection, Clamping range, max. : 10 mm², Box
12944 | 1060430000 | BVF 7.62HP/06/180 SN BK BX | PCB plug-in connector, female plug, 7.62 mm, Number of poles: 6, 180°, PUSH IN without actuator, Tension-clamp connection, Clamping range, max. : 10 mm², Box
12945 | 1928300000 | BVL 7.62HP/04/90 3.5SN BK BX | PCB plug-in connector, female header, closed side, THT solder connection, 7.62 mm, Number of poles: 4, 90°, Solder pin length (l): 3.5 mm, tinned, black, Box
12946 | 1931990000 | SVZ 7.62HP/05/180SF SN BK BX | PCB plug-in connector, male plug, 7.62 mm, Number of poles: 5, 180°, Clamping yoke connection, Clamping range, max. : 6 mm², Box
12947 | 1060650000 | BVF 7.62HP/03/180MSF3 SN BK BX | PCB plug-in connector, female plug, 7.62 mm, Number of poles: 3, 180°, PUSH IN without actuator, Tension-clamp connection, Clamping range, max. : 10 mm², Box
12948 | 1060570000 | BVF 7.62HP/03/180MF2 SN BK BX | PCB plug-in connector, female plug, 7.62 mm, Number of poles: 3, 180°, PUSH IN without actuator, Tension-clamp connection, Clamping range, max. : 10 mm², Box
12949 | 1060600000 | BVF 7.62HP/05/180MF3 SN BK BX | PCB plug-in connector, female plug, 7.62 mm, Number of poles: 5, 180°, PUSH IN without actuator, Tension-clamp connection, Clamping range, max. : 10 mm², Box
12950 | 1060520000 | BVF 7.62HP/04/180SF SN BK BX | PCB plug-in connector, female plug, 7.62 mm, Number of poles: 4, 180°, PUSH IN without actuator, Tension-clamp connection, Clamping range, max. : 10 mm², Box
12951 | 1005300000 | BCZ 3.81 AH05 BK BX | PCB plug-in connector, Accessories, Hood, black, Number of poles: 5
12952 | 1930390000 | SV 7.62HP/03/90F 3.5SN BK BX | PCB plug-in connector, male header, Clip-on flange, THT solder connection, 7.62 mm, Number of poles: 3, 90°, Solder pin length (l): 3.5 mm, tinned, black, Box
12953 | 1930750000 | SV 7.62HP/06/180F 3.5SN BK BX | PCB plug-in connector, male header, Clip-on flange, THT solder connection, 7.62 mm, Number of poles: 6, 180°, Solder pin length (l): 3.5 mm, tinned, black, Box
12954 | 1048690000 | SV 7.62HP/05/90MF4 3.5SN BK BX | PCB plug-in connector, male header, closed side, Middle flange, THT solder connection, 7.62 mm, Number of poles: 5, 90°, Solder pin length (l): 3.5 mm, tinned, black, Box
12955 | 1930310000 | SV 7.62HP/06/90G 3.5SN BK BX | PCB plug-in connector, male header, closed side, THT solder connection, 7.62 mm, Number of poles: 6, 90°, Solder pin length (l): 3.5 mm, tinned, black, Box
12956 | 117900000 | AP SAK4-10 RT | SAK Series, End plate, 1.5 mm, red, Direct mounting
12957 | 117980000 | AP SAK4-10 BL | SAK Series, End plate, 1.5 mm, blue, Direct mounting
12958 | 190260000 | TSCH 6 DKI S4 | SAK Series, Small partition, beige, 5 mm
12959 | 297700000 | AD 3 SAK6N | SAK Series, cover plate, yellow, 24 mm
12960 | 304360000 | TW SAK35 | SAK Series, Partition plate, 1.5 mm, beige, Direct mounting
12961 | 329120000 | AP SAKT2 KRG | SAK Series, End plate, 2.5 mm, medium yellow, Direct mounting
12962 | 340560000 | AP AKZ1.5 | SAK Series, End plate, 1.5 mm, beige, Direct mounting
12963 | 359260000 | AP DK4 | SAK Series, End plate, 1.5 mm, beige, Direct mounting
12964 | 359280000 | AP DK4 BL | SAK Series, End plate, 1.5 mm, blue, Direct mounting
12965 | 375600000 | AD 4 EN | SAK Series, cover plate, yellow, 24.1 mm
12966 | 380360000 | AP ASK1 | SAK Series, End plate, 1.5 mm, beige, Direct mounting
12967 | 409500000 | H0,5/12 OR | Wire-end ferrule, Standard, 8 mm, 6 mm, orange
12968 | 462900000 | H0,75/14 W | Wire-end ferrule, Standard, 10 mm, 8 mm, white
12969 | 475480000 | IK 4 BL ZB4 | Accessories, Special terminal, Rated cross-section: PA, blue, Busbar
12970 | 485760000 | HP 3 ADP3 | SAK Series, Fixing plate, beige, 3 mm
12971 | 502980000 | IK 16/ZB16 BL | Accessories, Special terminal, Rated cross-section: PA, blue, Busbar
12972 | 526060000 | IK 6 GG ZBE6K | Accessories, Special terminal, Rated cross-section: PA, Green/yellow, Busbar
12973 | 565800000 | H10,0/28 EB | Wire-end ferrule, Standard, 21 mm, 18 mm, Ivory
12974 | 690700000 | H0,5/14 OR | Wire-end ferrule, Standard, 10 mm, 8 mm, orange
12975 | 1009320000 | CC 30/60 MC NE GE | ClipCard, Device markers, 30 x 60 mm, Holder CC-H 30/60, yellow
12976 | 1011410000 | MF-W 9/5.2F MC NE WS | MultiFit, Terminal marker, 9 x 5.2 mm, Pitch in mm (P): 5.20 WAGO, Legrand, white
12977 | 1025240000 | SFC 3/12 MC NE RT | SlimFix Clip, Conductor and cable markers, 3.5 - 7 mm, 12 x 12.5 mm, red
12978 | 1025250000 | SFC 3/12 MC NE BL | SlimFix Clip, Conductor and cable markers, 3.5 - 7 mm, 12 x 12.5 mm, blue
12979 | 1025260000 | SFC 3/21 MC NE WS | SlimFix Clip, Conductor and cable markers, 3.5 - 7 mm, 21 x 12.5 mm, white
12980 | 1025290000 | SFC 3/21 MC NE RT | SlimFix Clip, Conductor and cable markers, 3.5 - 7 mm, 21 x 12.5 mm, red
12981 | 1025310000 | SFC 3/30 MC NE WS | SlimFix Clip, Conductor and cable markers, 3.5 - 7 mm, 30 x 12.5 mm, white
12982 | 1025320000 | SFC 3/30 MC NE GE | SlimFix Clip, Conductor and cable markers, 3.5 - 7 mm, 30 x 12.5 mm, yellow
12983 | 1025570000 | SFC 3/30 MC SDR | SlimFix Clip, Conductor and cable markers, 3.5 - 7 mm, 30 x 12.5 mm, To customer specification
12984 | 1050000000 | WAP 2.5-10 | W-Series, End plate
12985 | 1050020000 | WAP 2.5-10 GE | W-Series, End plate
12986 | 1050050000 | WAP 2.5-10 GR | W-Series, End plate
12987 | 1050060000 | WAP 2.5-10 OR | W-Series, End plate
12988 | 1050070000 | WAP 2.5-10 BR | W-Series, End plate
12989 | 1050080000 | WAP 2.5-10 BL | W-Series, End plate
12990 | 1050100000 | WAP 16+35 WTW 2.5-10 | W-Series, End plate, Partition plate
12991 | 1050200000 | WHP 2.5-35N/10X3 | W-Series, Fixing plate
12992 | 1051890000 | SFX 11/60 MC NE OR | SlimFix X, Conductor and cable markers, 7 - 40 mm, 60 x 11 mm, orange
12993 | 1058800000 | WTW EN | W-Series, Partition plate
12994 | 1059100000 | WAP WDK2.5 | W-Series, End plate
12995 | 1059140000 | WAP WDK2.5 GN | W-Series, End plate
12996 | 1060000000 | WAP WDU2.5N/4N | W-Series, End plate
12997 | 1060080000 | WAP WDU2.5N/4N BL | W-Series, End plate
12998 | 1062000000 | SFC 2.5/12 MC NE WS | SlimFix Clip, Conductor and cable markers, 4 - 6 mm, 12 x 9.3 mm, white
12999 | 1062050000 | SFC 2.5/21 MC NE WS | SlimFix Clip, Conductor and cable markers, 4 - 6 mm, 21 x 9.3 mm, white
13000 | 1062080000 | SFC 2.5/21 MC NE RT | SlimFix Clip, Conductor and cable markers, 4 - 6 mm, 21 x 9.3 mm, red
13001 | 1062090000 | SFC 2.5/21 MC NE BL | SlimFix Clip, Conductor and cable markers, 4 - 6 mm, 21 x 9.3 mm, blue
13002 | 1067700000 | WAP WDL2.5/S | W-Series, End plate
13003 | 1068400000 | WTW WTL6/1 DB | W-Series, Partition plate
13004 | 1631910000 | WKM 8/30 | WKM, Conductor and cable markers, 7 - 115 mm, 30 x 8 mm, Wire and cable markers, Transparent
13005 | 1719780000 | TM 1/12 HF/HB | TM, Socket x 5.4 mm, Polyethylene LD, Colour: Transparent, Conductor O.D.: 1.8 - 2.5 mm
13006 | 1719790000 | TM 1/18 HF/HB | TM, Socket x 5.4 mm, Polyethylene LD, Colour: Transparent, Conductor O.D.: 1.8 - 2.5 mm
13007 | 1719820000 | TM 3/12 HF/HB | TM, Socket x 8.1 mm, Polyethylene LD, Colour: Transparent, Conductor O.D.: 4 - 6.5 mm
13008 | 1719850000 | TM 4/18 HF/HB | TM, Socket x 11.4 mm, Polyethylene LD, Colour: Transparent, Conductor O.D.: 6 - 10 mm
13009 | 1719860000 | TM 5/12 HF/HB | TM, Socket x 16.1 mm, Polyethylene LD, Colour: Transparent, Conductor O.D.: 9 - 15 mm
13010 | 1719880000 | TM 6/12 HF/HB | TM, Socket x 22.2 mm, Polyethylene LD, Colour: Transparent, Conductor O.D.: 15 - 24 mm
13011 | 1754200000 | WAP WDK1.5/R3.5 | W-Series, End plate
13012 | 1763480000 | SFC 2/12 MC SDR | SlimFix Clip, Conductor and cable markers, 3 - 5 mm, 12 x 5.8 mm, To customer specification
13013 | 1768400000 | LM WO 25.4/95 WS | LaserMark, Conductor and cable markers, 8 - 22 mm, 25.4 x 95 mm, white
13014 | 1784210000 | AP DLD2.5 DB | W-Series, End plate, 1.5 mm, dark beige, Direct mounting
13015 | 1798060000 | VT-TM-I 18 MC NE GR | TM-I, Insert markers, 18 x 4 mm, grey
13016 | 1805770000 | SFC 2/21 MC NE BL | SlimFix Clip, Conductor and cable markers, 3 - 5 mm, 21 x 5.8 mm, blue
13017 | 1805790000 | SFC 2/21 MC NE RT | SlimFix Clip, Conductor and cable markers, 3 - 5 mm, 21 x 5.8 mm, red
13018 | 1813210000 | SFC 0/21 MC NE GE | SlimFix Clip, Conductor and cable markers, 1.5 - 2.5 mm, 21 x 5.8 mm, yellow
13019 | 1813220000 | SFC 0/21 MC NE BL | SlimFix Clip, Conductor and cable markers, 1.5 - 2.5 mm, 21 x 5.8 mm, blue
13020 | 1852390000 | SFX 10/23 MC NE WS V2 | SlimFix X, Conductor and cable markers, 7 - 40 mm, 23 x 11 mm, white
13021 | 1852410000 | SFX 14/23 MC NE GE V2 | SlimFix X, Conductor and cable markers, 7 - 40 mm, 23 x 14 mm, yellow
13022 | 1874790000 | TM 205/30 V0 | TM, Socket x 14 mm, PVC, Colour: Transparent, Conductor O.D.: 10 - 14 mm
13023 | 1876370000 | TM-I 30 MC NE GE | TM-I, Insert markers, 30 x 4 mm, yellow
13024 | 1876390000 | TM-I 30 MC NE WS | TM-I, Insert markers, 30 x 4 mm, white
13025 | 1876770000 | CC 15/27 MC NE WS | ClipCard, Device markers, 15 x 27 mm, Holder CC-H 15/27, white
13026 | 1877340000 | CC 15/60 MC NE SI | ClipCard, Device markers, 15 x 60 mm, Holder CC-H 15/60, silver
13027 | 1877360000 | CC 15/60 K MC NE SI | ClipCard, Device markers, 15 x 60 mm, silver
13028 | 1877720000 | MFF 9/4 MC NE WS | MultiFit, Terminal marker, 9 x 4 mm, Pitch in mm (P): 4.00 Festo, white
13029 | 1877730000 | MF-W 9/4 MC NE WS | MultiFit, Terminal marker, 9 x 4 mm, Pitch in mm (P): 4.00 WAGO, Legrand, white
13030 | 1892081000 | SAI-8-M 5P M12 ECO UT | Sensor-actuator passive distributor, M12, Hood version, Yes
13031 | 1896990150 | SAIL-VSA-DS-1.5U | Valve plug, One end without connector - valve plug
13032 | 1918490000 | SF 0/21 MC NE RT V2 | SlimFix, Conductor and cable markers, 1.2 - 1.6 mm, 21 x 3.2 mm, red
13033 | 1918700000 | SF 2/21 MC NE BL V2 | SlimFix, Conductor and cable markers, 2.2 - 2.9 mm, 21 x 3.6 mm, blue
13034 | 1919030000 | SF 4.5/21 MC NE BL V2 | SlimFix, Conductor and cable markers, 4.1 - 4.9 mm, 21 x 7.4 mm, blue
13035 | 1919140000 | SF 5/21 MC NE WS V2 | SlimFix, Conductor and cable markers, 4.8 - 7.4 mm, 21 x 7.4 mm, white
13036 | 1919190000 | SF 6/21 MC NE WS V2 | SlimFix, Conductor and cable markers, 5.8 - 7.8 mm, 21 x 8.4 mm, white
13037 | 1919280000 | SF 00/12 MC NE RT V2 | SlimFix, Conductor and cable markers, 1 - 1.3 mm, 12 x 3.2 mm, red
13038 | 1919290000 | SF 00/12 MC NE WS V2 | SlimFix, Conductor and cable markers, 1 - 1.3 mm, 12 x 3.2 mm, white
13039 | 1919460000 | SF 2/12 MC NE RT V2 | SlimFix, Conductor and cable markers, 2.2 - 2.9 mm, 12 x 3.6 mm, red
13040 | 1919550000 | SF 3/12 MC NE BL V2 | SlimFix, Conductor and cable markers, 3 - 3.7 mm, 12 x 4.6 mm, blue
13041 | 1919570000 | SF 4/12 MC NE RT V2 | SlimFix, Conductor and cable markers, 3.6 - 6 mm, 12 x 5.7 mm, red
13042 | 1934430000 | CC-H 30/60 | ClipCard, Accessories, 30 x 60 mm, black
13043 | 1961920000 | HSS-HF 1/4 4.2-5.8/50Y | Conductor and cable markers, 4.2 - 5.8 mm, 50.8 x 11.3 mm, yellow
13044 | 1961930000 | HSS-HF 3/8 5.8-8.0/50Y | Conductor and cable markers, 5.8 - 8 mm, 50.8 x 16 mm, yellow
13045 | 1961970000 | HSS-HF 1/8 1.8-2.8/25Y | Conductor and cable markers, 1.8 - 2.8 mm, 25.4 x 5.7 mm, yellow
13046 | 9004560000 | H0,5/14S OR | Wire-end ferrule, Standard, 10 mm, 8 mm, orange
13047 | 9006670000 | H2,5/17,5X BL SV | Wire-end ferrule, Standard, 14 mm, 8 mm, blue
13048 | 9019080000 | H1,0/14D R | Wire-end ferrule, Standard, 10 mm, 8 mm, red
13049 | 9019110000 | H1,0/18D R | Wire-end ferrule, Standard, 15 mm, 12 mm, red
13050 | 9019120000 | H1,5/14D SW | Wire-end ferrule, Standard, 10 mm, 8 mm, black
13051 | 9019170000 | H2,5/19D BL | Wire-end ferrule, Standard, 14 mm, 12 mm, blue
13052 | 9019190000 | H4,0/18D GR | Wire-end ferrule, Standard, 12 mm, 10 mm, grey
13053 | 9019200000 | H4,0/20D GR | Wire-end ferrule, Standard, 14 mm, 12 mm, grey
13054 | 9019260000 | H16,0/22D BL | Wire-end ferrule, Standard, 15 mm, 12 mm, blue
13055 | 9019270000 | H16,0/28D BL | Wire-end ferrule, Standard, 21 mm, 18 mm, blue
13056 | 9019410000 | H0,75/14D GR SV | Wire-end ferrule, Standard, 10 mm, 8 mm, grey
13057 | 9021010000 | H0,25/10T GE | Wire-end ferrule, Standard, 8 mm, 6 mm, yellow
13058 | 9021070000 | H2,5/15T GR | Wire-end ferrule, Standard, 10 mm, 8 mm, grey
13059 | 9021080000 | H2,5/19T GR | Wire-end ferrule, Standard, 14 mm, 12 mm, grey
13060 | 9021100000 | H4,0/18T OR | Wire-end ferrule, Standard, 12 mm, 10 mm, orange
13061 | 9021110000 | H4,0/20T OR | Wire-end ferrule, Standard, 14 mm, 12 mm, orange
13062 | 9021120000 | H4,0/26T OR | Wire-end ferrule, Standard, 20 mm, 18 mm, orange
13063 | 9021130000 | H6,0/20T GN | Wire-end ferrule, Standard, 14 mm, 12 mm, green
13064 | 9021140000 | H6,0/26T GN | Wire-end ferrule, Standard, 20 mm, 18 mm, green
13065 | 9021180000 | H16,0/28T W | Wire-end ferrule, Standard, 21 mm, 18 mm, white
13066 | 9021210000 | H0,25/10T GE SV | Wire-end ferrule, Standard, 8 mm, 6 mm, yellow
13067 | 9025690000 | H1,5/12S R | Wire-end ferrule, Standard, 8 mm, 6 mm, red
13068 | 9025740000 | H0,25/10 HBL | Wire-end ferrule, Standard, 8 mm, 6 mm, Light Blue
13069 | 9025750000 | H0,34/10 TK | Wire-end ferrule, Standard, 8 mm, 6 mm, Turquoise
13070 | 9025770000 | H0,34/12 TK | Wire-end ferrule, Standard, 10 mm, 8 mm, Turquoise
13071 | 9025780000 | H0,25/12 HBL SV | Wire-end ferrule, Standard, 10 mm, 8 mm, Light Blue
13072 | 9025860000 | H0,75/16 W | Wire-end ferrule, Standard, 12 mm, 10 mm, white
13073 | 9025930000 | H1,0/18 GE | Wire-end ferrule, Standard, 15 mm, 12 mm, yellow
13074 | 9025980000 | H1,5/14S R | Wire-end ferrule, Standard, 10 mm, 8 mm, red
13075 | 9026010000 | H4,0/18 GR SV | Wire-end ferrule, Standard, 12 mm, 10 mm, grey
13076 | 9026030000 | H0,34/10 TK SV | Wire-end ferrule, Standard, 8 mm, 6 mm, Turquoise
13077 | 9026050000 | H0,25/10 HBL SV | Wire-end ferrule, Standard, 8 mm, 6 mm, Light Blue
13078 | 9026060000 | H0,5/14 OR SV | Wire-end ferrule, Standard, 10 mm, 8 mm, orange
13079 | 9026070000 | H0,75/14 W SV | Wire-end ferrule, Standard, 10 mm, 8 mm, white
13080 | 9026100000 | H2,5/15 BL SV | Wire-end ferrule, Standard, 10 mm, 8 mm, blue
13081 | 9028230000 | H150,0/54 GE | Wire-end ferrule, Standard, 38 mm, 32 mm, yellow
13082 | 9028250000 | H0,14/10T BR SV | Wire-end ferrule, Standard, 8 mm, 6 mm, brown
13083 | 9028260000 | H0,5/12 OR SV | Wire-end ferrule, Standard, 8 mm, 6 mm, orange
13084 | 9028270000 | H0,5/16 OR SV | Wire-end ferrule, Standard, 12 mm, 10 mm, orange
13085 | 9200070000 | LIR 1,5M3 V | cable lug, terminal end,Insulated cable connector,1.5 mm²,0.5 mm² - 1.5 mm²
13086 | 9200110000 | LIR 1,5M6 V | cable lug, terminal end,Insulated cable connector,1.5 mm²,0.5 mm² - 1.5 mm²
13087 | 9200250000 | LIR 6M6 V | cable lug, terminal end,Insulated cable connector,6 mm²,4 mm² - 6 mm²
13088 | 9200270000 | LIR 6M10 V | cable lug, terminal end,Insulated cable connector,6 mm²,4 mm² - 6 mm²
13089 | 9200420000 | LIS 6M5 V | cable lug, terminal end,Insulated cable connector,4 mm² - 6 mm²,yellow
13090 | 9200440000 | LIS 6M8 V | cable lug, terminal end,Insulated cable connector,4 mm² - 6 mm²,yellow
13091 | 9200550000 | LIF 2,5F488 R | cable lug, terminal end,Insulated cable connector,1.5 mm²,1.5 mm² - 2.5 mm²
13092 | 9200620000 | LIF 2,5T638 R | cable lug, terminal end,Insulated cable connector,1.5 mm² - 2.5 mm²,blue
13093 | 9200710000 | LID 2,5F5 RF | cable lug, terminal end,Insulated cable connector,1.5 mm² - 2.5 mm²,blue
13094 | 9426770000 | H2,5/14TS GR | Wire-end ferrule, Standard, 10 mm, 8 mm, grey
13095 | 1970720000 | SCZ 3.81/04/180FI SN BK BX | PCB plug-in connector, male plug, 3.81 mm, Number of poles: 4, 180°, Clamping yoke connection, Clamping range, max. : 1.5 mm², Box
13096 | 1970020000 | SCZ 3.81/03/180G SN BK BX | PCB plug-in connector, male plug, 3.81 mm, Number of poles: 3, 180°, Clamping yoke connection, Clamping range, max. : 1.5 mm², Box
13097 | 1942390000 | SC 3.81/14/90G 3.2SN BK BX | PCB plug-in connector, male header, closed side, THT solder connection, 3.81 mm, Number of poles: 14, 90°, Solder pin length (l): 3.2 mm, tinned, black, Box
13098 | 1942350000 | SC 3.81/07/90G 3.2SN BK BX | PCB plug-in connector, male header, closed side, THT solder connection, 3.81 mm, Number of poles: 7, 90°, Solder pin length (l): 3.2 mm, tinned, black, Box
13099 | 1040890000 | SCDN 3.81/20/90G 3.2SN BK BX | PCB plug-in connector, male header, closed side, THT solder connection, 3.81 mm, Number of poles: 20, 90°, Solder pin length (l): 3.2 mm, tinned, black, Box
13100 | 1037980000 | SC 3.81/12/270G 3.2SN BK BX | PCB plug-in connector, male header, closed side, THT solder connection, 3.81 mm, Number of poles: 12, 270°, Solder pin length (l): 3.2 mm, tinned, black, Box
13101 | 1072140000 | BCZ 3.81/06/180FZE SN BK BX | PCB plug-in connector, female plug, 3.81 mm, Number of poles: 6, 180°, Clamping yoke connection, Clamping range, max. : 1.5 mm², Box
13102 | 1071960000 | BCZ 3.81/06/180ZE SN BK BX | PCB plug-in connector, female plug, 3.81 mm, Number of poles: 6, 180°, Clamping yoke connection, Clamping range, max. : 1.5 mm², Box
13103 | 1971900000 | BCF 3.81/11/180F SN BK BX | PCB plug-in connector, female plug, 3.81 mm, Number of poles: 11, 180°, PUSH IN with actuator, Tension-clamp connection, Clamping range, max. : 1.5 mm², Box
13104 | 1970100000 | SCZ 3.81/10/180G SN BK BX | PCB plug-in connector, male plug, 3.81 mm, Number of poles: 10, 180°, Clamping yoke connection, Clamping range, max. : 1.5 mm², Box
13105 | 1971650000 | BCF 3.81/06/180F SN BK BX | PCB plug-in connector, female plug, 3.81 mm, Number of poles: 6, 180°, PUSH IN with actuator, Tension-clamp connection, Clamping range, max. : 1.5 mm², Box
13106 | 1976400000 | SC 3.81/03/135G 3.2SN BK BX | PCB plug-in connector, male header, closed side, THT solder connection, 3.81 mm, Number of poles: 3, 135°, Solder pin length (l): 3.2 mm, tinned, black, Box
13107 | 1971320000 | SCZ 3.81/04/180F SN BK BX | PCB plug-in connector, male plug, 3.81 mm, Number of poles: 4, 180°, Clamping yoke connection, Clamping range, max. : 1.5 mm², Box
13108 | 235860000 | DEK 5 FWZ 1,3,5-19 | Dekafix, Terminal marker, 5 x 5 mm, Pitch in mm (P): 5.00 Weidmueller, white
13109 | 1016030000 | DMC 12/27 MC NE WS | DMC, Device markers, 1.5 - 7.5 mm, 12 x 27 mm, white
13110 | 1027280000 | ESG-M 9/17 MC NE WS | ESG, Device markers x 17 mm, PA 66, Colour: white, pluggable
13111 | 1027310000 | MF-W 9/5 MC NE GE | MultiFit, Terminal marker, 9 x 5 mm, Pitch in mm (P): 5.00 WAGO, Legrand, yellow
13112 | 1038690000 | MF 4/5.2 MC SDR | MultiFit, Terminal marker, 4 x 5.2 mm, Pitch in mm (P): 5.20 Phoenix, To customer specification
13113 | 1045640000 | ELS 7/40 MC NE WS | ELS, Insert markers, 40 x 7 mm, white
13114 | 1046360000 | DEK 5/6.5 PLUS MC SDR | Dekafix, Terminal marker, 5 x 6.5 mm, Pitch in mm (P): 6.50 Weidmueller, To customer specification
13115 | 1682420000 | HDC-C-M20-SCG0.08-0.2AU | Heavy-duty connectors, Crimp contact, CM 20, Pin, Conductor cross-section, max.: 0.2, punched, Copper alloy
13116 | 1699840000 | SM 27/12.5 MC NE WS | SwitchMark, Device markers, 12.5 x 27 mm, SwitchMark holder, white
13117 | 1715370000 | LM 5.00/02/90 3.5SN GN BX | Printed circuit board terminals, 5.00 mm, Number of poles: 2, 90°, Solder pin length (l): 3.5 mm, tinned, Pale green, Clamping yoke connection, Clamping range, max. : 2.5 mm², Box
13118 | 1755270000 | DEK 5/3.5 MC NE WS | Dekafix, Terminal marker, 5 x 3.5 mm, Pitch in mm (P): 3.50 Weidmueller, white
13119 | 1755350000 | ESG 8/17 SYS PRO M SDR | ESG, Device markers x 17 mm, PA 66, Colour: To customer specification, pluggable
13120 | 1783000000 | SM 27/27 K MC NE WS | SwitchMark, Device markers, 27 x 27 mm, white
13121 | 1850120000 | TOP1.5GS 02/90 5.08 OR EEXE | Printed circuit board terminals, 5.08 mm, Number of poles: 2, 90°, Solder pin length (l): 3.5 mm, tinned, orange, TOP connection, Clamping range, max. : 2.5 mm², Box
13122 | 1858500000 | DEK 5/3,5 MC FWZ 31-40 | Dekafix, Terminal marker, 5 x 3.5 mm, Pitch in mm (P): 3.50 Weidmueller, white
13123 | 1880130000 | ESG 6/15 K MC NE GE | ESG, Device markers x 15 mm, PA 66, Colour: yellow, Self-adhesive
13124 | 1888290000 | STR CC 15/27 TRANSPARENT | ClipCard, Accessories, 15 x 27 mm, Transparent
13125 | 1888300000 | STR CC 15/49 TRANSPARENT | ClipCard, Accessories, 15 x 49 mm, Transparent
13126 | 1907530000 | MF 4/5.2 MC NE WS | MultiFit, Terminal marker, 4 x 5.2 mm, Pitch in mm (P): 5.20 Phoenix, white
13127 | 9004330000 | H1,0/14D R BD | Wire-end ferrule, Standard, 10 mm, 8 mm, red
13128 | 9004420000 | H1,5/16D ZH SW SV | Wire-end ferrule, Twin wire-end ferrule, 11 mm, 8 mm, black
13129 | 9004780000 | H0,5/14D ZH W SV | Wire-end ferrule, Twin wire-end ferrule, 11 mm, 8 mm, white
13130 | 9036200000 | H2,5/12TS GR | Wire-end ferrule, Standard, 8 mm, 6 mm, grey
13131 | 9036210000 | H2,5/16 TS GR | Wire-end ferrule, Standard, 12 mm, 10 mm, grey
13132 | 9036220000 | H2,5/16DS BL | Wire-end ferrule, Standard, 13 mm, 10 mm, blue
13133 | 9037200000 | H0,5/14 ZH OR | Wire-end ferrule, Twin wire-end ferrule, 11 mm, 8 mm, orange
13134 | 9037210000 | H0,5/16 ZH OR | Wire-end ferrule, Twin wire-end ferrule, 13 mm, 10 mm, orange
13135 | 9037270000 | H1,0/19 ZH GE | Wire-end ferrule, Twin wire-end ferrule, 16 mm, 12 mm, yellow
13136 | 9037280000 | H1,0/25 ZH GE | Wire-end ferrule, Twin wire-end ferrule, 22 mm, 18 mm, yellow
13137 | 9037290000 | H1,5/16 ZH R | Wire-end ferrule, Twin wire-end ferrule, 11 mm, 8 mm, red, Dark Blue
13138 | 9037300000 | H1,5/20 ZH R | Wire-end ferrule, Twin wire-end ferrule, 15 mm, 12 mm, red
13139 | 9037380000 | H0,5/14D ZH W | Wire-end ferrule, Twin wire-end ferrule, 11 mm, 8 mm, white
13140 | 9037420000 | H0,75/16D ZH GR | Wire-end ferrule, Twin wire-end ferrule, 13 mm, 10 mm, grey
13141 | 9037440000 | H1,0/15D ZH R | Wire-end ferrule, Twin wire-end ferrule, 11 mm, 8 mm, red, Dark Blue
13142 | 1793770000 | SC 3.81/12/180F 3.2SN BK BX | PCB plug-in connector, male header, Flange, THT solder connection, 3.81 mm, Number of poles: 12, 180°, Solder pin length (l): 3.2 mm, tinned, black, Box
13143 | 1793760000 | SC 3.81/10/180F 3.2SN BK BX | PCB plug-in connector, male header, Flange, THT solder connection, 3.81 mm, Number of poles: 10, 180°, Solder pin length (l): 3.2 mm, tinned, black, Box
13144 | 1793590000 | SC 3.81/12/180G 3.2SN BK BX | PCB plug-in connector, male header, closed side, THT solder connection, 3.81 mm, Number of poles: 12, 180°, Solder pin length (l): 3.2 mm, tinned, black, Box
13145 | 1793390000 | SC 3.81/10/90F 3.2SN BK BX | PCB plug-in connector, male header, Flange, THT solder connection, 3.81 mm, Number of poles: 10, 90°, Solder pin length (l): 3.2 mm, tinned, black, Box
13146 | 1793370000 | SC 3.81/06/90F 3.2SN BK BX | PCB plug-in connector, male header, Flange, THT solder connection, 3.81 mm, Number of poles: 6, 90°, Solder pin length (l): 3.2 mm, tinned, black, Box
13147 | 1793360000 | SC 3.81/05/90F 3.2SN BK BX | PCB plug-in connector, male header, Flange, THT solder connection, 3.81 mm, Number of poles: 5, 90°, Solder pin length (l): 3.2 mm, tinned, black, Box
13148 | 1899590000 | BCZ 3.81/14/180F SN BK BX | PCB plug-in connector, female plug, 3.81 mm, Number of poles: 14, 180°, Clamping yoke connection, Clamping range, max. : 1.5 mm², Box
13149 | 1899540000 | BCZ 3.81/09/90F SN BK BX | PCB plug-in connector, female plug, 3.81 mm, Number of poles: 9, 90°, Clamping yoke connection, Clamping range, max. : 1.5 mm², Box
13150 | 1899480000 | BCZ 3.81/14/180 SN BK BX | PCB plug-in connector, female plug, 3.81 mm, Number of poles: 14, 180°, Clamping yoke connection, Clamping range, max. : 1.5 mm², Box
13151 | 1871430000 | BCZ 3.81/09/90 SN BK BX | PCB plug-in connector, female plug, 3.81 mm, Number of poles: 9, 90°, Clamping yoke connection, Clamping range, max. : 1.5 mm², Box
13152 | 1858960000 | BCZ 3.81/07/90 SN BK BX | PCB plug-in connector, female plug, 3.81 mm, Number of poles: 7, 90°, Clamping yoke connection, Clamping range, max. : 1.5 mm², Box
13153 | 1799100000 | BCZ 3.81/02/270F SN BK BX | PCB plug-in connector, female plug, 3.81 mm, Number of poles: 2, 270°, Clamping yoke connection, Clamping range, max. : 1.5 mm², Box
13154 | 1798970000 | BCZ 3.81/06/270 SN BK BX | PCB plug-in connector, female plug, 3.81 mm, Number of poles: 6, 270°, Clamping yoke connection, Clamping range, max. : 1.5 mm², Box
13155 | 1798960000 | BCZ 3.81/05/270 SN BK BX | PCB plug-in connector, female plug, 3.81 mm, Number of poles: 5, 270°, Clamping yoke connection, Clamping range, max. : 1.5 mm², Box
13156 | 1798610000 | BCZ 3.81/10/90 SN BK BX | PCB plug-in connector, female plug, 3.81 mm, Number of poles: 10, 90°, Clamping yoke connection, Clamping range, max. : 1.5 mm², Box
13157 | 1798570000 | BCZ 3.81/05/90 SN BK BX | PCB plug-in connector, female plug, 3.81 mm, Number of poles: 5, 90°, Clamping yoke connection, Clamping range, max. : 1.5 mm², Box
13158 | 1798170000 | BCZ 3.81/08/270 SN BK BX | PCB plug-in connector, female plug, 3.81 mm, Number of poles: 8, 270°, Clamping yoke connection, Clamping range, max. : 1.5 mm², Box
13159 | 1798160000 | BCZ 3.81/03/270 SN BK BX | PCB plug-in connector, female plug, 3.81 mm, Number of poles: 3, 270°, Clamping yoke connection, Clamping range, max. : 1.5 mm², Box
13160 | 1798140000 | BCZ 3.81/03/90F SN BK BX | PCB plug-in connector, female plug, 3.81 mm, Number of poles: 3, 90°, Clamping yoke connection, Clamping range, max. : 1.5 mm², Box
13161 | 1793030000 | BCZ 3.81/16/180F SN BK BX | PCB plug-in connector, female plug, 3.81 mm, Number of poles: 16, 180°, Clamping yoke connection, Clamping range, max. : 1.5 mm², Box
13162 | 1792800000 | BCZ 3.81/05/180 SN BK BX | PCB plug-in connector, female plug, 3.81 mm, Number of poles: 5, 180°, Clamping yoke connection, Clamping range, max. : 1.5 mm², Box
13163 | 1792850000 | BCZ 3.81/16/180 SN BK BX | PCB plug-in connector, female plug, 3.81 mm, Number of poles: 16, 180°, Clamping yoke connection, Clamping range, max. : 1.5 mm², Box
13164 | 1793020000 | BCZ 3.81/12/180F SN BK BX | PCB plug-in connector, female plug, 3.81 mm, Number of poles: 12, 180°, Clamping yoke connection, Clamping range, max. : 1.5 mm², Box
13165 | 1793160000 | SC 3.81/05/90G 3.2SN BK BX | PCB plug-in connector, male header, closed side, THT solder connection, 3.81 mm, Number of poles: 5, 90°, Solder pin length (l): 3.2 mm, tinned, black, Box
13166 | 1793330000 | SC 3.81/02/90F 3.2SN BK BX | PCB plug-in connector, male header, Flange, THT solder connection, 3.81 mm, Number of poles: 2, 90°, Solder pin length (l): 3.2 mm, tinned, black, Box
13167 | 1793380000 | SC 3.81/08/90F 3.2SN BK BX | PCB plug-in connector, male header, Flange, THT solder connection, 3.81 mm, Number of poles: 8, 90°, Solder pin length (l): 3.2 mm, tinned, black, Box
13168 | 1793530000 | SC 3.81/03/180G 3.2SN BK BX | PCB plug-in connector, male header, closed side, THT solder connection, 3.81 mm, Number of poles: 3, 180°, Solder pin length (l): 3.2 mm, tinned, black, Box
13169 | 1793580000 | SC 3.81/10/180G 3.2SN BK BX | PCB plug-in connector, male header, closed side, THT solder connection, 3.81 mm, Number of poles: 10, 180°, Solder pin length (l): 3.2 mm, tinned, black, Box
13170 | 1793710000 | SC 3.81/03/180F 3.2SN BK BX | PCB plug-in connector, male header, Flange, THT solder connection, 3.81 mm, Number of poles: 3, 180°, Solder pin length (l): 3.2 mm, tinned, black, Box
13171 | 1798940000 | BCZ 3.81/02/270 SN BK BX | PCB plug-in connector, female plug, 3.81 mm, Number of poles: 2, 270°, Clamping yoke connection, Clamping range, max. : 1.5 mm², Box
13172 | 1799140000 | BCZ 3.81/10/270F SN BK BX | PCB plug-in connector, female plug, 3.81 mm, Number of poles: 10, 270°, Clamping yoke connection, Clamping range, max. : 1.5 mm², Box
13173 | 1871490000 | SC 3.81/07/180G 3.2SN BK BX | PCB plug-in connector, male header, closed side, THT solder connection, 3.81 mm, Number of poles: 7, 180°, Solder pin length (l): 3.2 mm, tinned, black, Box
13174 | 1899440000 | BCZ 3.81/13/180 SN BK BX | PCB plug-in connector, female plug, 3.81 mm, Number of poles: 13, 180°, Clamping yoke connection, Clamping range, max. : 1.5 mm², Box
13175 | 1793350000 | SC 3.81/04/90F 3.2SN BK BX | PCB plug-in connector, male header, Flange, THT solder connection, 3.81 mm, Number of poles: 4, 90°, Solder pin length (l): 3.2 mm, tinned, black, Box
13176 | 1798550000 | BCZ 3.81/04/90 SN BK BX | PCB plug-in connector, female plug, 3.81 mm, Number of poles: 4, 90°, Clamping yoke connection, Clamping range, max. : 1.5 mm², Box
13177 | 1798790000 | BCZ 3.81/04/90F SN BK BX | PCB plug-in connector, female plug, 3.81 mm, Number of poles: 4, 90°, Clamping yoke connection, Clamping range, max. : 1.5 mm², Box
13178 | 1798120000 | BCZ 3.81/03/90 SN BK BX | PCB plug-in connector, female plug, 3.81 mm, Number of poles: 3, 90°, Clamping yoke connection, Clamping range, max. : 1.5 mm², Box
13179 | 1798150000 | BCZ 3.81/08/90F SN BK BX | PCB plug-in connector, female plug, 3.81 mm, Number of poles: 8, 90°, Clamping yoke connection, Clamping range, max. : 1.5 mm², Box
13180 | 1798500000 | BCZ 3.81/02/90 SN BK BX | PCB plug-in connector, female plug, 3.81 mm, Number of poles: 2, 90°, Clamping yoke connection, Clamping range, max. : 1.5 mm², Box
13181 | 138000000 | P 14/2 D01 RS SAKS4 | Accessories, Gauge ring (automatic circuit breaker), 2 A
13182 | 189400000 | CLI MH 110 HSTR | CableLine, Accessories, 10 - 317 mm, 110 x 11.3 mm, black
13183 | 274220000 | MK 3/6 | Multipin terminal strip, Single- and multi-pole terminal strip, Rated cross-section: 2.5 mm², Screw connection, Direct mounting
13184 | 274320000 | MK 3/7 | Multipin terminal strip, Single- and multi-pole terminal strip, Rated cross-section: 2.5 mm², Screw connection, Direct mounting
13185 | 322180000 | ZB 4G BL | Accessories, Clamping yoke for busbar, Rated cross-section: Clamping yoke, PA, blue, Feed-through (bushing)
13186 | 361900000 | P 18/25 D02 GE SAKS5 | Accessories, Gauge ring (automatic circuit breaker), 25 A
13187 | 362100000 | P 18/50 D02 WS SAKS5 | Accessories, Gauge ring (automatic circuit breaker), 50 A
13188 | 375300000 | H25,0/18 | Wire-end ferrule, Standard, 18 mm, 18 mm, No
13189 | 383560000 | EW 35 | Accessories, End bracket
13190 | 459500000 | ZBE 6 | Accessories, Clamping yoke for busbar, Rated cross-section: Clamping yoke, Busbar, Direct mounting
13191 | 475310000 | ZB 4K SW | Accessories, Clamping yoke for busbar, Rated cross-section: Clamping yoke, PA, Feed-through (bushing)
13192 | 494920000 | SH 2 | Accessories, Rail support, KrG
13193 | 502860000 | ZB 16K GE/GN | Accessories, Clamping yoke for busbar, Rated cross-section: Clamping yoke, PA, Green/yellow, Feed-through (bushing)
13194 | 525910000 | ZBE 6K SW | Accessories, Clamping yoke for busbar, Rated cross-section: Clamping yoke, PA, black, Busbar, Direct mounting
13195 | 1010680000 | WNT 2.5 10X3 | Neutral conductor disconnect terminal, Busbar connection, 2.5 mm², 400 V, 24 A, sliding, blue
13196 | 1015280000 | SCT-C 4.6/520 | Cable ties, 4.6 x 520 mm, Stainless steel, polyester coated, 445 N
13197 | 1015290000 | SCT-C 4.6/680 | Cable ties, 4.6 x 680 mm, Stainless steel, polyester coated, 445 N
13198 | 1015300000 | SCT-C 4.6/840 | Cable ties, 4.6 x 840 mm, Stainless steel, polyester coated, 445 N
13199 | 1015350000 | SCT-C 7.9/840 | Cable ties, 7.9 x 840 mm, Stainless steel, polyester coated, 1112 N
13200 | 1018150000 | SHIELD CLAMP 6 WO S | Heavy-duty connectors, Accessories, Shield clip
13201 | 1018160000 | SHIELD CLAMP 7 WO S | Heavy-duty connectors, Accessories, Shield clip
13202 | 1018180000 | SHIELD CLAMP 9 WO S | Heavy-duty connectors, Accessories, Shield clip
13203 | 1025670000 | HDC PE HE SCREW M4X7.8 | Heavy-duty connectors, Accessories, PE screw
13204 | 1059000000 | WEW 35/1 | W-Series, End bracket
13205 | 1059200000 | CB-R 200/7.5 NATUR | Cable ties, 7.5 x 200 mm, Polyamide 66, 220 N
13206 | 1059210000 | CB-R 200/7.5 BLACK | Cable ties, 7.5 x 200 mm, Polyamide 66, 220 N
13207 | 1061210000 | WEW 35/2 SW | W-Series, End bracket
13208 | 1068260000 | WBB ZA WDU1.5/BL 10/10 | W-Series, Fixing bracket, orange, 5 mm
13209 | 1200600000 | HDC-C-HE-SM0.75-1.00AG | Heavy-duty connectors, Crimp contact, HE, HEE, HQ, MixMate, Pin, Conductor cross-section, max.: 1, turned, Copper alloy
13210 | 1200800000 | HDC-C-HE-SM2.5AG | Heavy-duty connectors, Crimp contact, HE, HEE, HQ, MixMate, Pin, Conductor cross-section, max.: 2.5, turned, Copper alloy
13211 | 1200900000 | HDC-C-HE-SM4.0AG | Heavy-duty connectors, Crimp contact, HE, HEE, HQ, MixMate, Pin, Conductor cross-section, max.: 4, turned, Copper alloy
13212 | 1201200000 | HDC-C-HE-BM0.75-1.00AG | Heavy-duty connectors, Crimp contact, HE, HEE, HQ, MixMate, Female, Conductor cross-section, max.: 1, turned, Copper alloy
13213 | 1201500000 | HDC-C-HE-BM4.0AG | Heavy-duty connectors, Crimp contact, HE, HEE, HQ, MixMate, Female, Conductor cross-section, max.: 4, turned, Copper alloy
13214 | 1278600000 | CB 98/2.5 NATUR | Cable ties, 2.5 x 98 mm, Polyamide 66, 80 N
13215 | 1278700000 | CB 140/3.5 NATUR | Cable ties, 3.5 x 140 mm, Polyamide 66, 180 N
13216 | 1289400000 | CBH 27/27 NATUR | Cable ties, 27 x 27 mm, Plastic, 80 N
13217 | 1608740000 | ZAP/TW 1 | Z-series, Accessories, End plate, Partition plate
13218 | 1608760000 | ZAP/TW 1 OR | Z-series, End plate, Partition plate
13219 | 1608790000 | ZAP/TW 2 OR | Z-series, End plate, Partition plate
13220 | 1608800000 | ZAP/TW 3 | Z-series, Accessories, End plate, Partition plate
13221 | 1608840000 | ZAP/TW 5 BL | Z-series, End plate, Partition plate
13222 | 1610110000 | TSTW D 4.3 | Accessories, Mounting rail support, Steel
13223 | 1651440000 | HDC-C-HE-SM1.5AU | Heavy-duty connectors, Crimp contact, HE, HEE, HQ, MixMate, Pin, Conductor cross-section, max.: 1.5, turned, Copper alloy
13224 | 1651480000 | HDC-C-HE-BM0.75-1.00AU | Heavy-duty connectors, Crimp contact, HE, HEE, HQ, MixMate, Female, Conductor cross-section, max.: 1, turned, Copper alloy
13225 | 1651490000 | HDC-C-HE-BM1.5AU | Heavy-duty connectors, Crimp contact, HE, HEE, HQ, MixMate, Female, Conductor cross-section, max.: 1.5, turned, Copper alloy
13226 | 1651500000 | HDC-C-HE-BM2.5AU | Heavy-duty connectors, Crimp contact, HE, HEE, HQ, MixMate, Female, Conductor cross-section, max.: 2.5, turned, Copper alloy
13227 | 1651530000 | HDC-C-HD-SM0.5AG | Heavy-duty connectors, Crimp contact, HD, HDD, HQ, MixMate, Pin, Conductor cross-section, max.: 0.5, turned, Copper alloy
13228 | 1651550000 | HDC-C-HD-SM1.5AG | Heavy-duty connectors, Crimp contact, HD, HDD, HQ, MixMate, Pin, Conductor cross-section, max.: 1.5, turned, Copper alloy
13229 | 1651580000 | HDC-C-HD-BM0.5AG | Heavy-duty connectors, Crimp contact, HD, HDD, HQ, MixMate, Female, Conductor cross-section, max.: 0.5, turned, Copper alloy
13230 | 1651630000 | HDC-C-HD-SM0.5AU | Heavy-duty connectors, Crimp contact, HD, HDD, HQ, MixMate, Pin, Conductor cross-section, max.: 0.5, turned, Copper alloy
13231 | 1651640000 | HDC-C-HD-SM0.75-1.00AU | Heavy-duty connectors, Crimp contact, HD, HDD, HQ, MixMate, Pin, Conductor cross-section, max.: 1, turned, Copper alloy
13232 | 1651690000 | HDC-C-HD-BM0.75-1.00AU | Heavy-duty connectors, Crimp contact, HD, HDD, HQ, MixMate, Female, Conductor cross-section, max.: 1, turned, Copper alloy
13233 | 1651700000 | HDC-C-HD-BM1.5AU | Heavy-duty connectors, Crimp contact, HD, HDD, HQ, MixMate, Female, Conductor cross-section, max.: 1.5, turned, Copper alloy
13234 | 1656410000 | KV 16-M | VG H (HDC halved cable gland), Cable glands, PG 16, IP65, Brass, nickel-plated
13235 | 1682280000 | HDC-C-M3-SM6.0AG | Heavy-duty connectors, Crimp contact, CM 3, Pin, Conductor cross-section, max.: 6, turned, Copper alloy
13236 | 1683710000 | ZAP/TW 1 GR | Z-series, End plate, Partition plate
13237 | 1683730000 | ZAP/TW 1 SW | Z-series, End plate, Partition plate
13238 | 1697920000 | CB 290/4.5 BLACK | Cable ties, 4.5 x 290 mm, Polyamide 66, 220 N
13239 | 1698180000 | AP ZRV1.5 DB | Z-series, End plate
13240 | 1698190000 | STGH 4 ZRV1.5 | Z-series, Plug-in connector, Rated cross-section: 1.5 mm², Plug-in connection, dark beige, Plug
13241 | 1704740000 | ZBB ZDUB | Accessories, Fixing bracket
13242 | 1704750000 | ZAP ZDUB | Z-series, End plate
13243 | 1706120000 | ZAP/TW7 BL | Z-series, End plate, Partition plate
13244 | 1720670000 | CB 750/7.5 BLACK | Cable ties, 7.5 x 750 mm, Polyamide 66, 540 N
13245 | 1736990000 | SKMU M16 MS | SKMU MS (brass locknut), Locknut, M 16, 2.8 mm, Brass, nickel-plated
13246 | 1737030000 | SKMU M40 MS | SKMU MS (brass locknut), Locknut, M 40, 5 mm, Brass, nickel-plated
13247 | 1764240000 | CLI T 2-15 | CableLine, Socket x 5 mm, PVC, Colour: Transparent, Conductor O.D.: 4 - 10 mm
13248 | 1774530000 | WSMH 108MM | Stainless steel markers, Conductor and cable markers, 108 x 11 mm, silver
13249 | 1791710000 | LP 5.00/04/135 3.2SN OR BX | Printed circuit board terminals, 5.00 mm, Number of poles: 4, 135°, Solder pin length (l): 3.2 mm, tinned, orange, Clamping yoke connection, Clamping range, max. : 6 mm², Box
13250 | 1805840000 | ETO SM 27/27 | SwitchMark, Protective cap, 27 x 27 mm, Transparent
13251 | 1806120000 | EM 8/30 | EM, Terminal marker, 32.4 x 7.2 mm, Pitch in mm (P): 7.20 Weidmueller, Transparent
13252 | 1816150000 | KOSF ZT2.5 | Z-series, Coding element, yellow, 2.9 mm
13253 | 1821020000 | ET S7-300-GE-A4-1 | LaserMark, Device markers, 100 x 22.6 mm, Siemens, yellow
13254 | 1821030000 | ET S7-400-GE-A4-2 | LaserMark, Device markers, 251 x 11.5 mm, Siemens, yellow
13255 | 1837580000 | LUP ZP 2.54 GY | Printed circuit board terminals, Accessories, Intermediate plate, Pebble grey, Number of poles: 1
13256 | 1845370000 | LM 5.00/11/90 3.5SN OR BX | Printed circuit board terminals, 5.00 mm, Number of poles: 11, 90°, Solder pin length (l): 3.5 mm, tinned, orange, Clamping yoke connection, Clamping range, max. : 2.5 mm², Box
13257 | 1845430000 | LM 5.00/08/135 3.5SN OR BX | Printed circuit board terminals, 5.00 mm, Number of poles: 8, 135°, Solder pin length (l): 3.5 mm, tinned, orange, Clamping yoke connection, Clamping range, max. : 2.5 mm², Box
13258 | 1845460000 | LM 5.00/11/135 3.5SN OR BX | Printed circuit board terminals, 5.00 mm, Number of poles: 11, 135°, Solder pin length (l): 3.5 mm, tinned, orange, Clamping yoke connection, Clamping range, max. : 2.5 mm², Box
13259 | 1854410000 | EW 35 GR 7042 | Accessories, End bracket
13260 | 1865450000 | ET S7-300-TU-A4-1 | LaserMark, Device markers, 100 x 22.6 mm, Siemens, Turquoise
13261 | 1873390000 | CLI C 2-15 SDR SG | CableLine, Conductor and cable markers, 4 - 10 mm, 15 x 6.9 mm, To customer specification
13262 | 1873400000 | CLI C 2-21 SDR SG | CableLine, Conductor and cable markers, 4 - 10 mm, 21 x 6.9 mm, To customer specification
13263 | 1873410000 | CLI C 3-21 SDR SG | CableLine, Conductor and cable markers, 8 - 16 mm, 21 x 11 mm, To customer specification
13264 | 1873460000 | CLI M 2-21 SDR SG | CableLine, Conductor and cable markers, 10 - 317 mm, 21 x 11.4 mm, yellow
13265 | 1873749999 | CLI C 02-18 SDR SG | CableLine, Conductor and cable markers, 1.3 - 3 mm, 18 x 3.4 mm, To customer specification
13266 | 1875200000 | ZP 2.5/1AN ZA GN | Z-series, Plug-in connector, Direct mounting
13267 | 1875210000 | ZP 2.5/1AN ZA O.RA | Z-series, Plug-in connector, dark beige, Direct mounting
13268 | 1880850000 | ETO CC 15/17 TRANSPAR. | ClipCard, Accessories, 15 x 17 mm, Transparent
13269 | 1882890000 | LM MT300 15/9 GE | LaserMark, Device markers, 9 x 15 mm, yellow
13270 | 1896480000 | PAP 2.5/4/3AN | P-series, End plate, dark beige, 2.5 mm
13271 | 1902160000 | SAIH-3X0,34(PVC) | Sensor/actuator line, Number of poles : 3, Shielded: No, Sheath material: PVC, Halogen: Yes
13272 | 1909330000 | KDSU M40 BN O SC 2 G40 | KDSU (Klippon double seal universal Ex cable gland), Cable glands, M 40, 16 mm, Single-wire armouring, Metal foil armouring, Braided armouring, 0.1 - 2 mm, OD min. 33 - OD max. 40.6 mm, ID min. 23.00 - ID max. 32.20 mm, IP66, IP68 - 2.5 bar, Brass
13273 | 1909430000 | KSG M32 BN O SC 2 G32 | KSG (Klippon standard Ex cable gland), Cable glands, M 32, 16 mm, OD min. 19.5 - OD max. 26.3 mm, IP66, IP68 - 2.5 bar, Brass
13274 | 1909440000 | KSG M40 BN O SC 2 G40 | KSG (Klippon standard Ex cable gland), Cable glands, M 40, 16 mm, OD min. 23 - OD max. 32.2 mm, IP66, IP68 - 2.5 bar, Brass
13275 | 1911590000 | KSG M40 BN O NI 2 G40 | KSG (Klippon standard Ex cable gland), Cable glands, M 40, 16 mm, OD min. 23 - OD max. 32.2 mm, IP66, IP68 - 2.5 bar, Brass, nickel-plated
13276 | 1912190000 | HDC SHIELD CLAMP 4.5 | Heavy-duty connectors, Accessories, Shield clip
13277 | 1912230000 | HDC SHIELD CLAMP 8.0 | Heavy-duty connectors, Accessories, Shield clip
13278 | 1912500000 | CLI C 02-24 SDR SG | CableLine, Conductor and cable markers, 1.3 - 3 mm, 24 x 3.4 mm, To customer specification
13279 | 1912510000 | CLI C 02-27 SDR SG | CableLine, Conductor and cable markers, 1.3 - 3 mm, 27 x 3.4 mm, To customer specification
13280 | 1912710000 | CLI C 2-24 SDR SG | CableLine, Conductor and cable markers, 4 - 10 mm, 24 x 6.9 mm, To customer specification
13281 | 1912750000 | CLI C 2-36 SDR SG | CableLine, Conductor and cable markers, 4 - 10 mm, 36 x 6.9 mm, To customer specification
13282 | 1912810000 | CLI C 3-36 SDR SG | CableLine, Conductor and cable markers, 8 - 16 mm, 36 x 11 mm, To customer specification
13283 | 1912820000 | CLI C 3-39 SDR SG | CableLine, Conductor and cable markers, 8 - 16 mm, 39 x 11 mm, To customer specification
13284 | 1913160000 | LM 5.00/05/90 3.5SN GY BX | Printed circuit board terminals, 5.00 mm, Number of poles: 5, 90°, Solder pin length (l): 3.5 mm, tinned, Pebble grey, Clamping yoke connection, Clamping range, max. : 2.5 mm², Box
13285 | 1913190000 | LM 5.00/08/90 3.5SN GY BX | Printed circuit board terminals, 5.00 mm, Number of poles: 8, 90°, Solder pin length (l): 3.5 mm, tinned, Pebble grey, Clamping yoke connection, Clamping range, max. : 2.5 mm², Box
13286 | 1921720000 | VG H M20 MS | VG H (HDC halved cable gland), Cable glands, M 20, IP65, Brass, nickel-plated
13287 | 1936540000 | WGK 4 GN/YE BX | OMNIMATE Power - series WGK, Feed-through terminal, Rated cross-section: 4 mm², Screw connection, Wemid (PA), Green/yellow, Direct mounting, Feed-through (bushing)
13288 | 1936560000 | WGK 4/Z GN/YE BX | OMNIMATE Power - series WGK, Feed-through terminal, Rated cross-section: 4 mm², Screw connection, Wemid (PA), Green/yellow, Direct mounting, Feed-through (bushing)
13289 | 1936610000 | WGKV 4 GN/YE BX | OMNIMATE Power - series WGK, Feed-through terminal, Rated cross-section: 4 mm², Screw connection, Wemid (PA), Green/yellow, Feed-through (bushing)
13290 | 1937030000 | DP WGK 50 | OMNIMATE Power - series WGK, Feed-through terminal
13291 | 1937360000 | WGK 95F VP/Z GN/YE BX | OMNIMATE Power - series WGK, Feed-through terminal, Rated cross-section: 95 mm², Screw connection, Wemid (PA), Green/yellow, Direct mounting, Feed-through (bushing)
13292 | 1950590000 | PDU 2.5/4 SW | Feed-through terminal, PUSH IN, 4 mm², 800 V, 32 A, black
13293 | 1950680000 | WTR 2.5 RT | Test-disconnect terminal, Screw connection, 2.5 mm², 500 V, 24 A, Pivoting, red
13294 | 1962470000 | IE-PH-RJ45-TH-BU | Bending protection sleeve, blue
13295 | 1962480000 | IE-PH-RJ45-TH-YE | Bending protection sleeve, yellow
13296 | 1962500000 | IE-PH-RJ45-TH-BK | Bending protection sleeve, black
13297 | 1963060000 | IE-CR-IP20-RJ45-FH-GY | Industrial Ethernet, Colour coding ring, grey, Strain relief, grey
13298 | 1963070000 | IE-CR-IP20-RJ45-FH-OG | Industrial Ethernet, Colour coding ring, orange, Strain relief, orange
13299 | 1963080000 | IE-CR-IP20-RJ45-FH-BU | Industrial Ethernet, Colour coding ring, blue, Strain relief, blue
13300 | 1963580000 | IE-PM-RJ45-TH | RJ45 crimp plug, Plug without bending protection sleeve, Cat.6A / Class EA (ISO/IEC 11801 2010)
13301 | 7906220000 | MK 6/2/E | Multipin terminal strip, Single- and multi-pole terminal strip, Rated cross-section: 6 mm², Screw connection, Direct mounting
13302 | 7940006048 | CB 160/2.6 NATUR | Cable ties, 2.6 x 160 mm, Polyamide 66, 80 N
13303 | 7940006057 | CB 370/3.5 BLACK | Cable ties, 3.5 x 370 mm, Polyamide 66, 180 N
13304 | 7940006058 | CB 390/4.5 NATUR | Cable ties, 4.5 x 390 mm, Polyamide 66, 220 N
13305 | 7940006066 | CB 240/7.8 NATUR | Cable ties, 7.8 x 240 mm, Polyamide 66, 540 N
13306 | 7940006068 | CB 300/7.8 NATUR | Cable ties, 7.5 x 300 mm, Polyamide 66, 540 N
13307 | 7940006072 | CB 540/7.5 NATUR | Cable ties, 7.5 x 540 mm, Polyamide 66, 540 N
13308 | 7940006078 | CB 500/12.5 NATUR | Cable ties, 12.5 x 500 mm, Polyamide 66, 1080 N
13309 | 7940006079 | CB 500/12.5 BLACK | Cable ties, 12.5 x 500 mm, Polyamide 66, 1080 N
13310 | 8536700000 | PRC HALTEBUEGEL | PLUGSERIES, Retaining clip
13311 | 8813100000 | IE-P | RJ45 plug-in connector, without kink protection; 5.5 - 7.1 mm, Cat.6A / Class EA (ISO/IEC 11801 2010), IP20
13312 | 8813110000 | IE-P63 | RJ45 plug-in connector, with kink protection; 5.5 - 6.2 mm, Cat.6A / Class EA (ISO/IEC 11801 2010), IP20
13313 | 9004190000 | H35,0/25 | Wire-end ferrule, Standard, 25 mm, 25 mm, No
13314 | 9004220000 | H50,0/32 | Wire-end ferrule, Standard, 32 mm, 32 mm, No
13315 | 9004230000 | H70,0/25 | Wire-end ferrule, Standard, 25 mm, 25 mm, No
13316 | 9004250000 | H95,0/25 | Wire-end ferrule, Standard, 25 mm, 25 mm, No
13317 | 9004260000 | H95,0/32 | Wire-end ferrule, Standard, 32 mm, 32 mm, No
13318 | 9004940000 | H10,0/24 ZH EB SV | Wire-end ferrule, Twin wire-end ferrule, 17 mm, 12 mm, Ivory
13319 | 9005170000 | H10,0/26T ZH BR SV | Wire-end ferrule, Twin wire-end ferrule, 17 mm, 12 mm, brown
13320 | 9018880000 | H10,0/24DS ZH R | Wire-end ferrule, Twin wire-end ferrule, 17 mm, 12 mm, red
13321 | 9018890000 | H10,0/30DS ZH R | Wire-end ferrule, Twin wire-end ferrule, 23 mm, 18 mm, red
13322 | 9025880000 | H50,0/22S | Wire-end ferrule, Standard, 22 mm, 22 mm, No
13323 | 9036290000 | HOOKBLA 0,25-1,5 SW | cable lug, terminal end,Insulated cable connector,1.5 mm²,0.25 mm² - 1.5 mm²,16.75 mm
13324 | 9037310000 | H1,5/26 ZH R | Wire-end ferrule, Twin wire-end ferrule, 21 mm, 18 mm, red
13325 | 9037340000 | H10,0/24 ZH EB | Wire-end ferrule, Twin wire-end ferrule, 17 mm, 12 mm, Ivory
13326 | 9037350000 | H10,0/30 ZH EB | Wire-end ferrule, Twin wire-end ferrule, 23 mm, 18 mm, Ivory
13327 | 9037360000 | H16,0/29 ZH GN | Wire-end ferrule, Twin wire-end ferrule, 20 mm, 16 mm, green
13328 | 9037540000 | H4,0/28D ZH GR | Wire-end ferrule, Twin wire-end ferrule, 21 mm, 18 mm, grey
13329 | 9037570000 | H10,0/24D ZH R | Wire-end ferrule, Twin wire-end ferrule, 17 mm, 12 mm, red
13330 | 9037590000 | H16,0/29D ZH BL | Wire-end ferrule, Twin wire-end ferrule, 20 mm, 16 mm, blue
13331 | 9037600000 | H16,0/38D ZH BL | Wire-end ferrule, Twin wire-end ferrule, 29 mm, 25 mm, blue
13332 | 9037660000 | H2,5/27T ZH GR | Wire-end ferrule, Twin wire-end ferrule, 21 mm, 18 mm, grey
13333 | 9037670000 | H4,0/22T ZH OR | Wire-end ferrule, Twin wire-end ferrule, 15 mm, 12 mm, orange
13334 | 9037700000 | H6,0/29T ZH GN | Wire-end ferrule, Twin wire-end ferrule, 24 mm, 18 mm, green
13335 | 9037710000 | H10,0/24T ZH BR | Wire-end ferrule, Twin wire-end ferrule, 17 mm, 12 mm, brown
13336 | 9037720000 | H10,0/30T ZH BR | Wire-end ferrule, Twin wire-end ferrule, 23 mm, 18 mm, brown
13337 | 9202840000 | H0,75/19TS ZH HBL | Wire-end ferrule, Twin wire-end ferrule, 16 mm, 12 mm, Light Blue
13338 | 9202870000 | H1,5/24 XS SW | Wire-end ferrule, Standard, 18 mm, 14.5 mm, black
13339 | 9202880000 | H2,5/24 XS BL | Wire-end ferrule, Standard, 18 mm, 14.5 mm, blue
13340 | 9203620000 | H10,0/22S EB | Wire-end ferrule, Standard, 15 mm, 12 mm, Ivory
13341 | 9204090000 | H0,34/11 S TK | Wire-end ferrule, Standard, 6 mm, 6 mm, Turquoise
13342 | 9451000000 | H35,0/30S | Wire-end ferrule, Standard, 30 mm, 30 mm, No
13343 | 9993340000 | LM 5.00/08/90 3.5SN BK BX | Printed circuit board terminals, 5.00 mm, Number of poles: 8, 90°, Solder pin length (l): 3.5 mm, tinned, black, Clamping yoke connection, Clamping range, max. : 2.5 mm², Box
13344 | 9993570000 | LM 5.00/10/135 3.5SN BK BX | Printed circuit board terminals, 5.00 mm, Number of poles: 10, 135°, Solder pin length (l): 3.5 mm, tinned, black, Clamping yoke connection, Clamping range, max. : 2.5 mm², Box
13345 | 9993720000 | LM 5.00/04/180 3.5SN BK BX | Printed circuit board terminals, 5.00 mm, Number of poles: 4, 180°, Solder pin length (l): 3.5 mm, tinned, black, Clamping yoke connection, Clamping range, max. : 2.5 mm², Box
13346 | 122800000 | TS 32X15 2M/ST/ZN | Rail, TS 32, without slot, Steel, galvanic zinc plated and passivated
13347 | 193100000 | G 25/10.0A/M RT | Active components, Fuse
13348 | 244100000 | H4,0/12 | Wire-end ferrule, Standard, 12 mm, 12 mm, No
13349 | 244220000 | MK 4/16 | Multipin terminal strip, Single- and multi-pole terminal strip, Rated cross-section: 2.5 mm², Screw connection, Direct mounting
13350 | 282700000 | H0,75/6 | Wire-end ferrule, Standard, 6 mm, 6 mm, No
13351 | 293220000 | TS 32X15 2M/CRN | Rail, TS 32, without slot, Stainless steel, rust-proof, untreated
13352 | 294000000 | STR 5 F.SCHT 5 | Terminal markers, Protective cap, 40 x 16.5 mm, Transparent
13353 | 328500000 | E 14/16A GR | Active components, Cartridge fuse
13354 | 334900000 | UR20-FBC-DN | Remote I/O fieldbus coupler, IP20, DeviceNet
13355 | 361600000 | E 18/50A WS | Active components, Cartridge fuse
13356 | 361700000 | E 18/63A KU | Active components, Cartridge fuse
13357 | 372600000 | H1,0/6 | Wire-end ferrule, Standard, 6 mm, 6 mm, No
13358 | 431000000 | G 20/2.50A/F | Active components, Fuse
13359 | 502610000 | ZB 35K SW M6X16 | Accessories, Clamping yoke for busbar, Rated cross-section: Clamping yoke, PA, black, Feed-through (bushing)
13360 | 514200000 | TS 15X5 2M/ST/ZN | Rail, TS 15, without slot, Steel, galvanic zinc plated and passivated
13361 | 514500000 | TS 35X7.5/LL 2M/ST/ZN | Rail, TS 35, TS 35 x 7.5, with slot, Steel, galvanic zinc plated and passivated
13362 | 526760000 | ISPF QB75 RT | Accessories, Insulation profile
13363 | 546080000 | ISPF QB58 BL | Accessories, Insulation profile
13364 | 1047150000 | LXXX 15.00/04/90 4.5SN BK BX | Printed circuit board terminals, 15.00 mm, Number of poles: 4, 90°, Solder pin length (l): 4.5 mm, tinned, black, Clamping yoke connection, Clamping range, max. : 50 mm², Box
13365 | 1047200000 | LXXX 15.00/01/90 4.5SN GY BX | Printed circuit board terminals, 15.00 mm, Number of poles: 1, 90°, Solder pin length (l): 4.5 mm, tinned, Pebble grey, Clamping yoke connection, Clamping range, max. : 50 mm², Box
13366 | 1047210000 | LXXX 15.00/02/90 4.5SN GY BX | Printed circuit board terminals, 15.00 mm, Number of poles: 2, 90°, Solder pin length (l): 4.5 mm, tinned, Pebble grey, Clamping yoke connection, Clamping range, max. : 50 mm², Box
13367 | 1047220000 | LXXX 15.00/03/90 4.5SN GY BX | Printed circuit board terminals, 15.00 mm, Number of poles: 3, 90°, Solder pin length (l): 4.5 mm, tinned, Pebble grey, Clamping yoke connection, Clamping range, max. : 50 mm², Box
13368 | 1047230000 | LXXX 15.00/04/90 4.5SN GY BX | Printed circuit board terminals, 15.00 mm, Number of poles: 4, 90°, Solder pin length (l): 4.5 mm, tinned, Pebble grey, Clamping yoke connection, Clamping range, max. : 50 mm², Box
13369 | 1047440000 | LXXX 15.00/01/90FL 4.5SN BK BX | Printed circuit board terminals, 15.00 mm, Number of poles: 1, 90°, Solder pin length (l): 4.5 mm, tinned, black, Clamping yoke connection, Clamping range, max. : 50 mm², Box
13370 | 1047470000 | LXXX 15.00/04/90FL 4.5SN BK BX | Printed circuit board terminals, 15.00 mm, Number of poles: 4, 90°, Solder pin length (l): 4.5 mm, tinned, black, Clamping yoke connection, Clamping range, max. : 50 mm², Box
13371 | 1047520000 | LXXX 15.00/01/90FL 4.5SN GY BX | Printed circuit board terminals, 15.00 mm, Number of poles: 1, 90°, Solder pin length (l): 4.5 mm, tinned, Pebble grey, Clamping yoke connection, Clamping range, max. : 50 mm², Box
13372 | 1047610000 | LXXX 15.00/02/90FR 4.5SN BK BX | Printed circuit board terminals, 15.00 mm, Number of poles: 2, 90°, Solder pin length (l): 4.5 mm, tinned, black, Clamping yoke connection, Clamping range, max. : 50 mm², Box
13373 | 1062960000 | WAD 27 NEUTRAL | Group markers, Cover, 64 x 27 mm, Pitch in mm (P): 27.00 Weidmueller, white
13374 | 1397000000 | SSCH 10X3X2000 CU VERZ. | Accessories, Busbar, Copper
13375 | 1420900000 | CB1,6E26-24 AU,75 I1,4 | PCB plug-in connector, Crimp contact, Individual contact, Socket connector, Gold-plated, Max. clamping range : 0.25 mm²
13376 | 1421700000 | CSL1,6E26-24 SN I1,4 | PCB plug-in connector, Crimp contact, Individual contact, Pin – long, tinned, Max. clamping range : 0.25 mm²
13377 | 1422800000 | CB1,6R22-20 AU,75 I1,8 | PCB plug-in connector, Crimp contact, Reel packaged, Socket connector, Gold-plated, Max. clamping range : 0.5 mm²
13378 | 1423900000 | CB1,6E22-20 SN I1,8 | PCB plug-in connector, Crimp contact, Individual contact, Socket connector, tinned, Max. clamping range : 0.5 mm²
13379 | 1424600000 | CS1,6E22-20 AU,75 I2,5 | PCB plug-in connector, Crimp contact, Individual contact, Pin – standard, Gold-plated, Max. clamping range : 0.5 mm²
13380 | 1426500000 | CS1,6R18-16 AU,75 I2,5 | PCB plug-in connector, Crimp contact, Reel packaged, Pin – standard, Gold-plated, Max. clamping range : 1.5 mm²
13381 | 1427800000 | CB1,6R18-16 SN I2,5 | PCB plug-in connector, Crimp contact, Reel packaged, Socket connector, tinned, Max. clamping range : 1.5 mm²
13382 | 1428900000 | CB1,6E14-12 AU,75 I3,5 | PCB plug-in connector, Crimp contact, Individual contact, Socket connector, Gold-plated, Max. clamping range : 2.5 mm²
13383 | 1480100000 | DFFC 1.5-2.5 SN 2500 | PCB plug-in connector, Crimp contact, Contact, tinned, Max. clamping range : 2.5 mm²
13384 | 1565790000 | CSL1,6R18-16 AU,75 I2,5 | PCB plug-in connector, Crimp contact, Reel packaged, Pin – long, Gold-plated, Max. clamping range : 1.5 mm²
13385 | 1582350000 | CSL1,6E18-16 SN I3,5 | PCB plug-in connector, Crimp contact, Individual contact, Pin – long, tinned, Max. clamping range : 1.5 mm²
13386 | 1582410000 | CB1,6E18-16 AU,75 I3,5 | PCB plug-in connector, Crimp contact, Individual contact, Socket connector, Gold-plated, Max. clamping range : 1.5 mm²
13387 | 1604120000 | SLA BB11R OR | PCB plug-in connector, Accessories, Mounting block, orange, Number of poles: 1
13388 | 1604250000 | DFFC 0.22-0.35 SN E | PCB plug-in connector, Crimp contact, Contact, tinned, Max. clamping range : 0.35 mm²
13389 | 1607720000 | ESO 7 DIN A4 WS | Terminal markers, Insert markers, 27 x 6.3 mm, white
13390 | 1608890000 | ZQV 2.5/5 | Accessories, Cross-connector, 24 A
13391 | 1608930000 | ZQV 2.5/9 | Accessories, Cross-connector, 24 A
13392 | 1609000000 | ZQV 4/7 GE | Accessories, Cross-connector, 32 A
13393 | 1609010000 | ZQV 4/8 GE | Accessories, Cross-connector, 32 A
13394 | 1609110000 | ZAD 1/4 | Z-series, Cover
13395 | 1609120000 | ZAD 3/4 | Z-series, Cover
13396 | 1614280000 | ZRH 2.5/3 | Z-series, Reducing sleeve
13397 | 1614290000 | ZRH 2.5/2 GR/V0 | Z-series, Reducing sleeve
13398 | 1614300000 | ZRH 2.5/1 WS | Z-series, Reducing sleeve
13399 | 1631930000 | SCHT 5 S | SCHT, Terminal marker, 44.5 x 9.5 mm, Pitch in mm (P): 5.00 Weidmueller, beige
13400 | 1632130000 | ZRH 1.5N/2 | Z-series, Reducing sleeve
13401 | 1632140000 | ZRH 1.5N/1 | Z-series, Reducing sleeve
13402 | 1634780000 | ESO 7 DIN A4 GE | Terminal markers, Insert markers, 27 x 6.3 mm, yellow
13403 | 1636510000 | ESO 15 DIN A4 WS | Terminal markers, Insert markers, 15 x 6 mm, white
13404 | 1636520000 | STR 15 F. ZGB 15 | Terminal markers, Protective cap, 15 x 6.3 mm, Transparent
13405 | 1636640000 | ZRH 4/1 WS | Z-series, Reducing sleeve
13406 | 1666200000 | ADS/6-1/15 | Heavy-duty connectors, Accessories, Adapter plate, Size: 3, Plastic, grey, 3
13407 | 1666230000 | ADS/10-2/25 | Heavy-duty connectors, Accessories, Adapter plate, Size: 4, Plastic, grey, 4
13408 | 1666320000 | ADS/16-1/25 | Heavy-duty connectors, Accessories, Adapter plate, Size: 6, Plastic, grey, 6
13409 | 1670370000 | ESO 5 P DIN A4 WS | Terminal markers, Insert markers, 40 x 16.5 mm, white
13410 | 1674730000 | ZAP/TW ZDK2.5 | Z-series, End plate, Partition plate
13411 | 1686190000 | PAGETAB 28/11 | Device markers, Device markers, 11 x 28 mm, yellow
13412 | 1686220000 | PAGETAB 60/35 | Device markers, Device markers, 35 x 60 mm, yellow
13413 | 1693890000 | ZQV 2.5N/50 GE | Z-series, Cross-connector, 24 A
13414 | 1723430000 | SLA BB1R OR | PCB plug-in connector, Accessories, Mounting block, orange, Number of poles: 1
13415 | 1736490000 | EA-RING MS/M 20 | EA (earthing rings), Earthing ring, M 20, Brass, nickel-plated
13416 | 1736500000 | EA-RING MS/M 25 | EA (earthing rings), Earthing ring, M 25, Brass, nickel-plated
13417 | 1736510000 | EA-RING MS/M 32 | EA (earthing rings), Earthing ring, M 32, Brass, nickel-plated
13418 | 1737040000 | SKMU M50 MS | SKMU MS (brass locknut), Locknut, M 50, 5 mm, Brass, nickel-plated
13419 | 1737050000 | SKMU M63 MS | SKMU MS (brass locknut), Locknut, M 63, 6 mm, Brass, nickel-plated
13420 | 1746730000 | ZAD 4/5 | Z-series, Cover
13421 | 1773551686 | WS 12/6 MC NE RT | WS, Terminal marker, 12 x 6 mm, Pitch in mm (P): 6.00 Weidmueller, Allen-Bradley, red
13422 | 1773561686 | WS 12/6.5 MC NE RT | WS, Terminal marker, 12 x 6.5 mm, Pitch in mm (P): 6.50 Weidmueller, Allen-Bradley, red
13423 | 1773561687 | WS 12/6.5 MC NE GE | WS, Terminal marker, 12 x 6.5 mm, Pitch in mm (P): 6.50 Weidmueller, Allen-Bradley, yellow
13424 | 1778270000 | WS 12/3.5 MC NE WS | WS, Terminal marker, 12 x 3.5 mm, Pitch in mm (P): 3.50 Weidmueller, Allen-Bradley, white
13425 | 1797670000 | SL-SMT 5.00HC/07/90 1.5SN BK RL | PCB plug-in connector, male header, open side, THT/THR solder connection, 5.00 mm, Number of poles: 7, 90°, Solder pin length (l): 1.5 mm, tinned, black, Tape
13426 | 1797680000 | SL-SMT 5.00HC/08/90 1.5SN BK RL | PCB plug-in connector, male header, open side, THT/THR solder connection, 5.00 mm, Number of poles: 8, 90°, Solder pin length (l): 1.5 mm, tinned, black, Tape
13427 | 1797690000 | SL-SMT 5.00HC/02/90G 1.5SN BK RL | PCB plug-in connector, male header, closed side, THT/THR solder connection, 5.00 mm, Number of poles: 2, 90°, Solder pin length (l): 1.5 mm, tinned, black, Tape
13428 | 1797700000 | SL-SMT 5.00HC/03/90G 1.5SN BK RL | PCB plug-in connector, male header, closed side, THT/THR solder connection, 5.00 mm, Number of poles: 3, 90°, Solder pin length (l): 1.5 mm, tinned, black, Tape
13429 | 1797730000 | SL-SMT 5.00HC/06/90G 1.5SN BK RL | PCB plug-in connector, male header, closed side, THT/THR solder connection, 5.00 mm, Number of poles: 6, 90°, Solder pin length (l): 1.5 mm, tinned, black, Tape
13430 | 1797760000 | SL-SMT 5.00HC/03/90LF 1.5SN BK RL | PCB plug-in connector, male header, Solder flange, THT/THR solder connection, 5.00 mm, Number of poles: 3, 90°, Solder pin length (l): 1.5 mm, tinned, black, Tape
13431 | 1797830000 | SL-SMT 5.00HC/05/180 1.5SN BK RL | PCB plug-in connector, male header, open side, THT/THR solder connection, 5.00 mm, Number of poles: 5, 180°, Solder pin length (l): 1.5 mm, tinned, black, Tape
13432 | 1797860000 | SL-SMT 5.00HC/08/180 1.5SN BK RL | PCB plug-in connector, male header, open side, THT/THR solder connection, 5.00 mm, Number of poles: 8, 180°, Solder pin length (l): 1.5 mm, tinned, black, Tape
13433 | 1797920000 | SL-SMT 5.00HC/07/180G 1.5SN BK RL | PCB plug-in connector, male header, closed side, THT/THR solder connection, 5.00 mm, Number of poles: 7, 180°, Solder pin length (l): 1.5 mm, tinned, black, Tape
13434 | 1814690000 | ZSI 6-2/FC | Z-series, Fuse terminal, Rated cross-section: 6 mm², Tension-clamp connection, black, Direct mounting
13435 | 1828450000 | WS 10/6 MC NE WS | WS, Terminal marker, 10 x 6 mm, Pitch in mm (P): 6.00 Weidmueller, Allen-Bradley, white
13436 | 1866260000 | ZVLA RC ZPS2.5 | Z-series, Plug-in modular terminals, yellow, 8.8 mm
13437 | 1878600000 | ZVLA DF ZPS2.5 | Z-series, Plug-in modular terminals, yellow
13438 | 1884210000 | SL-SMT 5.08HC/02/90G 3.2SN BK RL | PCB plug-in connector, male header, closed side, THT/THR solder connection, 5.08 mm, Number of poles: 2, 90°, Solder pin length (l): 3.2 mm, tinned, black, Tape
13439 | 1909310000 | KDSU M25 BN O SC 2 G25 | KDSU (Klippon double seal universal Ex cable gland), Cable glands, M 25, 16 mm, Single-wire armouring, Metal foil armouring, Braided armouring, 0.1 - 1.6 mm, OD min. 20.3 - OD max. 27.4 mm, ID min. 13.50 - ID max. 20.00 mm, IP66, IP68 - 2.5 bar, Brass
13440 | 1911420000 | KDSU M25 BN O NI 2 G25 | KDSU (Klippon double seal universal Ex cable gland), Cable glands, M 25, 16 mm, Single-wire armouring, Metal foil armouring, Braided armouring, 0.1 - 1.6 mm, OD min. 20.3 - OD max. 27.4 mm, ID min. 13.50 - ID max. 20.00 mm, IP66, IP68 - 2.5 bar, Brass, nickel-plated
13441 | 1912090000 | DEK 5/6 MC NE OR | Dekafix, Terminal marker, 5 x 6 mm, Pitch in mm (P): 6.00 Weidmueller, orange
13442 | 1917420000 | WS 10/6 MC M NE GN | WS, Terminal marker, 10 x 6 mm, Pitch in mm (P): 6.00 Weidmueller, Allen-Bradley, green
13443 | 1924320000 | MCP KLEBESTREIFEN | Adhesive strip
13444 | 1951870000 | WS 8/5 PLUS MC NE WS | WS, Terminal marker, 8 x 5 mm, Pitch in mm (P): 5.00 Weidmueller, Allen-Bradley, white
13445 | 1954050000 | MF 5/10 MC NE WS | MultiFit, Terminal marker, 5 x 10 mm, Pitch in mm (P): 10.00 Phoenix, white
13446 | 3896300000 | SP M6 30 MSZN | Klippon EBi (Essential Box industrial), Spacer, Height: 30 mm, Material: Steel, silver
13447 | 7906250000 | MK 6/5/E | Multipin terminal strip, Single- and multi-pole terminal strip, Rated cross-section: 6 mm², Screw connection, Direct mounting
13448 | 7915060000 | TS 35X7.5/LL 2M/ST/SZ | Rail, TS 35, TS 35 x 7.5, with slot, Steel, galvanic zinc plated and passivated
13449 | 8799030000 | RRD321012 | RIDERSERIES RRD, Relay, Number of contacts: 3, CO contact with test button AgNi, Rated control voltage: 12 V DC, Continuous current: 10 A, Plug-in connection, Test button available: Yes
13450 | 9001530000 | ERSATZMESSER AM 25/35 | Accessories, Spare cutting blade
13451 | 9004060000 | H1,5/12 | Wire-end ferrule, Standard, 12 mm, 12 mm, No
13452 | 9005450000 | BUE SPX | Accessories, Brush
13453 | 9005820000 | H0,75/14 W BD GSP | Wire-end ferrule, Standard, 10 mm, 8 mm, white
13454 | 9005880000 | H1,0/14D R BD GSP | Wire-end ferrule, Standard, 10 mm, 8 mm, red
13455 | 9005900000 | H0,75/14T BL BD GSP | Wire-end ferrule, Standard, 10 mm, 8 mm, Light Blue
13456 | 9036240000 | H120,0/32 | Wire-end ferrule, Standard, 32 mm, 32 mm, No
13457 | 9502600000 | SAKK 4 | SAK Series, Feed-through terminal, Rated cross-section: 4 mm², Screw connection, Direct mounting
13458 | 9502610000 | SAKK 10 | SAK Series, Feed-through terminal, Rated cross-section: 10 mm², Screw connection, Direct mounting
13459 | 9540000000 | ZEW 35 | Z-series, End bracket
13460 | 4053240000 | PF RS 90 OR 2000MM | Electronics housings, RS 90 orange, Extruded profile, Width: 84.4 mm
13461 | 4157440000 | PF RS 80 OR 2000MM | Electronics housings, RS 80 orange, Extruded profile, Width: 84 mm
13462 | 1924580000 | BUZ 10.16HP/06/180 AG BK BX | PCB plug-in connector, female plug, 10.16 mm, Number of poles: 6, 180°, Clamping yoke connection, Clamping range, max. : 16 mm², Box
13463 | 1924640000 | BUZ 10.16HP/04/180F AG BK BX | PCB plug-in connector, female plug, 10.16 mm, Number of poles: 4, 180°, Clamping yoke connection, Clamping range, max. : 16 mm², Box
13464 | 636800000 | FM 5/TS35 | Accessories, Mounting foot, Steel, bright finish
13465 | 689800000 | CLI O 30-3 GE NE MP | CableLine, Conductor and cable markers, 4 - 5 mm, 3 x 6 mm, yellow
13466 | 935110000 | SP M6 10 S2 | Klippon TB (Terminal Box), Spacer, Material: Stainless steel 1.4305 (303)
13467 | 1019570000 | IE-BI-USB-A | USB insert, Flange insert, type A
13468 | 1043180000 | SL-SMT 3.50/18/180G 3.2SN BK TR | PCB plug-in connector, male header, closed side, THT/THR solder connection, 3.50 mm, Number of poles: 18, 180°, Solder pin length (l): 3.2 mm, tinned, black, Tray
13469 | 1043190000 | SL-SMT 3.50/19/180G 3.2SN BK TR | PCB plug-in connector, male header, closed side, THT/THR solder connection, 3.50 mm, Number of poles: 19, 180°, Solder pin length (l): 3.2 mm, tinned, black, Tray
13470 | 1046320000 | WS 10/5 PLUS MC SDR | WS, Terminal marker, 10 x 5 mm, Pitch in mm (P): 5.00 Weidmueller, Allen-Bradley, To customer specification
13471 | 1063170000 | SHL-SMT 5.00/03GR 1.5RL | PCB plug-in connector, Connection element, right, male header, open side, THT/THR solder connection, 5.00 mm, Number of poles: 3, 90°, Solder pin length (l): 1.5 mm, tinned, black, Tape
13472 | 1063180000 | SHL-SMT 5.00/04GR 1.5RL | PCB plug-in connector, Connection element, right, male header, open side, THT/THR solder connection, 5.00 mm, Number of poles: 4, 90°, Solder pin length (l): 1.5 mm, tinned, black, Tape
13473 | 1582260000 | CS1,6R18-16 AU,75 I3,5 | PCB plug-in connector, Crimp contact, Reel packaged, Pin – standard, Gold-plated, Max. clamping range : 1.5 mm²
13474 | 1609830000 | DEK 5/6 MC SDR | Dekafix, Terminal marker, 5 x 6 mm, Pitch in mm (P): 6.00 Weidmueller, To customer specification
13475 | 1609850000 | DEK 5/6.5 MC SDR | Dekafix, Terminal marker, 5 x 6.5 mm, Pitch in mm (P): 6.50 Weidmueller, To customer specification
13476 | 1609860000 | WS 12/5 MC NE WS | WS, Terminal marker, 12 x 5 mm, Pitch in mm (P): 5.00 Weidmueller, Allen-Bradley, white
13477 | 1609870000 | WS 12/5 MC SDR | WS, Terminal marker, 12 x 5 mm, Pitch in mm (P): 5.00 Weidmueller, Allen-Bradley, To customer specification
13478 | 1609890000 | WS 15/5 MC SDR | WS, Terminal marker, 15 x 5 mm, Pitch in mm (P): 5.00 Weidmueller, Allen-Bradley, To customer specification
13479 | 1609910000 | WS 12/6 MC SDR | WS, Terminal marker, 12 x 6 mm, Pitch in mm (P): 6.00 Weidmueller, Allen-Bradley, To customer specification
13480 | 1610010000 | ZS 10/5 MC SDR | ZS, Terminal marker, 10 x 5 mm, Pitch in mm (P): 5.00 Weidmueller, Allen-Bradley, To customer specification
13481 | 1635000000 | WS 10/5 MC NE WS | WS, Terminal marker, 10 x 5 mm, Pitch in mm (P): 5.00 Weidmueller, Allen-Bradley, white
13482 | 1635010000 | WS 10/5 MC SDR | WS, Terminal marker, 10 x 5 mm, Pitch in mm (P): 5.00 Weidmueller, Allen-Bradley, To customer specification
13483 | 1640740000 | WS 8/5 MC NE WS | WS, Terminal marker, 8 x 5 mm, Pitch in mm (P): 5.00 Weidmueller, Allen-Bradley, white
13484 | 1677170000 | MF 10/5 MC SDR | MultiFit, Terminal marker, 10 x 5 mm, Pitch in mm (P): 5.00 Phoenix, Wieland, Legrand, Telemecanique, Entrelec, To customer specification
13485 | 1677230000 | MF 10/6 MC SDR | MultiFit, Terminal marker, 10 x 6 mm, Pitch in mm (P): 6.00 Phoenix, Wieland, Legrand, Telemecanique, Entrelec, To customer specification
13486 | 1692290000 | MF-WO 12/6 MC NE WS | MultiFit, Terminal marker, 12 x 6 mm, Pitch in mm (P): 6.00 Woertz, white
13487 | 1693800000 | ZQV 2.5N/2 GE | Z-series, Cross-connector, 24 A
13488 | 1693810000 | ZQV 2.5N/3 GE | Z-series, Cross-connector, 24 A
13489 | 1716800000 | MF-WO 5/5 MC NE WS | MultiFit, Terminal marker, 5 x 5 mm, Pitch in mm (P): 5.00 Woertz, white
13490 | 1716820000 | MF-WO 9/6 MC NE WS | MultiFit, Terminal marker, 9 x 6 mm, Pitch in mm (P): 6.00 Woertz, white
13491 | 1724580000 | FM 4.2/TS35 | Accessories, Mounting foot, Steel, bright finish
13492 | 1773531693 | WS 10/5 MC NE BL | WS, Terminal marker, 10 x 5 mm, Pitch in mm (P): 5.00 Weidmueller, Allen-Bradley, blue
13493 | 1807500000 | S2L-SMT 3.50/12/90G 3.2SN BK RL | PCB plug-in connector, male header, closed side, THT/THR solder connection, 3.50 mm, Number of poles: 12, 90°, Solder pin length (l): 3.2 mm, tinned, black, Tape
13494 | 1807520000 | S2L-SMT 3.50/16/90G 3.2SN BK RL | PCB plug-in connector, male header, closed side, THT/THR solder connection, 3.50 mm, Number of poles: 16, 90°, Solder pin length (l): 3.2 mm, tinned, black, Tape
13495 | 1807790000 | S2L-SMT 3.50/08/180G 3.5SN BK RL | PCB plug-in connector, male header, closed side, THT/THR solder connection, 3.50 mm, Number of poles: 8, 180°, Solder pin length (l): 3.5 mm, tinned, black, Tape
13496 | 2418590000 | LHZ-SMT R 1.5SN BK RL | Printed circuit board terminals, Connection element, right, block assembly, closed side, THT/THR solder connection, Number of poles: 1, Solder pin length (l): 1.5 mm, tinned, black, Tape
13497 | 8691100000 | SCM CLIP M | RIDERSERIES RCM, Retaining clip
13498 | 1807930000 | S2L-SMT 3.50/18/180LF 3.5SN BK RL | PCB plug-in connector, male header, Solder flange, THT/THR solder connection, 3.50 mm, Number of poles: 18, 180°, Solder pin length (l): 3.5 mm, tinned, black, Tape
13499 | 1963400000 | IE-PS-V04P-2SC-SM | FO connector, Variant 4, SC-Duplex single-mode, IP67
13500 | 1963390000 | IE-PS-V04P-2SC-POF-BP | FO connector, Version 4, SC-RJ POF, kink prevention, IP67
13501 | 1963340000 | IE-PS-V04P-2LC-SM | FO connector, Variant 4, LC-Duplex single-mode, IP67
13502 | 1963330000 | IE-PS-V04P-2LC-MM-BP | FO connector, Variant 4, LC-Duplex multi-mode, with kink prevention, IP67
13503 | 1963320000 | IE-PS-V04P-2LC-MM | FO connector, Variant 4, LC-Duplex multi-mode, IP67
13504 | 1962530000 | IE-PH-V04P-BP | Empty enclosure, Plug housing, bending protection, Variant 4 to IEC 61076-3-106, IP67
13505 | 1047950000 | IE-BHC-V14M-RJA | Empty enclosure
13506 | 1012460000 | IE-PH-V01P-BP | Empty enclosure, Plug housing, bending protection, IP67
13507 | 1924700000 | BUZ 10.16HP/02/180SF AG BK BX | PCB plug-in connector, female plug, 10.16 mm, Number of poles: 2, 180°, Clamping yoke connection, Clamping range, max. : 16 mm², Box
13508 | 1924600000 | BUZ 10.16HP/08/180 AG BK BX | PCB plug-in connector, female plug, 10.16 mm, Number of poles: 8, 180°, Clamping yoke connection, Clamping range, max. : 16 mm², Box
13509 | 1924540000 | BUZ 10.16HP/02/180 AG BK BX | PCB plug-in connector, female plug, 10.16 mm, Number of poles: 2, 180°, Clamping yoke connection, Clamping range, max. : 16 mm², Box
13510 | 1043270000 | BLL 7.62HP/02/90F 3.2SN BK BX | PCB plug-in connector, female header, Flange, THT solder connection, 7.62 mm, Number of poles: 2, 90°, Solder pin length (l): 3.2 mm, tinned, black, Box
13511 | 1043230000 | BLL 7.62HP/02/90 3.2SN BK BX | PCB plug-in connector, female header, closed side, THT solder connection, 7.62 mm, Number of poles: 2, 90°, Solder pin length (l): 3.2 mm, tinned, black, Box
13512 | 2742310000 | IE-FCM-RJ45-C-X-100 | FrontCom Micro RJ45 coupling
13513 | 1965700000 | IE-BP-V01P | Flange-mounted housing, protective cap
13514 | 1963900000 | IE-BP-V04P | Flange-mounted housing, protective cap
13515 | 1058310000 | IE-BP-V14P | Flange-mounted housing, protective cap
13516 | 1058250000 | IE-BSC-V14M-RJ45-C | Flange RJ45, IP67, Variant 14 metal, RJ45-RJ45 coupler, Central locking flange with RJ45 adapter, Cat.6A / Class EA (ISO/IEC 11801 2010)
13517 | 1018820000 | IE-FCM-RJ45-FJ-B | FrontCom Micro RJ45 module, TIA-568B
13518 | 1012380000 | IE-BS-V01P-RJ45-FJ-A | Flange RJ45, IP67, Variant 1 metal, IDC, EIA/TIA 586 A, Cat.6A / Class EA (ISO/IEC 11801 2010)
13519 | 1012440000 | IE-PH-V01P | Empty enclosure, Plug housing, IP67
13520 | 1962520000 | IE-PH-V04P | Empty enclosure, Plug housing, Variant 4 to IEC 61076-3-106, IP67
13521 | 1963170000 | IE-PS-V04P-RJ45-FH-BP | RJ45 plug, no tools required, Version 4, anti-kink device, Cat.6A / Class EA (ISO/IEC 11801 2010)
13522 | 1963190000 | IE-PS-V04P-RJ45-TH-BP | RJ45 crimp plug, Version 4, anti-kink device, Cat.6A / Class EA (ISO/IEC 11801 2010)
13523 | 1963160000 | IE-PS-V04P-RJ45-FH | RJ45 plug, no tools required, Version 4, Cat.6A / Class EA (ISO/IEC 11801 2010)
13524 | 1018810000 | IE-FCM-RJ45-FJ-A | FrontCom Micro RJ45 module, TIA-568A
13525 | 1018840000 | IE-FCM-USB-A | FrontCom Micro USB coupling, USB 2.0, Type A
13526 | 1924570000 | BUZ 10.16HP/05/180 AG BK BX | PCB plug-in connector, female plug, 10.16 mm, Number of poles: 5, 180°, Clamping yoke connection, Clamping range, max. : 16 mm², Box
13527 | 1924740000 | BUZ 10.16HP/05/180SF AG BK BX | PCB plug-in connector, female plug, 10.16 mm, Number of poles: 5, 180°, Clamping yoke connection, Clamping range, max. : 16 mm², Box
13528 | 1924550000 | BUZ 10.16HP/03/180 AG BK BX | PCB plug-in connector, female plug, 10.16 mm, Number of poles: 3, 180°, Clamping yoke connection, Clamping range, max. : 16 mm², Box
13529 | 2436450000 | RJ45C5 T1V 4.0N4N TY | PCB plug-in connector, RJ45 jacks, Cat. 5 , THT solder connection, 180°, Shield tabs: none, 30...80 µ" Ni / ? 30 µ" Au , LED: No, Number of poles: 8, Tray (manual assembly)
13530 | 1262770000 | ADAP M25-M32-W | ADAP (Klippon Ex adaptor), Adapter, M 25 x 1.5 ,M 32, Brass, nickel-plated
13531 | 1262810000 | ADAP M40-M50-W | ADAP (Klippon Ex adaptor), Adapter, M 40 x 1.5 ,M 50, Brass, nickel-plated
13532 | 1262510000 | ADAP NPT1-NPT3/4-W | ADAP (Klippon Ex adaptor), Adapter, 1" NPT ,3/4" NPT, Brass, nickel-plated
13533 | 1185040000 | E1XZ/50/M50-WM | E1XZ (Klippon double seal SWB/STA armored Ex e/d cable gland), Cable glands, M 50 x 1.5, 16 mm, Braided armouring, Metal foil armouring, 2 - 2.5 mm, OD min. 45.5 - OD max. 53 mm, ID min. 37.50 - ID max. 44.10 mm, Brass, nickel-plated
13534 | 1263210000 | ADAP NPT1-M32-W | ADAP (Klippon Ex adaptor), Adapter, 1" NPT ,M 32, Brass, nickel-plated
13535 | 1462090040 | PAC-S1500-HE20-V1-4M | Pre-assembled cable, PAC, Cable LiYY, 0.25 mm²
13536 | 1262900000 | ADAP M25-NPT1-W | ADAP (Klippon Ex adaptor), Adapter, M 25 x 1.5 ,1" NPT, Brass, nickel-plated
13537 | 1184820000 | E1W/40/NPT1-1/4-WM | E1W (Klippon double seal SWA armored Ex e/d cable gland), Cable glands, 1 1/4" NPT, 18 mm, Single-wire armouring, 1.6 - 2 mm, OD min. 30.5 - OD max. 40.5 mm, ID min. 25.50 - ID max. 32.20 mm, Brass, nickel-plated
13538 | 1262740000 | ADAP M20-M16-W | ADAP (Klippon Ex adaptor), Adapter, M 20 x 1.5 ,M 16, Brass, nickel-plated
13539 | 1184720000 | E1W/50S/M50-WM | E1W (Klippon double seal SWA armored Ex e/d cable gland), Cable glands, M 50 x 1.5, 16 mm, Single-wire armouring, 2 - 2.5 mm, OD min. 38.5 - OD max. 46.5 mm, ID min. 31.50 - ID max. 38.20 mm, Brass, nickel-plated
13540 | 1263170000 | ADAP NPT1/2-M20-W | ADAP (Klippon Ex adaptor), Adapter, 1/2" NPT ,M 20, Brass, nickel-plated
13541 | 1263240000 | ADAP NPT1-1/2-M40-W | ADAP (Klippon Ex adaptor), Adapter, 1 1/2" NPT ,M 40, Brass, nickel-plated
13542 | 1394390000 | UR20-4AI-UI-12 | Remote I/O module, IP20, 4-channel, Analog signals, Input, Current/Voltage, 12 Bit
13543 | 1184930000 | E1W/40/NPT1-1/2-WM | E1W (Klippon double seal SWA armored Ex e/d cable gland), Cable glands, 1 1/2" NPT, 18.4 mm, Single-wire armouring, 1.6 - 2 mm, OD min. 30.5 - OD max. 40.5 mm, ID min. 25.50 - ID max. 32.20 mm, Brass, nickel-plated
13544 | 133360031 | DEK 6 FSZ 31-40 | Dekafix, Terminal marker, 5 x 6 mm, Pitch in mm (P): 6.00 Weidmueller, white
13545 | 251311506 | CLI C 2-4 BR/WS 1 MP | CableLine, Conductor and cable markers, 4 - 10 mm, 4 x 7 mm, brown
13546 | 251311508 | CLI C 2-4 GE/SW 2 MP | CableLine, Conductor and cable markers, 4 - 10 mm, 4 x 7 mm, yellow
13547 | 251311509 | CLI C 2-4 RT/WS 2 MP | CableLine, Conductor and cable markers, 4 - 10 mm, 4 x 7 mm, red
13548 | 251311512 | CLI C 2-4 OR/SW 3 MP | CableLine, Conductor and cable markers, 4 - 10 mm, 4 x 7 mm, orange
13549 | 251311520 | CLI C 2-4 GE/SW 6 MP | CableLine, Conductor and cable markers, 4 - 10 mm, 4 x 7 mm, yellow
13550 | 251311637 | CLI C 2-4 GE/SW A MP | CableLine, Conductor and cable markers, 4 - 10 mm, 4 x 7 mm, yellow
13551 | 251311647 | CLI C 2-4 GE/SW F MP | CableLine, Conductor and cable markers, 4 - 10 mm, 4 x 7 mm, yellow
13552 | 251311649 | CLI C 2-4 GE/SW G MP | CableLine, Conductor and cable markers, 4 - 10 mm, 4 x 7 mm, yellow
13553 | 251311746 | CLI C 2-4 GE/SW ET MP | CableLine, Conductor and cable markers, 4 - 10 mm, 4 x 7 mm, yellow
13554 | 252111508 | CLI C 02-3 GE/SW 2 MP | CableLine, Conductor and cable markers, 1.3 - 3 mm, 3 x 3.4 mm, yellow
13555 | 252111514 | CLI C 02-3 GE/SW 4 MP | CableLine, Conductor and cable markers, 1.3 - 3 mm, 3 x 3.4 mm, yellow
13556 | 252111518 | CLI C 02-3 GN/WS 5 MP | CableLine, Conductor and cable markers, 1.3 - 3 mm, 3 x 3.4 mm, green
13557 | 252111683 | CLI C 02-3 GE/SW W MP | CableLine, Conductor and cable markers, 1.3 - 3 mm, 3 x 3.4 mm, yellow
13558 | 252111696 | CLI C 02-3 GE/SW Y MP | CableLine, Conductor and cable markers, 1.3 - 3 mm, 3 x 3.4 mm, yellow
13559 | 252111737 | CLI C 02-3 RT/WS + MP | CableLine, Conductor and cable markers, 1.3 - 3 mm, 3 x 3.4 mm, red
13560 | 252611505 | CLI C 1-3 GE/SW 1 MP | CableLine, Conductor and cable markers, 2.5 - 5 mm, 3 x 4.2 mm, yellow
13561 | 252611512 | CLI C 1-3 OR/SW 3 MP | CableLine, Conductor and cable markers, 2.5 - 5 mm, 3 x 4.2 mm, orange
13562 | 252611641 | CLI C 1-3 GE/SW C MP | CableLine, Conductor and cable markers, 2.5 - 5 mm, 3 x 4.2 mm, yellow
13563 | 252611645 | CLI C 1-3 GE/SW E MP | CableLine, Conductor and cable markers, 2.5 - 5 mm, 3 x 4.2 mm, yellow
13564 | 252611647 | CLI C 1-3 GE/SW F MP | CableLine, Conductor and cable markers, 2.5 - 5 mm, 3 x 4.2 mm, yellow
13565 | 252611655 | CLI C 1-3 GE/SW J MP | CableLine, Conductor and cable markers, 2.5 - 5 mm, 3 x 4.2 mm, yellow
13566 | 252611663 | CLI C 1-3 GE/SW N MP | CableLine, Conductor and cable markers, 2.5 - 5 mm, 3 x 4.2 mm, yellow
13567 | 252611667 | CLI C 1-3 GE/SW P MP | CableLine, Conductor and cable markers, 2.5 - 5 mm, 3 x 4.2 mm, yellow
13568 | 252611671 | CLI C 1-3 GE/SW R MP | CableLine, Conductor and cable markers, 2.5 - 5 mm, 3 x 4.2 mm, yellow
13569 | 252611673 | CLI C 1-3 GE/SW S MP | CableLine, Conductor and cable markers, 2.5 - 5 mm, 3 x 4.2 mm, yellow
13570 | 252611681 | CLI C 1-3 GE/SW V MP | CableLine, Conductor and cable markers, 2.5 - 5 mm, 3 x 4.2 mm, yellow
13571 | 252611696 | CLI C 1-3 GE/SW Y MP | CableLine, Conductor and cable markers, 2.5 - 5 mm, 3 x 4.2 mm, yellow
13572 | 252611738 | CLI C 1-3 GE/SW + MP | CableLine, Conductor and cable markers, 2.5 - 5 mm, 3 x 4.2 mm, yellow
13573 | 252611750 | CLI C 1-3 GE/SW : MP | CableLine, Conductor and cable markers, 2.5 - 5 mm, 3 x 4.2 mm, yellow
13574 | 252711527 | CLI C 1-6 GE/SW 06 MP | CableLine, Conductor and cable markers, 2.5 - 5 mm, 6 x 4.2 mm, yellow
13575 | 252711529 | CLI C 1-6 GE/SW 08 MP | CableLine, Conductor and cable markers, 2.5 - 5 mm, 6 x 4.2 mm, yellow
13576 | 252711531 | CLI C 1-6 GE/SW 10 MP | CableLine, Conductor and cable markers, 2.5 - 5 mm, 6 x 4.2 mm, yellow
13577 | 252711532 | CLI C 1-6 GE/SW 11 MP | CableLine, Conductor and cable markers, 2.5 - 5 mm, 6 x 4.2 mm, yellow
13578 | 252711538 | CLI C 1-6 GE/SW 17 MP | CableLine, Conductor and cable markers, 2.5 - 5 mm, 6 x 4.2 mm, yellow
13579 | 252711540 | CLI C 1-6 GE/SW 19 MP | CableLine, Conductor and cable markers, 2.5 - 5 mm, 6 x 4.2 mm, yellow
13580 | 252711544 | CLI C 1-6 GE/SW 23 MP | CableLine, Conductor and cable markers, 2.5 - 5 mm, 6 x 4.2 mm, yellow
13581 | 252711545 | CLI C 1-6 GE/SW 24 MP | CableLine, Conductor and cable markers, 2.5 - 5 mm, 6 x 4.2 mm, yellow
13582 | 252711728 | CLI C 1-6 GE/SW L1 MP | CableLine, Conductor and cable markers, 2.5 - 5 mm, 6 x 4.2 mm, yellow
13583 | 252711729 | CLI C 1-6 GE/SW L2 MP | CableLine, Conductor and cable markers, 2.5 - 5 mm, 6 x 4.2 mm, yellow
13584 | 253411505 | CLI C 3-6 GE/SW 1 MP | CableLine, Conductor and cable markers, 8 - 16 mm, 6 x 11 mm, yellow
13585 | 253411511 | CLI C 3-6 GE/SW 3 MP | CableLine, Conductor and cable markers, 8 - 16 mm, 6 x 11 mm, yellow
13586 | 253411517 | CLI C 3-6 GE/SW 5 MP | CableLine, Conductor and cable markers, 8 - 16 mm, 6 x 11 mm, yellow
13587 | 253411526 | CLI C 3-6 GE/SW 8 MP | CableLine, Conductor and cable markers, 8 - 16 mm, 6 x 11 mm, yellow
13588 | 253411641 | CLI C 3-6 GE/SW C MP | CableLine, Conductor and cable markers, 8 - 16 mm, 6 x 11 mm, yellow
13589 | 253411647 | CLI C 3-6 GE/SW F MP | CableLine, Conductor and cable markers, 8 - 16 mm, 6 x 11 mm, yellow
13590 | 253411676 | CLI C 3-6 GE/SW T MP | CableLine, Conductor and cable markers, 8 - 16 mm, 6 x 11 mm, yellow
13591 | 253411738 | CLI C 3-6 GE/SW + MP | CableLine, Conductor and cable markers, 8 - 16 mm, 6 x 11 mm, yellow
13592 | 253411740 | CLI C 3-6 GE/SW - MP | CableLine, Conductor and cable markers, 8 - 16 mm, 6 x 11 mm, yellow
13593 | 253411746 | CLI C 3-6 GE/SW ET MP | CableLine, Conductor and cable markers, 8 - 16 mm, 6 x 11 mm, yellow
13594 | 253511730 | CLI C 3-9 GE/SW L3 MP | CableLine, Conductor and cable markers, 8 - 16 mm, 9 x 11 mm, yellow
13595 | 354361187 | DEK 5 FWZ L1-PE | Dekafix, Terminal marker, 5 x 5 mm, Pitch in mm (P): 5.00 Weidmueller, white
13596 | 460660071 | DEK 5 FSZ 71-80 | Dekafix, Terminal marker, 5 x 5 mm, Pitch in mm (P): 5.00 Weidmueller, white
13597 | 460660081 | DEK 5 FSZ 81-90 | Dekafix, Terminal marker, 5 x 5 mm, Pitch in mm (P): 5.00 Weidmueller, white
13598 | 468260001 | DEK 6,5 FS 1-50 | Dekafix, Terminal marker, 5 x 6.5 mm, Pitch in mm (P): 6.50 Weidmueller, white
13599 | 468660151 | DEK 6 FW 151-200 | Dekafix, Terminal marker, 5 x 6 mm, Pitch in mm (P): 6.00 Weidmueller, white
13600 | 468660351 | DEK 6 FW 351-400 | Dekafix, Terminal marker, 5 x 6 mm, Pitch in mm (P): 6.00 Weidmueller, white
13601 | 468660501 | DEK 6 FW 501-550 | Dekafix, Terminal marker, 5 x 6 mm, Pitch in mm (P): 6.00 Weidmueller, white
13602 | 468660701 | DEK 6 FW 701-750 | Dekafix, Terminal marker, 5 x 6 mm, Pitch in mm (P): 6.00 Weidmueller, white
13603 | 468660751 | DEK 6 FW 751-800 | Dekafix, Terminal marker, 5 x 6 mm, Pitch in mm (P): 6.00 Weidmueller, white
13604 | 468660901 | DEK 6 FW 901-950 | Dekafix, Terminal marker, 5 x 6 mm, Pitch in mm (P): 6.00 Weidmueller, white
13605 | 473460401 | DEK 5 FW 401-450 | Dekafix, Terminal marker, 5 x 5 mm, Pitch in mm (P): 5.00 Weidmueller, white
13606 | 473460801 | DEK 5 FW 801-850 | Dekafix, Terminal marker, 5 x 5 mm, Pitch in mm (P): 5.00 Weidmueller, white
13607 | 473460901 | DEK 5 FW 901-950 | Dekafix, Terminal marker, 5 x 5 mm, Pitch in mm (P): 5.00 Weidmueller, white
13608 | 519060001 | DEK 6,5 FWZ 1-10 | Dekafix, Terminal marker, 5 x 6.5 mm, Pitch in mm (P): 6.50 Weidmueller, white
13609 | 522361077 | DEK 5 GW L3 | Dekafix, Terminal marker, 5 x 5 mm, Pitch in mm (P): 5.00 Weidmueller, white
13610 | 522660004 | DEK 5 GW 4 | Dekafix, Terminal marker, 5 x 5 mm, Pitch in mm (P): 5.00 Weidmueller, white
13611 | 522660005 | DEK 5 GW 5 | Dekafix, Terminal marker, 5 x 5 mm, Pitch in mm (P): 5.00 Weidmueller, white
13612 | 522660010 | DEK 5 GW 10 | Dekafix, Terminal marker, 5 x 5 mm, Pitch in mm (P): 5.00 Weidmueller, white
13613 | 522660017 | DEK 5 GW 17 | Dekafix, Terminal marker, 5 x 5 mm, Pitch in mm (P): 5.00 Weidmueller, white
13614 | 522660018 | DEK 5 GW 18 | Dekafix, Terminal marker, 5 x 5 mm, Pitch in mm (P): 5.00 Weidmueller, white
13615 | 522660020 | DEK 5 GW 20 | Dekafix, Terminal marker, 5 x 5 mm, Pitch in mm (P): 5.00 Weidmueller, white
13616 | 522761026 | DEK 5 GW F | Dekafix, Terminal marker, 5 x 5 mm, Pitch in mm (P): 5.00 Weidmueller, white
13617 | 522761035 | DEK 5 GW O | Dekafix, Terminal marker, 5 x 5 mm, Pitch in mm (P): 5.00 Weidmueller, white
13618 | 522761038 | DEK 5 GW R | Dekafix, Terminal marker, 5 x 5 mm, Pitch in mm (P): 5.00 Weidmueller, white
13619 | 522761039 | DEK 5 GW S | Dekafix, Terminal marker, 5 x 5 mm, Pitch in mm (P): 5.00 Weidmueller, white
13620 | 523060081 | DEK 5 FWZ 81-90 | Dekafix, Terminal marker, 5 x 5 mm, Pitch in mm (P): 5.00 Weidmueller, white
13621 | 526960005 | DEK 6 GW 5 | Dekafix, Terminal marker, 5 x 6 mm, Pitch in mm (P): 6.00 Weidmueller, white
13622 | 526960009 | DEK 6 GW 9 | Dekafix, Terminal marker, 5 x 6 mm, Pitch in mm (P): 6.00 Weidmueller, white
13623 | 572901515 | CLI R 1-3 GE/SW 4 | CableLine, Mounting mandrel
13624 | 572901521 | CLI R 1-3 GE/SW 6 | CableLine, Mounting mandrel
13625 | 572901530 | CLI R 1-3 GE/SW 9 | CableLine, Mounting mandrel
13626 | 572901638 | CLI R 1-3 GE/SW A | CableLine, Mounting mandrel
13627 | 572901672 | CLI R 1-3 GE/SW R | CableLine, Mounting mandrel
13628 | 572901693 | CLI R 1-3 GE/SW X | CableLine, Mounting mandrel
13629 | 631961203 | DEK 6 FWZ L1-ERDE I.KRE | Dekafix, Terminal marker, 5 x 6 mm, Pitch in mm (P): 6.00 Weidmueller, white
13630 | 648001653 | CLI O 10-3 GE/SW I MP | CableLine, Conductor and cable markers, 2 - 3 mm, 3 x 4 mm, yellow
13631 | 648001663 | CLI O 10-3 GE/SW N MP | CableLine, Conductor and cable markers, 2 - 3 mm, 3 x 4 mm, yellow
13632 | 648001673 | CLI O 10-3 GE/SW S MP | CableLine, Conductor and cable markers, 2 - 3 mm, 3 x 4 mm, yellow
13633 | 648001740 | CLI O 10-3 GE/SW - MP | CableLine, Conductor and cable markers, 2 - 3 mm, 3 x 4 mm, yellow
13634 | 648101529 | CLI O 20-3 GE/SW 9 MP | CableLine, Conductor and cable markers, 3 - 4 mm, 3 x 5.5 mm, yellow
13635 | 648101645 | CLI O 20-3 GE/SW E MP | CableLine, Conductor and cable markers, 3 - 4 mm, 3 x 5.5 mm, yellow
13636 | 648101651 | CLI O 20-3 GE/SW H MP | CableLine, Conductor and cable markers, 3 - 4 mm, 3 x 5.5 mm, yellow
13637 | 648101665 | CLI O 20-3 GE/SW O MP | CableLine, Conductor and cable markers, 3 - 4 mm, 3 x 5.5 mm, yellow
13638 | 648101683 | CLI O 20-3 GE/SW W MP | CableLine, Conductor and cable markers, 3 - 4 mm, 3 x 5.5 mm, yellow
13639 | 648101740 | CLI O 20-3 GE/SW - MP | CableLine, Conductor and cable markers, 3 - 4 mm, 3 x 5.5 mm, yellow
13640 | 648201502 | CLI O 30-3 GE/SW 0 MP | CableLine, Conductor and cable markers, 4 - 5 mm, 3 x 6 mm, yellow
13641 | 648201514 | CLI O 30-3 GE/SW 4 MP | CableLine, Conductor and cable markers, 4 - 5 mm, 3 x 6 mm, yellow
13642 | 648201657 | CLI O 30-3 GE/SW K MP | CableLine, Conductor and cable markers, 4 - 5 mm, 3 x 6 mm, yellow
13643 | 648201661 | CLI O 30-3 GE/SW M MP | CableLine, Conductor and cable markers, 4 - 5 mm, 3 x 6 mm, yellow
13644 | 648201663 | CLI O 30-3 GE/SW N MP | CableLine, Conductor and cable markers, 4 - 5 mm, 3 x 6 mm, yellow
13645 | 648201667 | CLI O 30-3 GE/SW P MP | CableLine, Conductor and cable markers, 4 - 5 mm, 3 x 6 mm, yellow
13646 | 648201669 | CLI O 30-3 GE/SW Q MP | CableLine, Conductor and cable markers, 4 - 5 mm, 3 x 6 mm, yellow
13647 | 648201683 | CLI O 30-3 GE/SW W MP | CableLine, Conductor and cable markers, 4 - 5 mm, 3 x 6 mm, yellow
13648 | 648201695 | CLI O 30-3 GE/SW Ö MP | CableLine, Conductor and cable markers, 4 - 5 mm, 3 x 6 mm, yellow
13649 | 648201696 | CLI O 30-3 GE/SW Y MP | CableLine, Conductor and cable markers, 4 - 5 mm, 3 x 6 mm, yellow
13650 | 648201698 | CLI O 30-3 GE/SW Z MP | CableLine, Conductor and cable markers, 4 - 5 mm, 3 x 6 mm, yellow
13651 | 648201738 | CLI O 30-3 GE/SW + MP | CableLine, Conductor and cable markers, 4 - 5 mm, 3 x 6 mm, yellow
13652 | 648201746 | CLI O 30-3 GE/SW ET MP | CableLine, Conductor and cable markers, 4 - 5 mm, 3 x 6 mm, yellow
13653 | 1568241511 | CLI C 02-3 GE/SW 3 CD | CableLine, Conductor and cable markers, 1.3 - 3 mm, 3 x 3.4 mm, yellow
13654 | 1568241521 | CLI C 02-3 BL/WS 6 CD | CableLine, Conductor and cable markers, 1.3 - 3 mm, 3 x 3.4 mm, blue
13655 | 1568241527 | CLI C 02-3 GR/SW 8 CD | CableLine, Conductor and cable markers, 1.3 - 3 mm, 3 x 3.4 mm, grey
13656 | 1568241661 | CLI C 02-3 GE/SW M CD | CableLine, Conductor and cable markers, 1.3 - 3 mm, 3 x 3.4 mm, yellow
13657 | 1568241669 | CLI C 02-3 GE/SW Q CD | CableLine, Conductor and cable markers, 1.3 - 3 mm, 3 x 3.4 mm, yellow
13658 | 1568241679 | CLI C 02-3 GE/SW U CD | CableLine, Conductor and cable markers, 1.3 - 3 mm, 3 x 3.4 mm, yellow
13659 | 1568251040 | CLI C 1-3 WS/SW T CD | CableLine, Conductor and cable markers, 2.5 - 5 mm, 3 x 4.2 mm, white
13660 | 1568251042 | CLI C 1-3 WS/SW V CD | CableLine, Conductor and cable markers, 2.5 - 5 mm, 3 x 4.2 mm, white
13661 | 1568251043 | CLI C 1-3 WS/SW W CD | CableLine, Conductor and cable markers, 2.5 - 5 mm, 3 x 4.2 mm, white
13662 | 1568251049 | CLI C 1-3 WS/SW - CD | CableLine, Conductor and cable markers, 2.5 - 5 mm, 3 x 4.2 mm, white
13663 | 1568251050 | CLI C 1-3 WS/SW / CD | CableLine, Conductor and cable markers, 2.5 - 5 mm, 3 x 4.2 mm, white
13664 | 1568251503 | CLI C 1-3 SW/WS 0 CD | CableLine, Conductor and cable markers, 2.5 - 5 mm, 3 x 4.2 mm, black
13665 | 1568251506 | CLI C 1-3 BR/WS 1 CD | CableLine, Conductor and cable markers, 2.5 - 5 mm, 3 x 4.2 mm, brown
13666 | 1568251520 | CLI C 1-3 GE/SW 6 CD | CableLine, Conductor and cable markers, 2.5 - 5 mm, 3 x 4.2 mm, yellow
13667 | 1568251526 | CLI C 1-3 GE/SW 8 CD | CableLine, Conductor and cable markers, 2.5 - 5 mm, 3 x 4.2 mm, yellow
13668 | 1568251530 | CLI C 1-3 WS/SW 9 CD | CableLine, Conductor and cable markers, 2.5 - 5 mm, 3 x 4.2 mm, white
13669 | 1568251649 | CLI C 1-3 GE/SW G CD | CableLine, Conductor and cable markers, 2.5 - 5 mm, 3 x 4.2 mm, yellow
13670 | 1568251655 | CLI C 1-3 GE/SW J CD | CableLine, Conductor and cable markers, 2.5 - 5 mm, 3 x 4.2 mm, yellow
13671 | 1568251657 | CLI C 1-3 GE/SW K CD | CableLine, Conductor and cable markers, 2.5 - 5 mm, 3 x 4.2 mm, yellow
13672 | 1568251661 | CLI C 1-3 GE/SW M CD | CableLine, Conductor and cable markers, 2.5 - 5 mm, 3 x 4.2 mm, yellow
13673 | 1568251663 | CLI C 1-3 GE/SW N CD | CableLine, Conductor and cable markers, 2.5 - 5 mm, 3 x 4.2 mm, yellow
13674 | 1568251669 | CLI C 1-3 GE/SW Q CD | CableLine, Conductor and cable markers, 2.5 - 5 mm, 3 x 4.2 mm, yellow
13675 | 1568251673 | CLI C 1-3 GE/SW S CD | CableLine, Conductor and cable markers, 2.5 - 5 mm, 3 x 4.2 mm, yellow
13676 | 1568251691 | CLI C 1-3 GR NE CD | CableLine, Conductor and cable markers, 2.5 - 5 mm, 3 x 4.2 mm, grey
13677 | 1568251693 | CLI C 1-3 BL NE CD | CableLine, Conductor and cable markers, 2.5 - 5 mm, 3 x 4.2 mm, blue
13678 | 1568251696 | CLI C 1-3 GE/SW Y CD | CableLine, Conductor and cable markers, 2.5 - 5 mm, 3 x 4.2 mm, yellow
13679 | 1568251698 | CLI C 1-3 GE/SW Z CD | CableLine, Conductor and cable markers, 2.5 - 5 mm, 3 x 4.2 mm, yellow
13680 | 1568251699 | CLI C 1-3 GE NE CD | CableLine, Conductor and cable markers, 2.5 - 5 mm, 3 x 4.2 mm, yellow
13681 | 1568251741 | CLI C 1-3 BL/WS - CD | CableLine, Conductor and cable markers, 2.5 - 5 mm, 3 x 4.2 mm, blue
13682 | 1568251742 | CLI C 1-3 GE/SW / CD | CableLine, Conductor and cable markers, 2.5 - 5 mm, 3 x 4.2 mm, yellow
13683 | 1568251747 | CLI C 1-3 GE/SW PET. CD | CableLine, Conductor and cable markers, 2.5 - 5 mm, 3 x 4.2 mm, yellow
13684 | 1568251748 | CLI C 1-3 GE/SW . CD | CableLine, Conductor and cable markers, 2.5 - 5 mm, 3 x 4.2 mm, yellow
13685 | 1568251799 | CLI C 1-3 GE/SW Å CD | CableLine, Conductor and cable markers, 2.5 - 5 mm, 3 x 4.2 mm, yellow
13686 | 1568261502 | CLI C 2-4 GE/SW 0 CD | CableLine, Conductor and cable markers, 4 - 10 mm, 4 x 7 mm, yellow
13687 | 1568261509 | CLI C 2-4 RT/WS 2 CD | CableLine, Conductor and cable markers, 4 - 10 mm, 4 x 7 mm, red
13688 | 1568261511 | CLI C 2-4 GE/SW 3 CD | CableLine, Conductor and cable markers, 4 - 10 mm, 4 x 7 mm, yellow
13689 | 1568261521 | CLI C 2-4 BL/WS 6 CD | CableLine, Conductor and cable markers, 4 - 10 mm, 4 x 7 mm, blue
13690 | 1568261524 | CLI C 2-4 VI/WS 7 CD | CableLine, Conductor and cable markers, 4 - 10 mm, 4 x 7 mm, violet
13691 | 1568261529 | CLI C 2-4 GE/SW 9 CD | CableLine, Conductor and cable markers, 4 - 10 mm, 4 x 7 mm, yellow
13692 | 1568261637 | CLI C 2-4 GE/SW A CD | CableLine, Conductor and cable markers, 4 - 10 mm, 4 x 7 mm, yellow
13693 | 1568261639 | CLI C 2-4 GE/SW B CD | CableLine, Conductor and cable markers, 4 - 10 mm, 4 x 7 mm, yellow
13694 | 1568261641 | CLI C 2-4 GE/SW C CD | CableLine, Conductor and cable markers, 4 - 10 mm, 4 x 7 mm, yellow
13695 | 1568261647 | CLI C 2-4 GE/SW F CD | CableLine, Conductor and cable markers, 4 - 10 mm, 4 x 7 mm, yellow
13696 | 1568261651 | CLI C 2-4 GE/SW H CD | CableLine, Conductor and cable markers, 4 - 10 mm, 4 x 7 mm, yellow
13697 | 1568261665 | CLI C 2-4 GE/SW O CD | CableLine, Conductor and cable markers, 4 - 10 mm, 4 x 7 mm, yellow
13698 | 1568261667 | CLI C 2-4 GE/SW P CD | CableLine, Conductor and cable markers, 4 - 10 mm, 4 x 7 mm, yellow
13699 | 1568261673 | CLI C 2-4 GE/SW S CD | CableLine, Conductor and cable markers, 4 - 10 mm, 4 x 7 mm, yellow
13700 | 1568261681 | CLI C 2-4 GE/SW V CD | CableLine, Conductor and cable markers, 4 - 10 mm, 4 x 7 mm, yellow
13701 | 1568261738 | CLI C 2-4 GE/SW + CD | CableLine, Conductor and cable markers, 4 - 10 mm, 4 x 7 mm, yellow
13702 | 1568261748 | CLI C 2-4 GE/SW . CD | CableLine, Conductor and cable markers, 4 - 10 mm, 4 x 7 mm, yellow
13703 | 1568261750 | CLI C 2-4 GE/SW : CD | CableLine, Conductor and cable markers, 4 - 10 mm, 4 x 7 mm, yellow
13704 | 1568300005 | CLI M 2-4 WS/SW 5 CD | CableLine, Conductor and cable markers, 10 - 317 mm, 4 x 11.3 mm, white
13705 | 1568300006 | CLI M 2-4 WS/SW 6 CD | CableLine, Conductor and cable markers, 10 - 317 mm, 4 x 11.3 mm, white
13706 | 1568301502 | CLI M 2-4 GE/SW 0 CD | CableLine, Conductor and cable markers, 10 - 317 mm, 4 x 11.3 mm, yellow
13707 | 1568301505 | CLI M 2-4 GE/SW 1 CD | CableLine, Conductor and cable markers, 10 - 317 mm, 4 x 11.3 mm, yellow
13708 | 1568301509 | CLI M 2-4 RT/WS 2 CD | CableLine, Conductor and cable markers, 10 - 317 mm, 4 x 11.3 mm, red
13709 | 1568301518 | CLI M 2-4 GN/WS 5 CD | CableLine, Conductor and cable markers, 10 - 317 mm, 4 x 11.3 mm, green
13710 | 1568301524 | CLI M 2-4 VI/WS 7 CD | CableLine, Conductor and cable markers, 10 - 317 mm, 4 x 11.3 mm, violet
13711 | 1568301527 | CLI M 2-4 GR/SW 8 CD | CableLine, Conductor and cable markers, 10 - 317 mm, 4 x 11.3 mm, grey
13712 | 1568301641 | CLI M 2-4 GE/SW C CD | CableLine, Conductor and cable markers, 10 - 317 mm, 4 x 11.3 mm, yellow
13713 | 1568301659 | CLI M 2-4 GE/SW L CD | CableLine, Conductor and cable markers, 10 - 317 mm, 4 x 11.3 mm, yellow
13714 | 1568301673 | CLI M 2-4 GE/SW S CD | CableLine, Conductor and cable markers, 10 - 317 mm, 4 x 11.3 mm, yellow
13715 | 1568301679 | CLI M 2-4 GE/SW U CD | CableLine, Conductor and cable markers, 10 - 317 mm, 4 x 11.3 mm, yellow
13716 | 1568301697 | CLI M 2-4 WS/SW 1 CD | CableLine, Conductor and cable markers, 10 - 317 mm, 4 x 11.3 mm, white
13717 | 1568301740 | CLI M 2-4 GE/SW - CD | CableLine, Conductor and cable markers, 10 - 317 mm, 4 x 11.3 mm, yellow
13718 | 1568301746 | CLI M 2-4 GE/SW ET CD | CableLine, Conductor and cable markers, 10 - 317 mm, 4 x 11.3 mm, yellow
13719 | 1568301751 | CLI M 2-4 GE/SW = CD | CableLine, Conductor and cable markers, 10 - 317 mm, 4 x 11.3 mm, yellow
13720 | 1568301752 | CLI M 2-4 GE/SW AC CD | CableLine, Conductor and cable markers, 10 - 317 mm, 4 x 11.3 mm, yellow
13721 | 133360011 | DEK 6 FSZ 11-20 | Dekafix, Terminal marker, 5 x 6 mm, Pitch in mm (P): 6.00 Weidmueller, white
13722 | 251311667 | CLI C 2-4 GE/SW P MP | CableLine, Conductor and cable markers, 4 - 10 mm, 4 x 7 mm, yellow
13723 | 251311671 | CLI C 2-4 GE/SW R MP | CableLine, Conductor and cable markers, 4 - 10 mm, 4 x 7 mm, yellow
13724 | 251311673 | CLI C 2-4 GE/SW S MP | CableLine, Conductor and cable markers, 4 - 10 mm, 4 x 7 mm, yellow
13725 | 251311676 | CLI C 2-4 GE/SW T MP | CableLine, Conductor and cable markers, 4 - 10 mm, 4 x 7 mm, yellow
13726 | 251311679 | CLI C 2-4 GE/SW U MP | CableLine, Conductor and cable markers, 4 - 10 mm, 4 x 7 mm, yellow
13727 | 251311683 | CLI C 2-4 GE/SW W MP | CableLine, Conductor and cable markers, 4 - 10 mm, 4 x 7 mm, yellow
13728 | 251311687 | CLI C 2-4 GE/SW X MP | CableLine, Conductor and cable markers, 4 - 10 mm, 4 x 7 mm, yellow
13729 | 251311695 | CLI C 2-4 GE/SW Ö MP | CableLine, Conductor and cable markers, 4 - 10 mm, 4 x 7 mm, yellow
13730 | 251311696 | CLI C 2-4 GE/SW Y MP | CableLine, Conductor and cable markers, 4 - 10 mm, 4 x 7 mm, yellow
13731 | 251311697 | CLI C 2-4 GE/SW Ä MP | CableLine, Conductor and cable markers, 4 - 10 mm, 4 x 7 mm, yellow
13732 | 251311698 | CLI C 2-4 GE/SW Z MP | CableLine, Conductor and cable markers, 4 - 10 mm, 4 x 7 mm, yellow
13733 | 251311735 | CLI C 2-4 GE/SW Æ MP | CableLine, Conductor and cable markers, 4 - 10 mm, 4 x 7 mm, yellow
13734 | 251311736 | CLI C 2-4 GE/SW Ø MP | CableLine, Conductor and cable markers, 4 - 10 mm, 4 x 7 mm, yellow
13735 | 251311751 | CLI C 2-4 GE/SW = MP | CableLine, Conductor and cable markers, 4 - 10 mm, 4 x 7 mm, yellow
13736 | 252111511 | CLI C 02-3 GE/SW 3 MP | CableLine, Conductor and cable markers, 1.3 - 3 mm, 3 x 3.4 mm, yellow
13737 | 252111524 | CLI C 02-3 VI/WS 7 MP | CableLine, Conductor and cable markers, 1.3 - 3 mm, 3 x 3.4 mm, violet
13738 | 252111526 | CLI C 02-3 GE/SW 8 MP | CableLine, Conductor and cable markers, 1.3 - 3 mm, 3 x 3.4 mm, yellow
13739 | 252111529 | CLI C 02-3 GE/SW 9 MP | CableLine, Conductor and cable markers, 1.3 - 3 mm, 3 x 3.4 mm, yellow
13740 | 252111645 | CLI C 02-3 GE/SW E MP | CableLine, Conductor and cable markers, 1.3 - 3 mm, 3 x 3.4 mm, yellow
13741 | 252111647 | CLI C 02-3 GE/SW F MP | CableLine, Conductor and cable markers, 1.3 - 3 mm, 3 x 3.4 mm, yellow
13742 | 252111651 | CLI C 02-3 GE/SW H MP | CableLine, Conductor and cable markers, 1.3 - 3 mm, 3 x 3.4 mm, yellow
13743 | 252111657 | CLI C 02-3 GE/SW K MP | CableLine, Conductor and cable markers, 1.3 - 3 mm, 3 x 3.4 mm, yellow
13744 | 252111667 | CLI C 02-3 GE/SW P MP | CableLine, Conductor and cable markers, 1.3 - 3 mm, 3 x 3.4 mm, yellow
13745 | 252111676 | CLI C 02-3 GE/SW T MP | CableLine, Conductor and cable markers, 1.3 - 3 mm, 3 x 3.4 mm, yellow
13746 | 252111727 | CLI C 02-6 GE/SW A2 MP | CableLine, Conductor and cable markers, 1.3 - 3 mm, 6 x 3.4 mm, yellow
13747 | 252111728 | CLI C 02-6 GE/SW L1 MP | CableLine, Conductor and cable markers, 1.3 - 3 mm, 6 x 3.4 mm, yellow
13748 | 252111730 | CLI C 02-6 GE/SW L3 MP | CableLine, Conductor and cable markers, 1.3 - 3 mm, 6 x 3.4 mm, yellow
13749 | 252111734 | CLI C 02-9 GE/SW PEN MP | CableLine, Conductor and cable markers, 1.3 - 3 mm, 9 x 3.4 mm, yellow
13750 | 252611664 | CLI C 1-3 BL/WS N MP | CableLine, Conductor and cable markers, 2.5 - 5 mm, 3 x 4.2 mm, blue
13751 | 252611695 | CLI C 1-3 GE/SW Ö MP | CableLine, Conductor and cable markers, 2.5 - 5 mm, 3 x 4.2 mm, yellow
13752 | 252711546 | CLI C 1-6 GE/SW 25 MP | CableLine, Conductor and cable markers, 2.5 - 5 mm, 6 x 4.2 mm, yellow
13753 | 252711551 | CLI C 1-6 GE/SW 30 MP | CableLine, Conductor and cable markers, 2.5 - 5 mm, 6 x 4.2 mm, yellow
13754 | 252711553 | CLI C 1-6 GE/SW 32 MP | CableLine, Conductor and cable markers, 2.5 - 5 mm, 6 x 4.2 mm, yellow
13755 | 252711567 | CLI C 1-6 GE/SW 46 MP | CableLine, Conductor and cable markers, 2.5 - 5 mm, 6 x 4.2 mm, yellow
13756 | 252711573 | CLI C 1-6 GE/SW 52 MP | CableLine, Conductor and cable markers, 2.5 - 5 mm, 6 x 4.2 mm, yellow
13757 | 252711574 | CLI C 1-6 GE/SW 53 MP | CableLine, Conductor and cable markers, 2.5 - 5 mm, 6 x 4.2 mm, yellow
13758 | 252711575 | CLI C 1-6 GE/SW 54 MP | CableLine, Conductor and cable markers, 2.5 - 5 mm, 6 x 4.2 mm, yellow
13759 | 252711581 | CLI C 1-6 GE/SW 60 MP | CableLine, Conductor and cable markers, 2.5 - 5 mm, 6 x 4.2 mm, yellow
13760 | 252711584 | CLI C 1-6 GE/SW 63 MP | CableLine, Conductor and cable markers, 2.5 - 5 mm, 6 x 4.2 mm, yellow
13761 | 252711585 | CLI C 1-6 GE/SW 64 MP | CableLine, Conductor and cable markers, 2.5 - 5 mm, 6 x 4.2 mm, yellow
13762 | 252711587 | CLI C 1-6 GE/SW 66 MP | CableLine, Conductor and cable markers, 2.5 - 5 mm, 6 x 4.2 mm, yellow
13763 | 252711591 | CLI C 1-6 GE/SW 70 MP | CableLine, Conductor and cable markers, 2.5 - 5 mm, 6 x 4.2 mm, yellow
13764 | 252711594 | CLI C 1-6 GE/SW 73 MP | CableLine, Conductor and cable markers, 2.5 - 5 mm, 6 x 4.2 mm, yellow
13765 | 252711595 | CLI C 1-6 GE/SW 74 MP | CableLine, Conductor and cable markers, 2.5 - 5 mm, 6 x 4.2 mm, yellow
13766 | 252711596 | CLI C 1-6 GE/SW 75 MP | CableLine, Conductor and cable markers, 2.5 - 5 mm, 6 x 4.2 mm, yellow
13767 | 252711600 | CLI C 1-6 GE/SW 79 MP | CableLine, Conductor and cable markers, 2.5 - 5 mm, 6 x 4.2 mm, yellow
13768 | 252711601 | CLI C 1-6 GE/SW 80 MP | CableLine, Conductor and cable markers, 2.5 - 5 mm, 6 x 4.2 mm, yellow
13769 | 252711602 | CLI C 1-6 GE/SW 81 MP | CableLine, Conductor and cable markers, 2.5 - 5 mm, 6 x 4.2 mm, yellow
13770 | 252711608 | CLI C 1-6 GE/SW 87 MP | CableLine, Conductor and cable markers, 2.5 - 5 mm, 6 x 4.2 mm, yellow
13771 | 252711609 | CLI C 1-6 GE/SW 88 MP | CableLine, Conductor and cable markers, 2.5 - 5 mm, 6 x 4.2 mm, yellow
13772 | 252711611 | CLI C 1-6 GE/SW 90 MP | CableLine, Conductor and cable markers, 2.5 - 5 mm, 6 x 4.2 mm, yellow
13773 | 252711612 | CLI C 1-6 GE/SW 91 MP | CableLine, Conductor and cable markers, 2.5 - 5 mm, 6 x 4.2 mm, yellow
13774 | 252711614 | CLI C 1-6 GE/SW 93 MP | CableLine, Conductor and cable markers, 2.5 - 5 mm, 6 x 4.2 mm, yellow
13775 | 252711733 | CLI C 1-6 GE/SW PE MP | CableLine, Conductor and cable markers, 2.5 - 5 mm, 6 x 4.2 mm, yellow
13776 | 253411751 | CLI C 3-6 GE/SW = MP | CableLine, Conductor and cable markers, 8 - 16 mm, 6 x 11 mm, yellow
13777 | 253511750 | CLI C 3-9 GE/SW X1 MP | CableLine, Conductor and cable markers, 8 - 16 mm, 9 x 11 mm, yellow
13778 | 460660041 | DEK 5 FSZ 41-50 | Dekafix, Terminal marker, 5 x 5 mm, Pitch in mm (P): 5.00 Weidmueller, white
13779 | 473460101 | DEK 5 FW 101-150 | Dekafix, Terminal marker, 5 x 5 mm, Pitch in mm (P): 5.00 Weidmueller, white
13780 | 473460151 | DEK 5 FW 151-200 | Dekafix, Terminal marker, 5 x 5 mm, Pitch in mm (P): 5.00 Weidmueller, white
13781 | 473560101 | DEK 5 FS 101-150 | Dekafix, Terminal marker, 5 x 5 mm, Pitch in mm (P): 5.00 Weidmueller, white
13782 | 473560201 | DEK 5 FS 201-250 | Dekafix, Terminal marker, 5 x 5 mm, Pitch in mm (P): 5.00 Weidmueller, white
13783 | 518960041 | DEK 6 FWZ 41-50 | Dekafix, Terminal marker, 5 x 6 mm, Pitch in mm (P): 6.00 Weidmueller, white
13784 | 518960091 | DEK 6 FWZ 91-100 | Dekafix, Terminal marker, 5 x 6 mm, Pitch in mm (P): 6.00 Weidmueller, white
13785 | 522761034 | DEK 5 GW N | Dekafix, Terminal marker, 5 x 5 mm, Pitch in mm (P): 5.00 Weidmueller, white
13786 | 523060011 | DEK 5 FWZ 11-20 | Dekafix, Terminal marker, 5 x 5 mm, Pitch in mm (P): 5.00 Weidmueller, white
13787 | 523060021 | DEK 5 FWZ 21-30 | Dekafix, Terminal marker, 5 x 5 mm, Pitch in mm (P): 5.00 Weidmueller, white
13788 | 523060051 | DEK 5 FWZ 51-60 | Dekafix, Terminal marker, 5 x 5 mm, Pitch in mm (P): 5.00 Weidmueller, white
13789 | 526960003 | DEK 6 GW 3 | Dekafix, Terminal marker, 5 x 6 mm, Pitch in mm (P): 6.00 Weidmueller, white
13790 | 560001501 | CLI R 02-3 GE/SW 0 | CableLine, Mounting mandrel
13791 | 560001509 | CLI R 02-3 RT/WS 2 | CableLine, Mounting mandrel
13792 | 560001512 | CLI R 02-3 OR/SW 3 | CableLine, Mounting mandrel
13793 | 560001516 | CLI R 02-3 GE/SW 5 | CableLine, Mounting mandrel
13794 | 560001525 | CLI R 02-3 GE/SW 8 | CableLine, Mounting mandrel
13795 | 560001642 | CLI R 02-3 GE/SW C | CableLine, Mounting mandrel
13796 | 560001644 | CLI R 02-3 GE/SW D | CableLine, Mounting mandrel
13797 | 560001648 | CLI R 02-3 GE/SW F | CableLine, Mounting mandrel
13798 | 560001652 | CLI R 02-3 GE/SW H | CableLine, Mounting mandrel
13799 | 560001660 | CLI R 02-3 GE/SW L | CableLine, Mounting mandrel
13800 | 560001666 | CLI R 02-3 GE/SW O | CableLine, Mounting mandrel
13801 | 560001682 | CLI R 02-3 GE/SW V | CableLine, Mounting mandrel
13802 | 560001699 | CLI R 02-3 GE/SW Z | CableLine, Mounting mandrel
13803 | 560001738 | CLI R 02-3 GE/SW + | CableLine, Mounting mandrel
13804 | 560001740 | CLI R 02-3 GE/SW - | CableLine, Mounting mandrel
13805 | 560001745 | CLI R 02-3 GE/SW ET | CableLine, Mounting mandrel
13806 | 572901508 | CLI R 1-3 RT/WS 2 | CableLine, Mounting mandrel
13807 | 572901520 | CLI R 1-3 BL/WS 6 | CableLine, Mounting mandrel
13808 | 572901526 | CLI R 1-3 GR/SW 8 | CableLine, Mounting mandrel
13809 | 572901644 | CLI R 1-3 GE/SW D | CableLine, Mounting mandrel
13810 | 572901658 | CLI R 1-3 GE/SW K | CableLine, Mounting mandrel
13811 | 572901670 | CLI R 1-3 GE/SW Q | CableLine, Mounting mandrel
13812 | 572901684 | CLI R 1-3 GE/SW W | CableLine, Mounting mandrel
13813 | 572901697 | CLI R 1-3 GE/SW Y | CableLine, Mounting mandrel
13814 | 572901699 | CLI R 1-3 GE/SW Z | CableLine, Mounting mandrel
13815 | 572901743 | CLI R 1-3 GE/SW / | CableLine, Mounting mandrel
13816 | 572901745 | CLI R 1-3 GE/SW ET | CableLine, Mounting mandrel
13817 | 572901746 | CLI R 1-3 BL/WS N | CableLine, Mounting mandrel
13818 | 576261203 | DEK 5 GW ERDE I.KR. | Dekafix, Terminal marker, 5 x 5 mm, Pitch in mm (P): 5.00 Weidmueller, white
13819 | 632161203 | DEK 6,5 FW L1-ERDE I.KR | Dekafix, Terminal marker, 5 x 6.5 mm, Pitch in mm (P): 6.50 Weidmueller, white
13820 | 648001508 | CLI O 10-3 GE/SW 2 MP | CableLine, Conductor and cable markers, 2 - 3 mm, 3 x 4 mm, yellow
13821 | 648001520 | CLI O 10-3 GE/SW 6 MP | CableLine, Conductor and cable markers, 2 - 3 mm, 3 x 4 mm, yellow
13822 | 648009999 | CLI O 10-3 SDR MP | CableLine, Conductor and cable markers, 2 - 3 mm, 3 x 4 mm, To customer specification
13823 | 648101699 | CLI O 20-3 GE/SW Å MP | CableLine, Conductor and cable markers, 3 - 4 mm, 3 x 5.5 mm, yellow
13824 | 648209999 | CLI O 30-3 SDR MP | CableLine, Conductor and cable markers, 4 - 5 mm, 3 x 6 mm, To customer specification
13825 | 1568241647 | CLI C 02-3 GE/SW F CD | CableLine, Conductor and cable markers, 1.3 - 3 mm, 3 x 3.4 mm, yellow
13826 | 1568241649 | CLI C 02-3 GE/SW G CD | CableLine, Conductor and cable markers, 1.3 - 3 mm, 3 x 3.4 mm, yellow
13827 | 1568241726 | CLI C 02-6 GE/SW A1 CD | CableLine, Conductor and cable markers, 1.3 - 3 mm, 6 x 3.4 mm, yellow
13828 | 1568241727 | CLI C 02-6 GE/SW A2 CD | CableLine, Conductor and cable markers, 1.3 - 3 mm, 6 x 3.4 mm, yellow
13829 | 1568241735 | CLI C 02-3 GE/SW Æ CD | CableLine, Conductor and cable markers, 1.3 - 3 mm, 3 x 3.4 mm, yellow
13830 | 1568250002 | CLI C 1-3 WS/SW 2 CD | CableLine, Conductor and cable markers, 2.5 - 5 mm, 3 x 4.2 mm, white
13831 | 1568251021 | CLI C 1-3 WS/SW A CD | CableLine, Conductor and cable markers, 2.5 - 5 mm, 3 x 4.2 mm, white
13832 | 1568251022 | CLI C 1-3 WS/SW B CD | CableLine, Conductor and cable markers, 2.5 - 5 mm, 3 x 4.2 mm, white
13833 | 1568251028 | CLI C 1-3 WS/SW H CD | CableLine, Conductor and cable markers, 2.5 - 5 mm, 3 x 4.2 mm, white
13834 | 1568251029 | CLI C 1-3 WS/SW I CD | CableLine, Conductor and cable markers, 2.5 - 5 mm, 3 x 4.2 mm, white
13835 | 1568251037 | CLI C 1-3 WS/SW Q CD | CableLine, Conductor and cable markers, 2.5 - 5 mm, 3 x 4.2 mm, white
13836 | 1568251057 | CLI C 1-3 WS/SW Ö CD | CableLine, Conductor and cable markers, 2.5 - 5 mm, 3 x 4.2 mm, white
13837 | 1568251505 | CLI C 1-3 GE/SW 1 CD | CableLine, Conductor and cable markers, 2.5 - 5 mm, 3 x 4.2 mm, yellow
13838 | 1568251511 | CLI C 1-3 GE/SW 3 CD | CableLine, Conductor and cable markers, 2.5 - 5 mm, 3 x 4.2 mm, yellow
13839 | 1568251517 | CLI C 1-3 GE/SW 5 CD | CableLine, Conductor and cable markers, 2.5 - 5 mm, 3 x 4.2 mm, yellow
13840 | 1568251523 | CLI C 1-3 GE/SW 7 CD | CableLine, Conductor and cable markers, 2.5 - 5 mm, 3 x 4.2 mm, yellow
13841 | 1568261695 | CLI C 2-4 GE/SW Ö CD | CableLine, Conductor and cable markers, 4 - 10 mm, 4 x 7 mm, yellow
13842 | 1568261699 | CLI C 2-4 GE/SW Å CD | CableLine, Conductor and cable markers, 4 - 10 mm, 4 x 7 mm, yellow
13843 | 1568261735 | CLI C 2-4 GE/SW Æ CD | CableLine, Conductor and cable markers, 4 - 10 mm, 4 x 7 mm, yellow
13844 | 1568301694 | CLI M 2-4 GE/SW Ä CD | CableLine, Conductor and cable markers, 10 - 317 mm, 4 x 11.3 mm, yellow
13845 | 1568301695 | CLI M 2-4 GE/SW Ö CD | CableLine, Conductor and cable markers, 10 - 317 mm, 4 x 11.3 mm, yellow
13846 | 1609801044 | DEK 5/5 MC NE WS | Dekafix, Terminal marker, 5 x 5 mm, Pitch in mm (P): 5.00 Weidmueller, white
13847 | 1609801686 | DEK 5/5 MC NE RT | Dekafix, Terminal marker, 5 x 5 mm, Pitch in mm (P): 5.00 Weidmueller, red
13848 | 1609801691 | DEK 5/5 MC NE GR | Dekafix, Terminal marker, 5 x 5 mm, Pitch in mm (P): 5.00 Weidmueller, grey
13849 | 1609801693 | DEK 5/5 MC NE BL | Dekafix, Terminal marker, 5 x 5 mm, Pitch in mm (P): 5.00 Weidmueller, blue
13850 | 1609981044 | TM-I 15 MC NE WS | TM-I, Insert markers, 15 x 4 mm, white
13851 | 1609981693 | TM-I 15 MC NE BL | TM-I, Insert markers, 15 x 4 mm, blue
13852 | 1630200001 | KSW 4 8/5,08 1-8 | KSW, Terminal marker, 4 x 40.6 mm, Pitch in mm (P): 5.08 Weidmueller, white
13853 | 1686431687 | LM MT300 60/36 GE | LaserMark, Device markers, 36 x 60 mm, yellow
13854 | 1689390003 | VT SF 1/21 MC NE RT V0 | SlimFix, Conductor and cable markers, 1.7 - 2.1 mm, 21 x 3.2 mm, red
13855 | 1689410004 | VT SF 2/21 MC NE GE V0 | SlimFix, Conductor and cable markers, 2.2 - 2.9 mm, 21 x 3.6 mm, yellow
13856 | 1689430004 | VT SF 3/21 MC NE GE V0 | SlimFix, Conductor and cable markers, 3 - 3.7 mm, 21 x 4.6 mm, yellow
13857 | 1689450001 | VT SF 4/21 MC NE WS V0 | SlimFix, Conductor and cable markers, 3.6 - 6 mm, 21 x 5.7 mm, white
13858 | 1689470001 | VT SF 5/21 MC NE WS V0 | SlimFix, Conductor and cable markers, 4.8 - 7.4 mm, 21 x 7.4 mm, white
13859 | 1689490001 | VT SFX 14/23 MC NE WS V0 | SlimFix X, Conductor and cable markers, 7 - 40 mm, 23 x 14 mm, white
13860 | 1695731044 | LM WO 25/68 WS | LaserMark, Conductor and cable markers, 8.2 - 14.3 mm, 25 x 68 mm, white
13861 | 1707350003 | SERV-P. DIAM16 L3 SW/WS | Device markers, Device markers, 16 x 16 mm, black
13862 | 1707350004 | SERV-P. DIAM16 N BL/WS | Device markers, Device markers, 16 x 16 mm, blue
13863 | 1712491044 | LM WO 25/140 WS | LaserMark, Conductor and cable markers, 16.2 - 36.4 mm, 25 x 140 mm, white
13864 | 1712500006 | WSM 10 6 | Stainless steel markers, Conductor and cable markers, 5.5 x 9.9 mm, silver
13865 | 1712500009 | WSM 10 9 | Stainless steel markers, Conductor and cable markers, 5.5 x 9.9 mm, silver
13866 | 1712501056 | WSM 10 ~ | Stainless steel markers, Conductor and cable markers, 5.5 x 9.9 mm, silver
13867 | 1712501639 | WSM 10 B | Stainless steel markers, Conductor and cable markers, 5.5 x 9.9 mm, silver
13868 | 1712501651 | WSM 10 H | Stainless steel markers, Conductor and cable markers, 5.5 x 9.9 mm, silver
13869 | 1714101693 | VT-TM-I 18 MC NE BL | TM-I, Insert markers, 18 x 4 mm, blue
13870 | 1718411688 | TM-I 12 MC NE GN | TM-I, Insert markers, 12 x 4 mm, green
13871 | 1718431688 | TM-I 18 MC NE GN | TM-I, Insert markers, 18 x 4 mm, green
13872 | 1730590004 | VT SF 0/21 MC NE GE V0 | SlimFix, Conductor and cable markers, 1.2 - 1.6 mm, 21 x 3.2 mm, yellow
13873 | 1733650004 | CLI M 2-4 GE NE MP | CableLine, Conductor and cable markers, 10 - 317 mm, 4 x 11.4 mm, yellow
13874 | 1733651521 | CLI M 2-4 BL/WS 6 MP | CableLine, Conductor and cable markers, 10 - 317 mm, 4 x 11.3 mm, blue
13875 | 1733651527 | CLI M 2-4 GR/SW 8 MP | CableLine, Conductor and cable markers, 10 - 317 mm, 4 x 11.3 mm, grey
13876 | 1733651641 | CLI M 2-4 GE/SW C MP | CableLine, Conductor and cable markers, 10 - 317 mm, 4 x 11.3 mm, yellow
13877 | 1733651645 | CLI M 2-4 GE/SW E MP | CableLine, Conductor and cable markers, 10 - 317 mm, 4 x 11.3 mm, yellow
13878 | 1733651647 | CLI M 2-4 GE/SW F MP | CableLine, Conductor and cable markers, 10 - 317 mm, 4 x 11.3 mm, yellow
13879 | 1733651653 | CLI M 2-4 GE/SW I MP | CableLine, Conductor and cable markers, 10 - 317 mm, 4 x 11.3 mm, yellow
13880 | 1733651667 | CLI M 2-4 GE/SW P MP | CableLine, Conductor and cable markers, 10 - 317 mm, 4 x 11.3 mm, yellow
13881 | 1733651671 | CLI M 2-4 GE/SW R MP | CableLine, Conductor and cable markers, 10 - 317 mm, 4 x 11.3 mm, yellow
13882 | 1733651679 | CLI M 2-4 GE/SW U MP | CableLine, Conductor and cable markers, 10 - 317 mm, 4 x 11.3 mm, yellow
13883 | 1733651681 | CLI M 2-4 GE/SW V MP | CableLine, Conductor and cable markers, 10 - 317 mm, 4 x 11.3 mm, yellow
13884 | 1733651687 | CLI M 2-4 GE/SW X MP | CableLine, Conductor and cable markers, 10 - 317 mm, 4 x 11.3 mm, yellow
13885 | 1733651695 | CLI M 2-4 GE/SW Ö MP | CableLine, Conductor and cable markers, 10 - 317 mm, 4 x 11.3 mm, yellow
13886 | 1733651698 | CLI M 2-4 GE/SW Z MP | CableLine, Conductor and cable markers, 10 - 317 mm, 4 x 11.3 mm, yellow
13887 | 1733651742 | CLI M 2-4 GE/SW / MP | CableLine, Conductor and cable markers, 10 - 317 mm, 4 x 11.3 mm, yellow
13888 | 1733651747 | CLI M 2-4 GE/SW PET. MP | CableLine, Conductor and cable markers, 10 - 317 mm, 4 x 11.3 mm, yellow
13889 | 1733651750 | CLI M 2-4 GE/SW : MP | CableLine, Conductor and cable markers, 10 - 317 mm, 4 x 11.3 mm, yellow
13890 | 1746030001 | VT SF 4/12 MC NE WS V0 | SlimFix, Conductor and cable markers, 3.6 - 6 mm, 12 x 5.7 mm, white
13891 | 1747320001 | SFC 1/12 MC NE WS | SlimFix Clip, Conductor and cable markers, 2 - 3.5 mm, 12 x 5.8 mm, white
13892 | 1747320004 | SFC 1/12 MC NE GE | SlimFix Clip, Conductor and cable markers, 2 - 3.5 mm, 12 x 5.8 mm, yellow
13893 | 1751561044 | THM WO 25/140 WS | THM, Conductor and cable markers, 8.3 - 36.4 mm, 25 x 140 mm, white
13894 | 1751561687 | THM WO 25/140 GE | THM, Conductor and cable markers, 8.3 - 36.4 mm, 25 x 140 mm, yellow
13895 | 1751750001 | THM MT30X 25/12 SI | THM, Device markers, 12 x 25 mm, silver
13896 | 1751760001 | THM MT30X 26/10 SI | THM, Device markers, 10 x 26 mm, silver
13897 | 1751761044 | THM MT30X 26/10 WS | THM, Device markers, 10 x 26 mm, white
13898 | 1751810001 | THM MT30X 45/23 SI | THM, Device markers, 23 x 45 mm, silver
13899 | 1751811044 | THM MT30X 45/23 WS | THM, Device markers, 23 x 45 mm, white
13900 | 1751811687 | THM MT30X 45/23 GE | THM, Device markers, 23 x 45 mm, yellow
13901 | 1751821687 | THM MT30X 101/48 GE | THM, Device markers, 48 x 101 mm, yellow
13902 | 1752110001 | VT SF 0/12 MC NE WS V0 | SlimFix, Conductor and cable markers, 1.2 - 1.6 mm, 12 x 3.2 mm, white
13903 | 1752200001 | VT SF 00/12 MC NE WS V0 | SlimFix, Conductor and cable markers, 1 - 1.3 mm, 12 x 3.2 mm, white
13904 | 1752200004 | VT SF 00/12 MC NE GE V0 | SlimFix, Conductor and cable markers, 1 - 1.3 mm, 12 x 3.2 mm, yellow
13905 | 1753250001 | THM MT30X 18/9 SI | THM, Device markers, 9 x 18 mm, silver
13906 | 1753251687 | THM MT30X 18/9 GE | THM, Device markers, 9 x 18 mm, yellow
13907 | 1753271044 | THM MT30X 18/6 WS | THM, Device markers, 6 x 18 mm, white
13908 | 1753271687 | THM MT30X 18/6 GE | THM, Device markers, 6 x 18 mm, yellow
13909 | 1760461044 | LM MT300 40/6 WS | LaserMark, Device markers, 6 x 40 mm, white
13910 | 1762320041 | DEK 5/3,5 MC FSZ 41-50 | Dekafix, Terminal marker, 5 x 3.5 mm, Pitch in mm (P): 3.50 Weidmueller, white
13911 | 1762320051 | DEK 5/3,5 MC FSZ 51-60 | Dekafix, Terminal marker, 5 x 3.5 mm, Pitch in mm (P): 3.50 Weidmueller, white
13912 | 1779080001 | SFC 1/21 MC NE WS | SlimFix Clip, Conductor and cable markers, 2 - 3.5 mm, 21 x 5.8 mm, white
13913 | 1868811151 | CLI C 1-6 GE/SW X2 CD | CableLine, Conductor and cable markers, 2.5 - 5 mm, 6 x 4.2 mm, yellow
13914 | 1868811523 | CLI C 1-6 GE/SW 02 CD | CableLine, Conductor and cable markers, 2.5 - 5 mm, 6 x 4.2 mm, yellow
13915 | 1868811528 | CLI C 1-6 GE/SW 07 CD | CableLine, Conductor and cable markers, 2.5 - 5 mm, 6 x 4.2 mm, yellow
13916 | 1868811535 | CLI C 1-6 GE/SW 14 CD | CableLine, Conductor and cable markers, 2.5 - 5 mm, 6 x 4.2 mm, yellow
13917 | 1868811540 | CLI C 1-6 GE/SW 19 CD | CableLine, Conductor and cable markers, 2.5 - 5 mm, 6 x 4.2 mm, yellow
13918 | 1868811541 | CLI C 1-6 GE/SW 20 CD | CableLine, Conductor and cable markers, 2.5 - 5 mm, 6 x 4.2 mm, yellow
13919 | 1868811543 | CLI C 1-6 GE/SW 22 CD | CableLine, Conductor and cable markers, 2.5 - 5 mm, 6 x 4.2 mm, yellow
13920 | 1868811544 | CLI C 1-6 GE/SW 23 CD | CableLine, Conductor and cable markers, 2.5 - 5 mm, 6 x 4.2 mm, yellow
13921 | 1868811547 | CLI C 1-6 GE/SW 26 CD | CableLine, Conductor and cable markers, 2.5 - 5 mm, 6 x 4.2 mm, yellow
13922 | 1868811548 | CLI C 1-6 GE/SW 27 CD | CableLine, Conductor and cable markers, 2.5 - 5 mm, 6 x 4.2 mm, yellow
13923 | 1868811551 | CLI C 1-6 GE/SW 30 CD | CableLine, Conductor and cable markers, 2.5 - 5 mm, 6 x 4.2 mm, yellow
13924 | 1868811557 | CLI C 1-6 GE/SW 36 CD | CableLine, Conductor and cable markers, 2.5 - 5 mm, 6 x 4.2 mm, yellow
13925 | 1868811562 | CLI C 1-6 GE/SW 41 CD | CableLine, Conductor and cable markers, 2.5 - 5 mm, 6 x 4.2 mm, yellow
13926 | 1868811566 | CLI C 1-6 GE/SW 45 CD | CableLine, Conductor and cable markers, 2.5 - 5 mm, 6 x 4.2 mm, yellow
13927 | 1868811567 | CLI C 1-6 GE/SW 46 CD | CableLine, Conductor and cable markers, 2.5 - 5 mm, 6 x 4.2 mm, yellow
13928 | 1868811572 | CLI C 1-6 GE/SW 51 CD | CableLine, Conductor and cable markers, 2.5 - 5 mm, 6 x 4.2 mm, yellow
13929 | 1868811574 | CLI C 1-6 GE/SW 53 CD | CableLine, Conductor and cable markers, 2.5 - 5 mm, 6 x 4.2 mm, yellow
13930 | 1868811576 | CLI C 1-6 GE/SW 55 CD | CableLine, Conductor and cable markers, 2.5 - 5 mm, 6 x 4.2 mm, yellow
13931 | 1868811577 | CLI C 1-6 GE/SW 56 CD | CableLine, Conductor and cable markers, 2.5 - 5 mm, 6 x 4.2 mm, yellow
13932 | 1868811583 | CLI C 1-6 GE/SW 62 CD | CableLine, Conductor and cable markers, 2.5 - 5 mm, 6 x 4.2 mm, yellow
13933 | 1868811590 | CLI C 1-6 GE/SW 69 CD | CableLine, Conductor and cable markers, 2.5 - 5 mm, 6 x 4.2 mm, yellow
13934 | 1868811594 | CLI C 1-6 GE/SW 73 CD | CableLine, Conductor and cable markers, 2.5 - 5 mm, 6 x 4.2 mm, yellow
13935 | 1868811597 | CLI C 1-6 GE/SW 76 CD | CableLine, Conductor and cable markers, 2.5 - 5 mm, 6 x 4.2 mm, yellow
13936 | 1868811599 | CLI C 1-6 GE/SW 78 CD | CableLine, Conductor and cable markers, 2.5 - 5 mm, 6 x 4.2 mm, yellow
13937 | 1868811601 | CLI C 1-6 GE/SW 80 CD | CableLine, Conductor and cable markers, 2.5 - 5 mm, 6 x 4.2 mm, yellow
13938 | 1868811603 | CLI C 1-6 GE/SW 82 CD | CableLine, Conductor and cable markers, 2.5 - 5 mm, 6 x 4.2 mm, yellow
13939 | 1868811604 | CLI C 1-6 GE/SW 83 CD | CableLine, Conductor and cable markers, 2.5 - 5 mm, 6 x 4.2 mm, yellow
13940 | 1868811606 | CLI C 1-6 GE/SW 85 CD | CableLine, Conductor and cable markers, 2.5 - 5 mm, 6 x 4.2 mm, yellow
13941 | 1868811609 | CLI C 1-6 GE/SW 88 CD | CableLine, Conductor and cable markers, 2.5 - 5 mm, 6 x 4.2 mm, yellow
13942 | 1868811611 | CLI C 1-6 GE/SW 90 CD | CableLine, Conductor and cable markers, 2.5 - 5 mm, 6 x 4.2 mm, yellow
13943 | 1868811614 | CLI C 1-6 GE/SW 93 CD | CableLine, Conductor and cable markers, 2.5 - 5 mm, 6 x 4.2 mm, yellow
13944 | 1868811735 | CLI C 1-6 GE/SW U1 CD | CableLine, Conductor and cable markers, 2.5 - 5 mm, 6 x 4.2 mm, yellow
13945 | 1868811741 | CLI C 1-6 GE/SW IC CD | CableLine, Conductor and cable markers, 2.5 - 5 mm, 6 x 4.2 mm, yellow
13946 | 1868811742 | CLI C 1-6 GE/SW S1 CD | CableLine, Conductor and cable markers, 2.5 - 5 mm, 6 x 4.2 mm, yellow
13947 | 1871751729 | CLI M 2-6 GE/SW L2 MP | CableLine, Conductor and cable markers, 10 - 317 mm, 6 x 11.3 mm, yellow
13948 | 1871751730 | CLI M 2-6 GE/SW L3 MP | CableLine, Conductor and cable markers, 10 - 317 mm, 6 x 11.3 mm, yellow
13949 | 1871891728 | CLI C 2-6 GE/SW L1 MP | CableLine, Conductor and cable markers, 4 - 10 mm, 6 x 7 mm, yellow
13950 | 1878260040 | CLI C 1-9 GE/SW 040-059 2-PAG RL | CableLine, Conductor and cable markers, 2.5 - 5 mm, 9 x 4.2 mm, yellow
13951 | 1878260060 | CLI C 1-9 GE/SW 060-079 2-PAG RL | CableLine, Conductor and cable markers, 2.5 - 5 mm, 9 x 4.2 mm, yellow
13952 | 1878260140 | CLI C 1-9 GE/SW 140-159 2-PAG RL | CableLine, Conductor and cable markers, 2.5 - 5 mm, 9 x 4.2 mm, yellow
13953 | 1878260200 | CLI C 1-9 GE/SW 200-219 2-PAG RL | CableLine, Conductor and cable markers, 2.5 - 5 mm, 9 x 4.2 mm, yellow
13954 | 1878260260 | CLI C 1-9 GE/SW 260-279 2-PAG RL | CableLine, Conductor and cable markers, 2.5 - 5 mm, 9 x 4.2 mm, yellow
13955 | 1878260280 | CLI C 1-9 GE/SW 280-299 2-PAG RL | CableLine, Conductor and cable markers, 2.5 - 5 mm, 9 x 4.2 mm, yellow
13956 | 1878260300 | CLI C 1-9 GE/SW 300-319 2-PAG RL | CableLine, Conductor and cable markers, 2.5 - 5 mm, 9 x 4.2 mm, yellow
13957 | 1878260320 | CLI C 1-9 GE/SW 320-339 2-PAG RL | CableLine, Conductor and cable markers, 2.5 - 5 mm, 9 x 4.2 mm, yellow
13958 | 1878260340 | CLI C 1-9 GE/SW 340-359 2-PAG RL | CableLine, Conductor and cable markers, 2.5 - 5 mm, 9 x 4.2 mm, yellow
13959 | 1878260400 | CLI C 1-9 GE/SW 400-419 2-PAG RL | CableLine, Conductor and cable markers, 2.5 - 5 mm, 9 x 4.2 mm, yellow
13960 | 1878260420 | CLI C 1-9 GE/SW 420-439 2-PAG RL | CableLine, Conductor and cable markers, 2.5 - 5 mm, 9 x 4.2 mm, yellow
13961 | 1878260440 | CLI C 1-9 GE/SW 440-459 2-PAG RL | CableLine, Conductor and cable markers, 2.5 - 5 mm, 9 x 4.2 mm, yellow
13962 | 1878260480 | CLI C 1-9 GE/SW 480-499 2-PAG RL | CableLine, Conductor and cable markers, 2.5 - 5 mm, 9 x 4.2 mm, yellow
13963 | 1878260520 | CLI C 1-9 GE/SW 520-539 2-PAG RL | CableLine, Conductor and cable markers, 2.5 - 5 mm, 9 x 4.2 mm, yellow
13964 | 1878260540 | CLI C 1-9 GE/SW 540-559 2-PAG RL | CableLine, Conductor and cable markers, 2.5 - 5 mm, 9 x 4.2 mm, yellow
13965 | 1878260560 | CLI C 1-9 GE/SW 560-579 2-PAG RL | CableLine, Conductor and cable markers, 2.5 - 5 mm, 9 x 4.2 mm, yellow
13966 | 1878260600 | CLI C 1-9 GE/SW 600-619 2-PAG RL | CableLine, Conductor and cable markers, 2.5 - 5 mm, 9 x 4.2 mm, yellow
13967 | 1878260660 | CLI C 1-9 GE/SW 660-679 2-PAG RL | CableLine, Conductor and cable markers, 2.5 - 5 mm, 9 x 4.2 mm, yellow
13968 | 1878260760 | CLI C 1-9 GE/SW 760-779 2-PAG RL | CableLine, Conductor and cable markers, 2.5 - 5 mm, 9 x 4.2 mm, yellow
13969 | 1878260780 | CLI C 1-9 GE/SW 780-799 2-PAG RL | CableLine, Conductor and cable markers, 2.5 - 5 mm, 9 x 4.2 mm, yellow
13970 | 1878260800 | CLI C 1-9 GE/SW 800-819 2-PAG RL | CableLine, Conductor and cable markers, 2.5 - 5 mm, 9 x 4.2 mm, yellow
13971 | 1878260900 | CLI C 1-9 GE/SW 900-919 2-PAG RL | CableLine, Conductor and cable markers, 2.5 - 5 mm, 9 x 4.2 mm, yellow
13972 | 1878260920 | CLI C 1-9 GE/SW 920-939 2-PAG RL | CableLine, Conductor and cable markers, 2.5 - 5 mm, 9 x 4.2 mm, yellow
13973 | 1878260940 | CLI C 1-9 GE/SW 940-959 2-PAG RL | CableLine, Conductor and cable markers, 2.5 - 5 mm, 9 x 4.2 mm, yellow
13974 | 1878260960 | CLI C 1-9 GE/SW 960-979 2-PAG RL | CableLine, Conductor and cable markers, 2.5 - 5 mm, 9 x 4.2 mm, yellow
13975 | 1878470040 | CLI C 1-6 GE/SW 40-59 2-PAG RL | CableLine, Conductor and cable markers, 2.5 - 5 mm, 6 x 4.2 mm, yellow
13976 | 1886531687 | CLI M 2-25Q GE NE SG | CableLine, Conductor and cable markers, 10 - 317 mm, 25 x 11.4 mm, yellow
13977 | 1329640000 | KLIPPON K11 EX RAL7001 | Klippon K (aluminium empty enclosure), Empty enclosure, Aluminium enclosure, Height: 80 mm, Width: 75 mm, Depth: 57 mm, Material: Aluminium AlSi12, Powder-coated, Silver grey
13978 | 1184710000 | E1W/40/M40-WM | E1W (Klippon double seal SWA armored Ex e/d cable gland), Cable glands, M 40 x 1.5, 16 mm, Single-wire armouring, 1.6 - 2 mm, OD min. 30.5 - OD max. 40.5 mm, ID min. 25.50 - ID max. 32.20 mm, Brass, nickel-plated
13979 | 1188560000 | VP NPT1-EX W | VP (Klippon Ex blanking plug with mushroom head), Blanking plug, 1" NPT, 19.5 mm, Brass, nickel-plated
13980 | 1769170000 | LM2N 5.08/22/90 3.5SN BK BX | Printed circuit board terminals, 5.08 mm, Number of poles: 22, 90°, Solder pin length (l): 3.5 mm, tinned, black, Clamping yoke connection, Clamping range, max. : 2.5 mm², Box
13981 | 2795170000 | IE-PCB-SP0-P-180V-THR | PCB plug-in connector, male header, Clip-on flange, THT/THR solder connection, 1.80 mm, Number of poles: 2, 180°, Solder pin length (l): 2.1 mm, Ni/Au, silver, black, Tape
13982 | 2795120000 | IE-PCB-SP0-P-90V-THR-YG/YG | PCB plug-in connector, male header, Clip-on flange, THT/THR solder connection, 1.80 mm, Number of poles: 2, 90°, Solder pin length (l): 2.1 mm, Ni/Au, black, Tape
13983 | 1315620000 | UR20-4AI-UI-16 | Remote I/O module, IP20, 4-channel, Analog signals, Input, Current/Voltage, 16 Bit
13984 | 2827590000 | VPU AC II F 2 300/40 | Surge voltage arrester, Low voltage, Class II surge protection, no leakage current, Single-phase, TN
13985 | 2827600000 | VPU AC II F 3 300/40 | Surge voltage arrester, Low voltage, Class II surge protection, no leakage current, TN-C
13986 | 2807410000 | VPU AC II F 3 R 300/40 | Surge voltage arrester, Low voltage, Surge protection, with remote contact, TN-C
13987 | 2807420000 | VPU AC II F 4 R 300/40 | Surge voltage arrester, Low voltage, Surge protection, with remote contact, TN-C-S
13988 | 2827610000 | VPU AC II F 4 300/40 | Surge voltage arrester, Low voltage, Class II surge protection, no leakage current, TN-S
13989 | 1218960000 | VP-HEX M25-EX W | VP-HEX (Klippon Ex blanking plug with hexagon head), Blanking plug, M 25 x 1.5, 16 mm, Brass, nickel-plated
13990 | 1550550000 | UR20-FBC-EIP-V2 | Remote I/O fieldbus coupler, Ethernet
13991 | 7789622020 | PAC-RX3I-SD37-V0-2M | Pre-assembled cable, PAC, Cable LiYCY, 0.25 mm²
13992 | 2792000000 | LIR 1,5M10 V | cable lug, terminal end,Insulated cable connector,1.5 mm²,0.5 mm² - 1.5 mm²
13993 | 2485280000 | UR20-PK-2476450000-SP | Replacement part
13994 | 2464600000 | UR20-8DI-PN-FSOE-V2 | Remote I/O module, IP20, Safety, Digital signals, 8-channel
13995 | 2489830000 | UR20-1SM-50W-6DI2DO-P | Remote I/O module, IP20, Digital signals, Special module
13996 | 1262470000 | ADAP NPT1/2-NPT3/4-W | ADAP (Klippon Ex adaptor), Adapter, 1/2" NPT ,3/4" NPT, Brass, nickel-plated
13997 | 1184670000 | E1W/20S/M20-WM | E1W (Klippon double seal SWA armored Ex e/d cable gland), Cable glands, M 20 x 1.5, 16 mm, Single-wire armouring, 0.9 - 1.25 mm, OD min. 12.5 - OD max. 16 mm, ID min. 8.00 - ID max. 11.70 mm, Brass, nickel-plated
13998 | 2742140000 | A2C 95/120 PE DL | 95 mm², Green/yellow
13999 | 2742120000 | A2C 95/120 DL | Feed-through terminal, 95 mm², 1000 V, 232 A
14000 | 1261910000 | ADAPS M16-M20-W | ADAP (Klippon Ex adaptor), Adapter, M 16 x 1.5 ,M 20, Stainless steel 1.4404
14001 | 1261930000 | ADAPS M20-M25-W | ADAP (Klippon Ex adaptor), Adapter, M 20 x 1.5 ,M 25, Stainless steel 1.4404
14002 | 1261960000 | ADAPS M32-M25-W | ADAP (Klippon Ex adaptor), Adapter, M 32 x 1.5 ,M 25, Stainless steel 1.4404
14003 | 1261970000 | ADAPS M32-M40-W | ADAP (Klippon Ex adaptor), Adapter, M 32 x 1.5 ,M 40, Stainless steel 1.4404
14004 | 1261980000 | ADAPS M40-M32-W | ADAP (Klippon Ex adaptor), Adapter, M 40 x 1.5 ,M 32, Stainless steel 1.4404
14005 | 1262040000 | ADAPS M20-NPT1/2-W | ADAP (Klippon Ex adaptor), Adapter, M 20 x 1.5 ,1/2" NPT, Stainless steel 1.4404
14006 | 1262080000 | ADAPS M25-NPT1-W | ADAP (Klippon Ex adaptor), Adapter, M 25 x 1.5 ,1" NPT, Stainless steel 1.4404
14007 | 1262120000 | ADAPS M32-NPT1-1/2-W | ADAP (Klippon Ex adaptor), Adapter, M 32 x 1.5 ,1 1/2" NPT, Stainless steel 1.4404
14008 | 1187960000 | A2LCS/50S/NPT2-NPT2F-WM | A2LC (Klippon unarmored with conduit connection thread, Ex e/d cable gland), Cable glands, 2" NPT, 19.2 mm, OD min. 31.5 - OD max. 38.2 mm, Stainless steel 1.4404
14009 | 1187730000 | A2LCS/63S/NPT2-NPT2-1/2 | A2LC (Klippon unarmored with conduit connection thread, Ex e/d cable gland), Cable glands, 2" NPT, 19.2 mm, OD min. 43.5 - OD max. 50.1 mm, Stainless steel 1.4404
14010 | 1188760000 | VPS NPT1/2-EX W | VP (Klippon Ex blanking plug with mushroom head), Blanking plug, 1/2" NPT, 15.5 mm, Stainless steel 1.4404
14011 | 1185550000 | A2LS/40/NPT1-1/2-WM | A2L (Klippon unarmored Ex e/d cable gland), Cable glands, 1 1/2" NPT, 18.4 mm, OD min. 25.5 - OD max. 32.2 mm, Stainless steel 1.4404
14012 | 1262180000 | ADAPS M50-NPT1-1/4-W | ADAP (Klippon Ex adaptor), Adapter, M 50 x 1.5 ,1 1/4" NPT, Stainless steel 1.4404
14013 | 1188120000 | E1XZS/16/NPT1/2-WM | E1XZ (Klippon double seal SWB/STA armored Ex e/d cable gland), Cable glands, 1/2" NPT, 13.6 mm, Braided armouring, Metal foil armouring, 0.9 - 0.9 mm, OD min. 8 - OD max. 13.5 mm, ID min. 4.50 - ID max. 8.70 mm, Stainless steel 1.4404
14014 | 1185320000 | A2LS/32/M32-WM | A2L (Klippon unarmored Ex e/d cable gland), Cable glands, M 32 x 1.5, 16 mm, OD min. 19.5 - OD max. 26.3 mm, Stainless steel 1.4404
14015 | 1262350000 | ADAPS NPT3/4-M20-W | ADAP (Klippon Ex adaptor), Adapter, 3/4" NPT ,M 20, Stainless steel 1.4404
14016 | 1262170000 | ADAPS M40-NPT2-W | ADAP (Klippon Ex adaptor), Adapter, M 40 x 1.5 ,2" NPT, Stainless steel 1.4404
14017 | 1187300000 | A2LCS/20/M20-NPT1/2F-WM | A2LC (Klippon unarmored with conduit connection thread, Ex e/d cable gland), Cable glands, M 20 x 1.5, 16 mm, OD min. 10 - OD max. 14 mm, Stainless steel 1.4404
14018 | 1189040000 | E1WS/16/NPT3/4-WM | E1W (Klippon double seal SWA armored Ex e/d cable gland), Cable glands, 3/4" NPT, 13.9 mm, Single-wire armouring, 0.9 - 0.9 mm, OD min. 8 - OD max. 13.5 mm, ID min. 4.50 - ID max. 8.70 mm, Stainless steel 1.4404
14019 | 1188970000 | E1WS/25/NPT3/4-WM | E1W (Klippon double seal SWA armored Ex e/d cable gland), Cable glands, 3/4" NPT, 13.9 mm, Single-wire armouring, 1.25 - 1.6 mm, OD min. 20 - OD max. 27.5 mm, ID min. 13.50 - ID max. 20.00 mm, Stainless steel 1.4404
14020 | 1189010000 | E1WS/50/NPT2-WM | E1W (Klippon double seal SWA armored Ex e/d cable gland), Cable glands, 2" NPT, 19.2 mm, Single-wire armouring, 2 - 2.5 mm, OD min. 45.5 - OD max. 53 mm, ID min. 37.50 - ID max. 44.10 mm, Stainless steel 1.4404
14021 | 1187780000 | A2LCS/32/NPT1-1/4-M32F | A2LC (Klippon unarmored with conduit connection thread, Ex e/d cable gland), Cable glands, 1 1/4" NPT, 18 mm, OD min. 19.5 - OD max. 26.3 mm, Stainless steel 1.4404
14022 | 1185300000 | A2LS/20/M20-WM | A2L (Klippon unarmored Ex e/d cable gland), Cable glands, M 20 x 1.5, 16 mm, OD min. 10 - OD max. 14 mm, Stainless steel 1.4404
14023 | 1187320000 | A2LCS/32/M32-NPT1F-WM | A2LC (Klippon unarmored with conduit connection thread, Ex e/d cable gland), Cable glands, M 32 x 1.5, 16 mm, OD min. 19.5 - OD max. 26.3 mm, Stainless steel 1.4404
14024 | 1189110000 | E1WS/63S/NPT2-1/2-WM | E1W (Klippon double seal SWA armored Ex e/d cable gland), Cable glands, 2 1/2" NPT, 28.9 mm, Single-wire armouring, 2.5 - 2.5 mm, OD min. 51.5 - OD max. 59.5 mm, ID min. 43.50 - ID max. 50.10 mm, Stainless steel 1.4404
14025 | 1187810000 | A2LCS/63S/NPT2-1/2-M63F | A2LC (Klippon unarmored with conduit connection thread, Ex e/d cable gland), Cable glands, 2 1/2" NPT, 28.9 mm, OD min. 43.5 - OD max. 50.1 mm, Stainless steel 1.4404
14026 | 1187820000 | A2LCS/16/NPT3/4-NPT1/2F | A2LC (Klippon unarmored with conduit connection thread, Ex e/d cable gland), Cable glands, 3/4" NPT, 13.9 mm, OD min. 4.5 - OD max. 8.7 mm, Stainless steel 1.4404
14027 | 1188170000 | E1XZS/32/NPT1-WM | E1XZ (Klippon double seal SWB/STA armored Ex e/d cable gland), Cable glands, 1" NPT, 17.3 mm, Braided armouring, Metal foil armouring, 1.6 - 2 mm, OD min. 26 - OD max. 34 mm, ID min. 19.50 - ID max. 26.30 mm, Stainless steel 1.4404
14028 | 1188160000 | E1XZS/25/NPT3/4-WM | E1XZ (Klippon double seal SWB/STA armored Ex e/d cable gland), Cable glands, 3/4" NPT, 13.9 mm, Braided armouring, Metal foil armouring, 1.25 - 1.6 mm, OD min. 20 - OD max. 27.5 mm, ID min. 13.50 - ID max. 20.00 mm, Stainless steel 1.4404
14029 | 1187890000 | A2LCS/63S/NPT2-1/2-NPT2 | A2LC (Klippon unarmored with conduit connection thread, Ex e/d cable gland), Cable glands, 2 1/2" NPT, 19.2 mm, OD min. 43.5 - OD max. 50.1 mm, Stainless steel 1.4404
14030 | 1262410000 | ADAPS NPT1-1/4-M32-W | ADAP (Klippon Ex adaptor), Adapter, 1 1/4" NPT ,M 32, Stainless steel 1.4404
14031 | 1187340000 | A2LCS/50S/M50-NPT1-1/2F | A2LC (Klippon unarmored with conduit connection thread, Ex e/d cable gland), Cable glands, M 50 x 1.5, 16 mm, OD min. 31.5 - OD max. 38.2 mm, Stainless steel 1.4404
14032 | 1187250000 | A2LCS/50/M50-M50F-WM | A2LC (Klippon unarmored with conduit connection thread, Ex e/d cable gland), Cable glands, M 50 x 1.5, 16 mm, OD min. 37.5 - OD max. 44.1 mm, Stainless steel 1.4404
14033 | 1185580000 | A2LS/63S/NPT2-1/2-WM | A2L (Klippon unarmored Ex e/d cable gland), Cable glands, 2 1/2" NPT, 28.9 mm, OD min. 43.5 - OD max. 50.1 mm, Stainless steel 1.4404
14034 | 1189030000 | E1WS/63/NPT2-1/2-WM | E1W (Klippon double seal SWA armored Ex e/d cable gland), Cable glands, 2 1/2" NPT, 28.9 mm, Single-wire armouring, 2.5 - 2.5 mm, OD min. 58 - OD max. 66 mm, ID min. 49.50 - ID max. 56.00 mm, Stainless steel 1.4404
14035 | 1188270000 | E1XZS/32/NPT1-1/4-WM | E1XZ (Klippon double seal SWB/STA armored Ex e/d cable gland), Cable glands, 1 1/4" NPT, 18 mm, Braided armouring, Metal foil armouring, 1.6 - 2 mm, OD min. 26 - OD max. 34 mm, ID min. 19.50 - ID max. 26.30 mm, Stainless steel 1.4404
14036 | 1187830000 | A2LCS/20S/NPT3/4-NPT1/2 | A2LC (Klippon unarmored with conduit connection thread, Ex e/d cable gland), Cable glands, 3/4" NPT, 13.9 mm, OD min. 8 - OD max. 11.7 mm, Stainless steel 1.4404
14037 | 1187850000 | A2LCS/25/NPT1-NPT3/4F | A2LC (Klippon unarmored with conduit connection thread, Ex e/d cable gland), Cable glands, 1" NPT, 17.3 mm, OD min. 13.5 - OD max. 20 mm, Stainless steel 1.4404
14038 | 1187870000 | A2LCS/40/NPT1-1/2-NPT1 | A2LC (Klippon unarmored with conduit connection thread, Ex e/d cable gland), Cable glands, 1 1/2" NPT, 18.4 mm, OD min. 25.5 - OD max. 32.2 mm, Stainless steel 1.4404
14039 | 1187650000 | A2LCS/63/NPT2-1/2-NPT2 | A2LC (Klippon unarmored with conduit connection thread, Ex e/d cable gland), Cable glands, 2 1/2" NPT, 28.9 mm, OD min. 49.5 - OD max. 56 mm, Stainless steel 1.4404
14040 | 1188060000 | E1XZS/32/M32-WM | E1XZ (Klippon double seal SWB/STA armored Ex e/d cable gland), Cable glands, M 32 x 1.5, 16 mm, Braided armouring, Metal foil armouring, 1.6 - 2 mm, OD min. 26 - OD max. 34 mm, ID min. 19.50 - ID max. 26.30 mm, Stainless steel 1.4404
14041 | 1187880000 | A2LCS/50S/NPT2-NPT1-1/2 | A2LC (Klippon unarmored with conduit connection thread, Ex e/d cable gland), Cable glands, 2" NPT, 19.2 mm, OD min. 31.5 - OD max. 38.2 mm, Stainless steel 1.4404
14042 | 1187910000 | A2LCS/20S/NPT3/4-NPT3/4 | A2LC (Klippon unarmored with conduit connection thread, Ex e/d cable gland), Cable glands, 3/4" NPT, 13.9 mm, OD min. 8 - OD max. 11.7 mm, Stainless steel 1.4404
14043 | 1188190000 | E1XZS/50S/NPT1-1/2-WM | E1XZ (Klippon double seal SWB/STA armored Ex e/d cable gland), Cable glands, 1 1/2" NPT, 18.4 mm, Braided armouring, Metal foil armouring, 2 - 2.5 mm, OD min. 38.5 - OD max. 46.5 mm, ID min. 31.50 - ID max. 38.20 mm, Stainless steel 1.4404
14044 | 1188080000 | E1XZS/50S/M50-WM | E1XZ (Klippon double seal SWB/STA armored Ex e/d cable gland), Cable glands, M 50 x 1.5, 16 mm, Braided armouring, Metal foil armouring, 2 - 2.5 mm, OD min. 38.5 - OD max. 46.5 mm, ID min. 31.50 - ID max. 38.20 mm, Stainless steel 1.4404
14045 | 1219060000 | VPS-HEX M40-EX W | VP-HEX (Klippon Ex blanking plug with hexagon head), Blanking plug, M 40 x 1.5, 16 mm, Stainless steel 1.4404
14046 | 1188810000 | VPS NPT2-EX W | VP (Klippon Ex blanking plug with mushroom head), Blanking plug, 2" NPT, 21.5 mm, Stainless steel 1.4404
14047 | 1187900000 | A2LCS/16/NPT3/4-NPT3/4 | A2LC (Klippon unarmored with conduit connection thread, Ex e/d cable gland), Cable glands, 3/4" NPT, 13.9 mm, OD min. 4.5 - OD max. 8.7 mm, Stainless steel 1.4404
14048 | 1187530000 | A2LCS/50/NPT2-M50F-WM | A2LC (Klippon unarmored with conduit connection thread, Ex e/d cable gland), Cable glands, 2" NPT, 19.2 mm, OD min. 37.5 - OD max. 44.1 mm, Stainless steel 1.4404
14049 | 1187560000 | A2LCS/16/NPT1/2-NPT1/2 | A2LC (Klippon unarmored with conduit connection thread, Ex e/d cable gland), Cable glands, 1/2" NPT, 13.6 mm, OD min. 4.5 - OD max. 8.7 mm, Stainless steel 1.4404
14050 | 1185490000 | A2LS/63/NPT2-1/2-WM | A2L (Klippon unarmored Ex e/d cable gland), Cable glands, 2 1/2" NPT, 28.9 mm, OD min. 49.5 - OD max. 56 mm, Stainless steel 1.4404
14051 | 1265680000 | ADAPS NPT1-NPT3/4-W | ADAP (Klippon Ex adaptor), Adapter, 1" NPT ,3/4" NPT, Stainless steel 1.4404
14052 | 1185280000 | A2LS/16/M16-WM | A2L (Klippon unarmored Ex e/d cable gland), Cable glands, M 16 x 1.5, 16 mm, OD min. 4.5 - OD max. 8.7 mm, Stainless steel 1.4404
14053 | 1187770000 | A2LCS/25/NPT1-M25F-WM | A2LC (Klippon unarmored with conduit connection thread, Ex e/d cable gland), Cable glands, 1" NPT, 17.3 mm, OD min. 13.5 - OD max. 20 mm, Stainless steel 1.4404
14054 | 1187680000 | A2LCS/20/NPT1/2-NPT3/4F | A2LC (Klippon unarmored with conduit connection thread, Ex e/d cable gland), Cable glands, 1/2" NPT, 13.6 mm, OD min. 10 - OD max. 14 mm, Stainless steel 1.4404
14055 | 1185480000 | A2LS/63S/NPT2-WM | A2L (Klippon unarmored Ex e/d cable gland), Cable glands, 2" NPT, 19.2 mm, OD min. 43.5 - OD max. 50.1 mm, Stainless steel 1.4404
14056 | 1189100000 | E1WS/50S/NPT2-WM | E1W (Klippon double seal SWA armored Ex e/d cable gland), Cable glands, 2" NPT, 19.2 mm, Single-wire armouring, 2 - 2.5 mm, OD min. 38.5 - OD max. 46.5 mm, ID min. 31.50 - ID max. 38.20 mm, Stainless steel 1.4404
14057 | 1187460000 | A2LCS/16/NPT1/2-M20F-WM | A2LC (Klippon unarmored with conduit connection thread, Ex e/d cable gland), Cable glands, 1/2" NPT, 13.6 mm, OD min. 4.5 - OD max. 8.7 mm, Stainless steel 1.4404
14058 | 1187420000 | A2LCS/32/M32-NPT1-1/4F | A2LC (Klippon unarmored with conduit connection thread, Ex e/d cable gland), Cable glands, M 32 x 1.5, 16 mm, OD min. 19.5 - OD max. 26.3 mm, Stainless steel 1.4404
14059 | 1187370000 | A2LCS/63/M63-NPT2-1/2F | A2LC (Klippon unarmored with conduit connection thread, Ex e/d cable gland), Cable glands, M 63 x 1.5, 19 mm, OD min. 49.5 - OD max. 56 mm, Stainless steel 1.4404
14060 | 1187550000 | A2LCS/63/NPT2-1/2-M63 | A2LC (Klippon unarmored with conduit connection thread, Ex e/d cable gland), Cable glands, 2 1/2" NPT, 28.9 mm, OD min. 49.5 - OD max. 56 mm, Stainless steel 1.4404
14061 | 1219040000 | VPS-HEX M25-EX W | VP-HEX (Klippon Ex blanking plug with hexagon head), Blanking plug, M 25 x 1.5, 16 mm, Stainless steel 1.4404
14062 | 1262190000 | ADAPS M50-NPT1-1/2-W | ADAP (Klippon Ex adaptor), Adapter, M 50 x 1.5 ,1 1/2" NPT, Stainless steel 1.4404
14063 | 1188150000 | E1XZS/20/NPT1/2-WM | E1XZ (Klippon double seal SWB/STA armored Ex e/d cable gland), Cable glands, 1/2" NPT, 13.6 mm, Braided armouring, Metal foil armouring, 0.9 - 1.25 mm, OD min. 15 - OD max. 21 mm, ID min. 10.00 - ID max. 14.00 mm, Stainless steel 1.4404
14064 | 1188210000 | E1XZS/63S/NPT2-WM | E1XZ (Klippon double seal SWB/STA armored Ex e/d cable gland), Cable glands, 2" NPT, 19.2 mm, Braided armouring, Metal foil armouring, 2.5 - 2.5 mm, OD min. 51.5 - OD max. 59.5 mm, ID min. 43.50 - ID max. 50.10 mm, Stainless steel 1.4404
14065 | 1184730000 | E1W/50/M50-WM | E1W (Klippon double seal SWA armored Ex e/d cable gland), Cable glands, M 50 x 1.5, 16 mm, Single-wire armouring, 2 - 2.5 mm, OD min. 45.5 - OD max. 53 mm, ID min. 37.50 - ID max. 44.10 mm, Brass, nickel-plated
14066 | 2814200000 | PVHYM-XXW+XX06M+15 | Photovoltaics, Y-Connector Cable, 1x MC4 Male, 1x WM4 C Female, 1x MC4 Female, 6mm², 1500 V
14067 | 2814210000 | PVHYM+XXW-XX06M-15 | Photovoltaics, Y-Connector Cable, 1x MC4 Female, 1x WM4 C Male, 1x MC4 Male, 6mm², 1500 V
14068 | 2814260000 | PVHXM-M-W+XX06M+15 | Photovoltaics, X-Connector Cable, 2x MC4 Male, 1x WM4 C Female, 1x MC4 Female, 6mm², 1500 V
14069 | 1263190000 | ADAP NPT3/4-M25-W | ADAP (Klippon Ex adaptor), Adapter, 3/4" NPT ,M 25, Brass, nickel-plated
14070 | 1262940000 | ADAP M32-NPT1-1/4-W | ADAP (Klippon Ex adaptor), Adapter, M 32 x 1.5 ,1 1/4" NPT, Brass, nickel-plated
14071 | 8000072425 | MHS 5/02 V T3 B T | PCB plug-in connector, male header, THT/THR solder connection, Pitch in mm (P): 5.00 mm, Number of poles: 2, 180°, Tube
14072 | 1632080000 | ZPE 4 | PE terminal, Tension-clamp connection, 4 mm², 480 A (4 mm²), Green/yellow
14073 | 1521540000 | A4C 2.5 PE | PE terminal, PUSH IN, 2.5 mm², Green/yellow
14074 | 1061200000 | WEW 35/2 | W-Series, End bracket
14075 | 1028500000 | WFF 120 | Bolt-type screw terminals, Feed-through terminal, Rated cross-section: 120 mm², Threaded stud connection, Direct mounting
14076 | 1029500000 | WFF 120/AH | Bolt-type screw terminals, Feed-through terminal, Rated cross-section: 120 mm², Threaded stud connection
14077 | 1031100000 | WDL 2.5/S/L/L/PE | W-Series, Distributor terminal block for N rail, Rated cross-section: 2.5 mm², Screw connection
14078 | 1020240000 | WDU 6 RT | Feed-through terminal, Screw connection, 6 mm², 800 V, 41 A, red
14079 | 1030700000 | WDL 2.5/S/N/L/PE | W-Series, Distributor terminal block for N rail, Rated cross-section: 2.5 mm², Screw connection
14080 | 1036760000 | WDU 4 OR | Feed-through terminal, Screw connection, 4 mm², 800 V, 32 A, orange
14081 | 1031200000 | WDL 2.5/S/L/L | W-Series, Distributor terminal block for N rail, Rated cross-section: 2.5 mm², Screw connection
14082 | 1720760000 | ZDL 2.5 S/L/L | Z-series, Installation multi-tier terminal, Rated cross-section: 2.5 mm², Tension-clamp connection, dark beige, Direct mounting
14083 | 1579060000 | WQB B/24 | W-Series, Cross-connector, For the terminals, Number of poles: 24
14084 | 1909000000 | ZQV 2.5N/20 GE | Z-series, Cross-connector, 24 A
14085 | 1991810000 | A2C 6 PE | PE terminal, PUSH IN, 6 mm², Green/yellow
14086 | 1924470000 | ZDK 2.5/3AN PE | Double-tier terminal, Tension-clamp connection, 2.5 mm², 800 V, 300 A (2.5 mm²), dark beige
14087 | 1521670000 | A3C 2.5 PE | PE terminal, PUSH IN, 2.5 mm², Green/yellow
14088 | 1992250000 | AIO21 1.5 SO-PE | Initiator/actuator terminal, PUSH IN, 1.5 mm², 250 V, 13.5 A, dark beige
14089 | 1608510000 | ZDU 2.5 | Feed-through terminal, Tension-clamp connection, 2.5 mm², 800, 24 A, dark beige
14090 | 1988140000 | AAP11 6 FE | Supply terminal, PUSH IN, 6 mm², dark beige
14091 | 1020280000 | WDU 6 BL | Feed-through terminal, Screw connection, 6 mm², 800 V, 41 A, blue
14092 | 2482220000 | APGTB 1.5 PE 2C/1 | PE terminal, PUSH IN, 1.5 mm², 500 V, Green/yellow
14093 | 1944340000 | BLZP 5.08HC/03/180F SN BK BX | PCB plug-in connector, female plug, 5.08 mm, Number of poles: 3, 180°, Clamping yoke connection, Clamping range, max. : 4 mm², Box
14094 | 1943810000 | BLZP 5.08HC/02/180 SN BK BX | PCB plug-in connector, female plug, 5.08 mm, Number of poles: 2, 180°, Clamping yoke connection, Clamping range, max. : 4 mm², Box
14095 | 1988230000 | AAP14 2.5 LI-LI | Modular distribution terminals, PUSH IN, 2.5 mm², 500 V, 24 A, dark beige
14096 | 1706010000 | ZDU 2.5-2/3AN | Feed-through terminal, Tension-clamp connection, 2.5 mm², 800 V, 24 A, dark beige
14097 | 1608540000 | ZDU 2.5/3AN | Feed-through terminal, Tension-clamp connection, 2.5 mm², 800 V, 24 A, dark beige
14098 | 1054660000 | WQV 4/4 | W-Series, Cross-connector, For the terminals, Number of poles: 4
14099 | 1806990000 | ZDU 4-2/4AN BL | Feed-through terminal, Tension-clamp connection, 4 mm², 800 V, 32 A, blue
14100 | 1513890000 | APGTB 2.5 PE 3C/1 | PE terminal, PUSH IN, 2.5 mm², 800, Green/yellow
14101 | 2674890000 | A2C 6 PE DL | PE terminal, PUSH IN, 6 mm², Green/yellow
14102 | 2469390000 | A2T 1.5 FT-PE | Double-tier terminal, PUSH IN, 1.5 mm², 500 V, 16 A, dark beige
14103 | 2482230000 | APGTB 1.5 PE 3C/1 | PE terminal, PUSH IN, 1.5 mm², 500 V, Green/yellow
14104 | 2456530000 | UR20-8DIO-P-3W-DIAG | Remote I/O module, IP20, Digital signals, Input, Output, 8-channel
14105 | 1928650000 | BVL 7.62HP/05/180 3.5SN BK BX | PCB plug-in connector, female header, closed side, THT solder connection, 7.62 mm, Number of poles: 5, 180°, Solder pin length (l): 3.5 mm, tinned, black, Box
14106 | 1982700000 | BLF 5.08HC/02/270 SN OR BX | PCB plug-in connector, female plug, 5.08 mm, Number of poles: 2, 270°, PUSH IN with actuator, Tension-clamp connection, Clamping range, max. : 3.31 mm², Box
14107 | 1691190000 | BLZF 3.50/10/180F SN BK BX | PCB plug-in connector, female plug, 3.50 mm, Number of poles: 10, 180°, Tension-clamp connection, Clamping range, max. : 1.5 mm², Box
14108 | 1690250000 | BLZF 3.50/08/180 SN OR BX | PCB plug-in connector, female plug, 3.50 mm, Number of poles: 8, 180°, Tension-clamp connection, Clamping range, max. : 1.5 mm², Box
14109 | 1690210000 | BLZF 3.50/04/180 SN OR BX | PCB plug-in connector, female plug, 3.50 mm, Number of poles: 4, 180°, Tension-clamp connection, Clamping range, max. : 1.5 mm², Box
14110 | 1943650000 | BLZP 5.08HC/09/180 SN OR BX | PCB plug-in connector, female plug, 5.08 mm, Number of poles: 9, 180°, Clamping yoke connection, Clamping range, max. : 4 mm², Box
14111 | 1943640000 | BLZP 5.08HC/08/180 SN OR BX | PCB plug-in connector, female plug, 5.08 mm, Number of poles: 8, 180°, Clamping yoke connection, Clamping range, max. : 4 mm², Box
14112 | 1943600000 | BLZP 5.08HC/04/180 SN OR BX | PCB plug-in connector, female plug, 5.08 mm, Number of poles: 4, 180°, Clamping yoke connection, Clamping range, max. : 4 mm², Box
14113 | 1943590000 | BLZP 5.08HC/03/180 SN OR BX | PCB plug-in connector, female plug, 5.08 mm, Number of poles: 3, 180°, Clamping yoke connection, Clamping range, max. : 4 mm², Box
14114 | 1943660000 | BLZP 5.08HC/10/180 SN OR BX | PCB plug-in connector, female plug, 5.08 mm, Number of poles: 10, 180°, Clamping yoke connection, Clamping range, max. : 4 mm², Box
14115 | 1943670000 | BLZP 5.08HC/11/180 SN OR BX | PCB plug-in connector, female plug, 5.08 mm, Number of poles: 11, 180°, Clamping yoke connection, Clamping range, max. : 4 mm², Box
14116 | 1943680000 | BLZP 5.08HC/12/180 SN OR BX | PCB plug-in connector, female plug, 5.08 mm, Number of poles: 12, 180°, Clamping yoke connection, Clamping range, max. : 4 mm², Box
14117 | 2744070000 | CH-W-B-A7.4/22-PPNM | Wallbox, max. charging capacity of 7.4 kW @ 1-phase (230 V) resp. 22 kW @ 3-phase (400 V) grid connection, max. current 32 A, With attached 5 m cable and type 2 plug, NFC, RFID, MID compliant, Modbus TCP